## Table 21
Table 21: Risk assessment and mapping
Initiative activity | Year | Total per-initiative spend | Subtotal A: Capital expenditure | Subtotal B: Operating expenses | Line miles to be treated | Spend/ treated line mile | Ignition probability drivers targeted | Risk reduction | Risk-spend efficiency | Other risk drivers addressed | Existing/ new | Existing: What proceeding has reviewed program | If new: Memorandum account | In / exceeding compliance with regulations | Cite associated rule | Comments
1. A summarized risk map showing the overall ignition probability and estimated wildfire consequence along electric lines and equipment | 2019 plan | NA | NA | NA | NA | NA | NA | NA | No RSE was created as this is an enabling activity that indirectly, rather than directly, reduces risk. | NA | Existing | 2018 GRC | NA | NA | NA | The "Total per initiative spend" and "Spend/treated line mile" column is "NA" because costs to implement this initiative are part of normal labor hours and are not incremental wildfire-related costs. In addition, the “Line miles to be treated” column is “NA” because line miles treated is not an applicable field of measurement for this initiative. The "Ignition probability drivers targeted" and “Other risk drivers addressed” columns are “NA” as this initiative doesn't target specific ignition probability or other risk drivers but instead supports SCE's overall wildfire mitigation efforts. The “In / exceeding compliance with regulations” and “Cite associated rule” columns are “NA” because there are no statutory compliance targets associated with this initiative.
| 2019 actual | NA | NA | NA | NA | NA | NA | NA | No RSE was created as this is an enabling activity that indirectly, rather than directly, reduces risk. | NA | Existing | 2018 GRC | NA | NA | NA | The "Total per initiative spend" and "Spend/treated line mile" column is "NA" because costs to implement this initiative are part of normal labor hours and are not incremental wildfire-related costs. In addition, the “Line miles to be treated” column is “NA” because line miles treated is not an applicable field of measurement for this initiative. The "Ignition probability drivers targeted" and “Other risk drivers addressed” columns are “NA” as this initiative doesn't target specific ignition probability or other risk drivers but instead supports SCE's overall wildfire mitigation efforts. The “In / exceeding compliance with regulations” and “Cite associated rule” columns are “NA” because there are no statutory compliance targets associated with this initiative.
| 2020 | NA | NA | NA | NA | NA | NA | NA | No RSE was created as this is an enabling activity that indirectly, rather than directly, reduces risk. | NA | Existing | 2018 GRC | NA | NA | NA | The "Total per initiative spend" and "Spend/treated line mile" column is "NA" because costs to implement this initiative are part of normal labor hours and are not incremental wildfire-related costs. In addition, the “Line miles to be treated” column is “NA” because line miles treated is not an applicable field of measurement for this initiative. The "Ignition probability drivers targeted" and “Other risk drivers addressed” columns are “NA” as this initiative doesn't target specific ignition probability or other risk drivers but instead supports SCE's overall wildfire mitigation efforts. The “In / exceeding compliance with regulations” and “Cite associated rule” columns are “NA” because there are no statutory compliance targets associated with this initiative.
| 2021 | NA | NA | NA | NA | NA | NA | NA | No RSE was created as this is an enabling activity that indirectly, rather than directly, reduces risk. | NA | Existing | 2018 GRC | NA | NA | NA | The "Total per initiative spend" and "Spend/treated line mile" column is "NA" because costs to implement this initiative are part of normal labor hours and are not incremental wildfire-related costs. In addition, the “Line miles to be treated” column is “NA” because line miles treated is not an applicable field of measurement for this initiative. The "Ignition probability drivers targeted" and “Other risk drivers addressed” columns are “NA” as this initiative doesn't target specific ignition probability or other risk drivers but instead supports SCE's overall wildfire mitigation efforts. The “In / exceeding compliance with regulations” and “Cite associated rule” columns are “NA” because there are no statutory compliance targets associated with this initiative.
| 2022 | NA | NA | NA | NA | NA | NA | NA | No RSE was created as this is an enabling activity that indirectly, rather than directly, reduces risk. | NA | Existing | 2018 GRC | NA | NA | NA | The "Total per initiative spend" and "Spend/treated line mile" column is "NA" because costs to implement this initiative are part of normal labor hours and are not incremental wildfire-related costs. In addition, the “Line miles to be treated” column is “NA” because line miles treated is not an applicable field of measurement for this initiative. The "Ignition probability drivers targeted" and “Other risk drivers addressed” columns are “NA” as this initiative doesn't target specific ignition probability or other risk drivers but instead supports SCE's overall wildfire mitigation efforts. The “In / exceeding compliance with regulations” and “Cite associated rule” columns are “NA” because there are no statutory compliance targets associated with this initiative.
| 2020-2022 plan total | NA | NA | NA | NA | NA | NA | NA | No RSE was created as this is an enabling activity that indirectly, rather than directly, reduces risk. | NA | Existing | 2018 GRC | NA | NA | NA | The "Total per initiative spend" and "Spend/treated line mile" column is "NA" because costs to implement this initiative are part of normal labor hours and are not incremental wildfire-related costs. In addition, the “Line miles to be treated” column is “NA” because line miles treated is not an applicable field of measurement for this initiative. The "Ignition probability drivers targeted" and “Other risk drivers addressed” columns are “NA” as this initiative doesn't target specific ignition probability or other risk drivers but instead supports SCE's overall wildfire mitigation efforts. The “In / exceeding compliance with regulations” and “Cite associated rule” columns are “NA” because there are no statutory compliance targets associated with this initiative.
2. Climate-driven risk map and modelling based on various relevant weather scenarios | 2019 plan | NA | NA | NA | NA | NA | NA | NA | No RSE was created as this is an enabling activity that indirectly, rather than directly, reduces risk. | NA | Existing | 2018 GRC | NA | NA | NA | The "Total per initiative spend" and "Spend/treated line mile" column is "NA" because costs to implement this initiative are part of normal labor hours and are not incremental wildfire-related costs. In addition, the “Line miles to be treated” column is “NA” because line miles treated is not an applicable field of measurement for this initiative. The "Ignition probability drivers targeted" and “Other risk drivers addressed” columns are “NA” as this initiative doesn't target specific ignition probability or other risk drivers but instead supports SCE's overall wildfire mitigation efforts. The “In / exceeding compliance with regulations” and “Cite associated rule” columns are “NA” because there are no statutory compliance targets associated with this initiative.
| 2019 actual | NA | NA | NA | NA | NA | NA | NA | No RSE was created as this is an enabling activity that indirectly, rather than directly, reduces risk. | NA | Existing | 2018 GRC | NA | NA | NA | The "Total per initiative spend" and "Spend/treated line mile" column is "NA" because costs to implement this initiative are part of normal labor hours and are not incremental wildfire-related costs. In addition, the “Line miles to be treated” column is “NA” because line miles treated is not an applicable field of measurement for this initiative. The "Ignition probability drivers targeted" and “Other risk drivers addressed” columns are “NA” as this initiative doesn't target specific ignition probability or other risk drivers but instead supports SCE's overall wildfire mitigation efforts. The “In / exceeding compliance with regulations” and “Cite associated rule” columns are “NA” because there are no statutory compliance targets associated with this initiative.
| 2020 | NA | NA | NA | NA | NA | NA | NA | No RSE was created as this is an enabling activity that indirectly, rather than directly, reduces risk. | NA | Existing | 2018 GRC | NA | NA | NA | The "Total per initiative spend" and "Spend/treated line mile" column is "NA" because costs to implement this initiative are part of normal labor hours and are not incremental wildfire-related costs. In addition, the “Line miles to be treated” column is “NA” because line miles treated is not an applicable field of measurement for this initiative. The "Ignition probability drivers targeted" and “Other risk drivers addressed” columns are “NA” as this initiative doesn't target specific ignition probability or other risk drivers but instead supports SCE's overall wildfire mitigation efforts. The “In / exceeding compliance with regulations” and “Cite associated rule” columns are “NA” because there are no statutory compliance targets associated with this initiative.
| 2021 | NA | NA | NA | NA | NA | NA | NA | No RSE was created as this is an enabling activity that indirectly, rather than directly, reduces risk. | NA | Existing | 2018 GRC | NA | NA | NA | The "Total per initiative spend" and "Spend/treated line mile" column is "NA" because costs to implement this initiative are part of normal labor hours and are not incremental wildfire-related costs. In addition, the “Line miles to be treated” column is “NA” because line miles treated is not an applicable field of measurement for this initiative. The "Ignition probability drivers targeted" and “Other risk drivers addressed” columns are “NA” as this initiative doesn't target specific ignition probability or other risk drivers but instead supports SCE's overall wildfire mitigation efforts. The “In / exceeding compliance with regulations” and “Cite associated rule” columns are “NA” because there are no statutory compliance targets associated with this initiative.
| 2022 | NA | NA | NA | NA | NA | NA | NA | No RSE was created as this is an enabling activity that indirectly, rather than directly, reduces risk. | NA | Existing | 2018 GRC | NA | NA | NA | The "Total per initiative spend" and "Spend/treated line mile" column is "NA" because costs to implement this initiative are part of normal labor hours and are not incremental wildfire-related costs. In addition, the “Line miles to be treated” column is “NA” because line miles treated is not an applicable field of measurement for this initiative. The "Ignition probability drivers targeted" and “Other risk drivers addressed” columns are “NA” as this initiative doesn't target specific ignition probability or other risk drivers but instead supports SCE's overall wildfire mitigation efforts. The “In / exceeding compliance with regulations” and “Cite associated rule” columns are “NA” because there are no statutory compliance targets associated with this initiative.
| 2020-2022 plan total | NA | NA | NA | NA | NA | NA | NA | No RSE was created as this is an enabling activity that indirectly, rather than directly, reduces risk. | NA | Existing | 2018 GRC | NA | NA | NA | The "Total per initiative spend" and "Spend/treated line mile" column is "NA" because costs to implement this initiative are part of normal labor hours and are not incremental wildfire-related costs. In addition, the “Line miles to be treated” column is “NA” because line miles treated is not an applicable field of measurement for this initiative. The "Ignition probability drivers targeted" and “Other risk drivers addressed” columns are “NA” as this initiative doesn't target specific ignition probability or other risk drivers but instead supports SCE's overall wildfire mitigation efforts. The “In / exceeding compliance with regulations” and “Cite associated rule” columns are “NA” because there are no statutory compliance targets associated with this initiative.
3. Ignition probability mapping showing the probability of ignition along the electric lines and equipment | 2019 plan | NA | NA | NA | NA | NA | NA | NA | No RSE was created as this is an enabling activity that indirectly, rather than directly, reduces risk. | NA | Existing | 2018 GRC | NA | NA | NA | The "Total per initiative spend" and "Spend/treated line mile" column is "NA" because costs to implement this initiative are part of normal labor hours and are not incremental wildfire-related costs. In addition, the “Line miles to be treated” column is “NA” because line miles treated is not an applicable field of measurement for this initiative. The "Ignition probability drivers targeted" and “Other risk drivers addressed” columns are “NA” as this initiative doesn't target specific ignition probability or other risk drivers but instead supports SCE's overall wildfire mitigation efforts. The “In / exceeding compliance with regulations” and “Cite associated rule” columns are “NA” because there are no statutory compliance targets associated with this initiative.
| 2019 actual | NA | NA | NA | NA | NA | NA | NA | No RSE was created as this is an enabling activity that indirectly, rather than directly, reduces risk. | NA | Existing | 2018 GRC | NA | NA | NA | The "Total per initiative spend" and "Spend/treated line mile" column is "NA" because costs to implement this initiative are part of normal labor hours and are not incremental wildfire-related costs. In addition, the “Line miles to be treated” column is “NA” because line miles treated is not an applicable field of measurement for this initiative. The "Ignition probability drivers targeted" and “Other risk drivers addressed” columns are “NA” as this initiative doesn't target specific ignition probability or other risk drivers but instead supports SCE's overall wildfire mitigation efforts. The “In / exceeding compliance with regulations” and “Cite associated rule” columns are “NA” because there are no statutory compliance targets associated with this initiative.
| 2020 | NA | NA | NA | NA | NA | NA | NA | No RSE was created as this is an enabling activity that indirectly, rather than directly, reduces risk. | NA | Existing | 2018 GRC | NA | NA | NA | The "Total per initiative spend" and "Spend/treated line mile" column is "NA" because costs to implement this initiative are part of normal labor hours and are not incremental wildfire-related costs. In addition, the “Line miles to be treated” column is “NA” because line miles treated is not an applicable field of measurement for this initiative. The "Ignition probability drivers targeted" and “Other risk drivers addressed” columns are “NA” as this initiative doesn't target specific ignition probability or other risk drivers but instead supports SCE's overall wildfire mitigation efforts. The “In / exceeding compliance with regulations” and “Cite associated rule” columns are “NA” because there are no statutory compliance targets associated with this initiative.
| 2021 | NA | NA | NA | NA | NA | NA | NA | No RSE was created as this is an enabling activity that indirectly, rather than directly, reduces risk. | NA | Existing | 2018 GRC | NA | NA | NA | The "Total per initiative spend" and "Spend/treated line mile" column is "NA" because costs to implement this initiative are part of normal labor hours and are not incremental wildfire-related costs. In addition, the “Line miles to be treated” column is “NA” because line miles treated is not an applicable field of measurement for this initiative. The "Ignition probability drivers targeted" and “Other risk drivers addressed” columns are “NA” as this initiative doesn't target specific ignition probability or other risk drivers but instead supports SCE's overall wildfire mitigation efforts. The “In / exceeding compliance with regulations” and “Cite associated rule” columns are “NA” because there are no statutory compliance targets associated with this initiative.
| 2022 | NA | NA | NA | NA | NA | NA | NA | No RSE was created as this is an enabling activity that indirectly, rather than directly, reduces risk. | NA | Existing | 2018 GRC | NA | NA | NA | The "Total per initiative spend" and "Spend/treated line mile" column is "NA" because costs to implement this initiative are part of normal labor hours and are not incremental wildfire-related costs. In addition, the “Line miles to be treated” column is “NA” because line miles treated is not an applicable field of measurement for this initiative. The "Ignition probability drivers targeted" and “Other risk drivers addressed” columns are “NA” as this initiative doesn't target specific ignition probability or other risk drivers but instead supports SCE's overall wildfire mitigation efforts. The “In / exceeding compliance with regulations” and “Cite associated rule” columns are “NA” because there are no statutory compliance targets associated with this initiative.
| 2020-2022 plan total | NA | NA | NA | NA | NA | NA | NA | No RSE was created as this is an enabling activity that indirectly, rather than directly, reduces risk. | NA | Existing | 2018 GRC | NA | NA | NA | The "Total per initiative spend" and "Spend/treated line mile" column is "NA" because costs to implement this initiative are part of normal labor hours and are not incremental wildfire-related costs. In addition, the “Line miles to be treated” column is “NA” because line miles treated is not an applicable field of measurement for this initiative. The "Ignition probability drivers targeted" and “Other risk drivers addressed” columns are “NA” as this initiative doesn't target specific ignition probability or other risk drivers but instead supports SCE's overall wildfire mitigation efforts. The “In / exceeding compliance with regulations” and “Cite associated rule” columns are “NA” because there are no statutory compliance targets associated with this initiative.
4. Initiative mapping and estimation of wildfire and PSPS risk-reduction impact | 2019 plan | NA | NA | NA | NA | NA | NA | NA | No RSE was created as this is an enabling activity that indirectly, rather than directly, reduces risk. | NA | Existing | 2018 GRC | NA | NA | NA | The "Total per initiative spend" and "Spend/treated line mile" column is "NA" because costs to implement this initiative are part of normal labor hours and are not incremental wildfire-related costs. In addition, the “Line miles to be treated” column is “NA” because line miles treated is not an applicable field of measurement for this initiative. The "Ignition probability drivers targeted" and “Other risk drivers addressed” columns are “NA” as this initiative doesn't target specific ignition probability or other risk drivers but instead supports SCE's overall wildfire mitigation efforts. The “In / exceeding compliance with regulations” and “Cite associated rule” columns are “NA” because there are no statutory compliance targets associated with this initiative.
| 2019 actual | NA | NA | NA | NA | NA | NA | NA | No RSE was created as this is an enabling activity that indirectly, rather than directly, reduces risk. | NA | Existing | 2018 GRC | NA | NA | NA | The "Total per initiative spend" and "Spend/treated line mile" column is "NA" because costs to implement this initiative are part of normal labor hours and are not incremental wildfire-related costs. In addition, the “Line miles to be treated” column is “NA” because line miles treated is not an applicable field of measurement for this initiative. The "Ignition probability drivers targeted" and “Other risk drivers addressed” columns are “NA” as this initiative doesn't target specific ignition probability or other risk drivers but instead supports SCE's overall wildfire mitigation efforts. The “In / exceeding compliance with regulations” and “Cite associated rule” columns are “NA” because there are no statutory compliance targets associated with this initiative.
| 2020 | NA | NA | NA | NA | NA | NA | NA | No RSE was created as this is an enabling activity that indirectly, rather than directly, reduces risk. | NA | Existing | 2018 GRC | NA | NA | NA | The "Total per initiative spend" and "Spend/treated line mile" column is "NA" because costs to implement this initiative are part of normal labor hours and are not incremental wildfire-related costs. In addition, the “Line miles to be treated” column is “NA” because line miles treated is not an applicable field of measurement for this initiative. The "Ignition probability drivers targeted" and “Other risk drivers addressed” columns are “NA” as this initiative doesn't target specific ignition probability or other risk drivers but instead supports SCE's overall wildfire mitigation efforts. The “In / exceeding compliance with regulations” and “Cite associated rule” columns are “NA” because there are no statutory compliance targets associated with this initiative.
| 2021 | NA | NA | NA | NA | NA | NA | NA | No RSE was created as this is an enabling activity that indirectly, rather than directly, reduces risk. | NA | Existing | 2018 GRC | NA | NA | NA | The "Total per initiative spend" and "Spend/treated line mile" column is "NA" because costs to implement this initiative are part of normal labor hours and are not incremental wildfire-related costs. In addition, the “Line miles to be treated” column is “NA” because line miles treated is not an applicable field of measurement for this initiative. The "Ignition probability drivers targeted" and “Other risk drivers addressed” columns are “NA” as this initiative doesn't target specific ignition probability or other risk drivers but instead supports SCE's overall wildfire mitigation efforts. The “In / exceeding compliance with regulations” and “Cite associated rule” columns are “NA” because there are no statutory compliance targets associated with this initiative.
| 2022 | NA | NA | NA | NA | NA | NA | NA | No RSE was created as this is an enabling activity that indirectly, rather than directly, reduces risk. | NA | Existing | 2018 GRC | NA | NA | NA | The "Total per initiative spend" and "Spend/treated line mile" column is "NA" because costs to implement this initiative are part of normal labor hours and are not incremental wildfire-related costs. In addition, the “Line miles to be treated” column is “NA” because line miles treated is not an applicable field of measurement for this initiative. The "Ignition probability drivers targeted" and “Other risk drivers addressed” columns are “NA” as this initiative doesn't target specific ignition probability or other risk drivers but instead supports SCE's overall wildfire mitigation efforts. The “In / exceeding compliance with regulations” and “Cite associated rule” columns are “NA” because there are no statutory compliance targets associated with this initiative.
| 2020-2022 plan total | NA | NA | NA | NA | NA | NA | NA | No RSE was created as this is an enabling activity that indirectly, rather than directly, reduces risk. | NA | Existing | 2018 GRC | NA | NA | NA | The "Total per initiative spend" and "Spend/treated line mile" column is "NA" because costs to implement this initiative are part of normal labor hours and are not incremental wildfire-related costs. In addition, the “Line miles to be treated” column is “NA” because line miles treated is not an applicable field of measurement for this initiative. The "Ignition probability drivers targeted" and “Other risk drivers addressed” columns are “NA” as this initiative doesn't target specific ignition probability or other risk drivers but instead supports SCE's overall wildfire mitigation efforts. The “In / exceeding compliance with regulations” and “Cite associated rule” columns are “NA” because there are no statutory compliance targets associated with this initiative.
5. Match drop simulations showing the potential wildfire consequence of ignitions that occur along the electric lines and equipment | 2019 plan | NA | NA | NA | NA | NA | NA | NA | No RSE was created as this is an enabling activity that indirectly, rather than directly, reduces risk. | NA | Existing | 2018 GRC | NA | NA | NA | The "Total per initiative spend" and "Spend/treated line mile" column is "NA" because costs to implement this initiative are part of normal labor hours and are not incremental wildfire-related costs. In addition, the “Line miles to be treated” column is “NA” because line miles treated is not an applicable field of measurement for this initiative. The "Ignition probability drivers targeted" and “Other risk drivers addressed” columns are “NA” as this initiative doesn't target specific ignition probability or other risk drivers but instead supports SCE's overall wildfire mitigation efforts. The “In / exceeding compliance with regulations” and “Cite associated rule” columns are “NA” because there are no statutory compliance targets associated with this initiative.
| 2019 actual | NA | NA | NA | NA | NA | NA | NA | No RSE was created as this is an enabling activity that indirectly, rather than directly, reduces risk. | NA | Existing | 2018 GRC | NA | NA | NA | The "Total per initiative spend" and "Spend/treated line mile" column is "NA" because costs to implement this initiative are part of normal labor hours and are not incremental wildfire-related costs. In addition, the “Line miles to be treated” column is “NA” because line miles treated is not an applicable field of measurement for this initiative. The "Ignition probability drivers targeted" and “Other risk drivers addressed” columns are “NA” as this initiative doesn't target specific ignition probability or other risk drivers but instead supports SCE's overall wildfire mitigation efforts. The “In / exceeding compliance with regulations” and “Cite associated rule” columns are “NA” because there are no statutory compliance targets associated with this initiative.
| 2020 | NA | NA | NA | NA | NA | NA | NA | No RSE was created as this is an enabling activity that indirectly, rather than directly, reduces risk. | NA | Existing | 2018 GRC | NA | NA | NA | The "Total per initiative spend" and "Spend/treated line mile" column is "NA" because costs to implement this initiative are part of normal labor hours and are not incremental wildfire-related costs. In addition, the “Line miles to be treated” column is “NA” because line miles treated is not an applicable field of measurement for this initiative. The "Ignition probability drivers targeted" and “Other risk drivers addressed” columns are “NA” as this initiative doesn't target specific ignition probability or other risk drivers but instead supports SCE's overall wildfire mitigation efforts. The “In / exceeding compliance with regulations” and “Cite associated rule” columns are “NA” because there are no statutory compliance targets associated with this initiative.
| 2021 | NA | NA | NA | NA | NA | NA | NA | No RSE was created as this is an enabling activity that indirectly, rather than directly, reduces risk. | NA | Existing | 2018 GRC | NA | NA | NA | The "Total per initiative spend" and "Spend/treated line mile" column is "NA" because costs to implement this initiative are part of normal labor hours and are not incremental wildfire-related costs. In addition, the “Line miles to be treated” column is “NA” because line miles treated is not an applicable field of measurement for this initiative. The "Ignition probability drivers targeted" and “Other risk drivers addressed” columns are “NA” as this initiative doesn't target specific ignition probability or other risk drivers but instead supports SCE's overall wildfire mitigation efforts. The “In / exceeding compliance with regulations” and “Cite associated rule” columns are “NA” because there are no statutory compliance targets associated with this initiative.
| 2022 | NA | NA | NA | NA | NA | NA | NA | No RSE was created as this is an enabling activity that indirectly, rather than directly, reduces risk. | NA | Existing | 2018 GRC | NA | NA | NA | The "Total per initiative spend" and "Spend/treated line mile" column is "NA" because costs to implement this initiative are part of normal labor hours and are not incremental wildfire-related costs. In addition, the “Line miles to be treated” column is “NA” because line miles treated is not an applicable field of measurement for this initiative. The "Ignition probability drivers targeted" and “Other risk drivers addressed” columns are “NA” as this initiative doesn't target specific ignition probability or other risk drivers but instead supports SCE's overall wildfire mitigation efforts. The “In / exceeding compliance with regulations” and “Cite associated rule” columns are “NA” because there are no statutory compliance targets associated with this initiative.
| 2020-2022 plan total | NA | NA | NA | NA | NA | NA | NA | No RSE was created as this is an enabling activity that indirectly, rather than directly, reduces risk. | NA | Existing | 2018 GRC | NA | NA | NA | The "Total per initiative spend" and "Spend/treated line mile" column is "NA" because costs to implement this initiative are part of normal labor hours and are not incremental wildfire-related costs. In addition, the “Line miles to be treated” column is “NA” because line miles treated is not an applicable field of measurement for this initiative. The "Ignition probability drivers targeted" and “Other risk drivers addressed” columns are “NA” as this initiative doesn't target specific ignition probability or other risk drivers but instead supports SCE's overall wildfire mitigation efforts. The “In / exceeding compliance with regulations” and “Cite associated rule” columns are “NA” because there are no statutory compliance targets associated with this initiative.
6. Weather-driven risk map and modelling based on various relevant weather scenarios | 2019 plan | NA | NA | NA | NA | NA | NA | NA | No RSE was created as this is an enabling activity that indirectly, rather than directly, reduces risk. | NA | Existing | 2018 GRC | NA | NA | NA | The "Total per initiative spend" and "Spend/treated line mile" column is "NA" because costs to implement this initiative are part of normal labor hours and are not incremental wildfire-related costs. In addition, the “Line miles to be treated” column is “NA” because line miles treated is not an applicable field of measurement for this initiative. The "Ignition probability drivers targeted" and “Other risk drivers addressed” columns are “NA” as this initiative doesn't target specific ignition probability or other risk drivers but instead supports SCE's overall wildfire mitigation efforts. The “In / exceeding compliance with regulations” and “Cite associated rule” columns are “NA” because there are no statutory compliance targets associated with this initiative.
| 2019 actual | NA | NA | NA | NA | NA | NA | NA | No RSE was created as this is an enabling activity that indirectly, rather than directly, reduces risk. | NA | Existing | 2018 GRC | NA | NA | NA | The "Total per initiative spend" and "Spend/treated line mile" column is "NA" because costs to implement this initiative are part of normal labor hours and are not incremental wildfire-related costs. In addition, the “Line miles to be treated” column is “NA” because line miles treated is not an applicable field of measurement for this initiative. The "Ignition probability drivers targeted" and “Other risk drivers addressed” columns are “NA” as this initiative doesn't target specific ignition probability or other risk drivers but instead supports SCE's overall wildfire mitigation efforts. The “In / exceeding compliance with regulations” and “Cite associated rule” columns are “NA” because there are no statutory compliance targets associated with this initiative.
| 2020 | NA | NA | NA | NA | NA | NA | NA | No RSE was created as this is an enabling activity that indirectly, rather than directly, reduces risk. | NA | Existing | 2018 GRC | NA | NA | NA | The "Total per initiative spend" and "Spend/treated line mile" column is "NA" because costs to implement this initiative are part of normal labor hours and are not incremental wildfire-related costs. In addition, the “Line miles to be treated” column is “NA” because line miles treated is not an applicable field of measurement for this initiative. The "Ignition probability drivers targeted" and “Other risk drivers addressed” columns are “NA” as this initiative doesn't target specific ignition probability or other risk drivers but instead supports SCE's overall wildfire mitigation efforts. The “In / exceeding compliance with regulations” and “Cite associated rule” columns are “NA” because there are no statutory compliance targets associated with this initiative.
| 2021 | NA | NA | NA | NA | NA | NA | NA | No RSE was created as this is an enabling activity that indirectly, rather than directly, reduces risk. | NA | Existing | 2018 GRC | NA | NA | NA | The "Total per initiative spend" and "Spend/treated line mile" column is "NA" because costs to implement this initiative are part of normal labor hours and are not incremental wildfire-related costs. In addition, the “Line miles to be treated” column is “NA” because line miles treated is not an applicable field of measurement for this initiative. The "Ignition probability drivers targeted" and “Other risk drivers addressed” columns are “NA” as this initiative doesn't target specific ignition probability or other risk drivers but instead supports SCE's overall wildfire mitigation efforts. The “In / exceeding compliance with regulations” and “Cite associated rule” columns are “NA” because there are no statutory compliance targets associated with this initiative.
| 2022 | NA | NA | NA | NA | NA | NA | NA | No RSE was created as this is an enabling activity that indirectly, rather than directly, reduces risk. | NA | Existing | 2018 GRC | NA | NA | NA | The "Total per initiative spend" and "Spend/treated line mile" column is "NA" because costs to implement this initiative are part of normal labor hours and are not incremental wildfire-related costs. In addition, the “Line miles to be treated” column is “NA” because line miles treated is not an applicable field of measurement for this initiative. The "Ignition probability drivers targeted" and “Other risk drivers addressed” columns are “NA” as this initiative doesn't target specific ignition probability or other risk drivers but instead supports SCE's overall wildfire mitigation efforts. The “In / exceeding compliance with regulations” and “Cite associated rule” columns are “NA” because there are no statutory compliance targets associated with this initiative.
| 2020-2022 plan total | NA | NA | NA | NA | NA | NA | NA | No RSE was created as this is an enabling activity that indirectly, rather than directly, reduces risk. | NA | Existing | 2018 GRC | NA | NA | NA | The "Total per initiative spend" and "Spend/treated line mile" column is "NA" because costs to implement this initiative are part of normal labor hours and are not incremental wildfire-related costs. In addition, the “Line miles to be treated” column is “NA” because line miles treated is not an applicable field of measurement for this initiative. The "Ignition probability drivers targeted" and “Other risk drivers addressed” columns are “NA” as this initiative doesn't target specific ignition probability or other risk drivers but instead supports SCE's overall wildfire mitigation efforts. The “In / exceeding compliance with regulations” and “Cite associated rule” columns are “NA” because there are no statutory compliance targets associated with this initiative.

## Table 22
Table 22: Situational awareness and forecasting
Initiative activity | Year | Total per-initiative spend | Subtotal A: Capital expenditure | Subtotal B: Operating expenses | Line miles to be treated | Spend/ treated line mile | Ignition probability drivers targeted | Risk reduction | Risk-spend efficiency | Other risk drivers addressed | Existing/ new | Existing: What proceeding has reviewed program | If new: Memorandum account | In / exceeding compliance with regulations | Cite associated rule | Comments
1. Advanced weather monitoring and weather stations (SA-1) | 2019 plan | 6031.067 | 5389.254 | 641.813 | 315 | 19.1462 | CFO: All EFF: All | 2.927 | 151.3942 | NA | New | NA | GSRPMA | NA | NA | Instead of "Line miles to be treated", number of weather station installations is the unit of measure. Advanced weather monitoring will not directly reduce risk drivers, but informs the primary inputs into the PSPS decision that reduce wildfire risk. The “In / exceeding compliance with regulations” and “Cite associated rule” columns are “NA” because there are no statutory compliance targets associated with this initiative. Values in columns H-K are repeated from the risk columns in Table 26, Initiative 5.
| 2019 actual | 5520.099 | 4282.182 | 1237.917 | 357 | 15.4625 | CFO: All EFF: All | 2.927 | 77.2542 | NA | New | NA | GSRPMA | NA | NA | Instead of "Line miles to be treated", number of weather station installations is the unit of measure. Advanced weather monitoring will not directly reduce risk drivers, but informs the primary inputs into the PSPS decision that reduce wildfire risk. The “In / exceeding compliance with regulations” and “Cite associated rule” columns are “NA” because there are no statutory compliance targets associated with this initiative. Values in columns H-K are repeated from the risk columns in Table 26, Initiative 5.
| 2020 | 6832.771 | 5535.885 | 1296.886 | 475 | 14.3848 | CFO: All EFF: All | 2.8417 | 57.5051 | NA | New | NA | GSRPMA | NA | NA | Instead of "Line miles to be treated", number of weather station installations is the unit of measure. Advanced weather monitoring will not directly reduce risk drivers, but informs the primary inputs into the PSPS decision that reduce wildfire risk. The “In / exceeding compliance with regulations” and “Cite associated rule” columns are “NA” because there are no statutory compliance targets associated with this initiative. Values in columns H-K are repeated from the risk columns in Table 26, Initiative 5.
| 2021 | 5766.528 | 4203.504 | 1563.024 | 475 | 12.1401 | CFO: All EFF: All | 2.7589 | 61.7133 | NA | New | NA | GSRPMA | NA | NA | Instead of "Line miles to be treated", number of weather station installations is the unit of measure. Advanced weather monitoring will not directly reduce risk drivers, but informs the primary inputs into the PSPS decision that reduce wildfire risk. The “In / exceeding compliance with regulations” and “Cite associated rule” columns are “NA” because there are no statutory compliance targets associated with this initiative. Values in columns H-K are repeated from the risk columns in Table 26, Initiative 5.
| 2022 | 5800.296 | 4203.504 | 1596.792 | 475 | 12.2111 | CFO: All EFF: All | 2.6786 | 65.3369 | NA | New | NA | GSRPMA | NA | NA | Instead of "Line miles to be treated", number of weather station installations is the unit of measure. Advanced weather monitoring will not directly reduce risk drivers, but informs the primary inputs into the PSPS decision that reduce wildfire risk. The “In / exceeding compliance with regulations” and “Cite associated rule” columns are “NA” because there are no statutory compliance targets associated with this initiative. Values in columns H-K are repeated from the risk columns in Table 26, Initiative 5.
| 2020-2022 plan total | 18399.595 | 13942.893 | 4456.702 | 1425 | 12.912 | CFO: All EFF: All | 8.2792 | 61.2737 | NA | New | NA | GSRPMA | NA | NA | Instead of "Line miles to be treated", number of weather station installations is the unit of measure. Advanced weather monitoring will not directly reduce risk drivers, but informs the primary inputs into the PSPS decision that reduce wildfire risk. The “In / exceeding compliance with regulations” and “Cite associated rule” columns are “NA” because there are no statutory compliance targets associated with this initiative. Values in columns H-K are repeated from the risk columns in Table 26, Initiative 5.
2.1. Continuous monitoring sensors: Distribution Fault Anticipation (DFA) (AT-2.1) | 2019 plan | 69.205 | 0 | 69.205 | 10 | 6.9205 | CFO: Vegetation EFF: All Equipment Failures | Under assessment/pilot | No RSE was calculated as the purpose of the assessment is to learn and assess the effectiveness of the mitigation. | NA | New | NA | GSRPMA, WMPMA | NA | NA | Continuous monitoring sensors will not directly reduce risk drivers, but instead provides awareness for potential situations which may be able to identified and remediated to avoid related consequences. The “In / exceeding compliance with regulations” and “Cite associated rule” columns are “NA” because there are no statutory compliance targets associated with this initiative.
| 2019 actual | 2485.151 | 0 | 2485.151 | 24 | 103.548 | CFO: Vegetation EFF: All Equipment Failures | Under assessment/pilot | No RSE was calculated as the purpose of the assessment is to learn and assess the effectiveness of the mitigation. | NA | New | NA | GSRPMA, WMPMA | NA | NA | In 2019, SCE developed a plan to engineer, design, and construct 60 DFA units. 54 were constructed. Of those 54, 24 were fully commissioned. The costs for the 2019 work includes the engineering, design, construction of all DFAs and the commissioning of 24 units of the 60 units. The remaining will DFA units will be completed in 2020. Continuous monitoring sensors will not directly reduce risk drivers, but instead provides awareness for potential situations which may be able to identified and remediated to avoid related consequences. The “In / exceeding compliance with regulations” and “Cite associated rule” columns are “NA” because there are no statutory compliance targets associated with this initiative.
| 2020 | 251.524 | 0 | 251.524 | 36 | 6.9868 | CFO: Vegetation EFF: All Equipment Failures | Under assessment/pilot | No RSE was calculated as the purpose of the assessment is to learn and assess the effectiveness of the mitigation. | NA | New | NA | GSRPMA | NA | NA | In the first quarter of 2020, the remaining 36 DFAs will be commissioned and monitored. In 2020 engineering will monitor the DFA pilot installations to assess the success of the pilot. No other DFAs will be deployed until the assessment in 2020 is complete. Continuous monitoring sensors will not directly reduce risk drivers, but instead provides awareness for potential situations which may be able to identified and remediated to avoid related consequences. The “In / exceeding compliance with regulations” and “Cite associated rule” columns are “NA” because there are no statutory compliance targets associated with this initiative.
| 2021 | 9900.683 | 9646.065 | 254.618 | 150 | 66.0046 | CFO: Vegetation EFF: All Equipment Failures | Under assessment/pilot | No RSE was calculated as the purpose of the assessment is to learn and assess the effectiveness of the mitigation. | NA | New | NA | GSRPMA, WMPMA | NA | NA | Continuous monitoring sensors will not directly reduce risk drivers, but instead provides awareness for potential situations which may be able to identified and remediated to avoid related consequences. The “In / exceeding compliance with regulations” and “Cite associated rule” columns are “NA” because there are no statutory compliance targets associated with this initiative.
| 2022 | 19850.149 | 19850.149 | 0 | 300 | 66.1672 | CFO: Vegetation EFF: All Equipment Failures | Under assessment/pilot | No RSE was calculated as the purpose of the assessment is to learn and assess the effectiveness of the mitigation. | NA | New | NA | WMPMA | NA | NA | Continuous monitoring sensors will not directly reduce risk drivers, but instead provides awareness for potential situations which may be able to identified and remediated to avoid related consequences. The “In / exceeding compliance with regulations” and “Cite associated rule” columns are “NA” because there are no statutory compliance targets associated with this initiative.
| 2020-2022 plan total | 30002.356 | 29496.214 | 506.142 | 486 | 61.7332 | CFO: Vegetation EFF: All Equipment Failures | Under assessment/pilot | No RSE was calculated as the purpose of the assessment is to learn and assess the effectiveness of the mitigation. | NA | New | NA | GSRPMA, WMPMA | NA | NA | Continuous monitoring sensors will not directly reduce risk drivers, but instead provides awareness for potential situations which may be able to identified and remediated to avoid related consequences. The “In / exceeding compliance with regulations” and “Cite associated rule” columns are “NA” because there are no statutory compliance targets associated with this initiative.
2.2. Continuous monitoring sensors: Early Fault Detection (EFD) evaluation (AT-7) | 2019 plan | NA | NA | NA | NA | NA | NA | NA | NA | NA | NA | NA | NA | NA | NA | All columns are "NA" for the 2019 plan as this initiative did not begin until 2020.
| 2019 actual | NA | NA | NA | NA | NA | NA | NA | NA | NA | NA | NA | NA | NA | NA | All columns are "NA" for the 2019 plan as this initiative did not begin until 2020.
| 2020 | 511.228 | 0 | 511.228 | 25 | 20.4491 | CFO: Vegetation EFF: All Equipment Failures | Under assessment/pilot | No RSE was calculated as the purpose of the assessment is to learn and assess the effectiveness of the mitigation. | NA | New | NA | WMPMA | NA | NA | Monitor DFA during 2020; Estimated 2.5 miles per sensor install. The mileage values are estimated total miles covered and may include HFRA, non-HFRA, and Underground circuitry. Continuous monitoring sensors will not directly reduce risk drivers, but instead provides awareness for potential situations which may be able to identified and remediated to avoid related consequences. The “In / exceeding compliance with regulations” and “Cite associated rule” columns are “NA” because there are no statutory compliance targets associated with this initiative.
| 2021 | 2587.583 | 0 | 2587.583 | 225 | 11.5004 | CFO: Vegetation EFF: All Equipment Failures | Under assessment/pilot | No RSE was calculated as the purpose of the assessment is to learn and assess the effectiveness of the mitigation. | NA | New | NA | WMPMA | NA | NA | Monitor DFA during 2021; Estimated 2.5 miles per sensor install. The mileage values are estimated total miles covered and may include HFRA, non-HFRA, and Underground circuitry. Continuous monitoring sensors will not directly reduce risk drivers, but instead provides awareness for potential situations which may be able to identified and remediated to avoid related consequences. The “In / exceeding compliance with regulations” and “Cite associated rule” columns are “NA” because there are no statutory compliance targets associated with this initiative.
| 2022 | UNKNOWN | UNKNOWN | UNKNOWN | UNKNOWN | UNKNOWN | UNKNOWN | UNKNOWN | UNKNOWN | UNKNOWN | UNKNOWN | UNKNOWN | UNKNOWN | UNKNOWN | UNKNOWN | All columns for 2022 for this Initiative are "UNKNOWN" as the scope and strategy are yet to be determined for 2022. This determination will be made after careful study and review of the 2020-2021 work.
| 2020-2022 plan total | 3098.811 | 0 | 3098.811 | 250 | 12.3952 | CFO: Vegetation EFF: All Equipment Failures | Under assessment/pilot | No RSE was calculated as the purpose of the assessment is to learn and assess the effectiveness of the mitigation. | NA | New | NA | WMPMA | NA | NA | The “In / exceeding compliance with regulations” and “Cite associated rule” columns are “NA” because there are no statutory compliance targets associated with this initiative.
2.3. Continuous monitoring sensors: transmission open phase detection (SH-8) | 2019 plan | NA | NA | NA | NA | NA | NA | NA | NA | NA | NA | NA | NA | NA | NA | All columns are "NA" for the 2019 plan as this initiative did not begin until after the 2019 WMP had been filed.
| 2019 actual | NA | NA | NA | NA | NA | NA | NA | NA | NA | NA | NA | NA | NA | NA | All columns are "NA" for the 2019 actual. This initiative was successfully piloted in 2109 and cost were charged to internal overhead.
| 2020 | 295.0149 | 0 | 295.0149 | 323.5 | 0.91195 | EFF: Conductor Splice/Clamp/Connector | Under assessment/pilot | No RSE was calculated as the purpose of the assessment is to learn and assess the effectiveness of the mitigation. | NA | New | NA | WMPMA | In Compliance | SB901 OIR | Instead of "Line miles to be treated", select circuit miles within the HFRA is the unit of measure. The “Other risk drivers addressed” columns “NA” as this initiative doesn't target specific ignition probability or other risk drivers but instead supports SCE's overall wildfire mitigation efforts.
| 2021 | 288.0542 | 0 | 288.0542 | 315.8671 | 0.91195 | EFF: Conductor Splice/Clamp/Connector | Under assessment/pilot | No RSE was calculated as the purpose of the assessment is to learn and assess the effectiveness of the mitigation. | NA | New | NA | WMPMA | In Compliance | SB901 OIR | The "Line miles to be treated" and "Spend/ treated line mile" columns are "UNKNOWN" because the expansion of deployment is based on the success/fail criteria in 2020. The “Other risk drivers addressed” column is “NA” as this initiative doesn't target specific ignition probability or other risk drivers but instead supports SCE's overall wildfire mitigation efforts.
| 2022 | 281.891 | 0 | 281.891 | 315.8671 | 0.89244 | EFF: Conductor Splice/Clamp/Connector | Under assessment/pilot | No RSE was calculated as the purpose of the assessment is to learn and assess the effectiveness of the mitigation. | NA | New | NA | WMPMA | In Compliance | SB901 OIR | The "Line miles to be treated" and "Spend/ treated line mile" columns are "UNKNOWN" because the expansion of deployment is based on the success/fail criteria in 2020. The “Other risk drivers addressed” column is “NA” as this initiative doesn't target specific ignition probability or other risk drivers but instead supports SCE's overall wildfire mitigation efforts.
| 2020-2022 plan total | 864.96 | 0 | 864.96 | 955.2343 | 0.90572 | EFF: Conductor Splice/Clamp/Connector | Under assessment/pilot | No RSE was calculated as the purpose of the assessment is to learn and assess the effectiveness of the mitigation. | NA | New | NA | WMPMA | In Compliance | SB901 OIR | Instead of "Line miles to be treated", select circuit miles within the HFRA is the unit of measure. The “Other risk drivers addressed” columns “NA” as this initiative doesn't target specific ignition probability or other risk drivers but instead supports SCE's overall wildfire mitigation efforts.
3. Fault indicators for detecting faults on electric lines and equipment | 2019 plan | 4285.315 | 4285.315 | 0 | 265 | 16.171 | NA | Initiative addressed by Traditional Program | No RSE was calculated as this is already a compliance program and not a WMP initiative | NA | Existing | 2018 GRC | NA | NA | NA | The "Total per initiative spend" and "Line miles to be treated" columns are system-wide numbers that include HFRA applications. Fault indicators will not directly reduce risk drivers, but inform areas where additional situational awareness is beneficial. The "Ignition probability drivers targeted" column is “NA” as this activity doesn't target specific ignition probability drivers but instead supports SCE's overall wildfire mitigation efforts. The “In / exceeding compliance with regulations” and “Cite associated rule” columns are “NA” because there are no statutory compliance targets associated with this initiative.
| 2019 actual | 2134.572 | 2134.572 | 0 | 132 | 16.171 | NA | Initiative addressed by Traditional Program | No RSE was calculated as this is already a compliance program and not a WMP initiative | NA | Existing | 2018 GRC | NA | NA | NA | The "Total per initiative spend" and "Line miles to be treated" columns are system-wide numbers that include HFRA applications. Fault indicators will not directly reduce risk drivers, but inform areas where additional situational awareness is beneficial. The "Ignition probability drivers targeted" column is “NA” as this activity doesn't target specific ignition probability drivers but instead supports SCE's overall wildfire mitigation efforts. The “In / exceeding compliance with regulations” and “Cite associated rule” columns are “NA” because there are no statutory compliance targets associated with this initiative.
| 2020 | 1649.442 | 1649.442 | 0 | 102 | 16.171 | NA | Initiative addressed by Traditional Program | No RSE was calculated as this is already a compliance program and not a WMP initiative | NA | Existing | 2018 GRC | NA | NA | NA | The "Total per initiative spend" and "Line miles to be treated" columns are system-wide numbers that include HFRA applications. Fault indicators will not directly reduce risk drivers, but inform areas where additional situational awareness is beneficial. The "Ignition probability drivers targeted" column is “NA” as this activity doesn't target specific ignition probability drivers but instead supports SCE's overall wildfire mitigation efforts. The “In / exceeding compliance with regulations” and “Cite associated rule” columns are “NA” because there are no statutory compliance targets associated with this initiative.
| 2021 | 2522.676 | 2522.676 | 0 | 156 | 16.171 | NA | Initiative addressed by Traditional Program | No RSE was calculated as this is already a compliance program and not a WMP initiative | NA | Existing | 2018 GRC | NA | NA | NA | The "Total per initiative spend" and "Line miles to be treated" columns are system-wide numbers that include HFRA applications. Fault indicators will not directly reduce risk drivers, but inform areas where additional situational awareness is beneficial. The "Ignition probability drivers targeted" column is “NA” as this activity doesn't target specific ignition probability drivers but instead supports SCE's overall wildfire mitigation efforts. The “In / exceeding compliance with regulations” and “Cite associated rule” columns are “NA” because there are no statutory compliance targets associated with this initiative.
| 2022 | 2522.676 | 2522.676 | 0 | 156 | 16.171 | NA | Initiative addressed by Traditional Program | No RSE was calculated as this is already a compliance program and not a WMP initiative | NA | Existing | 2018 GRC | NA | NA | NA | The "Total per initiative spend" and "Line miles to be treated" columns are system-wide numbers that include HFRA applications. Fault indicators will not directly reduce risk drivers, but inform areas where additional situational awareness is beneficial. The "Ignition probability drivers targeted" column is “NA” as this activity doesn't target specific ignition probability drivers but instead supports SCE's overall wildfire mitigation efforts. The “In / exceeding compliance with regulations” and “Cite associated rule” columns are “NA” because there are no statutory compliance targets associated with this initiative.
| 2020-2022 plan total | 6694.794 | 6694.794 | 0 | 414 | 16.171 | NA | Initiative addressed by Traditional Program | No RSE was calculated as this is already a compliance program and not a WMP initiative | NA | Existing | 2018 GRC | NA | NA | NA | The "Total per initiative spend" and "Line miles to be treated" columns are system-wide numbers that include HFRA applications. Fault indicators will not directly reduce risk drivers, but inform areas where additional situational awareness is beneficial. The "Ignition probability drivers targeted" column is “NA” as this activity doesn't target specific ignition probability drivers but instead supports SCE's overall wildfire mitigation efforts. The “In / exceeding compliance with regulations” and “Cite associated rule” columns are “NA” because there are no statutory compliance targets associated with this initiative.
4.1 .Forecast of a fire risk index, fire potential index, or similar: Fire Potential Index phase II (SA-2) | 2019 plan | NA | NA | NA | NA | NA | NA | NA | NA | NA | NA | NA | NA | NA | NA | All columns are "NA" as this initiative is covered in Initiative 6, Table 22
| 2019 actual | NA | NA | NA | NA | NA | NA | NA | NA | NA | NA | NA | NA | NA | NA | All columns are "NA" as this initiative is covered in Initiative 6, Table 22
| 2020 | NA | NA | NA | NA | NA | NA | NA | NA | NA | NA | NA | NA | NA | NA | All columns are "NA" as this initiative is covered in Initiative 6, Table 22
| 2021 | NA | NA | NA | NA | NA | NA | NA | NA | NA | NA | NA | NA | NA | NA | All columns are "NA" as this initiative is covered in Initiative 6, Table 22
| 2022 | NA | NA | NA | NA | NA | NA | NA | NA | NA | NA | NA | NA | NA | NA | All columns are "NA" as this initiative is covered in Initiative 6, Table 22
| 2020-2022 plan total | NA | NA | NA | NA | NA | NA | NA | NA | NA | NA | NA | NA | NA | NA | All columns are "NA" as this initiative is covered in Initiative 6, Table 22
4.2. Forecast of a fire risk index, fire potential index, or similar: fuel sampling program (SA-5) | 2019 plan | NA | NA | NA | NA | NA | NA | NA | NA | NA | NA | NA | NA | NA | NA | All columns are "NA" for the 2019 plan as this initiative did not begin until after the 2019 WMP had been filed.
| 2019 actual | NA | NA | NA | NA | NA | CFO: All EFF: All | 2.927 | 77.2542 | NA | New | NA | FRMMA | NA | NA | The "Total per initiative spend" for 2019 actual is "NA" as this initiative is covered in Initiative 4.3, Table 22. The “In / exceeding compliance with regulations” and “Cite associated rule” columns are “NA” because there are no statutory compliance targets associated with this initiative. Values in columns H-K are repeated from the risk columns in Table 26, Initiative 5.
| 2020 | 631.824 | 0 | 631.824 | 6500 | 0.097204 | CFO: All EFF: All | 2.8417 | 57.5051 | NA | New | NA | FRMMA | NA | NA | Instead of "Line miles to be treated", HFRA square miles is the unit of measure with SCE's Fuel Sampling to cover a sample population of 4,500 square miles within the HFRA. The “In / exceeding compliance with regulations” and “Cite associated rule” columns are “NA” because there are no statutory compliance targets associated with this initiative. Values in columns H-K are repeated from the risk columns in Table 26, Initiative 5.
| 2021 | 645.23 | 0 | 645.23 | 6500 | 0.099266 | CFO: All EFF: All | 2.7589 | 61.7133 | NA | New | NA | FRMMA | NA | NA | Instead of "Line miles to be treated", HFRA square miles is the unit of measure with SCE's Fuel Sampling to cover a sample population of 4,500 square miles within the HFRA. The “In / exceeding compliance with regulations” and “Cite associated rule” columns are “NA” because there are no statutory compliance targets associated with this initiative. Values in columns H-K are repeated from the risk columns in Table 26, Initiative 5.
| 2022 | 659.17 | 0 | 659.17 | 6500 | 0.10141 | CFO: All EFF: All | 2.6786 | 65.3369 | NA | New | NA | FRMMA | NA | NA | Instead of "Line miles to be treated", HFRA square miles is the unit of measure with SCE's Fuel Sampling to cover a sample population of 4,500 square miles within the HFRA. The “In / exceeding compliance with regulations” and “Cite associated rule” columns are “NA” because there are no statutory compliance targets associated with this initiative. Values in columns H-K are repeated from the risk columns in Table 26, Initiative 5.
| 2020-2022 plan total | 1936.224 | 0 | 1936.224 | 19500 | 0.099294 | CFO: All EFF: All | 8.2792 | 61.2737 | NA | New | NA | FRMMA | NA | NA | Instead of "Line miles to be treated", HFRA square miles is the unit of measure with SCE's Fuel Sampling to cover a sample population of 4,500 square miles within the HFRA. The “In / exceeding compliance with regulations” and “Cite associated rule” columns are “NA” because there are no statutory compliance targets associated with this initiative. Values in columns H-K are repeated from the risk columns in Table 26, Initiative 5.
4.3. Forecast of a fire risk index, fire potential index, or similar: surface & canopy fuels mapping (SA-6) | 2019 plan | NA | NA | NA | NA | NA | NA | NA | NA | NA | NA | NA | NA | NA | NA | All columns are "NA" for the 2019 plan as this was not a 2019 activity.
| 2019 actual | 92.814 | 0 | 92.814 | NA | NA | CFO: All EFF: All | 2.927 | 77.2542 | NA | New | NA | FRMMA | NA | NA | Surface and canopy vegetation mapping allows for better fire spread calculations which will allow for more accurate assessment of risk. The "Line miles to be treated" and "Spend/treated line mile" columns are "NA" because line miles treated is not an applicable field of measurement for this initiative. Surface & Canopy Fuels Mapping will improve wildfire modeling capabilities but will not directly reduce risk drivers. This wildfire modeling will improve PSPS decisions. The “In / exceeding compliance with regulations” and “Cite associated rule” columns are “NA” because there are no statutory compliance targets associated with this initiative. Values in columns H-K are repeated from the risk columns in Table 26, Initiative 5.
| 2020 | 1380.72 | 0 | 1380.72 | 14179 | 0.097378 | CFO: All EFF: All | 2.8417 | 57.5051 | NA | New | NA | FRMMA | NA | NA | Surface and canopy vegetation mapping allows for better fire spread calculations which will allow for more accurate assessment of risk. The "Line miles to be treated" and "Spend/treated line mile" columns are "NA" because line miles treated is not an applicable field of measurement for this initiative. Surface & Canopy Fuels Mapping will improve wildfire modeling capabilities but will not directly reduce risk drivers. This wildfire modeling will improve PSPS decisions. The “In / exceeding compliance with regulations” and “Cite associated rule” columns are “NA” because there are no statutory compliance targets associated with this initiative. Values in columns H-K are repeated from the risk columns in Table 26, Initiative 5.
| 2021 | 208.891 | 0 | 208.891 | 14179 | 0.014732 | CFO: All EFF: All | 2.7589 | 61.7133 | NA | New | NA | FRMMA | NA | NA | Surface and canopy vegetation mapping allows for better fire spread calculations which will allow for more accurate assessment of risk. The "Line miles to be treated" and "Spend/treated line mile" columns are "NA" because line miles treated is not an applicable field of measurement for this initiative. Surface & Canopy Fuels Mapping will improve wildfire modeling capabilities but will not directly reduce risk drivers. This wildfire modeling will improve PSPS decisions. The “In / exceeding compliance with regulations” and “Cite associated rule” columns are “NA” because there are no statutory compliance targets associated with this initiative. Values in columns H-K are repeated from the risk columns in Table 26, Initiative 5.
| 2022 | 213.404 | 0 | 213.404 | 14179 | 0.015051 | CFO: All EFF: All | 2.6786 | 65.3369 | NA | New | NA | FRMMA | NA | NA | Surface and canopy vegetation mapping allows for better fire spread calculations which will allow for more accurate assessment of risk. The "Line miles to be treated" and "Spend/treated line mile" columns are "NA" because line miles treated is not an applicable field of measurement for this initiative. Surface & Canopy Fuels Mapping will improve wildfire modeling capabilities but will not directly reduce risk drivers. This wildfire modeling will improve PSPS decisions. The “In / exceeding compliance with regulations” and “Cite associated rule” columns are “NA” because there are no statutory compliance targets associated with this initiative. Values in columns H-K are repeated from the risk columns in Table 26, Initiative 5.
| 2020-2022 plan total | 1803.015 | 0 | 1803.015 | 42537 | 0.042387 | CFO: All EFF: All | 8.2792 | 61.2737 | NA | New | NA | FRMMA | NA | NA | Surface and canopy vegetation mapping allows for better fire spread calculations which will allow for more accurate assessment of risk. The "Line miles to be treated" and "Spend/treated line mile" columns are "NA" because line miles treated is not an applicable field of measurement for this initiative. Surface & Canopy Fuels Mapping will improve wildfire modeling capabilities but will not directly reduce risk drivers. This wildfire modeling will improve PSPS decisions. The “In / exceeding compliance with regulations” and “Cite associated rule” columns are “NA” because there are no statutory compliance targets associated with this initiative. Values in columns H-K are repeated from the risk columns in Table 26, Initiative 5.
4.4. Forecast of a fire risk index, fire potential index, or similar: remote sensing / satellite fuel moisture (SA-7) | 2019 plan | NA | NA | NA | NA | NA | NA | NA | NA | NA | NA | NA | NA | NA | NA | All columns are "NA" for the 2019 plan as this initiative did not begin until after the 2019 WMP had been filed.
| 2019 actual | 0 | 0 | 0 | NA | NA | CFO: All EFF: All | 2.927 | 77.2542 | NA | New | NA | FRMMA | NA | NA | The "Line miles to be treated" and "Spend/treated line mile" columns are "NA" because line miles treated is not an applicable field of measurement for this initiative. Remote Sensing will improve wildfire modeling capabilities but will not directly reduce risk drivers. This wildfire modeling will improve PSPS decisions. The “In / exceeding compliance with regulations” and “Cite associated rule” columns are “NA” because there are no statutory compliance targets associated with this initiative. Values in columns H-K are repeated from the risk columns in Table 26, Initiative 5.
| 2020 | 1534.133 | 0 | 1534.133 | NA | NA | CFO: All EFF: All | 2.8417 | 57.5051 | NA | New | NA | FRMMA | NA | NA | The "Line miles to be treated" and "Spend/treated line mile" columns are "NA" because line miles treated is not an applicable field of measurement for this initiative. Remote Sensing will improve wildfire modeling capabilities but will not directly reduce risk drivers. This wildfire modeling will improve PSPS decisions. The “In / exceeding compliance with regulations” and “Cite associated rule” columns are “NA” because there are no statutory compliance targets associated with this initiative. Values in columns H-K are repeated from the risk columns in Table 26, Initiative 5.
| 2021 | 1827.798 | 0 | 1827.798 | NA | NA | CFO: All EFF: All | 2.7589 | 61.7133 | NA | New | NA | FRMMA | NA | NA | The "Line miles to be treated" and "Spend/treated line mile" columns are "NA" because line miles treated is not an applicable field of measurement for this initiative. Remote Sensing will improve wildfire modeling capabilities but will not directly reduce risk drivers. This wildfire modeling will improve PSPS decisions. The “In / exceeding compliance with regulations” and “Cite associated rule” columns are “NA” because there are no statutory compliance targets associated with this initiative. Values in columns H-K are repeated from the risk columns in Table 26, Initiative 5.
| 2022 | 0 | 0 | 0 | NA | NA | CFO: All EFF: All | 2.6786 | 65.3369 | NA | New | NA | FRMMA | NA | NA | The "Line miles to be treated" and "Spend/treated line mile" columns are "NA" because line miles treated is not an applicable field of measurement for this initiative. Remote Sensing will improve wildfire modeling capabilities but will not directly reduce risk drivers. This wildfire modeling will improve PSPS decisions. The “In / exceeding compliance with regulations” and “Cite associated rule” columns are “NA” because there are no statutory compliance targets associated with this initiative. Values in columns H-K are repeated from the risk columns in Table 26, Initiative 5.
| 2020-2022 plan total | 3361.931 | 0 | 3361.931 | NA | NA | CFO: All EFF: All | 8.2792 | 61.2737 | NA | New | NA | FRMMA | NA | NA | The "Line miles to be treated" and "Spend/treated line mile" columns are "NA" because line miles treated is not an applicable field of measurement for this initiative. Remote Sensing will improve wildfire modeling capabilities but will not directly reduce risk drivers. This wildfire modeling will improve PSPS decisions. The “In / exceeding compliance with regulations” and “Cite associated rule” columns are “NA” because there are no statutory compliance targets associated with this initiative. Values in columns H-K are repeated from the risk columns in Table 26, Initiative 5.
4.5. Forecast of a fire risk index, fire potential index, or similar: fire science enhancements (SA-8) | 2019 plan | NA | NA | NA | NA | NA | NA | NA | NA | NA | NA | NA | NA | NA | NA | All columns are "NA" for the 2019 plan as this initiative did not begin until after the 2019 WMP had been filed.
| 2019 actual | 773.444 | 0 | 773.444 | NA | NA | CFO: All EFF: All | 2.927 | 77.2542 | NA | New | NA | WMPMA | NA | NA | The "Line miles to be treated" and "Spend/treated line mile" columns are "NA" because line miles treated is not an applicable field of measurement for this initiative. This mitigation is focused on improving overall understanding of environmental factors (weather and fuels) and their relationship with ignition drivers for utility caused wildfires. These models will be used to inform wildfire mitigation activities and real-time decision making for PSPS events. The “In / exceeding compliance with regulations” and “Cite associated rule” columns are “NA” because there are no statutory compliance targets associated with this initiative. Values in columns H-K are repeated from the risk columns in Table 26, Initiative 5.
| 2020 | 1534.133 | 0 | 1534.133 | NA | NA | CFO: All EFF: All | 2.8417 | 57.5051 | NA | New | NA | WMPMA | NA | NA | The "Line miles to be treated" and "Spend/treated line mile" columns are "NA" because line miles treated is not an applicable field of measurement for this initiative. This mitigation is focused on improving overall understanding of environmental factors (weather and fuels) and their relationship with ignition drivers for utility caused wildfires. These models will be used to inform wildfire mitigation activities and real-time decision making for PSPS events. The “In / exceeding compliance with regulations” and “Cite associated rule” columns are “NA” because there are no statutory compliance targets associated with this initiative. Values in columns H-K are repeated from the risk columns in Table 26, Initiative 5.
| 2021 | 1566.684 | 0 | 1566.684 | NA | NA | CFO: All EFF: All | 2.7589 | 61.7133 | NA | New | NA | WMPMA | NA | NA | The "Line miles to be treated" and "Spend/treated line mile" columns are "NA" because line miles treated is not an applicable field of measurement for this initiative. This mitigation is focused on improving overall understanding of environmental factors (weather and fuels) and their relationship with ignition drivers for utility caused wildfires. These models will be used to inform wildfire mitigation activities and real-time decision making for PSPS events. The “In / exceeding compliance with regulations” and “Cite associated rule” columns are “NA” because there are no statutory compliance targets associated with this initiative. Values in columns H-K are repeated from the risk columns in Table 26, Initiative 5.
| 2022 | 1600.531 | 0 | 1600.531 | NA | NA | CFO: All EFF: All | 2.6786 | 65.3369 | NA | New | NA | WMPMA | NA | NA | The "Line miles to be treated" and "Spend/treated line mile" columns are "NA" because line miles treated is not an applicable field of measurement for this initiative. This mitigation is focused on improving overall understanding of environmental factors (weather and fuels) and their relationship with ignition drivers for utility caused wildfires. These models will be used to inform wildfire mitigation activities and real-time decision making for PSPS events. The “In / exceeding compliance with regulations” and “Cite associated rule” columns are “NA” because there are no statutory compliance targets associated with this initiative. Values in columns H-K are repeated from the risk columns in Table 26, Initiative 5.
| 2020-2022 plan total | 4701.348 | 0 | 4701.348 | NA | NA | CFO: All EFF: All | 8.2792 | 61.2737 | NA | New | NA | WMPMA | NA | NA | The "Line miles to be treated" and "Spend/treated line mile" columns are "NA" because line miles treated is not an applicable field of measurement for this initiative. This mitigation is focused on improving overall understanding of environmental factors (weather and fuels) and their relationship with ignition drivers for utility caused wildfires. These models will be used to inform wildfire mitigation activities and real-time decision making for PSPS events. The “In / exceeding compliance with regulations” and “Cite associated rule” columns are “NA” because there are no statutory compliance targets associated with this initiative. Values in columns H-K are repeated from the risk columns in Table 26, Initiative 5.
5. Personnel monitoring areas of electric lines and equipment in elevated fire risk conditions | 2019 plan | 4900.349 | 2283.22 | 2617.129 | NA | NA | CFO: All EFF: All | 2.927 | 151.3942 | NA | New | NA | GSRPMA | NA | NA | The "Line miles to be treated" and "Spend/treated line mile" columns are "NA" because line miles treated is not an applicable field of measurement for this initiative. Forecast of fire ignition and spread will not directly reduce risk drivers, but informs the primary inputs into the PSPS decision that reduce wildfire risk. The “In / exceeding compliance with regulations” and “Cite associated rule” columns are “NA” because there are no statutory compliance targets associated with this initiative. Values in columns H-K are repeated from the risk columns in Table 26, Initiative 5.
| 2019 actual | 1436.1416 | 969.552 | 466.5895 | NA | NA | CFO: All EFF: All | 2.927 | 77.2542 | NA | New | NA | GSRPMA | NA | NA | The "Line miles to be treated" and "Spend/treated line mile" columns are "NA" because line miles treated is not an applicable field of measurement for this initiative. Forecast of fire ignition and spread will not directly reduce risk drivers, but informs the primary inputs into the PSPS decision that reduce wildfire risk. The “In / exceeding compliance with regulations” and “Cite associated rule” columns are “NA” because there are no statutory compliance targets associated with this initiative. Values in columns H-K are repeated from the risk columns in Table 26, Initiative 5.
| 2020 | 1844.2773 | 219.8177 | 1624.4596 | NA | NA | CFO: All EFF: All | 2.8417 | 57.5051 | NA | New | NA | GSRPMA | NA | NA | The "Line miles to be treated" and "Spend/treated line mile" columns are "NA" because line miles treated is not an applicable field of measurement for this initiative. Forecast of fire ignition and spread will not directly reduce risk drivers, but informs the primary inputs into the PSPS decision that reduce wildfire risk. The “In / exceeding compliance with regulations” and “Cite associated rule” columns are “NA” because there are no statutory compliance targets associated with this initiative. Values in columns H-K are repeated from the risk columns in Table 26, Initiative 5.
| 2021 | 1763.6359 | 0 | 1763.6359 | NA | NA | CFO: All EFF: All | 2.7589 | 61.7133 | NA | New | NA | GSRPMA | NA | NA | The "Line miles to be treated" and "Spend/treated line mile" columns are "NA" because line miles treated is not an applicable field of measurement for this initiative. Forecast of fire ignition and spread will not directly reduce risk drivers, but informs the primary inputs into the PSPS decision that reduce wildfire risk. The “In / exceeding compliance with regulations” and “Cite associated rule” columns are “NA” because there are no statutory compliance targets associated with this initiative. Values in columns H-K are repeated from the risk columns in Table 26, Initiative 5.
| 2022 | 1801.7376 | 0 | 1801.7376 | NA | NA | CFO: All EFF: All | 2.6786 | 65.3369 | NA | New | NA | GSRPMA | NA | NA | The "Line miles to be treated" and "Spend/treated line mile" columns are "NA" because line miles treated is not an applicable field of measurement for this initiative. Forecast of fire ignition and spread will not directly reduce risk drivers, but informs the primary inputs into the PSPS decision that reduce wildfire risk. The “In / exceeding compliance with regulations” and “Cite associated rule” columns are “NA” because there are no statutory compliance targets associated with this initiative. Values in columns H-K are repeated from the risk columns in Table 26, Initiative 5.
| 2020-2022 plan total | 5409.6508 | 219.8177 | 5189.833 | NA | NA | CFO: All EFF: All | 8.2792 | 61.2737 | NA | New | NA | GSRPMA | NA | NA | The "Line miles to be treated" and "Spend/treated line mile" columns are "NA" because line miles treated is not an applicable field of measurement for this initiative. Forecast of fire ignition and spread will not directly reduce risk drivers, but informs the primary inputs into the PSPS decision that reduce wildfire risk. The “In / exceeding compliance with regulations” and “Cite associated rule” columns are “NA” because there are no statutory compliance targets associated with this initiative. Values in columns H-K are repeated from the risk columns in Table 26, Initiative 5.
6. Weather forecasting and estimating impacts on electric lines and equipment (SA-3) | 2019 plan | 4495.8845 | 3759.22 | 736.6645 | NA | NA | CFO: All EFF: All | 2.927 | 151.3942 | NA | New | NA | GSRPMA | NA | NA | The "Line miles to be treated" and "Spend/treated line mile" columns are "NA" because line miles treated is not an applicable field of measurement for this initiative. Weather modeling and forecast of fire ignition and spread will not directly reduce risk drivers, but informs the primary inputs into the PSPS decision that reduce wildfire risk. The “In / exceeding compliance with regulations” and “Cite associated rule” columns are “NA” because there are no statutory compliance targets associated with this initiative. Values in columns H-K are repeated from the risk columns in Table 26, Initiative 5.
| 2019 actual | 7006.235 | 5678.791 | 1327.444 | NA | NA | CFO: All EFF: All | 2.927 | 77.2542 | NA | New | NA | GSRPMA | NA | NA | The "Line miles to be treated" and "Spend/treated line mile" columns are "NA" because line miles treated is not an applicable field of measurement for this initiative. Weather modeling and forecast of fire ignition and spread will not directly reduce risk drivers, but informs the primary inputs into the PSPS decision that reduce wildfire risk. The “In / exceeding compliance with regulations” and “Cite associated rule” columns are “NA” because there are no statutory compliance targets associated with this initiative. Values in columns H-K are repeated from the risk columns in Table 26, Initiative 5.
| 2020 | 2456.619 | 799.555 | 1657.064 | NA | NA | CFO: All EFF: All | 2.8417 | 57.5051 | NA | New | NA | GSRPMA | NA | NA | The "Line miles to be treated" and "Spend/treated line mile" columns are "NA" because line miles treated is not an applicable field of measurement for this initiative. Weather modeling and forecast of fire ignition and spread will not directly reduce risk drivers, but informs the primary inputs into the PSPS decision that reduce wildfire risk. The “In / exceeding compliance with regulations” and “Cite associated rule” columns are “NA” because there are no statutory compliance targets associated with this initiative. Values in columns H-K are repeated from the risk columns in Table 26, Initiative 5.
| 2021 | 2899.377 | 1102.466 | 1796.911 | NA | NA | CFO: All EFF: All | 2.7589 | 61.7133 | NA | New | NA | GSRPMA | NA | NA | The "Line miles to be treated" and "Spend/treated line mile" columns are "NA" because line miles treated is not an applicable field of measurement for this initiative. Weather modeling and forecast of fire ignition and spread will not directly reduce risk drivers, but informs the primary inputs into the PSPS decision that reduce wildfire risk. The “In / exceeding compliance with regulations” and “Cite associated rule” columns are “NA” because there are no statutory compliance targets associated with this initiative. Values in columns H-K are repeated from the risk columns in Table 26, Initiative 5.
| 2022 | 1835.925 | 0 | 1835.925 | NA | NA | CFO: All EFF: All | 2.6786 | 65.3369 | NA | New | NA | GSRPMA | NA | NA | The "Line miles to be treated" and "Spend/treated line mile" columns are "NA" because line miles treated is not an applicable field of measurement for this initiative. Weather modeling and forecast of fire ignition and spread will not directly reduce risk drivers, but informs the primary inputs into the PSPS decision that reduce wildfire risk. The “In / exceeding compliance with regulations” and “Cite associated rule” columns are “NA” because there are no statutory compliance targets associated with this initiative. Values in columns H-K are repeated from the risk columns in Table 26, Initiative 5.
| 2020-2022 plan total | 7191.921 | 1902.021 | 5289.9 | NA | NA | CFO: All EFF: All | 8.2792 | 61.2737 | NA | New | NA | GSRPMA | NA | NA | The "Line miles to be treated" and "Spend/treated line mile" columns are "NA" because line miles treated is not an applicable field of measurement for this initiative. Weather modeling and forecast of fire ignition and spread will not directly reduce risk drivers, but informs the primary inputs into the PSPS decision that reduce wildfire risk. The “In / exceeding compliance with regulations” and “Cite associated rule” columns are “NA” because there are no statutory compliance targets associated with this initiative. Values in columns H-K are repeated from the risk columns in Table 26, Initiative 5.
7. Develop Asset & Reliability & Risk Analytics Capability (RA-1, SA-4) | 2019 plan | 509.798 | 509.798 | 0 | NA | NA | CFO: Vegetation Wire to Wire EFF: All | NA | No RSE was created as this is an enabling activity that indirectly, rather than directly, reduces risk. | NA | New | NA | GSRPMA | NA | NA | The "Line miles to be treated" and "Spend/treated line mile" columns are "NA" because line miles treated is not an applicable field of measurement. Asset risk and fire consequence modeling will not directly reduce risk drivers, but inform prioritization and mitigation deployment decisions. The “In / exceeding compliance with regulations” and “Cite associated rule” columns are “NA” because there are no statutory compliance targets associated with this initiative.
| 2019 actual | 857.51 | 857.51 | 0 | NA | NA | CFO: Vegetation Wire to Wire EFF: All | NA | No RSE was created as this is an enabling activity that indirectly, rather than directly, reduces risk. | NA | New | NA | GSRPMA | NA | NA | The "Line miles to be treated" and "Spend/treated line mile" columns are "NA" because line miles treated is not an applicable field of measurement. Asset risk and fire consequence modeling will not directly reduce risk drivers, but inform prioritization and mitigation deployment decisions. The “In / exceeding compliance with regulations” and “Cite associated rule” columns are “NA” because there are no statutory compliance targets associated with this initiative.
| 2020 | 6692.174 | 6692.174 | 0 | NA | NA | CFO: Vegetation Wire to Wire EFF: All | NA | No RSE was created as this is an enabling activity that indirectly, rather than directly, reduces risk. | NA | New | NA | GSRPMA | NA | NA | The "Line miles to be treated" and "Spend/treated line mile" columns are "NA" because line miles treated is not an applicable field of measurement. Asset risk and fire consequence modeling will not directly reduce risk drivers, but inform prioritization and mitigation deployment decisions. The “In / exceeding compliance with regulations” and “Cite associated rule” columns are “NA” because there are no statutory compliance targets associated with this initiative.
| 2021 | NA | NA | NA | NA | NA | CFO: Vegetation Wire to Wire EFF: All | NA | No RSE was created as this is an enabling activity that indirectly, rather than directly, reduces risk. | NA | NA | NA | NA | NA | NA | The "Line miles to be treated" and "Spend/treated line mile" columns are "NA" because line miles treated is not an applicable field of measurement. Asset risk and fire consequence modeling will not directly reduce risk drivers, but inform prioritization and mitigation deployment decisions. The “In / exceeding compliance with regulations” and “Cite associated rule” columns are “NA” because there are no statutory compliance targets associated with this initiative.
| 2022 | NA | NA | NA | NA | NA | CFO: Vegetation Wire to Wire EFF: All | NA | No RSE was created as this is an enabling activity that indirectly, rather than directly, reduces risk. | NA | NA | NA | NA | NA | NA | The "Line miles to be treated" and "Spend/treated line mile" columns are "NA" because line miles treated is not an applicable field of measurement. Asset risk and fire consequence modeling will not directly reduce risk drivers, but inform prioritization and mitigation deployment decisions. The “In / exceeding compliance with regulations” and “Cite associated rule” columns are “NA” because there are no statutory compliance targets associated with this initiative.
| 2020-2022 plan total | 6692.174 | 6692.174 | 0 | NA | NA | CFO: Vegetation Wire to Wire EFF: All | NA | No RSE was created as this is an enabling activity that indirectly, rather than directly, reduces risk. | NA | New | NA | GSRPMA | NA | NA | The "Line miles to be treated" and "Spend/treated line mile" columns are "NA" because line miles treated is not an applicable field of measurement. Asset risk and fire consequence modeling will not directly reduce risk drivers, but inform prioritization and mitigation deployment decisions. The “In / exceeding compliance with regulations” and “Cite associated rule” columns are “NA” because there are no statutory compliance targets associated with this initiative.

## Table 23
Table 23: Grid design and system hardening
Initiative activity | Year | Total per-initiative spend | Subtotal A: Capital expenditure | Subtotal B: Operating expenses | Line miles to be treated | Spend/ treated line mile | Ignition probability drivers targeted | Risk reduction | Risk-spend efficiency | Other risk drivers addressed | Existing/ new | Existing: What proceeding has reviewed program | If new: Memorandum account | In / exceeding compliance with regulations | Cite associated rule | Comments
1. Capacitor maintenance and replacement program | 2019 plan | 10300 | 10094 | 206 | 116 | 88.7931 | EFF: Capacitor Bank Failure | Initiative addressed by Traditional Program | No RSE was calculated as this is already a compliance program and not a WMP initiative | NA | Existing | 2018 GRC | NA | In Compliance | GO 95, Rule 31.1 | The "Total per initiative spend" column reflects Capacitor Replacement costs only. Maintenance costs are at the work order level, and grouped with other maintenance efforts, and are thus are not possible to be separated. Instead of "Line miles to be treated", notification count is the unit of measure. The “Other risk drivers addressed” column is “NA” as there are no secondary risk reduction drivers directly addressed by this initiative.
| 2019 actual | 9700 | 9506 | 194 | 111 | 87.3874 | EFF: Capacitor Bank Failure | Initiative addressed by Traditional Program | No RSE was calculated as this is already a compliance program and not a WMP initiative | NA | Existing | 2018 GRC | NA | In Compliance | GO 95, Rule 31.1 | The "Total per initiative spend" column reflects Capacitor Replacement costs only. Maintenance costs are at the work order level, and grouped with other maintenance efforts, and are thus are not possible to be separated. Instead of "Line miles to be treated", notification count is the unit of measure. The “Other risk drivers addressed” column is “NA” as there are no secondary risk reduction drivers directly addressed by this initiative.
| 2020 | 4994.914 | 4895.016 | 99.898 | 58 | 86.1192 | EFF: Capacitor Bank Failure | Initiative addressed by Traditional Program | No RSE was calculated as this is already a compliance program and not a WMP initiative | NA | Existing | 2018 GRC | NA | In Compliance | GO 95, Rule 31.1 | The "Total per initiative spend" column reflects Capacitor Replacement costs only. Maintenance costs are at the work order level, and grouped with other maintenance efforts, and are thus are not possible to be separated. Instead of "Line miles to be treated", notification count is the unit of measure. The “Other risk drivers addressed” column is “NA” as there are no secondary risk reduction drivers directly addressed by this initiative.
| 2021 | 3694.425 | 3620.537 | 73.888 | UNKNOWN | UNKNOWN | EFF: Capacitor Bank Failure | Initiative addressed by Traditional Program | No RSE was calculated as this is already a compliance program and not a WMP initiative | NA | Existing | 2018 GRC | NA | In Compliance | GO 95, Rule 31.1 | The "Total per initiative spend" column reflects Capacitor Replacement costs only. Maintenance costs are at the work order level, and grouped with other maintenance efforts, and are thus are not possible to be separated. The "Line miles to be treated" and "Spend/treated line mile" columns for 2021 for this Initiative are "UNKNOWN" as the scope is yet to be determined. The “Other risk drivers addressed” column is “NA” as there are no secondary risk reduction drivers directly addressed by this initiative.
| 2022 | 3801.285 | 3725.259 | 76.026 | UNKNOWN | UNKNOWN | EFF: Capacitor Bank Failure | Initiative addressed by Traditional Program | No RSE was calculated as this is already a compliance program and not a WMP initiative | NA | Existing | 2018 GRC | NA | In Compliance | GO 95, Rule 31.1 | The "Total per initiative spend" column reflects Capacitor Replacement costs only. Maintenance costs are at the work order level, and grouped with other maintenance efforts, and are thus are not possible to be separated. The "Line miles to be treated" and "Spend/treated line mile" columns for 2022 for this Initiative are "UNKNOWN" as the scope is yet to be determined. The “Other risk drivers addressed” column is “NA” as there are no secondary risk reduction drivers directly addressed by this initiative.
| 2020-2022 plan total | 12490.624 | 12240.812 | 249.812 | 58 | NA | EFF: Capacitor Bank Failure | Initiative addressed by Traditional Program | No RSE was calculated as this is already a compliance program and not a WMP initiative | NA | Existing | 2018 GRC | NA | In Compliance | GO 95, Rule 31.1 | The "Total per initiative spend" column reflects Capacitor Replacement costs only. Maintenance costs are at the work order level, and grouped with other maintenance efforts, and are thus are not possible to be separated. Instead of "Line miles to be treated", notification count is the unit of measure. The “Other risk drivers addressed” column is “NA” as there are no secondary risk reduction drivers directly addressed by this initiative.
2.1. Circuit breaker maintenance and installation to de-energize lines upon detecting a fault: maintenance | 2019 plan | 208.228 | 0 | 208.228 | 138 | 1.5089 | CFO: All EFF: All | Initiative addressed by Traditional Program | No RSE was calculated as this is already a compliance program and not a WMP initiative | NA | Existing | 2018 GRC | NA | NA | NA | Instead of "Line miles to be treated", circuit breaker count is the unit of measure. The “In / exceeding compliance with regulations” and “Cite associated rule” columns are “NA” because there are no statutory compliance targets associated with this initiative.
| 2019 actual | 208.228 | 0 | 208.228 | 138 | 1.5089 | CFO: All EFF: All | Initiative addressed by Traditional Program | No RSE was calculated as this is already a compliance program and not a WMP initiative | NA | Existing | 2018 GRC | NA | NA | NA | Instead of "Line miles to be treated", circuit breaker count is the unit of measure. The “In / exceeding compliance with regulations” and “Cite associated rule” columns are “NA” because there are no statutory compliance targets associated with this initiative.
| 2020 | 200 | 0 | 200 | 138 | 1.4493 | CFO: All EFF: All | Initiative addressed by Traditional Program | No RSE was calculated as this is already a compliance program and not a WMP initiative | NA | Existing | 2018 GRC | NA | NA | NA | Instead of "Line miles to be treated", circuit breaker count is the unit of measure. The “In / exceeding compliance with regulations” and “Cite associated rule” columns are “NA” because there are no statutory compliance targets associated with this initiative.
| 2021 | 200 | 0 | 200 | 138 | 1.4493 | CFO: All EFF: All | Initiative addressed by Traditional Program | No RSE was calculated as this is already a compliance program and not a WMP initiative | NA | Existing | 2018 GRC | NA | NA | NA | Instead of "Line miles to be treated", circuit breaker count is the unit of measure. The “In / exceeding compliance with regulations” and “Cite associated rule” columns are “NA” because there are no statutory compliance targets associated with this initiative.
| 2022 | 200 | 0 | 200 | 138 | 1.4493 | CFO: All EFF: All | Initiative addressed by Traditional Program | No RSE was calculated as this is already a compliance program and not a WMP initiative | NA | Existing | 2018 GRC | NA | NA | NA | Instead of "Line miles to be treated", circuit breaker count is the unit of measure. The “In / exceeding compliance with regulations” and “Cite associated rule” columns are “NA” because there are no statutory compliance targets associated with this initiative.
| 2020-2022 plan total | 600 | 0 | 600 | 414 | 1.4493 | CFO: All EFF: All | Initiative addressed by Traditional Program | No RSE was calculated as this is already a compliance program and not a WMP initiative | NA | Existing | 2018 GRC | NA | NA | NA | Instead of "Line miles to be treated", circuit breaker count is the unit of measure. The “In / exceeding compliance with regulations” and “Cite associated rule” columns are “NA” because there are no statutory compliance targets associated with this initiative.
2.2. Circuit breaker maintenance and installation to de-energize lines upon detecting a fault: alternative technology evaluations - meter alarm down energized conductor (MADEC) (AT-1) | 2019 plan | NA | NA | NA | 107088 | NA | EFF: Conductor Splice | Under assessment/pilot | No RSE was calculated as the purpose of the assessment is to learn and assess the effectiveness of the mitigation. | NA | New | NA | WMPMA | NA | NA | The "Total per initiative spend" and "Spend/treated line mile" columns are "NA" because the costs to implement this initiative are part of normal labor hours and are not incremental wildfire-related costs. Instead of "Line miles to be treated", all T&D overhead circuit miles is the unit of measure. The “Other risk drivers addressed” column is “NA” as there are no secondary risk reduction drivers directly addressed by this initiative. The “In / exceeding compliance with regulations” and “Cite associated rule” columns are “NA” because there are no statutory compliance targets associated with this initiative.
| 2019 actual | NA | NA | NA | 107088 | NA | EFF: Conductor Splice | Under assessment/pilot | No RSE was calculated as the purpose of the assessment is to learn and assess the effectiveness of the mitigation. | NA | New | NA | WMPMA | NA | NA | The "Total per initiative spend" and "Spend/treated line mile" columns are "NA" because the costs to implement this initiative are part of normal labor hours and are not incremental wildfire-related costs. Instead of "Line miles to be treated", all T&D overhead circuit miles is the unit of measure. The “Other risk drivers addressed” column is “NA” as there are no secondary risk reduction drivers directly addressed by this initiative. The “In / exceeding compliance with regulations” and “Cite associated rule” columns are “NA” because there are no statutory compliance targets associated with this initiative.
| 2020 | NA | NA | NA | 107088 | NA | EFF: Conductor Splice | Under assessment/pilot | No RSE was calculated as the purpose of the assessment is to learn and assess the effectiveness of the mitigation. | NA | New | NA | WMPMA | NA | NA | The "Total per initiative spend" and "Spend/treated line mile" columns are "NA" because the costs to implement this initiative are part of normal labor hours and are not incremental wildfire-related costs. Instead of "Line miles to be treated", all T&D overhead circuit miles is the unit of measure. The “Other risk drivers addressed” column is “NA” as there are no secondary risk reduction drivers directly addressed by this initiative. The “In / exceeding compliance with regulations” and “Cite associated rule” columns are “NA” because there are no statutory compliance targets associated with this initiative.
| 2021 | NA | NA | NA | 107088 | NA | EFF: Conductor Splice | Under assessment/pilot | No RSE was calculated as the purpose of the assessment is to learn and assess the effectiveness of the mitigation. | NA | New | NA | WMPMA | NA | NA | The "Total per initiative spend" and "Spend/treated line mile" columns are "NA" because the costs to implement this initiative are part of normal labor hours and are not incremental wildfire-related costs. Instead of "Line miles to be treated", all T&D overhead circuit miles is the unit of measure. The “Other risk drivers addressed” column is “NA” as there are no secondary risk reduction drivers directly addressed by this initiative. The “In / exceeding compliance with regulations” and “Cite associated rule” columns are “NA” because there are no statutory compliance targets associated with this initiative.
| 2022 | NA | NA | NA | 107088 | NA | EFF: Conductor Splice | Under assessment/pilot | No RSE was calculated as the purpose of the assessment is to learn and assess the effectiveness of the mitigation. | NA | New | NA | WMPMA | NA | NA | The "Total per initiative spend" and "Spend/treated line mile" columns are "NA" because the costs to implement this initiative are part of normal labor hours and are not incremental wildfire-related costs. Instead of "Line miles to be treated", all T&D overhead circuit miles is the unit of measure. The “Other risk drivers addressed” column is “NA” as there are no secondary risk reduction drivers directly addressed by this initiative. The “In / exceeding compliance with regulations” and “Cite associated rule” columns are “NA” because there are no statutory compliance targets associated with this initiative.
| 2020-2022 plan total | NA | NA | NA | 321264 | NA | EFF: Conductor Splice | Under assessment/pilot | No RSE was calculated as the purpose of the assessment is to learn and assess the effectiveness of the mitigation. | NA | New | NA | WMPMA | NA | NA | The "Total per initiative spend" and "Spend/treated line mile" columns are "NA" because the costs to implement this initiative are part of normal labor hours and are not incremental wildfire-related costs. Instead of "Line miles to be treated", all T&D overhead circuit miles is the unit of measure. The “Other risk drivers addressed” column is “NA” as there are no secondary risk reduction drivers directly addressed by this initiative. The “In / exceeding compliance with regulations” and “Cite associated rule” columns are “NA” because there are no statutory compliance targets associated with this initiative.
2.3.1. Circuit breaker maintenance and installation to de-energize lines upon detecting a fault: alternative technology evaluations - rapid earth current fault limiter - ground fault neutralizer (GFN) (AT-3.1) | 2019 plan | NA | NA | NA | NA | NA | CFO: All EFF: All | Under assessment/pilot | No RSE was calculated as the purpose of the assessment is to learn and assess the effectiveness of the mitigation. | NA | NA | NA | NA | NA | NA | The "Total per initiative spend" column is "NA" because costs to implement this initiative are part of normal O&M and are not incremental wildfire-related costs. The "Line miles to be treated" and "Spend/treated line mile" columns are "NA" because line miles treated is not an applicable field of measurement for this pilot. The “In / exceeding compliance with regulations” and “Cite associated rule” columns are “NA” because there are no statutory compliance targets associated with this initiative.
| 2019 actual | NA | NA | NA | NA | NA | CFO: All EFF: All | Under assessment/pilot | No RSE was calculated as the purpose of the assessment is to learn and assess the effectiveness of the mitigation. | NA | NA | NA | NA | NA | NA | The "Total per initiative spend" column is "NA" because costs to implement this initiative are part of normal O&M and are not incremental wildfire-related costs. The "Line miles to be treated" and "Spend/treated line mile" columns are "NA" because line miles treated is not an applicable field of measurement for this pilot. The “In / exceeding compliance with regulations” and “Cite associated rule” columns are “NA” because there are no statutory compliance targets associated with this initiative.
| 2020 | 2586.8161 | 0 | 2586.8161 | NA | NA | CFO: All EFF: All | Under assessment/pilot | No RSE was calculated as the purpose of the assessment is to learn and assess the effectiveness of the mitigation. | NA | New | NA | WMPMA | NA | NA | The "Line miles to be treated" and "Spend/treated line mile" columns are "NA" because line miles treated is not an applicable field of measurement for this pilot. The “In / exceeding compliance with regulations” and “Cite associated rule” columns are “NA” because there are no statutory compliance targets associated with this initiative.
| 2021 | 3684.7183 | 0 | 3684.7183 | NA | NA | CFO: All EFF: All | Under assessment/pilot | No RSE was calculated as the purpose of the assessment is to learn and assess the effectiveness of the mitigation. | NA | New | NA | WMPMA | NA | NA | The "Line miles to be treated" and "Spend/treated line mile" columns are "NA" because line miles treated is not an applicable field of measurement for this pilot. The “In / exceeding compliance with regulations” and “Cite associated rule” columns are “NA” because there are no statutory compliance targets associated with this initiative.
| 2022 | NA | NA | NA | NA | NA | CFO: All EFF: All | Under assessment/pilot | No RSE was calculated as the purpose of the assessment is to learn and assess the effectiveness of the mitigation. | NA | New | NA | WMPMA | NA | NA | The "Total per initiative spend", "Line miles to be treated", and "Spend/treated line mile" columns are "NA" because the pilot is currently only scheduled for 2020 and 2021. The “In / exceeding compliance with regulations” and “Cite associated rule” columns are “NA” because there are no statutory compliance targets associated with this initiative.
| 2020-2022 plan total | 6271.5344 | 0 | 6271.5344 | NA | NA | CFO: All EFF: All | Under assessment/pilot | No RSE was calculated as the purpose of the assessment is to learn and assess the effectiveness of the mitigation. | NA | New | NA | WMPMA | NA | NA | The "Line miles to be treated" and "Spend/treated line mile" columns are "NA" because line miles treated is not an applicable field of measurement for this pilot. The “In / exceeding compliance with regulations” and “Cite associated rule” columns are “NA” because there are no statutory compliance targets associated with this initiative.
2.3.2. Circuit breaker maintenance and installation to de-energize lines upon detecting a fault: alternative technology evaluations - rapid earth current fault limiter - arc suppression coil (AT-3.2) | 2019 plan | NA | NA | NA | NA | NA | CFO: All EFF: All | Under assessment/pilot | No RSE was calculated as the purpose of the assessment is to learn and assess the effectiveness of the mitigation. | NA | NA | NA | NA | NA | NA | The "Total per initiative spend" column is "NA" because costs to implement this initiative are part of normal O&M and are not incremental wildfire-related costs. The "Line miles to be treated" and "Spend/treated line mile" columns are "NA" because line miles treated is not an applicable field of measurement for this activity. The “In / exceeding compliance with regulations” and “Cite associated rule” columns are “NA” because there are no statutory compliance targets associated with this initiative.
| 2019 actual | NA | NA | NA | NA | NA | CFO: All EFF: All | Under assessment/pilot | No RSE was calculated as the purpose of the assessment is to learn and assess the effectiveness of the mitigation. | NA | NA | NA | NA | NA | NA | The "Total per initiative spend" column is "NA" because costs to implement this initiative are part of normal O&M and are not incremental wildfire-related costs. The "Line miles to be treated" and "Spend/treated line mile" columns are "NA" because line miles treated is not an applicable field of measurement for this activity. The “In / exceeding compliance with regulations” and “Cite associated rule” columns are “NA” because there are no statutory compliance targets associated with this initiative.
| 2020 | 511.2285 | 0 | 511.2285 | 1 | 511.2285 | CFO: All EFF: All | Under assessment/pilot | No RSE was calculated as the purpose of the assessment is to learn and assess the effectiveness of the mitigation. | NA | New | NA | WMPMA | NA | NA | Instead of "Line miles to be treated", units is the unit of measure. The "Total per initiative spend" column is "NA" because costs to implement this initiative are part of normal O&M and are not incremental wildfire-related costs. The "Line miles to be treated" and "Spend/treated line mile" columns are "NA" because line miles treated is not an applicable field of measurement for this activity. The “In / exceeding compliance with regulations” and “Cite associated rule” columns are “NA” because there are no statutory compliance targets associated with this initiative.
| 2021 | 724.5233 | 0 | 724.5233 | 1 | 724.5233 | CFO: All EFF: All | Under assessment/pilot | No RSE was calculated as the purpose of the assessment is to learn and assess the effectiveness of the mitigation. | NA | New | NA | WMPMA | NA | NA | Instead of "Line miles to be treated", units is the unit of measure. The "Total per initiative spend" column is "NA" because costs to implement this initiative are part of normal O&M and are not incremental wildfire-related costs. The "Line miles to be treated" and "Spend/treated line mile" columns are "NA" because line miles treated is not an applicable field of measurement for this activity. The “In / exceeding compliance with regulations” and “Cite associated rule” columns are “NA” because there are no statutory compliance targets associated with this initiative.
| 2022 | UNKNOWN | UNKNOWN | UNKNOWN | UNKNOWN | UNKNOWN | UNKNOWN | UNKNOWN | UNKNOWN | UNKNOWN | UNKNOWN | UNKNOWN | UNKNOWN | UNKNOWN | UNKNOWN | All columns are "UNKNOWN" because 2022 scope will be determined by success/fail criteria of pilot; There is no identified plan/spend at this point for the evaluation.
| 2020-2022 plan total | 1235.7517 | 0 | 1235.7517 | 2 | 617.8759 | CFO: All EFF: All | Under assessment/pilot | No RSE was calculated as the purpose of the assessment is to learn and assess the effectiveness of the mitigation. | NA | New | NA | WMPMA | NA | NA | Instead of "Line miles to be treated", units is the unit of measure. The "Total per initiative spend" column is "NA" because costs to implement this initiative are part of normal O&M and are not incremental wildfire-related costs. The "Line miles to be treated" and "Spend/treated line mile" columns are "NA" because line miles treated is not an applicable field of measurement for this activity. The “In / exceeding compliance with regulations” and “Cite associated rule” columns are “NA” because there are no statutory compliance targets associated with this initiative.
2.3.3. Circuit breaker maintenance and installation to de-energize lines upon detecting a fault: alternative technology evaluations - rapid earth current fault limiter - isolation transformer (AT-3.3) | 2019 plan | NA | NA | NA | NA | NA | CFO: All EFF: All | Under assessment/pilot | No RSE was calculated as the purpose of the assessment is to learn and assess the effectiveness of the mitigation. | NA | New | NA | WMPMA | NA | NA | The "Total per initiative spend" column is "NA" because costs to implement this initiative are part of normal O&M and are not incremental wildfire-related costs. The "Line miles to be treated" and "Spend/treated line mile" columns are "NA" because line miles treated is not an applicable field of measurement for this activity. The “In / exceeding compliance with regulations” and “Cite associated rule” columns are “NA” because there are no statutory compliance targets associated with this initiative.
| 2019 actual | NA | NA | NA | NA | NA | CFO: All EFF: All | Under assessment/pilot | No RSE was calculated as the purpose of the assessment is to learn and assess the effectiveness of the mitigation. | NA | New | NA | WMPMA | NA | NA | The "Total per initiative spend" column is "NA" because costs to implement this initiative are part of normal O&M and are not incremental wildfire-related costs. The "Line miles to be treated" and "Spend/treated line mile" columns are "NA" because line miles treated is not an applicable field of measurement for this activity. The “In / exceeding compliance with regulations” and “Cite associated rule” columns are “NA” because there are no statutory compliance targets associated with this initiative.
| 2020 | 408.9828 | 0 | 408.9828 | 1 | 408.9828 | CFO: All EFF: All | Under assessment/pilot | No RSE was calculated as the purpose of the assessment is to learn and assess the effectiveness of the mitigation. | NA | New | NA | WMPMA | NA | NA | Instead of "Line miles to be treated", the number of pilot locations is the unit of measure. The “In / exceeding compliance with regulations” and “Cite associated rule” columns are “NA” because there are no statutory compliance targets associated with this initiative.
| 2021 | 1035.0332 | 0 | 1035.0332 | 1 | 1035.0332 | CFO: All EFF: All | Under assessment/pilot | No RSE was calculated as the purpose of the assessment is to learn and assess the effectiveness of the mitigation. | NA | New | NA | WMPMA | NA | NA | Instead of "Line miles to be treated", the number of pilot locations is the unit of measure. The “In / exceeding compliance with regulations” and “Cite associated rule” columns are “NA” because there are no statutory compliance targets associated with this initiative.
| 2022 | UNKNOWN | UNKNOWN | UNKNOWN | UNKNOWN | UNKNOWN | UNKNOWN | UNKNOWN | UNKNOWN | UNKNOWN | NA | NA | WMPMA | UNKNOWN | UNKNOWN | All columns are "UNKNOWN" because 2022 scope will be determined by success/fail criteria of pilot; There is no identified plan/spend at this point for the evaluation
| 2020-2022 plan total | 1444.016 | 0 | 1444.016 | 2 | 722.008 | CFO: All EFF: All | Under assessment/pilot | No RSE was calculated as the purpose of the assessment is to learn and assess the effectiveness of the mitigation. | NA | New | NA | WMPMA | NA | NA | Instead of "Line miles to be treated", the number of pilot locations is the unit of measure. The “In / exceeding compliance with regulations” and “Cite associated rule” columns are “NA” because there are no statutory compliance targets associated with this initiative.
2.4. Circuit breaker maintenance and installation to de-energize lines upon detecting a fault: alternative technology evaluations - distribution open phase detection (AT-3.4) | 2019 plan | NA | NA | NA | NA | NA | NA | NA | NA | NA | NA | NA | NA | NA | NA | All columns are NA because this initiative was not an active 2019 initiative.
| 2019 actual | NA | NA | NA | NA | NA | NA | NA | NA | NA | NA | NA | NA | NA | NA | All columns are NA because this initiative was not an active 2019 initiative.
| 2020 | 511.2285 | 0 | 511.2285 | 5 | 102.2457 | EFF: Conductor Splice/Clamp/Connector | Under assessment/pilot | No RSE was calculated as the purpose of the assessment is to learn and assess the effectiveness of the mitigation. | NA | New | NA | WMPMA | NA | NA | Instead of "Line miles to be treated", circuit locations is the unit of measure. The “Other risk drivers addressed” column is “NA” as there are no secondary risk reduction drivers directly addressed by this initiative. The “In / exceeding compliance with regulations” and “Cite associated rule” columns are “NA” because there are no statutory compliance targets associated with this initiative.
| 2021 | UNKNOWN | UNKNOWN | UNKNOWN | UNKNOWN | UNKNOWN | UNKNOWN | UNKNOWN | UNKNOWN | UNKNOWN | UNKNOWN | UNKNOWN | UNKNOWN | UNKNOWN | UNKNOWN | All columns are "UNKNOWN" because 2021/2022 scope will be determined by success/fail criteria of pilot; There is no identified plan/spend at this point for the evaluation
| 2022 | UNKNOWN | UNKNOWN | UNKNOWN | UNKNOWN | UNKNOWN | UNKNOWN | UNKNOWN | UNKNOWN | UNKNOWN | UNKNOWN | UNKNOWN | UNKNOWN | UNKNOWN | UNKNOWN | All columns are "UNKNOWN" because 2021/2022 scope will be determined by success/fail criteria of pilot; There is no identified plan/spend at this point for the evaluation
| 2020-2022 plan total | 511.2285 | 0 | 511.2285 | 5 | 102.2457 | EFF: Conductor Splice/Clamp/Connector | Under assessment/pilot | UNKNOWN | NA | New | NA | WMPMA | NA | NA | Instead of "Line miles to be treated", circuit locations is the unit of measure. The “Other risk drivers addressed” column is “NA” as there are no secondary risk reduction drivers directly addressed by this initiative. The “In / exceeding compliance with regulations” and “Cite associated rule” columns are “NA” because there are no statutory compliance targets associated with this initiative.
2.5. Circuit breaker maintenance and installation to de-energize lines upon detecting a fault: alternative technology evaluations - high impedance relay evaluations (AT-8) | 2019 plan | NA | NA | NA | NA | NA | NA | NA | NA | NA | NA | NA | NA | NA | NA | All columns are "NA" because this initiative was not an active 2019 initiative.
| 2019 actual | NA | NA | NA | NA | NA | NA | NA | NA | NA | NA | NA | NA | NA | NA | All columns are "NA" because this initiative was not an active 2019 initiative.
| 2020 | 306.7371 | 0 | 306.7371 | 2 | 153.3685 | CFO: All EFF: All | Under assessment/pilot | No RSE was calculated as the purpose of the assessment is to learn and assess the effectiveness of the mitigation. | NA | New | NA | WMPMA | NA | NA | Instead of "Line miles to be treated", protection relay setting counts are the unit of measure. The “In / exceeding compliance with regulations” and “Cite associated rule” columns are “NA” because there are no statutory compliance targets associated with this initiative.
| 2021 | UNKNOWN | UNKNOWN | UNKNOWN | UNKNOWN | UNKNOWN | UNKNOWN | UNKNOWN | UNKNOWN | UNKNOWN | UNKNOWN | UNKNOWN | UNKNOWN | UNKNOWN | UNKNOWN | All columns are "UNKNOWN" as the 2021 scope and strategy for this initiative are not known at this time.
| 2022 | UNKNOWN | UNKNOWN | UNKNOWN | UNKNOWN | UNKNOWN | UNKNOWN | UNKNOWN | UNKNOWN | UNKNOWN | UNKNOWN | UNKNOWN | UNKNOWN | UNKNOWN | UNKNOWN | All columns are "UNKNOWN" as the 2022 scope and strategy for this initiative are not known at this time.
| 2020-2022 plan total | 306.7371 | 0 | 306.7371 | 2 | 153.3685 | CFO: All EFF: All | Under assessment/pilot | No RSE was calculated as the purpose of the assessment is to learn and assess the effectiveness of the mitigation. | NA | New | NA | WMPMA | NA | NA | Instead of "Line miles to be treated", protection relay setting counts are the unit of measure. The “In / exceeding compliance with regulations” and “Cite associated rule” columns are “NA” because there are no statutory compliance targets associated with this initiative.
2.6. Circuit breaker maintenance and installation to de-energize lines upon detecting a fault: circuit breaker installs/ replacements | 2019 plan | 1094.6142 | 1094.6142 | 0 | 8 | 136.8268 | CFO: All EFF: All | Initiative addressed by Traditional Program | No RSE was calculated as this is already a compliance program and not a WMP initiative | NA | Existing | 2018 GRC | NA | NA | NA | Instead of "Line miles to be treated", circuit breaker count is the unit of measure. The “In / exceeding compliance with regulations” and “Cite associated rule” columns are “NA” because there are no statutory compliance targets associated with this initiative.
| 2019 actual | 1094.6142 | 1094.6142 | 0 | 8 | 136.8268 | CFO: All EFF: All | Initiative addressed by Traditional Program | No RSE was calculated as this is already a compliance program and not a WMP initiative | NA | Existing | 2018 GRC | NA | NA | NA | Instead of "Line miles to be treated", circuit breaker count is the unit of measure. The “In / exceeding compliance with regulations” and “Cite associated rule” columns are “NA” because there are no statutory compliance targets associated with this initiative.
| 2020 | 2479.5502 | 2479.5502 | 0 | 16 | 154.9719 | CFO: All EFF: All | Initiative addressed by Traditional Program | No RSE was calculated as this is already a compliance program and not a WMP initiative | NA | Existing | 2018 GRC | NA | NA | NA | Instead of "Line miles to be treated", circuit breaker count is the unit of measure. The “In / exceeding compliance with regulations” and “Cite associated rule” columns are “NA” because there are no statutory compliance targets associated with this initiative.
| 2021 | 3506.1286 | 3506.1286 | 0 | 26 | 134.8511 | CFO: All EFF: All | Initiative addressed by Traditional Program | No RSE was calculated as this is already a compliance program and not a WMP initiative | NA | Existing | 2018 GRC | NA | NA | NA | Instead of "Line miles to be treated", circuit breaker count is the unit of measure. The “In / exceeding compliance with regulations” and “Cite associated rule” columns are “NA” because there are no statutory compliance targets associated with this initiative.
| 2022 | 3589.2027 | 3589.2027 | 0 | 24 | 149.5501 | CFO: All EFF: All | Initiative addressed by Traditional Program | No RSE was calculated as this is already a compliance program and not a WMP initiative | NA | Existing | 2018 GRC | NA | NA | NA | Instead of "Line miles to be treated", circuit breaker count is the unit of measure. The “In / exceeding compliance with regulations” and “Cite associated rule” columns are “NA” because there are no statutory compliance targets associated with this initiative.
| 2020-2022 plan total | 9574.8815 | 9574.8815 | 0 | 66 | 145.074 | CFO: All EFF: All | Initiative addressed by Traditional Program | No RSE was calculated as this is already a compliance program and not a WMP initiative | NA | Existing | 2018 GRC | NA | NA | NA | Instead of "Line miles to be treated", circuit breaker count is the unit of measure. The “In / exceeding compliance with regulations” and “Cite associated rule” columns are “NA” because there are no statutory compliance targets associated with this initiative.
2.7. Circuit breaker maintenance and installation to de-energize lines upon detecting a fault: circuit breaker relay hardware for fast curve (SH-6) | 2019 plan | 9052.155 | 9052.155 | 0 | 189 | 47.895 | CFO: All EFF: All | 0.20024 | 22.1207 | NA | New | NA | GSRPMA | NA | NA | The original budget allocated in 2019 under the GS&RP consisted of relays actually being replaced in 2019. However, given resource, outage, procurement constraints, no relays were able to be replaced in 2019. Subsequent decision was to instead focus on developing a full deployment plan for relay replacements in years 2020, 2021 and 2022. This goal to develop a full execution plan was achieved by YE2019. Instead of "Line miles to be treated", relay count is the unit of measure. The “In / exceeding compliance with regulations” and “Cite associated rule” columns are “NA” because there are no statutory compliance targets associated with this initiative.
| 2019 actual | 838.6407 | 838.6407 | 0 | NA | NA | CFO: All EFF: All | NA | NA | NA | New | NA | GSRPMA | NA | NA | The "Line Miles to Be Treated", "Spend/treated line mile", "Risk reduction", and "Risk-spend efficiency" columns are "NA" because all 2019 spend was for project scoping and engineering/design charges for work to be done in 2020. No relays were replaced in 2019. Instead of "Line miles to be treated", relay count is the unit of measure. The “In / exceeding compliance with regulations” and “Cite associated rule” columns are “NA” because there are no statutory compliance targets associated with this initiative.
| 2020 | 5170.0123 | 5170.0123 | 0 | 55 | 94.0002 | CFO: All EFF: All | 0.05653 | 11.3578 | NA | New | NA | GSRPMA | NA | NA | Instead of "Line miles to be treated", relay count is the unit of measure. The “In / exceeding compliance with regulations” and “Cite associated rule” columns are “NA” because there are no statutory compliance targets associated with this initiative.
| 2021 | 11091.9206 | 11091.9206 | 0 | 81 | 136.9373 | CFO: All EFF: All | 0.080815 | 7.8089 | NA | New | NA | GSRPMA | NA | NA | Instead of "Line miles to be treated", relay count is the unit of measure. The “In / exceeding compliance with regulations” and “Cite associated rule” columns are “NA” because there are no statutory compliance targets associated with this initiative.
| 2022 | 10492.3202 | 10492.3202 | 0 | 74 | 141.7881 | CFO: All EFF: All | 0.07166 | 7.5317 | NA | New | NA | GSRPMA | NA | NA | Instead of "Line miles to be treated", relay count is the unit of measure. The “In / exceeding compliance with regulations” and “Cite associated rule” columns are “NA” because there are no statutory compliance targets associated with this initiative.
| 2020-2022 plan total | 26754.2531 | 26754.2531 | 0 | 210 | 127.4012 | CFO: All EFF: All | 0.209 | 8.4138 | NA | New | NA | GSRPMA | NA | NA | Instead of "Line miles to be treated", relay count is the unit of measure. The “In / exceeding compliance with regulations” and “Cite associated rule” columns are “NA” because there are no statutory compliance targets associated with this initiative.
3.1. Covered conductor installation: covered conductor (SH-1) | 2019 plan | 42231.377 | 42231.377 | 0 | 95.7026 | 441.2773 | CFO: Vegetation Balloon Animal EFF: Wire to wire | 1.1417 | 27.0351 | Covered Conductor provides ancillary benefits to EFF and wire to wire contact, in addition to CFO (primary benefit). | New | NA | GSRPMA | In Compliance | GO 95, Rule 31.1 | Instead of "Line miles to be treated", miles of covered conductor installed is the unit of measure.
| 2019 actual | 239911.075 | 239911.075 | 0 | 372 | 644.9222 | CFO: Vegetation Balloon Animal EFF: Wire to wire | 5.6187 | 22.5382 | Covered Conductor provides ancillary benefits to EFF and wire to wire contact, in addition to CFO (primary benefit). | New | NA | GSRPMA | In Compliance | GO 95, Rule 31.1 | Instead of "Line miles to be treated", miles of covered conductor installed is the unit of measure. The 372 miles includes some overhead conductor program and 4 kV cutover work. Costs also include design, engineering, and pre-construction for 2020 work.
| 2020 | 454368.671 | 454368.671 | 0 | 1000 | 454.3687 | CFO: Vegetation Balloon Animal EFF: Wire to wire | 11.5251 | 25.9579 | Covered Conductor provides ancillary benefits to EFF and wire to wire contact, in addition to CFO (primary benefit). | New | NA | GSRPMA | In Compliance | GO 95, Rule 31.1 | Instead of "Line miles to be treated", miles of covered conductor installed is the unit of measure.
| 2021 | 656352.963 | 656352.963 | 0 | 1400 | 468.8235 | CFO: Vegetation Balloon Animal EFF: Wire to wire | 14.8451 | 23.8746 | Covered Conductor provides ancillary benefits to EFF and wire to wire contact, in addition to CFO (primary benefit). | New | NA | GSRPMA | In Compliance | GO 95, Rule 31.1 | Instead of "Line miles to be treated", miles of covered conductor installed is the unit of measure.
| 2022 | 771814.5744 | 771814.5744 | 0 | 1600 | 482.3841 | CFO: Vegetation Balloon Animal EFF: Wire to wire | 15.1985 | 21.3876 | Covered Conductor provides ancillary benefits to EFF and wire to wire contact, in addition to CFO (primary benefit). | New | NA | GSRPMA | In Compliance | GO 95, Rule 31.1 | Instead of "Line miles to be treated", miles of covered conductor installed is the unit of measure.
| 2020-2022 plan total | 1882536.2084 | 1882536.2084 | 0 | 4000 | 470.6341 | CFO: Vegetation Balloon Animal EFF: Wire to wire | 41.5686 | 23.4004 | Covered Conductor provides ancillary benefits to EFF and wire to wire contact, in addition to CFO (primary benefit). | New | NA | GSRPMA | In Compliance | GO 95, Rule 31.1 | Instead of "Line miles to be treated", miles of covered conductor installed is the unit of measure.
3.2. Covered conductor installation: tree attachment remediation (SH-10) | 2019 plan | NA | NA | NA | NA | NA | NA | NA | NA | NA | NA | NA | NA | NA | NA | All columns are "NA" for the 2019 plan as this initiative did not begin as a stand-alone initiative until after the 2019 WMP had been filed.
| 2019 actual | 9383.4546 | 9383.4546 | 0 | 101 | 92.9055 | Refer to Initiative 3.1, Table 23 | Refer to Initiative 3.1, Table 23 | Refer to Initiative 3.1, Table 23 | Refer to Initiative 3.1, Table 23 | New | NA | GSRPMA | NA | NA | Instead of "Line miles to be treated", tree attachments to be remediated is the unit of measure. The “In / exceeding compliance with regulations” and “Cite associated rule” columns are “NA” because there are no statutory compliance targets associated with this initiative.
| 2020 | 15182.9007 | 15182.9007 | 0 | 481.244 | 31.5493 | Refer to Initiative 3.1, Table 23 | Refer to Initiative 3.1, Table 23 | Refer to Initiative 3.1, Table 23 | Refer to Initiative 3.1, Table 24 | New | NA | GSRPMA | NA | NA | Instead of "Line miles to be treated", tree attachments to be remediated is the unit of measure. The “In / exceeding compliance with regulations” and “Cite associated rule” columns are “NA” because there are no statutory compliance targets associated with this initiative.
| 2021 | 22431.7113 | 22431.7113 | 0 | 689.0836 | 32.553 | Refer to Initiative 3.1, Table 23 | Refer to Initiative 3.1, Table 23 | Refer to Initiative 3.1, Table 23 | Refer to Initiative 3.1, Table 25 | New | NA | GSRPMA | NA | NA | Instead of "Line miles to be treated", tree attachments to be remediated is the unit of measure. The “In / exceeding compliance with regulations” and “Cite associated rule” columns are “NA” because there are no statutory compliance targets associated with this initiative.
| 2022 | 26377.7612 | 26377.7612 | 0 | 787.5241 | 33.4945 | Refer to Initiative 3.1, Table 23 | Refer to Initiative 3.1, Table 23 | Refer to Initiative 3.1, Table 23 | Refer to Initiative 3.1, Table 26 | New | NA | GSRPMA | NA | NA | Instead of "Line miles to be treated", tree attachments to be remediated is the unit of measure. The “In / exceeding compliance with regulations” and “Cite associated rule” columns are “NA” because there are no statutory compliance targets associated with this initiative.
| 2020-2022 plan total | 63992.3731 | 63992.3731 | 0 | 1957.8517 | 32.685 | Refer to Initiative 3.1, Table 23 | Refer to Initiative 3.1, Table 23 | Refer to Initiative 3.1, Table 23 | Refer to Initiative 3.1, Table 27 | New | NA | GSRPMA | NA | NA | Instead of "Line miles to be treated", tree attachments to be remediated is the unit of measure. The “In / exceeding compliance with regulations” and “Cite associated rule” columns are “NA” because there are no statutory compliance targets associated with this initiative.
3.3. Covered conductor installation: alternative technology implementation - vibration dampers (AT-4) | 2019 plan | NA | NA | NA | NA | NA | EFF: Conductor | Under assessment/pilot | No RSE was calculated as the purpose of the assessment is to learn and assess the effectiveness of the mitigation. | NA | New | NA | WMPMA | NA | NA | The "Total per initiative spend" and "Spend/treated line mile" column is "NA" because costs to implement this initiative are part of normal labor hours and are not incremental wildfire-related costs. In addition, the “Line miles to be treated” column is “NA” because line miles treated is not an applicable field of measurement for this initiative. The “Other risk drivers addressed” column is “NA” as there are no secondary risk reduction drivers directly addressed by this initiative. Updates to vibration damper standards do not address risk drivers, the standards are used to inform construction requirements. The “In / exceeding compliance with regulations” and “Cite associated rule” columns are “NA” because there are no statutory compliance targets associated with this initiative.
| 2019 actual | NA | NA | NA | NA | NA | EFF: Conductor | Under assessment/pilot | No RSE was calculated as the purpose of the assessment is to learn and assess the effectiveness of the mitigation. | NA | New | NA | WMPMA | NA | NA | The "Total per initiative spend" and "Spend/treated line mile" column is "NA" because costs to implement this initiative are part of normal labor hours and are not incremental wildfire-related costs. In addition, the “Line miles to be treated” column is “NA” because line miles treated is not an applicable field of measurement for this initiative. The “Other risk drivers addressed” column is “NA” as there are no secondary risk reduction drivers directly addressed by this initiative. Updates to vibration damper standards do not address risk drivers, the standards are used to inform construction requirements. The “In / exceeding compliance with regulations” and “Cite associated rule” columns are “NA” because there are no statutory compliance targets associated with this initiative.
| 2020 | NA | NA | NA | NA | NA | EFF: Conductor | Under assessment/pilot | No RSE was calculated as the purpose of the assessment is to learn and assess the effectiveness of the mitigation. | NA | New | NA | WMPMA | NA | NA | The "Total per initiative spend" and "Spend/treated line mile" column is "NA" because costs to implement this initiative are part of normal labor hours and are not incremental wildfire-related costs. In addition, the “Line miles to be treated” column is “NA” because line miles treated is not an applicable field of measurement for this initiative. The “Other risk drivers addressed” column is “NA” as there are no secondary risk reduction drivers directly addressed by this initiative. Updates to vibration damper standards do not address risk drivers, the standards are used to inform construction requirements. The “In / exceeding compliance with regulations” and “Cite associated rule” columns are “NA” because there are no statutory compliance targets associated with this initiative.
| 2021 | NA | NA | NA | NA | NA | EFF: Conductor | Under assessment/pilot | No RSE was calculated as the purpose of the assessment is to learn and assess the effectiveness of the mitigation. | NA | New | NA | WMPMA | NA | NA | The "Total per initiative spend" and "Spend/treated line mile" column is "NA" because costs to implement this initiative are part of normal labor hours and are not incremental wildfire-related costs. In addition, the “Line miles to be treated” column is “NA” because line miles treated is not an applicable field of measurement for this initiative. The “Other risk drivers addressed” column is “NA” as there are no secondary risk reduction drivers directly addressed by this initiative. Updates to vibration damper standards do not address risk drivers, the standards are used to inform construction requirements. The “In / exceeding compliance with regulations” and “Cite associated rule” columns are “NA” because there are no statutory compliance targets associated with this initiative.
| 2022 | NA | NA | NA | NA | NA | EFF: Conductor | Under assessment/pilot | No RSE was calculated as the purpose of the assessment is to learn and assess the effectiveness of the mitigation. | NA | New | NA | WMPMA | NA | NA | The "Total per initiative spend" and "Spend/treated line mile" column is "NA" because costs to implement this initiative are part of normal labor hours and are not incremental wildfire-related costs. In addition, the “Line miles to be treated” column is “NA” because line miles treated is not an applicable field of measurement for this initiative. The “Other risk drivers addressed” column is “NA” as there are no secondary risk reduction drivers directly addressed by this initiative. Updates to vibration damper standards do not address risk drivers, the standards are used to inform construction requirements. The “In / exceeding compliance with regulations” and “Cite associated rule” columns are “NA” because there are no statutory compliance targets associated with this initiative.
| 2020-2022 plan total | NA | NA | NA | NA | NA | EFF: Conductor | Under assessment/pilot | No RSE was calculated as the purpose of the assessment is to learn and assess the effectiveness of the mitigation. | NA | New | NA | WMPMA | NA | NA | The "Total per initiative spend" and "Spend/treated line mile" column is "NA" because costs to implement this initiative are part of normal labor hours and are not incremental wildfire-related costs. In addition, the “Line miles to be treated” column is “NA” because line miles treated is not an applicable field of measurement for this initiative. The “Other risk drivers addressed” column is “NA” as there are no secondary risk reduction drivers directly addressed by this initiative. Updates to vibration damper standards do not address risk drivers, the standards are used to inform construction requirements. The “In / exceeding compliance with regulations” and “Cite associated rule” columns are “NA” because there are no statutory compliance targets associated with this initiative.
4. Covered conductor maintenance | 2019 plan | NA | NA | NA | NA | NA | NA | NA | NA | NA | NA | NA | NA | NA | NA | All columns are "NA" as activity is covered in Initiative 12.1, Table 23
| 2019 actual | NA | NA | NA | NA | NA | NA | NA | NA | NA | NA | NA | NA | NA | NA | All columns are "NA" as activity is covered in Initiative 12.1, Table 23
| 2020 | NA | NA | NA | NA | NA | NA | NA | NA | NA | NA | NA | NA | NA | NA | All columns are "NA" as activity is covered in Initiative 12.1, Table 23
| 2021 | NA | NA | NA | NA | NA | NA | NA | NA | NA | NA | NA | NA | NA | NA | All columns are "NA" as activity is covered in Initiative 12.1, Table 23
| 2022 | NA | NA | NA | NA | NA | NA | NA | NA | NA | NA | NA | NA | NA | NA | All columns are "NA" as activity is covered in Initiative 12.1, Table 23
| 2020-2022 plan total | NA | NA | NA | NA | NA | NA | NA | NA | NA | NA | NA | NA | NA | NA | All columns are "NA" as activity is covered in Initiative 12.1, Table 23
5. Crossarm maintenance, repair, and replacement | 2019 plan | NA | NA | NA | 4714 | NA | EFF: Capacitor bank Conductor Crossarm Insulator Splice/Clamp/Connector Transformer Lightning Arrestor Switch | 12.5897 | 51.3005 | Some types of object contact, primarily veg. | Existing | 2018 GRC | NA | In Compliance | GO 95, Rule 31.1 | The "Total per initiative spend" and "Spend/treated line mile" columns are "NA" because maintenance costs are at the work order level, and grouped with other maintenance efforts, and are thus are not possible to be separated. SCE does not track/unitize B-materials. Instead of "Line miles to be treated", notifications in HFTD is the unit of measure. Values in columns H-K are repeated from the risk columns in Table 24, Initiative 9.1
| 2019 actual | NA | NA | NA | 6575 | NA | EFF: Capacitor bank Conductor Crossarm Insulator Splice/Clamp/Connector Transformer Lightning Arrestor Switch | 12.5897 | 26.9372 | Some types of object contact, primarily veg. | Existing | 2018 GRC | NA | In Compliance | GO 95, Rule 31.1 | The "Total per initiative spend" and "Spend/treated line mile" columns are "NA" because maintenance costs are at the work order level, and grouped with other maintenance efforts, and are thus are not possible to be separated. SCE does not track/unitize B-materials. Instead of "Line miles to be treated", notifications in HFTD is the unit of measure. Values in columns H-K are repeated from the risk columns in Table 24, Initiative 9.1
| 2020 | NA | NA | NA | 3570 | NA | EFF: Capacitor bank Conductor Crossarm Insulator Splice/Clamp/Connector Transformer Lightning Arrestor Switch | 2.1309 | 13.8328 | Some types of object contact, primarily veg. | Existing | 2018 GRC | NA | In Compliance | GO 95, Rule 31.1 | The "Total per initiative spend" and "Spend/treated line mile" columns are "NA" because maintenance costs are at the work order level, and grouped with other maintenance efforts, and are thus are not possible to be separated. SCE does not track/unitize B-materials. Instead of "Line miles to be treated", notifications in HFTD is the unit of measure. Values in columns H-K are repeated from the risk columns in Table 24, Initiative 9.1
| 2021 | NA | NA | NA | 21 | NA | EFF: Capacitor bank Conductor Crossarm Insulator Splice/Clamp/Connector Transformer Lightning Arrestor Switch | 2.5837 | 30.5076 | Some types of object contact, primarily veg. | Existing | 2018 GRC | NA | In Compliance | GO 95, Rule 31.1 | The "Total per initiative spend" and "Spend/treated line mile" columns are "NA" because maintenance costs are at the work order level, and grouped with other maintenance efforts, and are thus are not possible to be separated. SCE does not track/unitize B-materials. Instead of "Line miles to be treated", notifications in HFTD is the unit of measure. Values in columns H-K are repeated from the risk columns in Table 24, Initiative 9.1
| 2022 | NA | NA | NA | 79 | NA | EFF: Capacitor bank Conductor Crossarm Insulator Splice/Clamp/Connector Transformer Lightning Arrestor Switch | 2.1013 | 25.7553 | Some types of object contact, primarily veg. | Existing | 2018 GRC | NA | In Compliance | GO 95, Rule 31.1 | The "Total per initiative spend" and "Spend/treated line mile" columns are "NA" because maintenance costs are at the work order level, and grouped with other maintenance efforts, and are thus are not possible to be separated. SCE does not track/unitize B-materials. Instead of "Line miles to be treated", notifications in HFTD is the unit of measure. The numbers in future years are expected to increase as new work is identified from SCE's inspection programs. Values in columns H-K are repeated from the risk columns in Table 24, Initiative 9.1
| 2020-2022 plan total | NA | NA | NA | 3670 | NA | EFF: Capacitor bank Conductor Crossarm Insulator Splice/Clamp/Connector Transformer Lightning Arrestor Switch | 6.8159 | 21.2781 | Some types of object contact, primarily veg. | Existing | 2018 GRC | NA | In Compliance | GO 95, Rule 31.1 | The "Total per initiative spend" and "Spend/treated line mile" columns are "NA" because maintenance costs are at the work order level, and grouped with other maintenance efforts, and are thus are not possible to be separated. SCE does not track/unitize B-materials. Instead of "Line miles to be treated", notifications in HFTD is the unit of measure. The numbers in future years are expected to increase as new work is identified from SCE's inspection programs. Values in columns H-K are repeated from the risk columns in Table 24, Initiative 9.1
6.1. Distribution pole replacement and reinforcement, including with composite poles: composite poles and crossarms (SH-3) | 2019 plan | 5136.4128 | 5136.4128 | 0 | 1100 | 4.6695 | EFF: Other Equipment Types | 0.020945 | 4.0778 | NA | New | NA | GSRPMA | In Compliance | GO 95, Rule 31.1 | Instead of "Line miles to be treated", pole count is the unit of measure. The “Other risk drivers addressed” column is “NA” as there are no secondary risk reduction drivers directly addressed by this initiative.
| 2019 actual | NA | NA | NA | 1421 | NA | EFF: Other Equipment Types | 0.027057 | 3.6015 | NA | New | NA | GSRPMA | In Compliance | GO 95, Rule 31.1 | The "Total per initiative spend" and "Spend/ treated line mile" columns are "NA" as the activity is covered in Initiative 3.1, Table 23. Instead of "Line miles to be treated", pole count is the unit of measure. The “Other risk drivers addressed” column is “NA” as there are no secondary risk reduction drivers directly addressed by this initiative.
| 2020 | 56832.5745 | 56832.5745 | 0 | 17304.48 | 3.2843 | EFF: Other Equipment Types | 0.20902 | 3.901 | NA | New | NA | GSRPMA | In Compliance | GO 95, Rule 31.1 | The total spend includes incremental costs for all composite pole replacements in HFRA. WCCP scope is 11,700 poles. Instead of "Line miles to be treated", pole count is the unit of measure. The “Other risk drivers addressed” column is “NA” as there are no secondary risk reduction drivers directly addressed by this initiative.
| 2021 | 64010.258 | 64010.258 | 0 | 18952.672 | 3.3774 | EFF: Other Equipment Types | 0.21875 | 3.7275 | NA | New | NA | GSRPMA | In Compliance | GO 95, Rule 31.1 | The total spend includes incremental costs for all composite pole replacements in HFRA. WCCP scope is 16,381 poles. Instead of "Line miles to be treated", pole count is the unit of measure. The “Other risk drivers addressed” column is “NA” as there are no secondary risk reduction drivers directly addressed by this initiative.
| 2022 | 73642.7252 | 73642.7252 | 0 | 21238.768 | 3.4674 | EFF: Other Equipment Types | 0.23398 | 3.558 | NA | New | NA | GSRPMA | In Compliance | GO 95, Rule 31.1 | The total spend includes incremental costs for all composite pole replacements in HFRA. WCCP scope is 18,721 poles. Instead of "Line miles to be treated", pole count is the unit of measure. The “Other risk drivers addressed” column is “NA” as there are no secondary risk reduction drivers directly addressed by this initiative.
| 2020-2022 plan total | 194485.5577 | 194485.5577 | 0 | 57495.92 | 3.3826 | EFF: Other Equipment Types | 0.66175 | 3.7171 | NA | New | NA | GSRPMA | In Compliance | GO 95, Rule 31.1 | The total spend includes incremental costs for all composite pole replacements in HFRA. 2020-2022 WCCP scope is 46,802 poles. Instead of "Line miles to be treated", pole count is the unit of measure. The “Other risk drivers addressed” column is “NA” as there are no secondary risk reduction drivers directly addressed by this initiative.
6.2. Distribution pole replacement and reinforcement, including with composite poles: deteriorated pole | 2019 plan | NA | NA | NA | NA | NA | NA | NA | NA | NA | NA | NA | NA | NA | NA | All columns are "NA" because SCE did not forecast deteriorated poles in 2019 in the HFRA specifically.
| 2019 actual | 78010.5 | 78010.5 | 0 | 3930 | 19.85 | EFF: Other Equipment Types | 0.069761 | 3.3574 | NA | Existing | 2018 GRC | NA | In Compliance | GO 95, Rule 44.3 | Instead of "Line miles to be treated", pole count is the unit of measure. The “Other risk drivers addressed” column is “NA” as there are no secondary risk reduction drivers directly addressed by this initiative.
| 2020 | 64895.818 | 64895.818 | 0 | 3724 | 17.4264 | EFF: Other Equipment Types | 0.040377 | 3.5016 | NA | Existing | 2018 GRC | NA | In Compliance | GO 95, Rule 44.3 | The total spend for this initiative includes cost for traditional scope of program. Instead of "Line miles to be treated", pole count is the unit of measure. The “Other risk drivers addressed” column is “NA” as there are no secondary risk reduction drivers directly addressed by this initiative.
| 2021 | 30041.011 | 30041.011 | 0 | 1698 | 17.692 | EFF: Other Equipment Types | 0.017841 | 3.3933 | NA | Existing | 2018 GRC | NA | In Compliance | GO 95, Rule 44.3 | The total spend for this initiative includes cost for traditional scope of program. Instead of "Line miles to be treated", pole count is the unit of measure. The “Other risk drivers addressed” column is “NA” as there are no secondary risk reduction drivers directly addressed by this initiative.
| 2022 | 16506.094 | 16506.094 | 0 | 906 | 18.2186 | EFF: Other Equipment Types | 0.0092342 | 3.2916 | NA | Existing | 2018 GRC | NA | In Compliance | GO 95, Rule 44.3 | The total spend for this initiative includes cost for traditional scope of program. Instead of "Line miles to be treated", pole count is the unit of measure. The “Other risk drivers addressed” column is “NA” as there are no secondary risk reduction drivers directly addressed by this initiative.
| 2020-2022 plan total | 111442.923 | 111442.923 | 0 | 6328 | 17.6111 | EFF: Other Equipment Types | 0.067452 | 3.4425 | NA | Existing | 2018 GRC | NA | In Compliance | GO 95, Rule 44.3 | The total spend for this initiative includes cost for traditional scope of program. Instead of "Line miles to be treated", pole count is the unit of measure. The “Other risk drivers addressed” column is “NA” as there are no secondary risk reduction drivers directly addressed by this initiative.
6.3. Distribution pole replacement and reinforcement, including with composite poles: poles identified during inspections | 2019 plan | NA | NA | NA | NA | NA | EFF: Other Equipment Types | NA | No RSE was created as this is an enabling activity that indirectly, rather than directly, reduces risk. | NA | New | NA | WMPMA | In Compliance | GO 95, Rule 44.3 | The "Total per initiative spend", “Line miles to be treated” and "Spend/treated line mile" columns are "NA" as this initiative is covered in Initiative 9.1, Table 24. The “Other risk drivers addressed” column is “NA” as there are no secondary risk reduction drivers directly addressed by this initiative.
| 2019 actual | NA | NA | NA | NA | NA | EFF: Other Equipment Types | NA | No RSE was created as this is an enabling activity that indirectly, rather than directly, reduces risk. | NA | New | NA | WMPMA | In Compliance | GO 95, Rule 44.3 | The "Total per initiative spend", “Line miles to be treated” and "Spend/treated line mile" columns are "NA" as this initiative is covered in Initiative 9.1, Table 24. The “Other risk drivers addressed” column is “NA” as there are no secondary risk reduction drivers directly addressed by this initiative.
| 2020 | NA | NA | NA | NA | NA | EFF: Other Equipment Types | NA | No RSE was created as this is an enabling activity that indirectly, rather than directly, reduces risk. | NA | New | NA | WMPMA | In Compliance | GO 95, Rule 44.3 | The "Total per initiative spend", “Line miles to be treated” and "Spend/treated line mile" columns are "NA" as this initiative is covered in Initiative 9.1, Table 24. The “Other risk drivers addressed” column is “NA” as there are no secondary risk reduction drivers directly addressed by this initiative.
| 2021 | NA | NA | NA | NA | NA | EFF: Other Equipment Types | NA | No RSE was created as this is an enabling activity that indirectly, rather than directly, reduces risk. | NA | New | NA | WMPMA | In Compliance | GO 95, Rule 44.3 | The "Total per initiative spend", “Line miles to be treated” and "Spend/treated line mile" columns are "NA" as this initiative is covered in Initiative 9.1, Table 24. The “Other risk drivers addressed” column is “NA” as there are no secondary risk reduction drivers directly addressed by this initiative.
| 2022 | NA | NA | NA | NA | NA | EFF: Other Equipment Types | NA | No RSE was created as this is an enabling activity that indirectly, rather than directly, reduces risk. | NA | New | NA | WMPMA | In Compliance | GO 95, Rule 44.3 | The "Total per initiative spend", “Line miles to be treated” and "Spend/treated line mile" columns are "NA" as this initiative is covered in Initiative 9.1, Table 24. The “Other risk drivers addressed” column is “NA” as there are no secondary risk reduction drivers directly addressed by this initiative.
| 2020-2022 plan total | NA | NA | NA | NA | NA | EFF: Other Equipment Types | NA | No RSE was created as this is an enabling activity that indirectly, rather than directly, reduces risk. | NA | New | NA | WMPMA | In Compliance | GO 95, Rule 44.3 | The "Total per initiative spend", “Line miles to be treated” and "Spend/treated line mile" columns are "NA" as this initiative is covered in Initiative 9.1, Table 24. The “Other risk drivers addressed” column is “NA” as there are no secondary risk reduction drivers directly addressed by this initiative.
7. Expulsion fuse replacement: branch line protection strategy (SH-4) | 2019 plan | NA | NA | NA | NA | NA | CFO: All EFF: Conductor failure, fuse failure, arrester failure, switch failure Wire-to-wire contact | 0 | 0 | NA | New | NA | GSRPMA | NA | NA | The "Total per initiative spend", “Line miles to be treated” and "Spend/treated line mile" columns are "NA" as this initiative is covered in Initiative 17, Table 23. The “Other risk drivers addressed” column is “NA” as there are no secondary risk reduction drivers directly addressed by this initiative. The “In / exceeding compliance with regulations” and “Cite associated rule” columns are “NA” because there are no statutory compliance targets associated with this initiative.
| 2019 actual | NA | NA | NA | NA | NA | CFO: All EFF: Conductor failure, fuse failure, arrester failure, switch failure Wire-to-wire contact | 0 | 0 | NA | New | NA | GSRPMA | NA | NA | The "Total per initiative spend", “Line miles to be treated” and "Spend/treated line mile" columns are "NA" as this initiative is covered in Initiative 17, Table 23 Instead of "Line miles to be treated", location count is the unit of measure. The “Other risk drivers addressed” column is “NA” as there are no secondary risk reduction drivers directly addressed by this initiative. The “In / exceeding compliance with regulations” and “Cite associated rule” columns are “NA” because there are no statutory compliance targets associated with this initiative.
| 2020 | 16798.587 | 9053.603 | 7744.984 | 3025 | 5.5533 | CFO: All EFF: Conductor failure, fuse failure, arrester failure, switch failure Wire-to-wire contact | 0.13224 | 8.1174 | NA | New | NA | GSRPMA | NA | NA | Instead of "Line miles to be treated", location count is the unit of measure. The “Other risk drivers addressed” column is “NA” as there are no secondary risk reduction drivers directly addressed by this initiative. The “In / exceeding compliance with regulations” and “Cite associated rule” columns are “NA” because there are no statutory compliance targets associated with this initiative.
| 2021 | 1153.7059 | 0 | 1153.7059 | 421 | 2.7404 | CFO: All EFF: Conductor failure, fuse failure, arrester failure, switch failure Wire-to-wire contact | 0.017856 | 16.019 | NA | New | NA | GSRPMA | NA | NA | Instead of "Line miles to be treated", location count is the unit of measure. The “Other risk drivers addressed” column is “NA” as there are no secondary risk reduction drivers directly addressed by this initiative. The “In / exceeding compliance with regulations” and “Cite associated rule” columns are “NA” because there are no statutory compliance targets associated with this initiative.
| 2022 | 1333.6069 | 0 | 1333.6069 | 481 | 2.7726 | CFO: All EFF: Conductor failure, fuse failure, arrester failure, switch failure Wire-to-wire contact | 0.019809 | 15.5497 | NA | New | NA | GSRPMA | NA | NA | Instead of "Line miles to be treated", location count is the unit of measure. The “Other risk drivers addressed” column is “NA” as there are no secondary risk reduction drivers directly addressed by this initiative. The “In / exceeding compliance with regulations” and “Cite associated rule” columns are “NA” because there are no statutory compliance targets associated with this initiative.
| 2020-2022 plan total | 19285.9 | 9053.603 | 10232.297 | 3927 | 4.9111 | CFO: All EFF: Conductor failure, fuse failure, arrester failure, switch failure Wire-to-wire contact | 0.1699 | 9.0958 | NA | New | NA | GSRPMA | NA | NA | Instead of "Line miles to be treated", location count is the unit of measure. The “Other risk drivers addressed” column is “NA” as there are no secondary risk reduction drivers directly addressed by this initiative. The “In / exceeding compliance with regulations” and “Cite associated rule” columns are “NA” because there are no statutory compliance targets associated with this initiative.
8.1. Grid topology improvements to mitigate or reduce PSPS events: PSPS driven grid hardening work (SH-7) | 2019 plan | NA | NA | NA | NA | NA | NA | NA | NA | NA | NA | NA | NA | NA | NA | All columns are "NA" for the 2019 plan as this initiative did not begin until after the 2019 WMP had been filed.
| 2019 actual | NA | NA | NA | NA | NA | NA | NA | NA | NA | NA | NA | NA | NA | NA | All columns are "NA" as this initiative is covered in Initiative 9, Table 23.
| 2020 | UNKNOWN | UNKNOWN | UNKNOWN | UNKNOWN | UNKNOWN | CFO: All EFF: All | 2.8417 | 57.5051 | NA | NA | NA | NA | NA | NA | The "Total per-initiative spend", and "Spend/ treated line mile" columns are "UNKNOWN" because this analysis won't be available until after the 2020 WMP filing. The “In / exceeding compliance with regulations” and “Cite associated rule” columns are “NA” because there are no compliance targets associated with this initiative. Values in columns H-K are repeated from the risk columns in Table 26, Initiative 5.
| 2021 | UNKNOWN | UNKNOWN | UNKNOWN | UNKNOWN | UNKNOWN | CFO: All EFF: All | 2.7589 | 61.7133 | NA | NA | NA | NA | NA | NA | The "Total per-initiative spend", and "Spend/ treated line mile" columns are "UNKNOWN" because this analysis won't be available until after the 2020 WMP filing. The “In / exceeding compliance with regulations” and “Cite associated rule” columns are “NA” because there are no compliance targets associated with this initiative. Values in columns H-K are repeated from the risk columns in Table 26, Initiative 5.
| 2022 | UNKNOWN | UNKNOWN | UNKNOWN | UNKNOWN | UNKNOWN | CFO: All EFF: All | 2.6786 | 65.3369 | NA | NA | NA | NA | NA | NA | The "Total per-initiative spend", and "Spend/ treated line mile" columns are "UNKNOWN" because this analysis won't be available until after the 2020 WMP filing. The “In / exceeding compliance with regulations” and “Cite associated rule” columns are “NA” because there are no compliance targets associated with this initiative. Values in columns H-K are repeated from the risk columns in Table 26, Initiative 5.
| 2020-2022 plan total | UNKNOWN | UNKNOWN | UNKNOWN | UNKNOWN | UNKNOWN | CFO: All EFF: All | 8.2792 | 61.2737 | NA | NA | NA | NA | NA | NA | The "Total per-initiative spend", and "Spend/ treated line mile" columns are "UNKNOWN" because this analysis won't be available until after the 2020 WMP filing. The “In / exceeding compliance with regulations” and “Cite associated rule” columns are “NA” because there are no compliance targets associated with this initiative. Values in columns H-K are repeated from the risk columns in Table 26, Initiative 5.
8.2. Grid topology improvements to mitigate or reduce PSPS events: microgrid assessment (PSPS-8) | 2019 plan | NA | NA | NA | NA | NA | NA | NA | NA | NA | NA | NA | NA | NA | NA | All columns are "NA" for the 2019 plan as this initiative did not begin until after the 2019 WMP had been filed.
| 2019 actual | NA | NA | NA | NA | NA | NA | Under assessment/pilot | No RSE was calculated as the purpose of the assessment is to learn and assess the effectiveness of the mitigation. | NA | New | NA | UNKNOWN | NA | NA | In 2019, SCE performed an assessment of Microgrids and the scope will be finalized in the Microgrids OIR filing in February 2020. The "Total per initiative spend" and "Spend/treated line mile" column is "NA" because costs to perform the assessment are part of normal labor hours and are not incremental wildfire-related costs. In addition, the “Line miles to be treated” column is “NA” because line miles treated is not an applicable field of measurement for this initiative. The "Ignition probability drivers targeted" and “Other risk drivers addressed” columns are “NA” as this initiative doesn't target specific ignition probability or other risk drivers but instead supports SCE's overall wildfire mitigation efforts. The “In / exceeding compliance with regulations” and “Cite associated rule” columns are “NA” because there are no statutory compliance targets associated with this initiative.
| 2020 | UNKNOWN | UNKNOWN | UNKNOWN | UNKNOWN | UNKNOWN | UNKNOWN | UNKNOWN | UNKNOWN | UNKNOWN | UNKNOWN | UNKNOWN | UNKNOWN | UNKNOWN | UNKNOWN | All columns are "UNKNOWN" for this Initiative because the strategy for Microgrids will be finalized in Microgrids OIR filing in February 2020.
| 2021 | UNKNOWN | UNKNOWN | UNKNOWN | UNKNOWN | UNKNOWN | UNKNOWN | UNKNOWN | UNKNOWN | UNKNOWN | UNKNOWN | UNKNOWN | UNKNOWN | UNKNOWN | UNKNOWN | All columns are "UNKNOWN" for this Initiative because the strategy for Microgrids will be finalized in Microgrids OIR filing in February 2020.
| 2022 | UNKNOWN | UNKNOWN | UNKNOWN | UNKNOWN | UNKNOWN | UNKNOWN | UNKNOWN | UNKNOWN | UNKNOWN | UNKNOWN | UNKNOWN | UNKNOWN | UNKNOWN | UNKNOWN | All columns are "UNKNOWN" for this Initiative because the strategy for Microgrids will be finalized in Microgrids OIR filing in February 2020.
| 2020-2022 plan total | UNKNOWN | UNKNOWN | UNKNOWN | UNKNOWN | UNKNOWN | UNKNOWN | UNKNOWN | UNKNOWN | UNKNOWN | UNKNOWN | UNKNOWN | UNKNOWN | UNKNOWN | UNKNOWN | All columns are "UNKNOWN" for this Initiative because the strategy for Microgrids will be finalized in Microgrids OIR filing in February 2020.
9. Installation of system automation equipment: installation of system automation equipment - remote controlled automatic reclosers settings update (SH-5) | 2019 plan | 4880.5935 | 4880.5935 | 0 | 50 | 97.6119 | NA | 0.0084341 | 1.7281 | NA | New | NA | GSRPMA, FHPMA | NA | NA | Instead of "Line miles to be treated", number of devices is the unit of measure. The "Ignition probability drivers targeted" and “Other risk drivers addressed” columns are “NA” as this initiative doesn't target specific ignition probability or other risk drivers but instead supports SCE's overall wildfire mitigation efforts. The “In / exceeding compliance with regulations” and “Cite associated rule” columns are “NA” because there are no compliance targets associated with this initiative.
| 2019 actual | 11110.4579 | 11110.4579 | 0 | 76 | 146.1902 | NA | 0.01282 | 1.1539 | NA | New | NA | GSRPMA, FHPMA | NA | NA | Instead of "Line miles to be treated", number of devices is the unit of measure. The "Ignition probability drivers targeted" and “Other risk drivers addressed” columns are “NA” as this initiative doesn't target specific ignition probability or other risk drivers but instead supports SCE's overall wildfire mitigation efforts. The “In / exceeding compliance with regulations” and “Cite associated rule” columns are “NA” because there are no compliance targets associated with this initiative.
| 2020 | 8639.9018 | 8480.5953 | 159.3066 | 98 | 88.1623 | NA | 0.016049 | 1.929 | NA | New | NA | GSRPMA, FHPMA | NA | NA | The "Ignition probability drivers targeted" and “Other risk drivers addressed” columns are “NA” as this initiative doesn't target specific ignition probability or other risk drivers but instead supports SCE's overall wildfire mitigation efforts. The “In / exceeding compliance with regulations” and “Cite associated rule” columns are “NA” because there are no compliance targets associated with this initiative.
| 2021 | 0 | 0 | 0 | UNKNOWN | UNKNOWN | UNKNOWN | UNKNOWN | UNKNOWN | UNKNOWN | NA | UNKNOWN | NA | UNKNOWN | UNKNOWN | All columns are "UNKNOWN" because there is no sectionalizing device specific program beyond what was defined in GSRP
| 2022 | 0 | 0 | 0 | UNKNOWN | UNKNOWN | UNKNOWN | UNKNOWN | UNKNOWN | UNKNOWN | NA | UNKNOWN | NA | UNKNOWN | UNKNOWN | All columns are "UNKNOWN" because there is no sectionalizing device specific program beyond what was defined in GSRP
| 2020-2022 plan total | 8639.9018 | 8480.5953 | 159.3066 | 98 | 88.1623 | UNKNOWN | UNKNOWN | UNKNOWN | UNKNOWN | New | NA | GSRPMA, FHPMA | UNKNOWN | UNKNOWN | All columns are "UNKNOWN" because there is no sectionalizing device specific program beyond what was defined in GSRP
10. Maintenance, repair, and replacement of connectors, including hotline clamps | 2019 plan | NA | NA | NA | NA | NA | EFF: Splice/Clamp/Connector | Initiative addressed by Traditional Program | No RSE was calculated as this is already a compliance program and not a WMP initiative | NA | Existing | 2018 GRC | NA | In Compliance | GO 95, Rule 44.3 | The "Total per initiative spend" and "Spend/treated line mile" columns are "NA" because SCE does not track/utilize B-materials. The "Line miles to be treated" column is "NA" because line miles treated is not an applicable field of measurement for this initiative. The “Other risk drivers addressed” column is “NA” as there are no secondary risk reduction drivers directly addressed by this initiative. Connector failures may result in conductor failure.
| 2019 actual | NA | NA | NA | NA | NA | EFF: Splice/Clamp/Connector | Initiative addressed by Traditional Program | No RSE was calculated as this is already a compliance program and not a WMP initiative | NA | Existing | 2018 GRC | NA | In Compliance | GO 95, Rule 44.3 | The "Total per initiative spend" and "Spend/treated line mile" columns are "NA" because SCE does not track/utilize B-materials. The "Line miles to be treated" column is "NA" because line miles treated is not an applicable field of measurement for this initiative. The “Other risk drivers addressed” column is “NA” as there are no secondary risk reduction drivers directly addressed by this initiative. Connector failures may result in conductor failure.
| 2020 | NA | NA | NA | NA | NA | EFF: Splice/Clamp/Connector | Initiative addressed by Traditional Program | No RSE was calculated as this is already a compliance program and not a WMP initiative | NA | Existing | 2018 GRC | NA | In Compliance | GO 95, Rule 44.3 | The "Total per initiative spend" and "Spend/treated line mile" columns are "NA" because SCE does not track/utilize B-materials. The "Line miles to be treated" column is "NA" because line miles treated is not an applicable field of measurement for this initiative. The “Other risk drivers addressed” column is “NA” as there are no secondary risk reduction drivers directly addressed by this initiative. Connector failures may result in conductor failure.
| 2021 | NA | NA | NA | NA | NA | EFF: Splice/Clamp/Connector | Initiative addressed by Traditional Program | No RSE was calculated as this is already a compliance program and not a WMP initiative | NA | Existing | 2018 GRC | NA | In Compliance | GO 95, Rule 44.3 | The "Total per initiative spend" and "Spend/treated line mile" columns are "NA" because SCE does not track/utilize B-materials. The "Line miles to be treated" column is "NA" because line miles treated is not an applicable field of measurement for this initiative. The “Other risk drivers addressed” column is “NA” as there are no secondary risk reduction drivers directly addressed by this initiative. Connector failures may result in conductor failure.
| 2022 | NA | NA | NA | NA | NA | EFF: Splice/Clamp/Connector | Initiative addressed by Traditional Program | No RSE was calculated as this is already a compliance program and not a WMP initiative | NA | Existing | 2018 GRC | NA | In Compliance | GO 95, Rule 44.3 | The "Total per initiative spend" and "Spend/treated line mile" columns are "NA" because SCE does not track/utilize B-materials. The "Line miles to be treated" column is "NA" because line miles treated is not an applicable field of measurement for this initiative. The “Other risk drivers addressed” column is “NA” as there are no secondary risk reduction drivers directly addressed by this initiative. Connector failures may result in conductor failure.
| 2020-2022 plan total | NA | NA | NA | NA | NA | EFF: Splice/Clamp/Connector | Initiative addressed by Traditional Program | No RSE was calculated as this is already a compliance program and not a WMP initiative | NA | Existing | 2018 GRC | NA | In Compliance | GO 95, Rule 44.3 | The "Total per initiative spend" and "Spend/treated line mile" columns are "NA" because SCE does not track/utilize B-materials. The "Line miles to be treated" column is "NA" because line miles treated is not an applicable field of measurement for this initiative. The “Other risk drivers addressed” column is “NA” as there are no secondary risk reduction drivers directly addressed by this initiative. Connector failures may result in conductor failure.
11. Mitigation of impact on customers and other residents affected during PSPS event | 2019 plan | NA | NA | NA | NA | NA | NA | NA | NA | NA | NA | NA | NA | NA | NA | All columns are "NA" as this initiative is covered in Initiative 5, Table 26
| 2019 actual | NA | NA | NA | NA | NA | NA | NA | NA | NA | NA | NA | NA | NA | NA | All columns are "NA" as this initiative is covered in Initiative 5, Table 26
| 2020 | NA | NA | NA | NA | NA | NA | NA | NA | NA | NA | NA | NA | NA | NA | All columns are "NA" as this initiative is covered in Initiative 5, Table 26
| 2021 | NA | NA | NA | NA | NA | NA | NA | NA | NA | NA | NA | NA | NA | NA | All columns are "NA" as this initiative is covered in Initiative 5, Table 26
| 2022 | NA | NA | NA | NA | NA | NA | NA | NA | NA | NA | NA | NA | NA | NA | All columns are "NA" as this initiative is covered in Initiative 5, Table 26
| 2020-2022 plan total | NA | NA | NA | NA | NA | NA | NA | NA | NA | NA | NA | NA | NA | NA | All columns are "NA" as this initiative is covered in Initiative 5, Table 26
12. Other corrective action | 2019 plan | NA | NA | NA | 29067 | NA | NA | Supporting activity | No RSE was created as this is an enabling activity that indirectly, rather than directly, reduces risk. | NA | Existing | 2018 GRC | NA | In Compliance | GO 95, Rule 31.1 | The "Total per initiative spend" and "Spend/treated line mile" columns are "NA" because SCE does not track/utilize B-materials. Instead of "Line miles to be treated", notifications are the unit of measure. The “Other risk drivers addressed” column is “NA” as there are no secondary risk reduction drivers directly addressed by this initiative.
| 2019 actual | NA | NA | NA | 36180 | NA | NA | Supporting activity | No RSE was created as this is an enabling activity that indirectly, rather than directly, reduces risk. | NA | Existing | 2018 GRC | NA | In Compliance | GO 95, Rule 31.1 | The "Total per initiative spend" and "Spend/treated line mile" columns are "NA" because SCE does not track/utilize B-materials. Instead of "Line miles to be treated", notifications are the unit of measure. The “Other risk drivers addressed” column is “NA” as there are no secondary risk reduction drivers directly addressed by this initiative.
| 2020 | NA | NA | NA | 5001 | NA | NA | Supporting activity | No RSE was created as this is an enabling activity that indirectly, rather than directly, reduces risk. | NA | Existing | 2018 GRC | NA | In Compliance | GO 95, Rule 31.1 | The "Total per initiative spend" and "Spend/treated line mile" columns are "NA" because SCE does not track/utilize B-materials. Instead of "Line miles to be treated", notifications are the unit of measure. The “Other risk drivers addressed” column is “NA” as there are no secondary risk reduction drivers directly addressed by this initiative.
| 2021 | NA | NA | NA | 275 | NA | NA | Supporting activity | No RSE was created as this is an enabling activity that indirectly, rather than directly, reduces risk. | NA | Existing | 2018 GRC | NA | In Compliance | GO 95, Rule 31.1 | The "Total per initiative spend" and "Spend/treated line mile" columns are "NA" because SCE does not track/utilize B-materials. Instead of "Line miles to be treated", notifications are the unit of measure. The “Other risk drivers addressed” column is “NA” as there are no secondary risk reduction drivers directly addressed by this initiative.
| 2022 | NA | NA | NA | 4972 | NA | NA | Supporting activity | No RSE was created as this is an enabling activity that indirectly, rather than directly, reduces risk. | NA | Existing | 2018 GRC | NA | In Compliance | GO 95, Rule 31.1 | The "Total per initiative spend" and "Spend/treated line mile" columns are "NA" because SCE does not track/utilize B-materials. Instead of "Line miles to be treated", notifications are the unit of measure. The “Other risk drivers addressed” column is “NA” as there are no secondary risk reduction drivers directly addressed by this initiative.
| 2020-2022 plan total | NA | NA | NA | 10248 | NA | NA | Supporting activity | No RSE was created as this is an enabling activity that indirectly, rather than directly, reduces risk. | NA | Existing | 2018 GRC | NA | In Compliance | GO 95, Rule 31.1 | The "Total per initiative spend" and "Spend/treated line mile" columns are "NA" because SCE does not track/utilize B-materials. Instead of "Line miles to be treated", notifications are the unit of measure. The “Other risk drivers addressed” column is “NA” as there are no secondary risk reduction drivers directly addressed by this initiative.
12.1. Other corrective action: distribution remediations (SH-12.1) | 2019 plan | 191737.288 | 102808.058 | 88929.23 | NA | NA | EFF: Capacitor bank Conductor Crossarm Insulator Splice/Clamp/Connector Transformer Lightning Arrestor Switch | 12.5897 | 51.3005 | Some types of object contact, primarily veg. | New | NA | WMPMA | In compliance | GO 95 | The “Line miles to be treated” and "Spend/treated line mile" columns are "NA" for 2019 because SCE did not plan for remediations Instead of "Line miles to be treated", notifications is the unit of measure. Values in columns H-K are repeated from the risk columns in Table 24, Initiative 9.1
| 2019 actual | 394728.731 | 229991.525 | 164737.206 | 49783 | 7.929 | EFF: Capacitor bank Conductor Crossarm Insulator Splice/Clamp/Connector Transformer Lightning Arrestor Switch | 12.5897 | 26.9372 | Some types of object contact, primarily veg. | New | NA | WMPMA | In compliance | GO 95 | Instead of "Line miles to be treated", notifications is the unit of measure. Values in columns H-K are repeated from the risk columns in Table 24, Initiative 9.1
| 2020 | 327535.32 | 147130.025 | 180405.295 | 58617 | 5.5877 | EFF: Capacitor bank Conductor Crossarm Insulator Splice/Clamp/Connector Transformer Lightning Arrestor Switch | 2.1309 | 13.8328 | Some types of object contact, primarily veg. | New | NA | WMPMA | In compliance | GO 95 | Instead of "Line miles to be treated", notifications is the unit of measure. Values in columns H-K are repeated from the risk columns in Table 24, Initiative 9.1
| 2021 | 125039.955 | 46436.115 | 78603.84 | 28225 | 4.4301 | EFF: Capacitor bank Conductor Crossarm Insulator Splice/Clamp/Connector Transformer Lightning Arrestor Switch | 2.5837 | 30.5076 | Some types of object contact, primarily veg. | New | NA | WMPMA | In compliance | GO 95 | Instead of "Line miles to be treated", notifications is the unit of measure. Values in columns H-K are repeated from the risk columns in Table 24, Initiative 9.1
| 2022 | 85021.209 | 29742.715 | 55278.494 | 17793 | 4.7784 | EFF: Capacitor bank Conductor Crossarm Insulator Splice/Clamp/Connector Transformer Lightning Arrestor Switch | 2.1013 | 25.7553 | Some types of object contact, primarily veg. | New | NA | WMPMA | In compliance | GO 95 | Instead of "Line miles to be treated", notifications is the unit of measure. Values in columns H-K are repeated from the risk columns in Table 24, Initiative 9.1
| 2020-2022 plan total | 537596.484 | 223308.855 | 314287.629 | 104635 | 5.1378 | EFF: Capacitor bank Conductor Crossarm Insulator Splice/Clamp/Connector Transformer Lightning Arrestor Switch | 6.8159 | 21.2781 | Some types of object contact, primarily veg. | New | NA | WMPMA | In compliance | GO 95 | Instead of "Line miles to be treated", notifications is the unit of measure. Values in columns H-K are repeated from the risk columns in Table 24, Initiative 9.1
12.2. Other corrective action: transmission remediations (SH-12.2) | 2019 plan | 28947.348 | 9911.729 | 19035.619 | NA | NA | CFO: Animal Vegetation EFF: Conductor Crossarm Insulator Splice/Clamp/Connector Transformer Lightning Arrestor | 0.11797 | 3.3835 | NA | New | NA | WMPMA | In compliance | GO 95 | The “Line miles to be treated” and "Spend/treated line mile" columns are "NA" for 2019 because SCE did not plan for remediations Instead of "Line miles to be treated", notifications is the unit of measure. The “Other risk drivers addressed” column is “NA” as there are no secondary risk reduction drivers directly addressed by this initiative. Values in columns H-K are repeated from the risk columns in Table 24, Initiative 10.1
| 2019 actual | 83879.5404 | 54146.98 | 29732.5604 | 10000 | 8.388 | CFO: Animal Vegetation EFF: Conductor Crossarm Insulator Splice/Clamp/Connector Transformer Lightning Arrestor | 1.5237 | 13.5585 | NA | New | NA | WMPMA | In compliance | GO 95 | The “Line miles to be treated” and "Spend/treated line mile" columns are "NA" for 2019 because SCE did not plan for remediations Instead of "Line miles to be treated", notifications is the unit of measure. The “Other risk drivers addressed” column is “NA” as there are no secondary risk reduction drivers directly addressed by this initiative. Values in columns H-K are repeated from the risk columns in Table 24, Initiative 10.1
| 2020 | 71320.128 | 64895.987 | 6424.141 | 5222 | 13.6576 | CFO: Animal Vegetation EFF: Conductor Crossarm Insulator Splice/Clamp/Connector Transformer Lightning Arrestor | 0.031263 | 0.53918 | NA | New | NA | WMPMA | In compliance | GO 95 | The “Line miles to be treated” and "Spend/treated line mile" columns are "NA" for 2019 because SCE did not plan for remediations Instead of "Line miles to be treated", notifications is the unit of measure. The “Other risk drivers addressed” column is “NA” as there are no secondary risk reduction drivers directly addressed by this initiative. Values in columns H-K are repeated from the risk columns in Table 24, Initiative 10.1
| 2021 | 12413.696 | 8838.793 | 3574.903 | 2026.1685 | 6.1267 | CFO: Animal Vegetation EFF: Conductor Crossarm Insulator Splice/Clamp/Connector Transformer Lightning Arrestor | 0.030243 | 2.9172 | NA | New | NA | WMPMA | In compliance | GO 95 | The “Line miles to be treated” and "Spend/treated line mile" columns are "NA" for 2019 because SCE did not plan for remediations Instead of "Line miles to be treated", notifications is the unit of measure. The “Other risk drivers addressed” column is “NA” as there are no secondary risk reduction drivers directly addressed by this initiative. Values in columns H-K are repeated from the risk columns in Table 24, Initiative 10.1
| 2022 | 10246.413 | 7262.283 | 2984.13 | 1833.7685 | 5.5876 | CFO: Animal Vegetation EFF: Conductor Crossarm Insulator Splice/Clamp/Connector Transformer Lightning Arrestor | 0.025122 | 3.0555 | NA | New | NA | WMPMA | In compliance | GO 95 | The “Line miles to be treated” and "Spend/treated line mile" columns are "NA" for 2019 because SCE did not plan for remediations Instead of "Line miles to be treated", notifications is the unit of measure. The “Other risk drivers addressed” column is “NA” as there are no secondary risk reduction drivers directly addressed by this initiative. Values in columns H-K are repeated from the risk columns in Table 24, Initiative 10.1
| 2020-2022 plan total | 93980.237 | 80997.063 | 12983.174 | 9081.9371 | 10.348 | CFO: Animal Vegetation EFF: Conductor Crossarm Insulator Splice/Clamp/Connector Transformer Lightning Arrestor | 0.086627 | 1.1313 | NA | New | NA | WMPMA | In compliance | GO 95 | The “Line miles to be treated” and "Spend/treated line mile" columns are "NA" for 2019 because SCE did not plan for remediations Instead of "Line miles to be treated", notifications is the unit of measure. The “Other risk drivers addressed” column is “NA” as there are no secondary risk reduction drivers directly addressed by this initiative. Values in columns H-K are repeated from the risk columns in Table 24, Initiative 10.1
12.3. Other corrective action: generation remediations (SH-12.3) | 2019 plan | NA | NA | NA | NA | NA | Refer to Initiative 9.1, Table 24 | Refer to Initiative 9.1, Table 24 | Refer to Initiative 9.1, Table 24 | Refer to Initiative 9.1, Table 24 | New | NA | WMPMA | Exceeding Compliance | GO 95 | The "Total per initiative spend", “Line miles to be treated” and "Spend/treated line mile" columns are "NA" for 2019 because inspections started in March 2019 and did not plan for remediations.
| 2019 actual | 387.907 | 0 | 387.907 | UNKNOWN | NA | Refer to Initiative 9.1, Table 24 | Refer to Initiative 9.1, Table 24 | Refer to Initiative 9.1, Table 24 | Refer to Initiative 9.1, Table 24 | New | NA | WMPMA | Exceeding Compliance | GO 95 | Instead of "Line miles to be treated", projected notifications is the unit of measure. The number of notifications in the HFRA is unavailable for 2019.
| 2020 | 200 | 40 | 160 | 200 | 1 | Refer to Initiative 9.1, Table 24 | Refer to Initiative 9.1, Table 24 | Refer to Initiative 9.1, Table 24 | Refer to Initiative 9.1, Table 24 | New | NA | WMPMA | Exceeding Compliance | GO 95 | Instead of "Line miles to be treated", projected notifications is the unit of measure.
| 2021 | 200 | 40 | 160 | 200 | 1 | Refer to Initiative 9.1, Table 24 | Refer to Initiative 9.1, Table 24 | Refer to Initiative 9.1, Table 24 | Refer to Initiative 9.1, Table 24 | New | NA | WMPMA | Exceeding Compliance | GO 95 | Instead of "Line miles to be treated", projected notifications is the unit of measure.
| 2022 | UNKNOWN | UNKNOWN | UNKNOWN | UNKNOWN | UNKNOWN | Refer to Initiative 9.1, Table 24 | Refer to Initiative 9.1, Table 24 | Refer to Initiative 9.1, Table 24 | Refer to Initiative 9.1, Table 24 | New | NA | WMPMA | Exceeding Compliance | GO 95 | Instead of "Line miles to be treated", projected notifications is the unit of measure.
| 2020-2022 plan total | 400 | 80 | 320 | 400 | 1 | Refer to Initiative 9.1, Table 24 | Refer to Initiative 9.1, Table 24 | Refer to Initiative 9.1, Table 24 | Refer to Initiative 9.1, Table 24 | New | NA | WMPMA | Exceeding Compliance | GO 95 | Instead of "Line miles to be treated", projected notifications is the unit of measure.
13. Pole loading infrastructure hardening and replacement program based on pole loading assessment program | 2019 plan | NA | NA | NA | NA | NA | Refer to Initiative 6, Table 23 | Refer to Initiative 6, Table 23 | Refer to Initiative 6, Table 23 | Refer to Initiative 6, Table 23 | Existing | 2018 GRC | NA | In Compliance | GO 95, Rule 31.1 | The "Total per initiative spend", "Line miles to be treated" and "Spend/ treated line mile" columns are "NA" because SCE did not forecast specific HFRA pole loading program poles in 2019.
| 2019 actual | 89444.1 | 89444.1 | 0 | 4506 | 19.85 | Refer to Initiative 6, Table 23 | Refer to Initiative 6, Table 23 | Refer to Initiative 6, Table 23 | Refer to Initiative 6, Table 23 | Existing | 2018 GRC | NA | In Compliance | GO 95, Rule 31.1 | Instead of "Line miles to be treated", number of poles are the unit of measure.
| 2020 | 45097.094 | 45097.094 | 0 | 2588 | 17.4255 | Refer to Initiative 6, Table 23 | Refer to Initiative 6, Table 23 | Refer to Initiative 6, Table 23 | Refer to Initiative 6, Table 23 | Existing | 2018 GRC | NA | In Compliance | GO 95, Rule 31.1 | Instead of "Line miles to be treated", number of poles are the unit of measure.
| 2021 | 15475.673 | 15475.673 | 0 | 874 | 17.7067 | Refer to Initiative 6, Table 23 | Refer to Initiative 6, Table 23 | Refer to Initiative 6, Table 23 | Refer to Initiative 6, Table 23 | Existing | 2018 GRC | NA | In Compliance | GO 95, Rule 31.1 | Instead of "Line miles to be treated", number of poles are the unit of measure.
| 2022 | 29344.168 | 29344.168 | 0 | 1612 | 18.2036 | Refer to Initiative 6, Table 23 | Refer to Initiative 6, Table 23 | Refer to Initiative 6, Table 23 | Refer to Initiative 6, Table 23 | Existing | 2018 GRC | NA | In Compliance | GO 95, Rule 31.1 | Instead of "Line miles to be treated", number of poles are the unit of measure.
| 2020-2022 plan total | 89916.935 | 89916.935 | 0 | 5074 | 17.7211 | Refer to Initiative 6, Table 23 | Refer to Initiative 6, Table 23 | Refer to Initiative 6, Table 23 | Refer to Initiative 6, Table 23 | Existing | 2018 GRC | NA | In Compliance | GO 95, Rule 31.1 | Instead of "Line miles to be treated", number of poles are the unit of measure.
14. Transformers maintenance and replacement | 2019 plan | 2733.0178 | 2678.3574 | 54.6604 | 1503 | 1.8184 | EFF: Transformer failure | Initiative addressed by Traditional Program | No RSE was calculated as this is already a compliance program and not a WMP initiative | NA | Existing | 2018 GRC | NA | In Compliance | GO 95, Rule 31.1 | Instead of "Line miles to be treated", notifications are the unit of measure. The “Other risk drivers addressed” column is “NA” as there are no secondary risk reduction drivers directly addressed by this initiative.
| 2019 actual | NA | NA | NA | 1737 | NA | EFF: Transformer failure | Initiative addressed by Traditional Program | No RSE was calculated as this is already a compliance program and not a WMP initiative | NA | Existing | 2018 GRC | NA | In Compliance | GO 95, Rule 31.1 | Instead of "Line miles to be treated", notifications are the unit of measure. The “Other risk drivers addressed” column is “NA” as there are no secondary risk reduction drivers directly addressed by this initiative.
| 2020 | 2598.0201 | 2546.0597 | 51.9604 | 1885 | 1.3783 | EFF: Transformer failure | Initiative addressed by Traditional Program | No RSE was calculated as this is already a compliance program and not a WMP initiative | NA | Existing | 2018 GRC | NA | In Compliance | GO 95, Rule 31.1 | Instead of "Line miles to be treated", notifications are the unit of measure. The “Other risk drivers addressed” column is “NA” as there are no secondary risk reduction drivers directly addressed by this initiative.
| 2021 | 2466.8506 | 2417.5136 | 49.337 | UNKNOWN | UNKNOWN | EFF: Transformer failure | Initiative addressed by Traditional Program | No RSE was calculated as this is already a compliance program and not a WMP initiative | NA | Existing | 2018 GRC | NA | In Compliance | GO 95, Rule 31.1 | The "Line miles to be treated" and "Spend/treated line mile" columns for 2021 for this Initiative are "UNKNOWN" as the scope is yet to be determined. The “Other risk drivers addressed” column is “NA” as there are no secondary risk reduction drivers directly addressed by this initiative.
| 2022 | 2504.398 | 2454.31 | 50.088 | UNKNOWN | UNKNOWN | EFF: Transformer failure | Initiative addressed by Traditional Program | No RSE was calculated as this is already a compliance program and not a WMP initiative | NA | Existing | 2018 GRC | NA | In Compliance | GO 95, Rule 31.1 | The "Line miles to be treated" and "Spend/treated line mile" columns for 2022 for this Initiative are "UNKNOWN" as the scope is yet to be determined. The “Other risk drivers addressed” column is “NA” as there are no secondary risk reduction drivers directly addressed by this initiative.
| 2020-2022 plan total | 7569.268 | 7417.883 | 151.385 | NA | NA | EFF: Transformer failure | Initiative addressed by Traditional Program | No RSE was calculated as this is already a compliance program and not a WMP initiative | NA | Existing | 2018 GRC | NA | In Compliance | GO 95, Rule 31.1 | Instead of "Line miles to be treated", notifications are the unit of measure. The “Other risk drivers addressed” column is “NA” as there are no secondary risk reduction drivers directly addressed by this initiative.
15. Transmission tower maintenance and replacement | 2019 plan | 5658 | 0 | 5658 | NA | NA | EFF: Other Equipment Types | Initiative addressed by Traditional Program | No RSE was calculated as this is already a compliance program and not a WMP initiative | NA | Existing | 2018 GRC | NA | In Compliance | GO 95, Rule 44.3 | The "Total per initiative spend" and "Spend/treated line mile" columns are "NA" because SCE does not track/utilize B-materials. Instead of "Line miles to be treated", notifications are the unit of measure. The “Other risk drivers addressed” column is “NA” as there are no secondary risk reduction drivers directly addressed by this initiative.
| 2019 actual | 3978 | 0 | 3978 | NA | NA | EFF: Other Equipment Types | Initiative addressed by Traditional Program | No RSE was calculated as this is already a compliance program and not a WMP initiative | NA | Existing | 2018 GRC | NA | In Compliance | GO 95, Rule 44.3 | The "Total per initiative spend" and "Spend/treated line mile" columns are "NA" because SCE does not track/utilize B-materials. Instead of "Line miles to be treated", notifications are the unit of measure. The “Other risk drivers addressed” column is “NA” as there are no secondary risk reduction drivers directly addressed by this initiative.
| 2020 | 5558 | 0 | 5558 | NA | NA | EFF: Other Equipment Types | Initiative addressed by Traditional Program | No RSE was calculated as this is already a compliance program and not a WMP initiative | NA | Existing | 2018 GRC | NA | In Compliance | GO 95, Rule 44.3 | The "Total per initiative spend" and "Spend/treated line mile" columns are "NA" because SCE does not track/utilize B-materials. Instead of "Line miles to be treated", notifications are the unit of measure. The “Other risk drivers addressed” column is “NA” as there are no secondary risk reduction drivers directly addressed by this initiative.
| 2021 | 5679.1644 | 0 | 5679.1644 | NA | NA | EFF: Other Equipment Types | Initiative addressed by Traditional Program | No RSE was calculated as this is already a compliance program and not a WMP initiative | NA | Existing | 2018 GRC | NA | In Compliance | GO 95, Rule 44.3 | The "Total per initiative spend" and "Spend/treated line mile" columns are "NA" because SCE does not track/utilize B-materials. Instead of "Line miles to be treated", notifications are the unit of measure. The “Other risk drivers addressed” column is “NA” as there are no secondary risk reduction drivers directly addressed by this initiative.
| 2022 | 5838.181 | 0 | 5838.181 | NA | NA | EFF: Other Equipment Types | Initiative addressed by Traditional Program | No RSE was calculated as this is already a compliance program and not a WMP initiative | NA | Existing | 2018 GRC | NA | In Compliance | GO 95, Rule 44.3 | The "Total per initiative spend" and "Spend/treated line mile" columns are "NA" because SCE does not track/utilize B-materials. Instead of "Line miles to be treated", notifications are the unit of measure. The “Other risk drivers addressed” column is “NA” as there are no secondary risk reduction drivers directly addressed by this initiative.
| 2020-2022 plan total | 17075.3454 | 0 | 17075.3454 | NA | NA | EFF: Other Equipment Types | Initiative addressed by Traditional Program | No RSE was calculated as this is already a compliance program and not a WMP initiative | NA | Existing | 2018 GRC | NA | In Compliance | GO 95, Rule 44.3 | The "Total per initiative spend" and "Spend/treated line mile" columns are "NA" because SCE does not track/utilize B-materials. Instead of "Line miles to be treated", notifications are the unit of measure. The “Other risk drivers addressed” column is “NA” as there are no secondary risk reduction drivers directly addressed by this initiative.
16. Undergrounding of electric lines and/or equipment: undergrounding overhead conductor (SH-2) | 2019 plan | NA | NA | NA | NA | NA | NA | NA | NA | NA | NA | NA | NA | NA | NA | All columns are "NA" for the 2019 plan as this initiative did not begin until after the 2019 WMP had been filed.
| 2019 actual | NA | NA | NA | NA | NA | NA | NA | NA | NA | New | NA | WMPMA | NA | NA | The "Total per initiative spend" and "Spend/treated line mile" column is "NA" because costs to implement this initiative are part of normal labor hours and are not incremental wildfire-related costs. In addition, the “Line miles to be treated” column is “NA” because line miles treated is not an applicable field of measurement for this initiative. Columns are "NA" because undergrounding to start in 2021. The “Other risk drivers addressed” column is “NA” as there are no secondary risk reduction drivers directly addressed by this initiative. The “In / exceeding compliance with regulations” and “Cite associated rule” columns are “NA” because there are no statutory compliance targets associated with this initiative.
| 2020 | 0 | 0 | 0 | 0 | 0 | NA | NA | NA | NA | New | NA | WMPMA | NA | NA | Columns are "NA" because undergrounding to start in 2021. The “Other risk drivers addressed” column is “NA” as there are no secondary risk reduction drivers directly addressed by this initiative. The “In / exceeding compliance with regulations” and “Cite associated rule” columns are “NA” because there are no statutory compliance targets associated with this initiative.
| 2021 | 22507.486 | 22507.486 | 0 | 6 | 3751.2477 | CFO: All EFF: All | 0.1017 | 4.8431 | NA | New | NA | WMPMA | NA | NA | The “In / exceeding compliance with regulations” and “Cite associated rule” columns are “NA” because there are no statutory compliance targets associated with this initiative.
| 2022 | 42457.2637 | 42457.2637 | 0 | 11 | 3859.7512 | CFO: All EFF: All | 0.18097 | 4.7005 | NA | New | NA | WMPMA | NA | NA | The “In / exceeding compliance with regulations” and “Cite associated rule” columns are “NA” because there are no statutory compliance targets associated with this initiative.
| 2020-2022 plan total | 64964.7496 | 64964.7496 | 0 | 17 | 3821.4559 | CFO: All EFF: All | 0.28267 | 4.7508 | NA | New | NA | WMPMA | NA | NA | The “In / exceeding compliance with regulations” and “Cite associated rule” columns are “NA” because there are no statutory compliance targets associated with this initiative.
17. Updates to grid topology to minimize risk of ignition in HFTDs | 2019 plan | 46122.0545 | 46122.0545 | 0 | 7511 | 6.1406 | CFO: All EFF: Conductor failure, fuse failure, arrester failure, switch failure Wire-to-wire contact | 2.2463 | 48.7041 | NA | New | NA | GSRPMA | NA | NA | Instead of "Line miles to be treated", location count is the unit of measure. The “Other risk drivers addressed” column is “NA” as there are no secondary risk reduction drivers directly addressed by this initiative. The “In / exceeding compliance with regulations” and “Cite associated rule” columns are “NA” because there are no statutory compliance targets associated with this initiative.
| 2019 actual | 70549.876 | 70292.689 | 257.187 | 7765 | 9.0856 | CFO: All EFF: Conductor failure, fuse failure, arrester failure, switch failure Wire-to-wire contact | 2.2809 | 32.3308 | NA | New | NA | GSRPMA | NA | NA | Instead of "Line miles to be treated", location count is the unit of measure. The “Other risk drivers addressed” column is “NA” as there are no secondary risk reduction drivers directly addressed by this initiative. The “In / exceeding compliance with regulations” and “Cite associated rule” columns are “NA” because there are no statutory compliance targets associated with this initiative.
| 2020 | UNKNOWN | UNKNOWN | UNKNOWN | UNKNOWN | UNKNOWN | UNKNOWN | UNKNOWN | UNKNOWN | UNKNOWN | New | NA | GSRPMA | NA | NA | The "Total per initiative spend", "Line miles to be treated", "Spend/treated line mile", "Ignition probability drivers targeted", "Risk reduction", "Risk-spend efficiency", and "Other risk drivers addressed" columns are "UNKNOWN" because the program scope is yet to be targeted for 2020, 2021 and 2022. The “In / exceeding compliance with regulations” and “Cite associated rule” columns are “NA” because there are no statutory compliance targets associated with this initiative.
| 2021 | UNKNOWN | UNKNOWN | UNKNOWN | UNKNOWN | UNKNOWN | UNKNOWN | UNKNOWN | UNKNOWN | UNKNOWN | New | NA | GSRPMA | NA | NA | The "Total per initiative spend", "Line miles to be treated", "Spend/treated line mile", "Ignition probability drivers targeted", "Risk reduction", "Risk-spend efficiency", and "Other risk drivers addressed" columns are "UNKNOWN" because the program scope is yet to be targeted for 2020, 2021 and 2022. The “In / exceeding compliance with regulations” and “Cite associated rule” columns are “NA” because there are no statutory compliance targets associated with this initiative.
| 2022 | UNKNOWN | UNKNOWN | UNKNOWN | UNKNOWN | UNKNOWN | UNKNOWN | UNKNOWN | UNKNOWN | UNKNOWN | New | NA | GSRPMA | NA | NA | The "Total per initiative spend", "Line miles to be treated", "Spend/treated line mile", "Ignition probability drivers targeted", "Risk reduction", "Risk-spend efficiency", and "Other risk drivers addressed" columns are "UNKNOWN" because the program scope is yet to be targeted for 2020, 2021 and 2022. The “In / exceeding compliance with regulations” and “Cite associated rule” columns are “NA” because there are no statutory compliance targets associated with this initiative.
| 2020-2022 plan total | UNKNOWN | UNKNOWN | UNKNOWN | UNKNOWN | UNKNOWN | UNKNOWN | UNKNOWN | UNKNOWN | UNKNOWN | New | NA | GSRPMA | NA | NA | The "Total per initiative spend", "Line miles to be treated", "Spend/treated line mile", "Ignition probability drivers targeted", "Risk reduction", "Risk-spend efficiency", and "Other risk drivers addressed" columns are "UNKNOWN" because the program scope is yet to be targeted for 2020, 2021 and 2022. The “In / exceeding compliance with regulations” and “Cite associated rule” columns are “NA” because there are no statutory compliance targets associated with this initiative.
18. Transmission overhead (TOH) review (SH-9) | 2019 plan | NA | NA | NA | NA | NA | NA | NA | NA | NA | NA | NA | NA | NA | NA | All columns are "NA" because this initiative was not an active 2019 initiative.
| 2019 actual | NA | NA | NA | NA | NA | NA | NA | NA | NA | NA | NA | NA | NA | NA | All columns are "NA" because this initiative was not an active 2019 initiative.
| 2020 | NA | NA | NA | 4352 | NA | NA | Under assessment/pilot | No RSE was calculated as the purpose of the assessment is to learn and assess the effectiveness of the mitigation. | NA | NA | NA | NA | NA | NA | The "Total per-initiative spend" and "Spend/ treated line mile" columns are "NA" because costs are expected to be labor only for this internal assessment using existing resources. Instead of "Line miles to be treated", total HFRA Transmission miles is the unit of measure. The "Ignition probability drivers targeted" and “Other risk drivers addressed” columns are “NA” as this initiative doesn't target specific ignition probability or other risk drivers but instead supports SCE's overall wildfire mitigation efforts. The "If new: Memorandum account" column is blank because the cost will hit overhead, so there will be no memo account treatment The “In / exceeding compliance with regulations” and “Cite associated rule” columns are “NA” because there are no statutory compliance targets associated with this initiative.
| 2021 | NA | NA | NA | 4352 | NA | NA | Under assessment/pilot | No RSE was calculated as the purpose of the assessment is to learn and assess the effectiveness of the mitigation. | NA | NA | NA | NA | NA | NA | The "Total per-initiative spend" and "Spend/ treated line mile" columns are "NA" because costs are expected to be labor only for this internal assessment using existing resources. Instead of "Line miles to be treated", total HFRA Transmission miles is the unit of measure. The "Ignition probability drivers targeted" and “Other risk drivers addressed” columns are “NA” as this initiative doesn't target specific ignition probability or other risk drivers but instead supports SCE's overall wildfire mitigation efforts. The “In / exceeding compliance with regulations” and “Cite associated rule” columns are “NA” because there are no statutory compliance targets associated with this initiative.
| 2022 | NA | NA | NA | 4352 | NA | NA | Under assessment/pilot | No RSE was calculated as the purpose of the assessment is to learn and assess the effectiveness of the mitigation. | NA | NA | NA | NA | NA | NA | The "Total per-initiative spend" and "Spend/ treated line mile" columns are "NA" because costs are expected to be labor only for this internal assessment using existing resources. Instead of "Line miles to be treated", total HFRA Transmission miles is the unit of measure. The "Ignition probability drivers targeted" and “Other risk drivers addressed” columns are “NA” as this initiative doesn't target specific ignition probability or other risk drivers but instead supports SCE's overall wildfire mitigation efforts. The "If new: Memorandum account" column is blank because the cost will hit overhead, so there will be no memo account treatment The “In / exceeding compliance with regulations” and “Cite associated rule” columns are “NA” because there are no statutory compliance targets associated with this initiative.
| 2020-2022 plan total | NA | NA | NA | 13056 | NA | NA | Under assessment/pilot | No RSE was calculated as the purpose of the assessment is to learn and assess the effectiveness of the mitigation. | NA | NA | NA | NA | NA | NA | The "Total per-initiative spend" and "Spend/ treated line mile" columns are "NA" because costs are expected to be labor only for this internal assessment using existing resources. Instead of "Line miles to be treated", total HFRA Transmission miles is the unit of measure. The "Ignition probability drivers targeted" and “Other risk drivers addressed” columns are “NA” as this initiative doesn't target specific ignition probability or other risk drivers but instead supports SCE's overall wildfire mitigation efforts. The "If new: Memorandum account" column is blank because the cost will hit overhead, so there will be no memo account treatment The “In / exceeding compliance with regulations” and “Cite associated rule” columns are “NA” because there are no statutory compliance targets associated with this initiative.
19. Legacy facilities (SH-11) | 2019 plan | NA | NA | NA | NA | NA | NA | NA | NA | NA | NA | NA | NA | NA | NA | All columns are "NA" because this initiative was not an active 2019 initiative.
| 2019 actual | NA | NA | NA | NA | NA | NA | NA | NA | NA | NA | NA | NA | NA | NA | All columns are "NA" because this initiative was not an active 2019 initiative.
| 2020 | 2173.733 | 1304.24 | 869.493 | 3 | 724.5775 | NA | Insufficient data to model risk | Insufficient data to model risk | NA | New | NA | WMPMA | NA | NA | Instead of "Line miles to be treated", circuit miles is the unit of measure. The "Ignition probability drivers targeted" and “Other risk drivers addressed” columns are “NA” as this initiative doesn't target specific ignition probability or other risk drivers but instead supports SCE's overall wildfire mitigation efforts. The “In / exceeding compliance with regulations” and “Cite associated rule” columns are “NA” because there are no statutory compliance targets associated with this initiative.
| 2021 | 4912.135 | 4686.226 | 225.909 | 6 | 818.6892 | NA | Insufficient data to model risk | Insufficient data to model risk | NA | New | NA | WMPMA | NA | NA | Instead of "Line miles to be treated", circuit miles is the unit of measure. The "Ignition probability drivers targeted" and “Other risk drivers addressed” columns are “NA” as this initiative doesn't target specific ignition probability or other risk drivers but instead supports SCE's overall wildfire mitigation efforts. The “In / exceeding compliance with regulations” and “Cite associated rule” columns are “NA” because there are no statutory compliance targets associated with this initiative.
| 2022 | 4177.642 | 3985.513 | 192.129 | 6 | 696.2737 | NA | Insufficient data to model risk | Insufficient data to model risk | NA | New | NA | WMPMA | NA | NA | Instead of "Line miles to be treated", circuit miles is the unit of measure. The "Ignition probability drivers targeted" and “Other risk drivers addressed” columns are “NA” as this initiative doesn't target specific ignition probability or other risk drivers but instead supports SCE's overall wildfire mitigation efforts. The “In / exceeding compliance with regulations” and “Cite associated rule” columns are “NA” because there are no statutory compliance targets associated with this initiative.
| 2020-2022 plan total | 11263.51 | 9975.979 | 1287.531 | 15 | 750.9007 | NA | Insufficient data to model risk | Insufficient data to model risk | NA | New | NA | WMPMA | NA | NA | Instead of "Line miles to be treated", circuit miles is the unit of measure. The "Ignition probability drivers targeted" and “Other risk drivers addressed” columns are “NA” as this initiative doesn't target specific ignition probability or other risk drivers but instead supports SCE's overall wildfire mitigation efforts. . The “In / exceeding compliance with regulations” and “Cite associated rule” columns are “NA” because there are no statutory compliance targets associated with this initiative.

## Table 24
Table 24: Asset management and inspections
Initiative activity | Year | Total per-initiative spend | Subtotal A: Capital expenditure | Subtotal B: Operating expenses | Line miles to be treated | Spend/ treated line mile | Ignition probability drivers targeted | Risk reduction | Risk-spend efficiency | Other risk drivers addressed | Existing/ new | Existing: What proceeding has reviewed program | If new: Memorandum account | In / exceeding compliance with regulations | Cite associated rule | Comments
1. Detailed inspections of distribution electric lines and equipment: distribution HFRA detailed inspections (previously ODI) | 2019 plan | 814.286 | 0 | 814.286 | 54551 | 0.014927 | Refer to Initiative 9.1, Table 24 | Refer to Initiative 9.1, Table 24 | Refer to Initiative 9.1, Table 24 | Refer to Initiative 9.1, Table 24 | Existing | 2018 GRC | NA | In Compliance | GO 165 | Instead of "Line miles to be treated", structure count the unit of measure.
| 2019 actual | NA | NA | NA | NA | NA | Refer to Initiative 9.1, Table 24 | Refer to Initiative 9.1, Table 24 | Refer to Initiative 9.1, Table 24 | Refer to Initiative 9.1, Table 24 | Existing | 2018 GRC | NA | In Compliance | GO 165 | The "Total per initiative spend", "Line miles to be treated", and "Spend/treated line mile columns are "NA" as those are included in Initiative 9.1, Table 24
| 2020 | 2276.0632 | 0 | 2276.0632 | 54959 | 0.041414 | Refer to Initiative 9.1, Table 24 | Refer to Initiative 9.1, Table 24 | Refer to Initiative 9.1, Table 24 | Refer to Initiative 9.1, Table 24 | Existing | 2018 GRC | NA | Exceeding Compliance | GO 165 | Instead of "Line miles to be treated", structure count the unit of measure.
| 2021 | 2983.4434 | 0 | 2983.4434 | 69743 | 0.042778 | Refer to Initiative 9.1, Table 24 | Refer to Initiative 9.1, Table 24 | Refer to Initiative 9.1, Table 24 | Refer to Initiative 9.1, Table 24 | Existing | 2018 GRC | NA | Exceeding Compliance | GO 165 | Instead of "Line miles to be treated", structure count the unit of measure.
| 2022 | 2631.2872 | 0 | 2631.2872 | 59681 | 0.044089 | Refer to Initiative 9.1, Table 24 | Refer to Initiative 9.1, Table 24 | Refer to Initiative 9.1, Table 24 | Refer to Initiative 9.1, Table 24 | Existing | 2018 GRC | NA | Exceeding Compliance | GO 165 | Instead of "Line miles to be treated", structure count the unit of measure.
| 2020-2022 plan total | 7890.7938 | 0 | 7890.7938 | 184383 | 0.042796 | Refer to Initiative 9.1, Table 24 | Refer to Initiative 9.1, Table 24 | Refer to Initiative 9.1, Table 24 | Refer to Initiative 9.1, Table 24 | Existing | 2018 GRC | NA | Exceeding Compliance | GO 165 | Instead of "Line miles to be treated", structure count the unit of measure.
2. Detailed inspections of Transmission electric lines and equipment | 2019 plan | NA | NA | NA | NA | NA | Refer to Initiative 10.1, Table 24 | Refer to Initiative 10.1, Table 24 | Refer to Initiative 10.1, Table 24 | Refer to Initiative 10.1, Table 24 | Existing | 2018 GRC | NA | In Compliance | GO 165 | The "Total per initiative spend", "Line miles to be treated", and "Spend/treated line mile columns are "NA" as those are included in Initiative 10.1, Table 24
| 2019 actual | NA | NA | NA | NA | NA | Refer to Initiative 10.1, Table 24 | Refer to Initiative 10.1, Table 24 | Refer to Initiative 10.1, Table 24 | Refer to Initiative 10.1, Table 24 | Existing | 2018 GRC | NA | In Compliance | GO 165 | The "Total per initiative spend", "Line miles to be treated", and "Spend/treated line mile columns are "NA" as those are included in Initiative 10.1, Table 24
| 2020 | 1149.8967 | 0 | 1149.8967 | 12011 | 0.095737 | Refer to Initiative 10.1, Table 24 | Refer to Initiative 10.1, Table 24 | Refer to Initiative 10.1, Table 24 | Refer to Initiative 10.1, Table 24 | Existing | 2018 GRC | NA | In Compliance | GO 165 | Instead of "Line miles to be treated", structure count the unit of measure.
| 2021 | 1192.2138 | 0 | 1192.2138 | 13935 | 0.085555 | Refer to Initiative 10.1, Table 24 | Refer to Initiative 10.1, Table 24 | Refer to Initiative 10.1, Table 24 | Refer to Initiative 10.1, Table 24 | Existing | 2018 GRC | NA | In Compliance | GO 165 | Instead of "Line miles to be treated", structure count the unit of measure.
| 2022 | 1059.1106 | 0 | 1059.1106 | 12011 | 0.088178 | Refer to Initiative 10.1, Table 24 | Refer to Initiative 10.1, Table 24 | Refer to Initiative 10.1, Table 24 | Refer to Initiative 10.1, Table 24 | Existing | 2018 GRC | NA | In Compliance | GO 165 | Instead of "Line miles to be treated", structure count the unit of measure.
| 2020-2022 plan total | 3401.2211 | 0 | 3401.2211 | 37957 | 0.089607 | Refer to Initiative 10.1, Table 24 | Refer to Initiative 10.1, Table 24 | Refer to Initiative 10.1, Table 24 | Refer to Initiative 10.1, Table 24 | Existing | 2018 GRC | NA | In Compliance | GO 165 | Instead of "Line miles to be treated", structure count the unit of measure.
3. Improvement of Inspections | 2019 plan | 467.825 | 0 | 467.825 | 5681 | 0.082349 | NA | Supporting activity | No RSE was created as this is an enabling activity that indirectly, rather than directly, reduces risk. | NA | New | NA | NA | NA | GO 165 | Instead of "Line miles to be treated", HFRA circuit miles is the unit of measure. For distribution SCE assumes 37% of HFRA line miles (3,636 miles) will be inspected per year; for transmission SCE assumes 47% of HFRA line miles (2,045 miles) will be inspected per year. The "Ignition probability drivers targeted" and “Other risk drivers addressed” columns are “NA” as this initiative doesn't target specific ignition probability or other risk drivers but instead supports SCE's overall wildfire mitigation efforts. The "If new: Memorandum account" column is "NA" because costs are part of existing training budgets.
| 2019 actual | 467.825 | 0 | 467.825 | 5681 | 0.082349 | NA | Supporting activity | No RSE was created as this is an enabling activity that indirectly, rather than directly, reduces risk. | NA | New | NA | NA | NA | GO 165 | Instead of "Line miles to be treated", HFRA circuit miles is the unit of measure. For distribution SCE assumes 37% of HFRA line miles (3,636 miles) will be inspected per year; for transmission SCE assumes 47% of HFRA line miles (2,045 miles) will be inspected per year. The "Ignition probability drivers targeted" and “Other risk drivers addressed” columns are “NA” as this initiative doesn't target specific ignition probability or other risk drivers but instead supports SCE's overall wildfire mitigation efforts. The "If new: Memorandum account" column is "NA" because costs are part of existing training budgets.
| 2020 | 382.576 | 0 | 382.576 | 5681 | 0.067343 | NA | Supporting activity | No RSE was created as this is an enabling activity that indirectly, rather than directly, reduces risk. | NA | New | NA | NA | NA | GO 165 | Instead of "Line miles to be treated", HFRA circuit miles is the unit of measure. For distribution SCE assumes 37% of HFRA line miles (3,636 miles) will be inspected per year; for transmission SCE assumes 47% of HFRA line miles (2,045 miles) will be inspected per year. The "Ignition probability drivers targeted" and “Other risk drivers addressed” columns are “NA” as this initiative doesn't target specific ignition probability or other risk drivers but instead supports SCE's overall wildfire mitigation efforts. The "If new: Memorandum account" column is "NA" because costs are part of existing training budgets.
| 2021 | UNKNOWN | UNKNOWN | UNKNOWN | 5681 | NA | NA | Supporting activity | No RSE was created as this is an enabling activity that indirectly, rather than directly, reduces risk. | NA | New | NA | NA | NA | GO 165 | The "Total per-initiative spend" is "UNKNOWN" as the scope for 2021 is still to be determined. Instead of "Line miles to be treated", HFRA circuit miles is the unit of measure. For distribution SCE assumes 37% of HFRA line miles (3,636 miles) will be inspected per year; for transmission SCE assumes 47% of HFRA line miles (2,045 miles) will be inspected per year. The "Ignition probability drivers targeted" and “Other risk drivers addressed” columns are “NA” as this initiative doesn't target specific ignition probability or other risk drivers but instead supports SCE's overall wildfire mitigation efforts. The "If new: Memorandum account" column is "NA" because costs are part of existing training budgets.
| 2022 | UNKNOWN | UNKNOWN | UNKNOWN | 5681 | NA | NA | Supporting activity | No RSE was created as this is an enabling activity that indirectly, rather than directly, reduces risk. | NA | New | NA | NA | NA | GO 165 | The "Total per-initiative spend" is "UNKNOWN" as the scope for 2022 is still to be determined. Instead of "Line miles to be treated", HFRA circuit miles is the unit of measure. For distribution SCE assumes 37% of HFRA line miles (3,636 miles) will be inspected per year; for transmission SCE assumes 47% of HFRA line miles (2,045 miles) will be inspected per year. The "Ignition probability drivers targeted" and “Other risk drivers addressed” columns are “NA” as this initiative doesn't target specific ignition probability or other risk drivers but instead supports SCE's overall wildfire mitigation efforts. The "If new: Memorandum account" column is "NA" because costs are part of existing training budgets.
| 2020-2022 plan total | 382.576 | 0 | 382.576 | 5681 | 0.067343 | NA | Supporting activity | No RSE was created as this is an enabling activity that indirectly, rather than directly, reduces risk. | NA | New | NA | NA | NA | GO 165 | Instead of "Line miles to be treated", HFRA circuit miles is the unit of measure. For distribution SCE assumes 37% of HFRA line miles (3,636 miles) will be inspected per year; for transmission SCE assumes 47% of HFRA line miles (2,045 miles) will be inspected per year. The "Ignition probability drivers targeted" and “Other risk drivers addressed” columns are “NA” as this initiative doesn't target specific ignition probability or other risk drivers but instead supports SCE's overall wildfire mitigation efforts. The "If new: Memorandum account" column is "NA" because costs are part of existing training budgets.
4. Infrared inspections of distribution electric lines and equipment: infrared inspection of energized overhead distribution facilities and equipment (IN-3) | 2019 plan | 465.807 | 0 | 465.807 | 4911.9535 | 0.094831 | EFF: Cap Bank Conductor Fuse Splice/Clamp/Connector Transformer Lightning arrestor Switch | 0.0046894 | 10.0673 | NA | New | NA | GSRPMA | In Compliance | GO 95, Rule 31.2 GO 95, Rule 31.1 | The “Other risk drivers addressed” column is “NA” as there are no secondary risk reduction drivers directly addressed by this initiative.
| 2019 actual | NA | NA | NA | NA | NA | EFF: Cap Bank Conductor Fuse Splice/Clamp/Connector Transformer Lightning arrestor Switch | 0.0046894 | 0 | NA | NA | NA | NA | In Compliance | GO 95, Rule 31.2 GO 95, Rule 31.1 | The "Total per initiative spend" column is "NA" because the 2019 actuals are included in initiative 9.1, table 24 The “Other risk drivers addressed” column is “NA” as there are no secondary risk reduction drivers directly addressed by this initiative.
| 2020 | 400.752 | 0 | 400.752 | 4058 | 0.098756 | EFF: Cap Bank Conductor Fuse Splice/Clamp/Connector Transformer Lightning arrestor Switch | 0.0018798 | 4.796 | NA | New | NA | GSRPMA | In Compliance | GO 95, Rule 31.2 GO 95, Rule 31.1 | The “Other risk drivers addressed” column is “NA” as there are no secondary risk reduction drivers directly addressed by this initiative.
| 2021 | 405.6813 | 0 | 405.6813 | 4510 | 0.089952 | EFF: Cap Bank Conductor Fuse Splice/Clamp/Connector Transformer Lightning arrestor Switch | 0.0020282 | 5.1747 | NA | New | NA | GSRPMA | In Compliance | GO 95, Rule 31.2 GO 95, Rule 31.1 | The “Other risk drivers addressed” column is “NA” as there are no secondary risk reduction drivers directly addressed by this initiative.
| 2022 | 410.3229 | 0 | 410.3229 | 4510 | 0.090981 | EFF: Cap Bank Conductor Fuse Splice/Clamp/Connector Transformer Lightning arrestor Switch | 0.0019691 | 5.0238 | NA | New | NA | GSRPMA | In Compliance | GO 95, Rule 31.2 GO 95, Rule 31.1 | The “Other risk drivers addressed” column is “NA” as there are no secondary risk reduction drivers directly addressed by this initiative.
| 2020-2022 plan total | 1216.7561 | 0 | 1216.7561 | 13078 | 0.093038 | EFF: Cap Bank Conductor Fuse Splice/Clamp/Connector Transformer Lightning arrestor Switch | 0.0058771 | 4.9982 | NA | New | NA | GSRPMA | In Compliance | GO 95, Rule 31.2 GO 95, Rule 31.1 | The “Other risk drivers addressed” column is “NA” as there are no secondary risk reduction drivers directly addressed by this initiative.
5. Infrared inspections of transmission electric lines and equipment: infrared inspection, corona scanning, and high definition imagery of energized overhead transmission facilities and equipment (IN-4) | 2019 plan | 5669.26 | 0 | 5669.26 | 1000 | 5.6693 | EFF: Conductor Crossarm Insulator Splice/Clamp/Connector | 0 | 0 | All types of object contact Contamination | New | NA | WMPMA | In Compliance | GO 95, Rule 31.2 GO 95, Rule 31.1 | NA
| 2019 actual | NA | NA | NA | NA | NA | EFF: Conductor Crossarm Insulator Splice/Clamp/Connector | 0 | 0 | All types of object contact Contamination | NA | NA | NA | In Compliance | GO 95, Rule 31.2 GO 95, Rule 31.1 | The "Total per initiative spend" column is "NA" because the 2019 actuals are included in initiative 10.1, table 24
| 2020 | 3503.6115 | 0 | 3503.6115 | 1000 | 3.5036 | EFF: Conductor Crossarm Insulator Splice/Clamp/Connector | 0 | 0 | All types of object contact Contamination | New | NA | WMPMA | In Compliance | GO 95, Rule 31.2 GO 95, Rule 31.1 | NA
| 2021 | 3533.6033 | 0 | 3533.6033 | UNKNOWN | UNKNOWN | EFF: Conductor Crossarm Insulator Splice/Clamp/Connector | 0 | 0 | All types of object contact Contamination | New | NA | WMPMA | In Compliance | GO 95, Rule 31.2 GO 95, Rule 31.1 | The “Line miles to be treated” and "Spend/treated line mile" columns are "UNKNOWN" for 2021 because there are no miles estimated at this time
| 2022 | 3564.017 | 0 | 3564.017 | UNKNOWN | UNKNOWN | EFF: Conductor Crossarm Insulator Splice/Clamp/Connector | 0 | 0 | All types of object contact Contamination | New | NA | WMPMA | In Compliance | GO 95, Rule 31.2 GO 95, Rule 31.1 | The “Line miles to be treated” and "Spend/treated line mile" columns are "UNKNOWN" for 2022 because there are no miles estimated at this time
| 2020-2022 plan total | 10601.2319 | 0 | 10601.2319 | NA | NA | EFF: Conductor Crossarm Insulator Splice/Clamp/Connector | 0 | 0 | All types of object contact Contamination | New | NA | WMPMA | In Compliance | GO 95, Rule 31.2 GO 95, Rule 31.1 | The “Line miles to be treated” and "Spend/treated line mile" columns are "NA" for 2021 and 2022 because there are no miles estimated at this time
6. Intrusive pole inspections (IPI) | 2019 plan | NA | NA | NA | NA | NA | NA | NA | NA | NA | NA | NA | NA | NA | NA | All columns are "NA" as there was no 2019 plan for this initiative
| 2019 actual | 892.687 | 0 | 892.687 | 21464 | 0.04159 | EFF: Other Equipment | Initiative addressed by Traditional Program | No RSE was calculated as this is already a compliance program and not a WMP initiative | NA | Existing | 2018 GRC | NA | Exceeding Compliance | GO 165 | Instead of "Line miles to be treated", number of poles to be inspected is the unit of measure. As a compliance program, intrusive inspections were not included in the risk modeling. The “Other risk drivers addressed” column is “NA” as there are no secondary risk reduction drivers directly addressed by this initiative. IPI ‘exceeds’ compliance because GO165 requires an IPI every 20 years and SCE does one every 10 years.
| 2020 | 1302 | 0 | 1302 | 30156 | 0.043175 | EFF: Other Equipment | Initiative addressed by Traditional Program | No RSE was calculated as this is already a compliance program and not a WMP initiative | NA | Existing | 2018 GRC | NA | Exceeding Compliance | GO 165 | Instead of "Line miles to be treated", number of poles to be inspected is the unit of measure. As a compliance program, intrusive inspections were not included in the risk modeling. The “Other risk drivers addressed” column is “NA” as there are no secondary risk reduction drivers directly addressed by this initiative. IPI ‘exceeds’ compliance because GO165 requires an IPI every 20 years and SCE does one every 10 years.
| 2021 | 1320 | 0 | 1320 | 30156 | 0.043772 | EFF: Other Equipment | Initiative addressed by Traditional Program | No RSE was calculated as this is already a compliance program and not a WMP initiative | NA | Existing | 2018 GRC | NA | Exceeding Compliance | GO 165 | Instead of "Line miles to be treated", number of poles to be inspected is the unit of measure. As a compliance program, intrusive inspections were not included in the risk modeling. The “Other risk drivers addressed” column is “NA” as there are no secondary risk reduction drivers directly addressed by this initiative. IPI ‘exceeds’ compliance because GO165 requires an IPI every 20 years and SCE does one every 10 years.
| 2022 | 1342 | 0 | 1342 | 30156 | 0.044502 | EFF: Other Equipment | Initiative addressed by Traditional Program | No RSE was calculated as this is already a compliance program and not a WMP initiative | NA | Existing | 2018 GRC | NA | Exceeding Compliance | GO 165 | Instead of "Line miles to be treated", number of poles to be inspected is the unit of measure. As a compliance program, intrusive inspections were not included in the risk modeling. The “Other risk drivers addressed” column is “NA” as there are no secondary risk reduction drivers directly addressed by this initiative. IPI ‘exceeds’ compliance because GO165 requires an IPI every 20 years and SCE does one every 10 years.
| 2020-2022 plan total | 3964 | 0 | 3964 | 90468 | 0.043817 | EFF: Other Equipment | Initiative addressed by Traditional Program | No RSE was calculated as this is already a compliance program and not a WMP initiative | NA | Existing | 2018 GRC | NA | Exceeding Compliance | GO 165 | Instead of "Line miles to be treated", number of poles to be inspected is the unit of measure. As a compliance program, intrusive inspections were not included in the risk modeling. The “Other risk drivers addressed” column is “NA” as there are no secondary risk reduction drivers directly addressed by this initiative. IPI ‘exceeds’ compliance because GO165 requires an IPI every 20 years and SCE does one every 10 years.
7. LiDAR inspections of distribution electric lines and equipment | 2019 plan | NA | NA | NA | NA | NA | NA | NA | NA | NA | NA | NA | NA | NA | NA | All columns are "NA" as this initiative is covered in Initiative #9.2, Table 24.
| 2019 actual | NA | NA | NA | NA | NA | NA | NA | NA | NA | NA | NA | NA | NA | NA | All columns are "NA" as this initiative is covered in Initiative #9.2, Table 24.
| 2020 | NA | NA | NA | NA | NA | NA | NA | NA | NA | NA | NA | NA | NA | NA | All columns are "NA" as this initiative is covered in Initiative #9.2, Table 24.
| 2021 | NA | NA | NA | NA | NA | NA | NA | NA | NA | NA | NA | NA | NA | NA | All columns are "NA" as this initiative is covered in Initiative #9.2, Table 24.
| 2022 | NA | NA | NA | NA | NA | NA | NA | NA | NA | NA | NA | NA | NA | NA | All columns are "NA" as this initiative is covered in Initiative #9.2, Table 24.
| 2020-2022 plan total | NA | NA | NA | NA | NA | NA | NA | NA | NA | NA | NA | NA | NA | NA | All columns are "NA" as this initiative is covered in Initiative #9.2, Table 24.
8. LiDAR inspections of transmission electric lines and equipment | 2019 plan | NA | NA | NA | NA | NA | NA | NA | NA | NA | NA | NA | NA | NA | NA | All columns are "NA" as this initiative is covered in Initiative #10.2, Table 24.
| 2019 actual | NA | NA | NA | NA | NA | NA | NA | NA | NA | NA | NA | NA | NA | NA | All columns are "NA" as this initiative is covered in Initiative #10.2, Table 24.
| 2020 | NA | NA | NA | NA | NA | NA | NA | NA | NA | NA | NA | NA | NA | NA | All columns are "NA" as this initiative is covered in Initiative #10.2, Table 24.
| 2021 | NA | NA | NA | NA | NA | NA | NA | NA | NA | NA | NA | NA | NA | NA | All columns are "NA" as this initiative is covered in Initiative #10.2, Table 24.
| 2022 | NA | NA | NA | NA | NA | NA | NA | NA | NA | NA | NA | NA | NA | NA | All columns are "NA" as this initiative is covered in Initiative #10.2, Table 24.
| 2020-2022 plan total | NA | NA | NA | NA | NA | NA | NA | NA | NA | NA | NA | NA | NA | NA | All columns are "NA" as this initiative is covered in Initiative #10.2, Table 24.
9.1. Other discretionary inspection of distribution electric lines and equipment, beyond inspections mandated by rules and regulations: distribution high fire risk-informed inspections (IN-1.1) | 2019 plan | 53897.2487 | 0 | 53897.2487 | 380000 | 0.14183 | EFF: Capacitor bank Conductor Crossarm Insulator Splice/Clamp/Connector Transformer Lightning Arrestor Switch | 12.5897 | 51.3005 | Some types of object contact, primarily veg. | New | NA | WMPMA | In Compliance | GO 95 Rules 31.1 and 31.2 | Instead of "Line miles to be treated", number of assets is the unit of measure.
| 2019 actual | 72644.5017 | 0 | 72644.5017 | 380000 | 0.19117 | EFF: Capacitor bank Conductor Crossarm Insulator Splice/Clamp/Connector Transformer Lightning Arrestor Switch | 12.5897 | 26.9372 | Some types of object contact, primarily veg. | New | NA | WMPMA | In Compliance | GO 95 Rules 31.1 and 31.2 | The spend for 2019 includes both ground and aerial inspections (Initiative 9.2, Table 24). Instead of "Line miles to be treated", number of assets is the unit of measure.
| 2020 | 2276.0632 | 0 | 2276.0632 | 54959 | 0.041414 | EFF: Capacitor bank Conductor Crossarm Insulator Splice/Clamp/Connector Transformer Lightning Arrestor Switch | 2.1309 | 13.8328 | Some types of object contact, primarily veg. | New | NA | WMPMA | In Compliance | GO 95 Rules 31.1 and 31.2 | Instead of "Line miles to be treated", number of assets is the unit of measure.
| 2021 | 2983.4434 | 0 | 2983.4434 | 69743 | 0.042778 | EFF: Capacitor bank Conductor Crossarm Insulator Splice/Clamp/Connector Transformer Lightning Arrestor Switch | 2.5837 | 30.5076 | Some types of object contact, primarily veg. | New | NA | WMPMA | In Compliance | GO 95 Rules 31.1 and 31.2 | Instead of "Line miles to be treated", number of assets is the unit of measure.
| 2022 | 2631.2872 | 0 | 2631.2872 | 59681 | 0.044089 | EFF: Capacitor bank Conductor Crossarm Insulator Splice/Clamp/Connector Transformer Lightning Arrestor Switch | 2.1013 | 25.7553 | Some types of object contact, primarily veg. | New | NA | WMPMA | In Compliance | GO 95 Rules 31.1 and 31.2 | Instead of "Line miles to be treated", number of assets is the unit of measure.
| 2020-2022 plan total | 7890.7938 | 0 | 7890.7938 | 184383 | 0.042796 | EFF: Capacitor bank Conductor Crossarm Insulator Splice/Clamp/Connector Transformer Lightning Arrestor Switch | 6.8159 | 21.2781 | Some types of object contact, primarily veg. | New | NA | WMPMA | In Compliance | GO 95 Rules 31.1 and 31.2 | Instead of "Line miles to be treated", number of assets is the unit of measure.
9.1.1. Other discretionary inspection of distribution electric lines and equipment, beyond inspections mandated by rules and regulations: asset defect detection using machine learning object detection (AT-5) | 2019 plan | NA | NA | NA | NA | NA | NA | NA | NA | NA | NA | NA | NA | NA | NA | All columns are "NA" because this initiative was not an active 2019 initiative.
| 2019 actual | NA | NA | NA | NA | NA | NA | NA | NA | NA | NA | NA | NA | NA | NA | All columns are "NA" because this initiative was not an active 2019 initiative.
| 2020 | UNKNOWN | UNKNOWN | UNKNOWN | UNKNOWN | UNKNOWN | UNKNOWN | UNKNOWN | UNKNOWN | UNKNOWN | UNKNOWN | UNKNOWN | UNKNOWN | UNKNOWN | UNKNOWN | All columns are "UNKNOWN" as the scope and strategy for this initiative are not known at this time.
| 2021 | UNKNOWN | UNKNOWN | UNKNOWN | UNKNOWN | UNKNOWN | UNKNOWN | UNKNOWN | UNKNOWN | UNKNOWN | UNKNOWN | UNKNOWN | UNKNOWN | UNKNOWN | UNKNOWN | All columns are "UNKNOWN" as the scope and strategy for this initiative are not known at this time.
| 2022 | UNKNOWN | UNKNOWN | UNKNOWN | UNKNOWN | UNKNOWN | UNKNOWN | UNKNOWN | UNKNOWN | UNKNOWN | UNKNOWN | UNKNOWN | UNKNOWN | UNKNOWN | UNKNOWN | All columns are "UNKNOWN" as the scope and strategy for this initiative are not known at this time.
| 2020-2022 plan total | UNKNOWN | UNKNOWN | UNKNOWN | UNKNOWN | UNKNOWN | UNKNOWN | UNKNOWN | UNKNOWN | UNKNOWN | UNKNOWN | UNKNOWN | UNKNOWN | UNKNOWN | UNKNOWN | All columns are "UNKNOWN" as the scope and strategy for this initiative are not known at this time.
9.2. Other discretionary inspection of distribution electric lines and equipment, beyond inspections mandated by rules and regulations: aerial inspections (IN-6.1) | 2019 plan | NA | NA | NA | NA | NA | CFO: Animal Vegetation EFF: Conductor Crossarm Insulator Splice/Clamp/Connector Transformer Lightning Arrestor Switch | 2.5664 | 35.629 | NA | New | NA | WMPMA | In Compliance | GO 95 Rules 31.1 and 31.2 | The "Total per initiative spend", “Line miles to be treated” and "Spend/treated line mile" columns are "NA" for 2019 because this initiative's costs and scope are included in Initiative 9.1, Table 24.
| 2019 actual | NA | NA | NA | NA | NA | CFO: Animal Vegetation EFF: Capacitor Bank Conductor Crossarm Insulator Splice/Clamp/Connector Transformer Lightning Arrestor Switch | 2.5664 | 0 | NA | New | NA | WMPMA | In Compliance | GO 95 Rules 31.1 and 31.2 | The "Total per initiative spend", “Line miles to be treated” and "Spend/treated line mile" columns are "NA" for 2019 because this initiative's costs and scope are included in Initiative 9.1, Table 24.
| 2020 | 40059.1628 | 0 | 40059.1628 | 255000 | 0.15709 | CFO: Animal Vegetation EFF: Capacitor Bank Conductor Crossarm Insulator Splice/Clamp/Connector Transformer Lightning Arrestor Switch | 2.1668 | 10.5529 | NA | New | NA | WMPMA | In Compliance | GO 95 Rules 31.1 and 31.2 | Instead of "Line miles to be treated", structure count is the unit of measure.
| 2021 | 26193.2359 | 0 | 26193.2359 | 165000 | 0.15875 | CFO: Animal Vegetation EFF: Capacitor Bank Conductor Crossarm Insulator Splice/Clamp/Connector Transformer Lightning Arrestor Switch | 1.3221 | 21.1049 | NA | New | NA | WMPMA | In Compliance | GO 95 Rules 31.1 and 31.2 | Instead of "Line miles to be treated", structure count is the unit of measure.
| 2022 | 26492.925 | 0 | 26492.925 | 165000 | 0.16056 | CFO: Animal Vegetation EFF: Capacitor Bank Conductor Crossarm Insulator Splice/Clamp/Connector Transformer Lightning Arrestor Switch | 1.2618 | 49.8605 | NA | New | NA | WMPMA | In Compliance | GO 95 Rules 31.1 and 31.2 | Instead of "Line miles to be treated", structure count is the unit of measure.
| 2020-2022 plan total | 92745.3238 | 0 | 92745.3238 | 585000 | 0.15854 | CFO: Animal Vegetation EFF: Capacitor Bank Conductor Crossarm Insulator Splice/Clamp/Connector Transformer Lightning Arrestor Switch | 4.7506 | 16.1986 | NA | New | NA | WMPMA | In Compliance | GO 95 Rules 31.1 and 31.2 | Instead of "Line miles to be treated", structure count is the unit of measure.
9.2.1. Other discretionary inspection of distribution electric lines and equipment, beyond inspections mandated by rules and regulations: unmanned aerial vehicles (UAV) (AT-2.2) | 2019 plan | 461.3691 | 0 | 461.3691 | NA | NA | NA | Under assessment/pilot | No RSE was calculated as the purpose of the assessment is to learn and assess the effectiveness of the mitigation. | NA | New | NA | GSRPMA | NA | NA | The "Line miles to be treated" and "Spend/treated line mile" columns are "NA" while activity is in pilot/research phase. Instead of ""Line miles to be treated"", all T&D overhead circuit miles is the unit of measure. The "Ignition probability drivers targeted" and “Other risk drivers addressed” columns are “NA” as this initiative doesn't target specific ignition probability or other risk drivers but instead supports SCE's overall wildfire mitigation efforts. The “In / exceeding compliance with regulations” and “Cite associated rule” columns are “NA” because there are no statutory compliance targets associated with this initiative.
| 2019 actual | 1.0479 | 0 | 1.0479 | NA | NA | NA | Under assessment/pilot | No RSE was calculated as the purpose of the assessment is to learn and assess the effectiveness of the mitigation. | NA | New | NA | GSRPMA | NA | NA | The "Total per initiative spend" column is not final due to work performed in 2019 and not yet billed. The "Line miles to be treated" and "Spend/treated line mile" columns are "NA" while activity is in pilot/research phase. The "Ignition probability drivers targeted" and “Other risk drivers addressed” columns are “NA” as this initiative doesn't target specific ignition probability or other risk drivers but instead supports SCE's overall wildfire mitigation efforts. The “In / exceeding compliance with regulations” and “Cite associated rule” columns are “NA” because there are no statutory compliance targets associated with this initiative.
| 2020 | 413.0213 | 0 | 413.0213 | NA | NA | NA | Under assessment/pilot | No RSE was calculated as the purpose of the assessment is to learn and assess the effectiveness of the mitigation. | NA | New | NA | GSRPMA | NA | NA | The "Line miles to be treated" and "Spend/treated line mile" columns are "NA" while activity is in pilot/research phase. The "Ignition probability drivers targeted" and “Other risk drivers addressed” columns are “NA” as this initiative doesn't target specific ignition probability or other risk drivers but instead supports SCE's overall wildfire mitigation efforts. The “In / exceeding compliance with regulations” and “Cite associated rule” columns are “NA” because there are no statutory compliance targets associated with this initiative.
| 2021 | 358.4573 | 0 | 358.4573 | NA | NA | NA | Under assessment/pilot | No RSE was calculated as the purpose of the assessment is to learn and assess the effectiveness of the mitigation. | NA | New | NA | GSRPMA | NA | NA | The "Line miles to be treated" and "Spend/treated line mile" columns are "NA" while activity is in pilot/research phase. The "Ignition probability drivers targeted" and “Other risk drivers addressed” columns are “NA” as this initiative doesn't target specific ignition probability or other risk drivers but instead supports SCE's overall wildfire mitigation efforts. The “In / exceeding compliance with regulations” and “Cite associated rule” columns are “NA” because there are no statutory compliance targets associated with this initiative.
| 2022 | 335.6847 | 0 | 335.6847 | NA | NA | NA | Under assessment/pilot | No RSE was calculated as the purpose of the assessment is to learn and assess the effectiveness of the mitigation. | NA | New | NA | GSRPMA | NA | NA | The "Line miles to be treated" and "Spend/treated line mile" columns are "NA" while activity is in pilot/research phase. The "Ignition probability drivers targeted" and “Other risk drivers addressed” columns are “NA” as this initiative doesn't target specific ignition probability or other risk drivers but instead supports SCE's overall wildfire mitigation efforts. The “In / exceeding compliance with regulations” and “Cite associated rule” columns are “NA” because there are no statutory compliance targets associated with this initiative.
| 2020-2022 plan total | 1107.1633 | 0 | 1107.1633 | NA | NA | NA | Under assessment/pilot | No RSE was calculated as the purpose of the assessment is to learn and assess the effectiveness of the mitigation. | NA | New | NA | GSRPMA | NA | NA | The "Line miles to be treated" and "Spend/treated line mile" columns are "NA" while activity is in pilot/research phase. The "Ignition probability drivers targeted" and “Other risk drivers addressed” columns are “NA” as this initiative doesn't target specific ignition probability or other risk drivers but instead supports SCE's overall wildfire mitigation efforts. The “In / exceeding compliance with regulations” and “Cite associated rule” columns are “NA” because there are no statutory compliance targets associated with this initiative.
9.2.2. Other discretionary inspection of distribution electric lines and equipment, beyond inspections mandated by rules and regulations: UAS operations training (OP-3) | 2019 plan | NA | NA | NA | NA | NA | NA | NA | NA | NA | NA | NA | NA | NA | NA | All columns are NA because this initiative was not an active 2019 initiative.
| 2019 actual | NA | NA | NA | NA | NA | NA | NA | NA | NA | NA | NA | NA | NA | NA | All columns are NA because this initiative was not an active 2019 initiative.
| 2020 | 271.0301 | 0 | 271.0301 | 50 | 5.4206 | NA | Supporting activity | No RSE was created as this is an enabling activity that indirectly, rather than directly, reduces risk. | NA | New | NA | WMPMA | NA | NA | Instead of "Line miles to be treated" , operator count is the unit of measure. The "Ignition probability drivers targeted" and “Other risk drivers addressed” columns are “NA” as this initiative doesn't target specific ignition probability or other risk drivers but instead supports SCE's overall wildfire mitigation efforts. The “In / exceeding compliance with regulations” and “Cite associated rule” columns are “NA” because there are no statutory compliance targets associated with this initiative.
| 2021 | 840.7872 | 0 | 840.7872 | 80 | 10.5098 | NA | Supporting activity | No RSE was created as this is an enabling activity that indirectly, rather than directly, reduces risk. | NA | New | NA | WMPMA | NA | NA | Instead of "Line miles to be treated" , operator count is the unit of measure. The "Ignition probability drivers targeted" and “Other risk drivers addressed” columns are “NA” as this initiative doesn't target specific ignition probability or other risk drivers but instead supports SCE's overall wildfire mitigation efforts. The “In / exceeding compliance with regulations” and “Cite associated rule” columns are “NA” because there are no statutory compliance targets associated with this initiative.
| 2022 | 245.4147 | 0 | 245.4147 | 50 | 4.9083 | NA | Supporting activity | No RSE was created as this is an enabling activity that indirectly, rather than directly, reduces risk. | NA | New | NA | WMPMA | NA | NA | Instead of "Line miles to be treated" , operator count is the unit of measure. The "Ignition probability drivers targeted" and “Other risk drivers addressed” columns are “NA” as this initiative doesn't target specific ignition probability or other risk drivers but instead supports SCE's overall wildfire mitigation efforts. The “In / exceeding compliance with regulations” and “Cite associated rule” columns are “NA” because there are no statutory compliance targets associated with this initiative.
| 2020-2022 plan total | 1357.232 | 0 | 1357.232 | 180 | 7.5402 | NA | Supporting activity | No RSE was created as this is an enabling activity that indirectly, rather than directly, reduces risk. | NA | New | NA | WMPMA | NA | NA | Instead of "Line miles to be treated" , operator count is the unit of measure. The "Ignition probability drivers targeted" and “Other risk drivers addressed” columns are “NA” as this initiative doesn't target specific ignition probability or other risk drivers but instead supports SCE's overall wildfire mitigation efforts. The “In / exceeding compliance with regulations” and “Cite associated rule” columns are “NA” because there are no statutory compliance targets associated with this initiative.
10.1. Other discretionary inspection of transmission electric lines and equipment, beyond inspections mandated by rules and regulations: transmission risk-informed inspections in HFRA (IN-1.2) | 2019 plan | 5917.957 | 0 | 5917.957 | 51179 | 0.11563 | CFO: Animal Vegetation EFF: Conductor Crossarm Insulator Splice/Clamp/Connector Transformer Lightning Arrestor | 0.11797 | 3.3835 | NA | New | NA | WMPMA | In Compliance | GO 95 Rules 31.1 and 31.2 | Instead of "Line miles to be treated", the number of structures inspected in HFRA is the unit of measure.
| 2019 actual | 28499.1157 | 0 | 28499.1157 | 41952 | 0.67933 | CFO: Animal Vegetation EFF: Conductor Crossarm Insulator Splice/Clamp/Connector Transformer Lightning Arrestor | 1.5237 | 13.5585 | NA | New | NA | WMPMA | In Compliance | GO 95 Rules 31.1 and 31.2 | The spend for 2019 includes both ground and aerial inspections (Initiative 10.2, Table 24). Instead of "Line miles to be treated", the number of structures inspected in HFRA is the unit of measure.
| 2020 | 1149.8967 | 0 | 1149.8967 | 10489 | 0.10963 | CFO: Animal Vegetation EFF: Conductor Crossarm Insulator Splice/Clamp/Connector Transformer Lightning Arrestor | 0.031263 | 0.53918 | NA | New | NA | WMPMA | Exceeding Compliance | GO 95 Rules 31.1 and 31.2 | Instead of "Line miles to be treated", the number of structures inspected in HFRA is the unit of measure. SCE modified the inspection cycles for some of its transmission overhead inspection assets to exceed compliance requirements such that, in 2020 and beyond, SCE plans to annually inspect approximately 47% of its high fire transmission assets
| 2021 | 1192.2138 | 0 | 1192.2138 | 13935 | 0.085555 | CFO: Animal Vegetation EFF: Conductor Crossarm Insulator Splice/Clamp/Connector Transformer Lightning Arrestor | 0.030243 | 2.9172 | NA | New | NA | WMPMA | Exceeding Compliance | GO 95 Rules 31.1 and 31.2 | Instead of "Line miles to be treated", the number of structures inspected in HFRA is the unit of measure. SCE modified the inspection cycles for some of its transmission overhead inspection assets to exceed compliance requirements such that, in 2020 and beyond, SCE plans to annually inspect approximately 47% of its high fire transmission assets
| 2022 | 1059.1106 | 0 | 1059.1106 | 12011 | 0.088178 | CFO: Animal Vegetation EFF: Conductor Crossarm Insulator Splice/Clamp/Connector Transformer Lightning Arrestor | 0.025122 | 3.0555 | NA | New | NA | WMPMA | Exceeding Compliance | GO 95 Rules 31.1 and 31.2 | Instead of "Line miles to be treated", the number of structures inspected in HFRA is the unit of measure. SCE modified the inspection cycles for some of its transmission overhead inspection assets to exceed compliance requirements such that, in 2020 and beyond, SCE plans to annually inspect approximately 47% of its high fire transmission assets
| 2020-2022 plan total | 3401.2211 | 0 | 3401.2211 | 36435 | 0.09335 | CFO: Animal Vegetation EFF: Conductor Crossarm Insulator Splice/Clamp/Connector Transformer Lightning Arrestor | 0.086627 | 1.1313 | NA | New | NA | WMPMA | Exceeding Compliance | GO 95 Rules 31.1 and 31.2 | Instead of "Line miles to be treated", the number of structures inspected in HFRA is the unit of measure. SCE modified the inspection cycles for some of its transmission overhead inspection assets to exceed compliance requirements such that, in 2020 and beyond, SCE plans to annually inspect approximately 47% of its high fire transmission assets
10.2. Other discretionary inspection of transmission electric lines and equipment, beyond inspections mandated by rules and regulations: aerial inspections - transmission (IN-6.2) | 2019 plan | NA | NA | NA | NA | NA | CFO: Vegetation EFF: Conductor Crossarm Insulator Splice/Clamp/Connector Transformer Lightning Arrestor | NA | NA | NA | New | NA | WMPMA | In Compliance | GO 95 Rules 31.1 and 31.2 | The "Total per initiative spend", “Line miles to be treated” and "Spend/treated line mile" columns are "NA" for 2019 because this initiative's costs and scope are included in Initiative 10.1, Table 24.
| 2019 actual | NA | NA | NA | NA | NA | CFO: Vegetation EFF: Conductor Crossarm Insulator Splice/Clamp/Connector Transformer Lightning Arrestor | NA | NA | NA | New | NA | WMPMA | In Compliance | GO 95 Rules 31.1 and 31.2 | The "Total per initiative spend", “Line miles to be treated” and "Spend/treated line mile" columns are "NA" for 2019 because this initiative's costs and scope are included in Initiative 10.1, Table 24.
| 2020 | 11868.6198 | 0 | 11868.6198 | 33500 | 0.35429 | CFO: Vegetation EFF: Conductor Crossarm Insulator Splice/Clamp/Connector Transformer Lightning Arrestor | 0.020154 | 0.83127 | NA | New | NA | WMPMA | In Compliance | GO 95 Rules 31.1 and 31.2 | Instead of "Line miles to be treated", structure count the unit of measure.
| 2021 | 11970.218 | 0 | 11970.218 | 33500 | 0.35732 | CFO: Vegetation EFF: Conductor Crossarm Insulator Splice/Clamp/Connector Transformer Lightning Arrestor | 0.019434 | 1.3588 | NA | New | NA | WMPMA | In Compliance | GO 95 Rules 31.1 and 31.2 | Instead of "Line miles to be treated", structure count the unit of measure.
| 2022 | 12073.2458 | 0 | 12073.2458 | 33500 | 0.3604 | CFO: Vegetation EFF: Conductor Crossarm Insulator Splice/Clamp/Connector Transformer Lightning Arrestor | 0.018739 | 1.3326 | NA | New | NA | WMPMA | In Compliance | GO 95 Rules 31.1 and 31.2 | Instead of "Line miles to be treated", structure count the unit of measure.
| 2020-2022 plan total | 35912.0836 | 0 | 35912.0836 | 100500 | 0.35733 | CFO: Vegetation EFF: Conductor Crossarm Insulator Splice/Clamp/Connector Transformer Lightning Arrestor | 0.058327 | 1.1087 | NA | New | NA | WMPMA | In Compliance | GO 95 Rules 31.1 and 31.2 | Instead of "Line miles to be treated", structure count the unit of measure.
10.2.1. Other discretionary inspection of transmission electric lines and equipment, beyond inspections mandated by rules and regulations: assessment of partial discharge for transmission facilities (AT-6) | 2019 plan | NA | NA | NA | NA | NA | NA | NA | NA | NA | NA | NA | NA | NA | NA | All columns are "NA" because this initiative was not an active 2019 initiative.
| 2019 actual | NA | NA | NA | NA | NA | NA | NA | NA | NA | NA | NA | NA | NA | NA | All columns are "NA" because this initiative was not an active 2019 initiative.
| 2020 | UNKNOWN | UNKNOWN | UNKNOWN | UNKNOWN | UNKNOWN | UNKNOWN | UNKNOWN | UNKNOWN | UNKNOWN | UNKNOWN | UNKNOWN | UNKNOWN | UNKNOWN | UNKNOWN | All columns are "UNKNOWN" as the scope and strategy for this initiative are not known at this time.
| 2021 | UNKNOWN | UNKNOWN | UNKNOWN | UNKNOWN | UNKNOWN | UNKNOWN | UNKNOWN | UNKNOWN | UNKNOWN | UNKNOWN | UNKNOWN | UNKNOWN | UNKNOWN | UNKNOWN | All columns are "UNKNOWN" as the scope and strategy for this initiative are not known at this time.
| 2022 | UNKNOWN | UNKNOWN | UNKNOWN | UNKNOWN | UNKNOWN | UNKNOWN | UNKNOWN | UNKNOWN | UNKNOWN | UNKNOWN | UNKNOWN | UNKNOWN | UNKNOWN | UNKNOWN | All columns are "UNKNOWN" as the scope and strategy for this initiative are not known at this time.
| 2020-2022 plan total | UNKNOWN | UNKNOWN | UNKNOWN | UNKNOWN | UNKNOWN | UNKNOWN | UNKNOWN | UNKNOWN | UNKNOWN | UNKNOWN | UNKNOWN | UNKNOWN | UNKNOWN | UNKNOWN | All columns are "UNKNOWN" as the scope and strategy for this initiative are not known at this time.
11. Patrol inspections of distribution electric lines and equipment | 2019 plan | 0 | 0 | 0 | 7352 | 0 | EFF: All | Initiative addressed by Traditional Program | No RSE was calculated as this is already a compliance program and not a WMP initiative | NA | Existing | 2018 GRC | NA | In Compliance | GO 165 | Instead of "Line miles to be treated", structure count the unit of measure.
| 2019 actual | 0 | 0 | 0 | 7352 | 0 | EFF: All | Initiative addressed by Traditional Program | No RSE was calculated as this is already a compliance program and not a WMP initiative | NA | Existing | 2018 GRC | NA | In Compliance | GO 165 | Instead of "Line miles to be treated", structure count the unit of measure.
| 2020 | 1200 | 0 | 1200 | 7352 | 0.16322 | EFF: All | Initiative addressed by Traditional Program | No RSE was calculated as this is already a compliance program and not a WMP initiative | NA | Existing | 2018 GRC | NA | In Compliance | GO 165 | Instead of "Line miles to be treated", structure count the unit of measure.
| 2021 | 1012 | 0 | 1012 | 7352 | 0.13765 | EFF: All | Initiative addressed by Traditional Program | No RSE was calculated as this is already a compliance program and not a WMP initiative | NA | Existing | 2018 GRC | NA | In Compliance | GO 165 | Instead of "Line miles to be treated", structure count the unit of measure.
| 2022 | 1039 | 0 | 1039 | 7352 | 0.14132 | EFF: All | Initiative addressed by Traditional Program | No RSE was calculated as this is already a compliance program and not a WMP initiative | NA | Existing | 2018 GRC | NA | In Compliance | GO 165 | Instead of "Line miles to be treated", structure count the unit of measure.
| 2020-2022 plan total | 3251 | 0 | 3251 | 22056 | 0.1474 | EFF: All | Initiative addressed by Traditional Program | No RSE was calculated as this is already a compliance program and not a WMP initiative | NA | Existing | 2018 GRC | NA | In Compliance | GO 165 | Instead of "Line miles to be treated", structure count the unit of measure.
12. Patrol inspections of transmission electric lines and equipment | 2019 plan | NA | NA | NA | NA | NA | NA | NA | NA | NA | NA | NA | NA | NA | NA | All columns are "NA" as this initiative is covered in Initiative 2, Table 24.
| 2019 actual | NA | NA | NA | NA | NA | NA | NA | NA | NA | NA | NA | NA | NA | NA | All columns are "NA" as this initiative is covered in Initiative 2, Table 24.
| 2020 | NA | NA | NA | NA | NA | NA | NA | NA | NA | NA | NA | NA | NA | NA | All columns are "NA" as this initiative is covered in Initiative 2, Table 24.
| 2021 | NA | NA | NA | NA | NA | NA | NA | NA | NA | NA | NA | NA | NA | NA | All columns are "NA" as this initiative is covered in Initiative 2, Table 24.
| 2022 | NA | NA | NA | NA | NA | NA | NA | NA | NA | NA | NA | NA | NA | NA | All columns are "NA" as this initiative is covered in Initiative 2, Table 24.
| 2020-2022 plan total | NA | NA | NA | NA | NA | NA | NA | NA | NA | NA | NA | NA | NA | NA | All columns are "NA" as this initiative is covered in Initiative 2, Table 24.
13. Pole loading assessment program to determine safety factor | 2019 plan | 2159.394 | 0 | 2159.394 | 18271 | 0.11819 | NA | Initiative addressed by Traditional Program | No RSE was calculated as this is already a compliance program and not a WMP initiative | NA | Existing | 2018 GRC | NA | In Compliance | GO 95 | Instead of "Line miles to be treated", pole count is the unit of measure. The "Ignition probability drivers targeted" and “Other risk drivers addressed” columns are “NA” as this initiative doesn't target specific ignition probability or other risk drivers but instead supports SCE's overall wildfire mitigation efforts.
| 2019 actual | 1879.409 | 0 | 1879.409 | 15902 | 0.11819 | NA | Initiative addressed by Traditional Program | No RSE was calculated as this is already a compliance program and not a WMP initiative | NA | Existing | 2018 GRC | NA | In Compliance | GO 95 | Instead of "Line miles to be treated", pole count is the unit of measure. The "Ignition probability drivers targeted" and “Other risk drivers addressed” columns are “NA” as this initiative doesn't target specific ignition probability or other risk drivers but instead supports SCE's overall wildfire mitigation efforts.
| 2020 | 287.988 | 0 | 287.988 | 2369 | 0.12157 | NA | Initiative addressed by Traditional Program | No RSE was calculated as this is already a compliance program and not a WMP initiative | NA | Existing | 2018 GRC | NA | In Compliance | GO 95 | Instead of "Line miles to be treated", pole count is the unit of measure. The "Ignition probability drivers targeted" and “Other risk drivers addressed” columns are “NA” as this initiative doesn't target specific ignition probability or other risk drivers but instead supports SCE's overall wildfire mitigation efforts.
| 2021 | NA | NA | NA | NA | NA | NA | NA | NA | NA | NA | 2018 GRC | NA | NA | NA | All columns are "NA" as this initiative is to be completed in 2020
| 2022 | NA | NA | NA | NA | NA | NA | NA | NA | NA | NA | 2018 GRC | NA | NA | NA | All columns are "NA" as this initiative is to be completed in 2020
| 2020-2022 plan total | 287.988 | 0 | 287.988 | 2369 | 0.12157 | NA | Initiative addressed by Traditional Program | No RSE was calculated as this is already a compliance program and not a WMP initiative | NA | Existing | 2018 GRC | NA | In Compliance | GO 95 | Instead of "Line miles to be treated", pole count is the unit of measure. The "Ignition probability drivers targeted" and “Other risk drivers addressed” columns are “NA” as this initiative doesn't target specific ignition probability or other risk drivers but instead supports SCE's overall wildfire mitigation efforts.
14. Quality assurance / quality control of inspections: Quality Oversight / Quality Control (IN-2) | 2019 plan | NA | NA | NA | 7500 | NA | CFO: Vegetation EFF: All | Supporting activity | No RSE was created as this is an enabling activity that indirectly, rather than directly, reduces risk. | NA | New | NA | NA | NA | NA | The "Total per initiative spend", "Spend/treated line mile", and "If new: Memorandum account" columns are "NA" because costs to implement this initiative are part of normal labor hours and are not incremental wildfire-related costs. Instead of "Line miles to be treated", structure count is the unit of measure. The “In / exceeding compliance with regulations” and “Cite associated rule” columns are “NA” because there are no statutory compliance targets associated with this initiative.
| 2019 actual | NA | NA | NA | 17109 | NA | CFO: Vegetation EFF: All | Supporting activity | No RSE was created as this is an enabling activity that indirectly, rather than directly, reduces risk. | NA | New | NA | NA | NA | NA | The "Total per initiative spend", "Spend/treated line mile", and "If new: Memorandum account" columns are "NA" because costs to implement this initiative are part of normal labor hours and are not incremental wildfire-related costs. Instead of "Line miles to be treated", structure count is the unit of measure. The “In / exceeding compliance with regulations” and “Cite associated rule” columns are “NA” because there are no statutory compliance targets associated with this initiative.
| 2020 | NA | NA | NA | 15000 | NA | CFO: Vegetation EFF: All | Supporting activity | No RSE was created as this is an enabling activity that indirectly, rather than directly, reduces risk. | NA | New | NA | NA | NA | NA | The "Total per initiative spend", "Spend/treated line mile", and "If new: Memorandum account" columns are "NA" because costs to implement this initiative are part of normal labor hours and are not incremental wildfire-related costs. Instead of "Line miles to be treated", structure count is the unit of measure. The “In / exceeding compliance with regulations” and “Cite associated rule” columns are “NA” because there are no statutory compliance targets associated with this initiative.
| 2021 | NA | NA | NA | 15000 | NA | CFO: Vegetation EFF: All | Supporting activity | No RSE was created as this is an enabling activity that indirectly, rather than directly, reduces risk. | NA | New | NA | NA | NA | NA | The "Total per initiative spend", "Spend/treated line mile", and "If new: Memorandum account" columns are "NA" because costs to implement this initiative are part of normal labor hours and are not incremental wildfire-related costs. Instead of "Line miles to be treated", structure count is the unit of measure. The “In / exceeding compliance with regulations” and “Cite associated rule” columns are “NA” because there are no statutory compliance targets associated with this initiative.
| 2022 | NA | NA | NA | 15000 | NA | CFO: Vegetation EFF: All | Supporting activity | No RSE was created as this is an enabling activity that indirectly, rather than directly, reduces risk. | NA | New | NA | NA | NA | NA | The "Total per initiative spend", "Spend/treated line mile", and "If new: Memorandum account" columns are "NA" because costs to implement this initiative are part of normal labor hours and are not incremental wildfire-related costs. Instead of "Line miles to be treated", structure count is the unit of measure. The “In / exceeding compliance with regulations” and “Cite associated rule” columns are “NA” because there are no statutory compliance targets associated with this initiative.
| 2020-2022 plan total | NA | NA | NA | 45000 | NA | CFO: Vegetation EFF: All | Supporting activity | No RSE was created as this is an enabling activity that indirectly, rather than directly, reduces risk. | NA | New | NA | NA | NA | NA | The "Total per initiative spend", "Spend/treated line mile", and "If new: Memorandum account" columns are "NA" because costs to implement this initiative are part of normal labor hours and are not incremental wildfire-related costs. Instead of "Line miles to be treated", structure count is the unit of measure. The “In / exceeding compliance with regulations” and “Cite associated rule” columns are “NA” because there are no statutory compliance targets associated with this initiative.
15. Substation inspections | 2019 plan | 18015.009 | 0 | 18015.009 | 5500 | 3.2755 | EFF: All | Initiative addressed by Traditional Program | No RSE was calculated as this is already a compliance program and not a WMP initiative | Some types of object contact, primarily veg. | Existing | 2018 GRC | NA | In Compliance | ISO WECC GO 174 | Instead of "Line miles to be treated", count of substation inspections is the unit of measure.
| 2019 actual | 19214.171 | 0 | 19214.171 | 5591 | 3.4366 | EFF: All | Initiative addressed by Traditional Program | No RSE was calculated as this is already a compliance program and not a WMP initiative | Some types of object contact, primarily veg. | Existing | 2018 GRC | NA | In Compliance | ISO WECC GO 174 | Instead of "Line miles to be treated", count of substation inspections is the unit of measure.
| 2020 | 18943.038 | 0 | 18943.038 | 5500 | 3.4442 | EFF: All | Initiative addressed by Traditional Program | No RSE was calculated as this is already a compliance program and not a WMP initiative | Some types of object contact, primarily veg. | Existing | 2018 GRC | NA | In Compliance | ISO WECC GO 174 | Instead of "Line miles to be treated", count of substation inspections is the unit of measure.
| 2021 | 19259.712 | 0 | 19259.712 | 5500 | 3.5018 | EFF: All | Initiative addressed by Traditional Program | No RSE was calculated as this is already a compliance program and not a WMP initiative | Some types of object contact, primarily veg. | Existing | 2018 GRC | NA | In Compliance | ISO WECC GO 174 | Instead of "Line miles to be treated", count of substation inspections is the unit of measure.
| 2022 | 20473.074 | 0 | 20473.074 | 5500 | 3.7224 | EFF: All | Initiative addressed by Traditional Program | No RSE was calculated as this is already a compliance program and not a WMP initiative | Some types of object contact, primarily veg. | Existing | 2018 GRC | NA | In Compliance | ISO WECC GO 174 | Instead of "Line miles to be treated", count of substation inspections is the unit of measure.
| 2020-2022 plan total | 58675.824 | 0 | 58675.824 | 16500 | 3.5561 | EFF: All | Initiative addressed by Traditional Program | No RSE was calculated as this is already a compliance program and not a WMP initiative | Some types of object contact, primarily veg. | Existing | 2018 GRC | NA | In Compliance | ISO WECC GO 174 | Instead of "Line miles to be treated", count of substation inspections is the unit of measure.
15.1 Failure Modes and Effects Analysis (FMEA) (IN-7) | 2019 plan | NA | NA | NA | NA | NA | NA | NA | NA | NA | NA | NA | NA | NA | NA | All columns are NA because this initiative was not an active 2019 initiative.
| 2019 actual | NA | NA | NA | NA | NA | NA | NA | NA | NA | NA | NA | NA | NA | NA | All columns are NA because this initiative was not an active 2019 initiative.
| 2020 | NA | NA | NA | NA | NA | NA | Supporting activity | No RSE was created as this is an enabling activity that indirectly, rather than directly, reduces risk. | NA | New | NA | NA | NA | NA | The "Total per initiative spend", "Spend/treated line mile", and "If new: Memorandum account" columns are "NA" because costs to implement this initiative are part of normal labor hours and are not incremental wildfire-related costs. In addition, the “Line miles to be treated” column is “NA” because line miles treated is not an applicable field of measurement for this initiative. The "Ignition probability drivers targeted" and “Other risk drivers addressed” columns are “NA” as this initiative doesn't target specific ignition probability or other risk drivers but instead supports SCE's overall wildfire mitigation efforts. The “In / exceeding compliance with regulations” and “Cite associated rule” columns are “NA” because there are no statutory compliance targets associated with this initiative.
| 2021 | NA | NA | NA | NA | NA | NA | Supporting activity | No RSE was created as this is an enabling activity that indirectly, rather than directly, reduces risk. | NA | New | NA | NA | NA | NA | The "Total per initiative spend", "Spend/treated line mile", and "If new: Memorandum account" columns are "NA" because costs to implement this initiative are part of normal labor hours and are not incremental wildfire-related costs. In addition, the “Line miles to be treated” column is “NA” because line miles treated is not an applicable field of measurement for this initiative. The "Ignition probability drivers targeted" and “Other risk drivers addressed” columns are “NA” as this initiative doesn't target specific ignition probability or other risk drivers but instead supports SCE's overall wildfire mitigation efforts. The “In / exceeding compliance with regulations” and “Cite associated rule” columns are “NA” because there are no statutory compliance targets associated with this initiative.
| 2022 | NA | NA | NA | NA | NA | NA | Supporting activity | No RSE was created as this is an enabling activity that indirectly, rather than directly, reduces risk. | NA | New | NA | NA | NA | NA | The "Total per initiative spend", "Spend/treated line mile", and "If new: Memorandum account" columns are "NA" because costs to implement this initiative are part of normal labor hours and are not incremental wildfire-related costs. In addition, the “Line miles to be treated” column is “NA” because line miles treated is not an applicable field of measurement for this initiative. The "Ignition probability drivers targeted" and “Other risk drivers addressed” columns are “NA” as this initiative doesn't target specific ignition probability or other risk drivers but instead supports SCE's overall wildfire mitigation efforts. The “In / exceeding compliance with regulations” and “Cite associated rule” columns are “NA” because there are no statutory compliance targets associated with this initiative.
| 2020-2022 plan total | NA | NA | NA | NA | NA | NA | Supporting activity | No RSE was created as this is an enabling activity that indirectly, rather than directly, reduces risk. | NA | New | NA | NA | NA | NA | The "Total per initiative spend", "Spend/treated line mile", and "If new: Memorandum account" columns are "NA" because costs to implement this initiative are part of normal labor hours and are not incremental wildfire-related costs. In addition, the “Line miles to be treated” column is “NA” because line miles treated is not an applicable field of measurement for this initiative. The "Ignition probability drivers targeted" and “Other risk drivers addressed” columns are “NA” as this initiative doesn't target specific ignition probability or other risk drivers but instead supports SCE's overall wildfire mitigation efforts. The “In / exceeding compliance with regulations” and “Cite associated rule” columns are “NA” because there are no statutory compliance targets associated with this initiative.
16. Other discretionary inspection of distribution electric lines and equipment, beyond inspections mandated by rules and regulations: generation risk-informed inspections in HFRA (IN-5) | 2019 plan | 400 | 0 | 400 | 400 | 1 | Refer to Initiative 9.1, Table 24 | Refer to Initiative 9.1, Table 24 | Refer to Initiative 9.1, Table 24 | Refer to Initiative 9.1, Table 24 | New | NA | WMPMA | Exceeding Compliance | GO 95 Rule 31.2 | Instead of "Line miles to be treated", asset count is the unit of measure.
| 2019 actual | 252.9923 | 0 | 252.9923 | 449 | 0.56346 | Refer to Initiative 9.1, Table 24 | Refer to Initiative 9.1, Table 24 | Refer to Initiative 9.1, Table 24 | Refer to Initiative 9.1, Table 24 | New | NA | WMPMA | Exceeding Compliance | GO 95 Rule 31.2 | Instead of "Line miles to be treated", asset count is the unit of measure.
| 2020 | 157.8599 | 0 | 157.8599 | 200 | 0.7893 | Refer to Initiative 9.1, Table 24 | Refer to Initiative 9.1, Table 24 | Refer to Initiative 9.1, Table 24 | Refer to Initiative 9.1, Table 24 | New | NA | WMPMA | Exceeding Compliance | GO 95 Rule 31.2 | Instead of "Line miles to be treated", asset count is the unit of measure. 50% of applicable assets per year
| 2021 | 162.2616 | 0 | 162.2616 | 200 | 0.81131 | Refer to Initiative 9.1, Table 24 | Refer to Initiative 9.1, Table 24 | Refer to Initiative 9.1, Table 24 | Refer to Initiative 9.1, Table 24 | New | NA | WMPMA | Exceeding Compliance | GO 95 Rule 31.2 | Instead of "Line miles to be treated", asset count is the unit of measure. 50% of applicable assets per year
| 2022 | UNKNOWN | UNKNOWN | UNKNOWN | UNKNOWN | UNKNOWN | Refer to Initiative 9.1, Table 24 | Refer to Initiative 9.1, Table 24 | Refer to Initiative 9.1, Table 24 | Refer to Initiative 9.1, Table 24 | New | NA | WMPMA | Exceeding Compliance | GO 95 Rule 31.2 | The "Total per initiative spend", "Line miles to be treated", and "Spend/treated line mile" columns are UNKNOWN because the need for 2022 inspections will be evaluated after analysis of all assets in 2020-2021 is completed.
| 2020-2022 plan total | 320.1216 | 0 | 320.1216 | 400 | 0.8003 | Refer to Initiative 9.1, Table 24 | Refer to Initiative 9.1, Table 24 | Refer to Initiative 9.1, Table 24 | Refer to Initiative 9.1, Table 24 | New | NA | WMPMA | Exceeding Compliance | GO 95 Rule 31.2 | Instead of "Line miles to be treated", asset count is the unit of measure.

## Table 25
Table 25: Vegetation management and inspections
Initiative activity | Year | Total per-initiative spend | Subtotal A: Capital expenditure | Subtotal B: Operating expenses | Line miles to be treated | Spend/ treated line mile | Ignition probability drivers targeted | Risk reduction | Risk-spend efficiency | Other risk drivers addressed | Existing/ new | Existing: What proceeding has reviewed program | If new: Memorandum account | In / exceeding compliance with regulations | Cite associated rule | Comments
1. Additional efforts to manage community and environmental impacts | 2019 plan | NA | NA | NA | NA | NA | CFO: Vegetation | Supporting activity | No RSE was created as this is an enabling activity that indirectly, rather than directly, reduces risk. | NA | Existing | 2018 GRC | NA | NA | NA | The "Total per initiative spend" and "Spend/treated line mile" columns are "NA" because costs to implement this initiative are part of normal labor hours and the expense is absorbed in budget for communications, and it is not broken out by Wild Fire group today. In addition, the “Line miles to be treated” column is “NA” because line miles treated is not an applicable field of measurement for this initiative. The “Other risk drivers addressed” column is “NA” as there are no secondary risk reduction drivers directly addressed by this initiative. The “In / exceeding compliance with regulations” and “Cite associated rule” columns are “NA” because there are no statutory compliance targets associated with this initiative.
| 2019 actual | NA | NA | NA | NA | NA | CFO: Vegetation | Supporting activity | No RSE was created as this is an enabling activity that indirectly, rather than directly, reduces risk. | NA | Existing | 2018 GRC | NA | NA | NA | The "Total per initiative spend" and "Spend/treated line mile" columns are "NA" because costs to implement this initiative are part of normal labor hours and the expense is absorbed in budget for communications, and it is not broken out by Wild Fire group today. In addition, the “Line miles to be treated” column is “NA” because line miles treated is not an applicable field of measurement for this initiative. The “Other risk drivers addressed” column is “NA” as there are no secondary risk reduction drivers directly addressed by this initiative. The “In / exceeding compliance with regulations” and “Cite associated rule” columns are “NA” because there are no statutory compliance targets associated with this initiative.
| 2020 | NA | NA | NA | NA | NA | CFO: Vegetation | Supporting activity | No RSE was created as this is an enabling activity that indirectly, rather than directly, reduces risk. | NA | Existing | 2018 GRC | NA | NA | NA | The "Total per initiative spend" and "Spend/treated line mile" columns are "NA" because costs to implement this initiative are part of normal labor hours and the expense is absorbed in budget for communications, and it is not broken out by Wild Fire group today. In addition, the “Line miles to be treated” column is “NA” because line miles treated is not an applicable field of measurement for this initiative. The “Other risk drivers addressed” column is “NA” as there are no secondary risk reduction drivers directly addressed by this initiative. The “In / exceeding compliance with regulations” and “Cite associated rule” columns are “NA” because there are no statutory compliance targets associated with this initiative.
| 2021 | NA | NA | NA | NA | NA | CFO: Vegetation | Supporting activity | No RSE was created as this is an enabling activity that indirectly, rather than directly, reduces risk. | NA | Existing | 2018 GRC | NA | NA | NA | The "Total per initiative spend" and "Spend/treated line mile" columns are "NA" because costs to implement this initiative are part of normal labor hours and the expense is absorbed in budget for communications, and it is not broken out by Wild Fire group today. In addition, the “Line miles to be treated” column is “NA” because line miles treated is not an applicable field of measurement for this initiative. The “Other risk drivers addressed” column is “NA” as there are no secondary risk reduction drivers directly addressed by this initiative. The “In / exceeding compliance with regulations” and “Cite associated rule” columns are “NA” because there are no statutory compliance targets associated with this initiative.
| 2022 | NA | NA | NA | NA | NA | CFO: Vegetation | Supporting activity | No RSE was created as this is an enabling activity that indirectly, rather than directly, reduces risk. | NA | Existing | 2018 GRC | NA | NA | NA | The "Total per initiative spend" and "Spend/treated line mile" columns are "NA" because costs to implement this initiative are part of normal labor hours and the expense is absorbed in budget for communications, and it is not broken out by Wild Fire group today. In addition, the “Line miles to be treated” column is “NA” because line miles treated is not an applicable field of measurement for this initiative. The “Other risk drivers addressed” column is “NA” as there are no secondary risk reduction drivers directly addressed by this initiative. The “In / exceeding compliance with regulations” and “Cite associated rule” columns are “NA” because there are no statutory compliance targets associated with this initiative.
| 2020-2022 plan total | NA | NA | NA | NA | NA | CFO: Vegetation | Supporting activity | No RSE was created as this is an enabling activity that indirectly, rather than directly, reduces risk. | NA | Existing | 2018 GRC | NA | NA | NA | The "Total per initiative spend" and "Spend/treated line mile" columns are "NA" because costs to implement this initiative are part of normal labor hours and the expense is absorbed in budget for communications, and it is not broken out by Wild Fire group today. In addition, the “Line miles to be treated” column is “NA” because line miles treated is not an applicable field of measurement for this initiative. The “Other risk drivers addressed” column is “NA” as there are no secondary risk reduction drivers directly addressed by this initiative. The “In / exceeding compliance with regulations” and “Cite associated rule” columns are “NA” because there are no statutory compliance targets associated with this initiative.
2. Detailed inspections of vegetation around distribution electric lines and equipment | 2019 plan | 11378.9144 | 0 | 11378.9144 | 9827 | 1.1579 | CFO: Vegetation | Initiative addressed by Traditional Program | No RSE was calculated as this is already a compliance program and not a WMP initiative | NA | Existing | 2018 GRC | NA | In Compliance | GO 95, PRC 4293 | The “Other risk drivers addressed” column is “NA” as there are no secondary risk reduction drivers directly addressed by this initiative.
| 2019 actual | 5944.3773 | 0 | 5944.3773 | 9827 | 0.6049 | CFO: Vegetation | Initiative addressed by Traditional Program | No RSE was calculated as this is already a compliance program and not a WMP initiative | NA | Existing | 2018 GRC | NA | In Compliance | GO 95, PRC 4293 | The “Other risk drivers addressed” column is “NA” as there are no secondary risk reduction drivers directly addressed by this initiative.
| 2020 | 11385.882 | 0 | 11385.882 | 9827 | 1.1586 | CFO: Vegetation | Initiative addressed by Traditional Program | No RSE was calculated as this is already a compliance program and not a WMP initiative | NA | Existing | 2018 GRC | NA | In Compliance | GO 95, PRC 4293 | The “Other risk drivers addressed” column is “NA” as there are no secondary risk reduction drivers directly addressed by this initiative.
| 2021 | 11396.674 | 0 | 11396.674 | 9827 | 1.1597 | CFO: Vegetation | Initiative addressed by Traditional Program | No RSE was calculated as this is already a compliance program and not a WMP initiative | NA | Existing | 2018 GRC | NA | In Compliance | GO 95, PRC 4293 | The “Other risk drivers addressed” column is “NA” as there are no secondary risk reduction drivers directly addressed by this initiative.
| 2022 | 11407.062 | 0 | 11407.062 | 9827 | 1.1608 | CFO: Vegetation | Initiative addressed by Traditional Program | No RSE was calculated as this is already a compliance program and not a WMP initiative | NA | Existing | 2018 GRC | NA | In Compliance | GO 95, PRC 4293 | The “Other risk drivers addressed” column is “NA” as there are no secondary risk reduction drivers directly addressed by this initiative.
| 2020-2022 plan total | 34189.618 | 0 | 34189.618 | 29481 | 1.1597 | CFO: Vegetation | Initiative addressed by Traditional Program | No RSE was calculated as this is already a compliance program and not a WMP initiative | NA | Existing | 2018 GRC | NA | In Compliance | GO 95, PRC 4293 | The “Other risk drivers addressed” column is “NA” as there are no secondary risk reduction drivers directly addressed by this initiative.
3. Detailed inspections of vegetation around transmission electric lines and equipment | 2019 plan | 508.2339 | 0 | 508.2339 | 4352 | 0.11678 | CFO: Vegetation | Initiative addressed by Traditional Program | No RSE was calculated as this is already a compliance program and not a WMP initiative | NA | Existing | 2018 GRC | NA | In Compliance | GO 95, PRC 4293, FAC-003-4 | The “Other risk drivers addressed” column is “NA” as there are no secondary risk reduction drivers directly addressed by this initiative.
| 2019 actual | 1868.0634 | 0 | 1868.0634 | 4352 | 0.42924 | CFO: Vegetation | Initiative addressed by Traditional Program | No RSE was calculated as this is already a compliance program and not a WMP initiative | NA | Existing | 2018 GRC | NA | In Compliance | GO 95, PRC 4293, FAC-003-4 | The “Other risk drivers addressed” column is “NA” as there are no secondary risk reduction drivers directly addressed by this initiative.
| 2020 | 508.727 | 0 | 508.727 | 4352 | 0.11689 | CFO: Vegetation | Initiative addressed by Traditional Program | No RSE was calculated as this is already a compliance program and not a WMP initiative | NA | Existing | 2018 GRC | NA | In Compliance | GO 95, PRC 4293, FAC-003-4 | The “Other risk drivers addressed” column is “NA” as there are no secondary risk reduction drivers directly addressed by this initiative.
| 2021 | 509.029 | 0 | 509.029 | 4352 | 0.11696 | CFO: Vegetation | Initiative addressed by Traditional Program | No RSE was calculated as this is already a compliance program and not a WMP initiative | NA | Existing | 2018 GRC | NA | In Compliance | GO 95, PRC 4293, FAC-003-4 | The “Other risk drivers addressed” column is “NA” as there are no secondary risk reduction drivers directly addressed by this initiative.
| 2022 | 509.339 | 0 | 509.339 | 4352 | 0.11704 | CFO: Vegetation | Initiative addressed by Traditional Program | No RSE was calculated as this is already a compliance program and not a WMP initiative | NA | Existing | 2018 GRC | NA | In Compliance | GO 95, PRC 4293, FAC-003-4 | The “Other risk drivers addressed” column is “NA” as there are no secondary risk reduction drivers directly addressed by this initiative.
| 2020-2022 plan total | 1527.095 | 0 | 1527.095 | 13056 | 0.11696 | CFO: Vegetation | Initiative addressed by Traditional Program | No RSE was calculated as this is already a compliance program and not a WMP initiative | NA | Existing | 2018 GRC | NA | In Compliance | GO 95, PRC 4293, FAC-003-4 | The “Other risk drivers addressed” column is “NA” as there are no secondary risk reduction drivers directly addressed by this initiative.
4. Emergency response vegetation management due to red flag warning or other urgent conditions | 2019 plan | NA | NA | NA | NA | NA | CFO: Vegetation | Supporting activity | No RSE was created as this is an enabling activity that indirectly, rather than directly, reduces risk. | NA | Existing | 2018 GRC | NA | NA | NA | The "Total per initiative spend" and "Spend/treated line mile" columns are "NA" because conditions do not drive additional scope. The “Other risk drivers addressed” column is “NA” as there are no secondary risk reduction drivers directly addressed by this initiative. The “In / exceeding compliance with regulations” and “Cite associated rule” columns are “NA” because there are no statutory compliance targets associated with this initiative.
| 2019 actual | NA | NA | NA | NA | NA | CFO: Vegetation | Supporting activity | No RSE was created as this is an enabling activity that indirectly, rather than directly, reduces risk. | NA | Existing | 2018 GRC | NA | NA | NA | The "Total per initiative spend" and "Spend/treated line mile" columns are "NA" because conditions do not drive additional scope. The “Other risk drivers addressed” column is “NA” as there are no secondary risk reduction drivers directly addressed by this initiative. The “In / exceeding compliance with regulations” and “Cite associated rule” columns are “NA” because there are no statutory compliance targets associated with this initiative.
| 2020 | NA | NA | NA | NA | NA | CFO: Vegetation | Supporting activity | No RSE was created as this is an enabling activity that indirectly, rather than directly, reduces risk. | NA | Existing | 2018 GRC | NA | NA | NA | The "Total per initiative spend" and "Spend/treated line mile" columns are "NA" because conditions do not drive additional scope. The “Other risk drivers addressed” column is “NA” as there are no secondary risk reduction drivers directly addressed by this initiative. The “In / exceeding compliance with regulations” and “Cite associated rule” columns are “NA” because there are no statutory compliance targets associated with this initiative.
| 2021 | NA | NA | NA | NA | NA | CFO: Vegetation | Supporting activity | No RSE was created as this is an enabling activity that indirectly, rather than directly, reduces risk. | NA | Existing | 2018 GRC | NA | NA | NA | The "Total per initiative spend" and "Spend/treated line mile" columns are "NA" because conditions do not drive additional scope. The “Other risk drivers addressed” column is “NA” as there are no secondary risk reduction drivers directly addressed by this initiative. The “In / exceeding compliance with regulations” and “Cite associated rule” columns are “NA” because there are no statutory compliance targets associated with this initiative.
| 2022 | NA | NA | NA | NA | NA | CFO: Vegetation | Supporting activity | No RSE was created as this is an enabling activity that indirectly, rather than directly, reduces risk. | NA | Existing | 2018 GRC | NA | NA | NA | The "Total per initiative spend" and "Spend/treated line mile" columns are "NA" because conditions do not drive additional scope. The “Other risk drivers addressed” column is “NA” as there are no secondary risk reduction drivers directly addressed by this initiative. The “In / exceeding compliance with regulations” and “Cite associated rule” columns are “NA” because there are no statutory compliance targets associated with this initiative.
| 2020-2022 plan total | NA | NA | NA | NA | NA | CFO: Vegetation | Supporting activity | No RSE was created as this is an enabling activity that indirectly, rather than directly, reduces risk. | NA | Existing | 2018 GRC | NA | NA | NA | The "Total per initiative spend" and "Spend/treated line mile" columns are "NA" because conditions do not drive additional scope. The “Other risk drivers addressed” column is “NA” as there are no secondary risk reduction drivers directly addressed by this initiative. The “In / exceeding compliance with regulations” and “Cite associated rule” columns are “NA” because there are no statutory compliance targets associated with this initiative.
5. Fuel management and reduction of “slash” from vegetation management activities | 2019 plan | NA | NA | NA | NA | NA | NA | NA | NA | NA | NA | NA | NA | NA | NA | All columns are "NA" because "slash" from vegetation management activities are disposed or recycled by trimming/removal contractors.
| 2019 actual | NA | NA | NA | NA | NA | NA | NA | NA | NA | NA | NA | NA | NA | NA | All columns are "NA" because "slash" from vegetation management activities are disposed or recycled by trimming/removal contractors.
| 2020 | NA | NA | NA | NA | NA | NA | NA | NA | NA | NA | NA | NA | NA | NA | All columns are "NA" because "slash" from vegetation management activities are disposed or recycled by trimming/removal contractors.
| 2021 | NA | NA | NA | NA | NA | NA | NA | NA | NA | NA | NA | NA | NA | NA | All columns are "NA" because "slash" from vegetation management activities are disposed or recycled by trimming/removal contractors.
| 2022 | NA | NA | NA | NA | NA | NA | NA | NA | NA | NA | NA | NA | NA | NA | All columns are "NA" because "slash" from vegetation management activities are disposed or recycled by trimming/removal contractors.
| 2020-2022 plan total | NA | NA | NA | NA | NA | NA | NA | NA | NA | NA | NA | NA | NA | NA | All columns are "NA" because "slash" from vegetation management activities are disposed or recycled by trimming/removal contractors.
5.1. Fuel management and reduction of “slash” from vegetation management activities: expanded pole brushing (VM-2) | 2019 plan | 909.4192 | 0 | 909.4192 | 98913 | 0.0091941 | EFF: Capacitor Bank Crossarm Insulator | 0.020923 | 89.306 | NA | New | NA | WMPMA | Exceeding Compliance | PRC 4292 | Instead of "Line miles to be treated", number of poles to be brushed is the unit of measure. The “Other risk drivers addressed” column is “NA” as there are no secondary risk reduction drivers directly addressed by this initiative.
| 2019 actual | 1646.0911 | 0 | 1646.0911 | 163149 | 0.010089 | EFF: Capacitor Bank Crossarm Insulator | 0.13339 | 83.1545 | NA | New | NA | WMPMA | Exceeding Compliance | PRC 4292 | Instead of "Line miles to be treated", number of poles to be brushed is the unit of measure. The “Other risk drivers addressed” column is “NA” as there are no secondary risk reduction drivers directly addressed by this initiative.
| 2020 | 4156.9252 | 0 | 4156.9252 | 300000 | 0.013856 | EFF: Capacitor Bank Crossarm Insulator | 0.24498 | 60.2554 | NA | New | NA | WMPMA | Exceeding Compliance | PRC 4292 | Instead of "Line miles to be treated", number of poles to be brushed is the unit of measure. The “Other risk drivers addressed” column is “NA” as there are no secondary risk reduction drivers directly addressed by this initiative.
| 2021 | 4208.0555 | 0 | 4208.0555 | 300000 | 0.014027 | EFF: Capacitor Bank Crossarm Insulator | 0.23784 | 58.5004 | NA | New | NA | WMPMA | Exceeding Compliance | PRC 4292 | Instead of "Line miles to be treated", number of poles to be brushed is the unit of measure. The “Other risk drivers addressed” column is “NA” as there are no secondary risk reduction drivers directly addressed by this initiative.
| 2022 | 4256.2018 | 0 | 4256.2018 | 300000 | 0.014187 | EFF: Capacitor Bank Crossarm Insulator | 0.23091 | 56.7965 | NA | New | NA | WMPMA | Exceeding Compliance | PRC 4292 | Instead of "Line miles to be treated", number of poles to be brushed is the unit of measure. The “Other risk drivers addressed” column is “NA” as there are no secondary risk reduction drivers directly addressed by this initiative.
| 2020-2022 plan total | 12621.1826 | 0 | 12621.1826 | 900000 | 0.014024 | EFF: Capacitor Bank Crossarm Insulator | 0.71373 | 58.5174 | NA | New | NA | WMPMA | Exceeding Compliance | PRC 4292 | Instead of "Line miles to be treated", number of poles to be brushed is the unit of measure. The “Other risk drivers addressed” column is “NA” as there are no secondary risk reduction drivers directly addressed by this initiative.
5.2. Fuel management and reduction of “slash” from vegetation management activities: expanded clearances for legacy facilities (VM-3) | 2019 plan | NA | NA | NA | NA | NA | NA | Insufficient data to model risk | Insufficient data to model risk | NA | NA | NA | NA | NA | NA | All columns are NA because this initiative was not an active 2019 initiative.
| 2019 actual | NA | NA | NA | NA | NA | NA | Insufficient data to model risk | Insufficient data to model risk | NA | NA | NA | NA | NA | NA | All columns are NA because this initiative was not an active 2019 initiative.
| 2020 | 1217.4395 | 0 | 1217.4395 | 80 | 15.218 | NA | Insufficient data to model risk | Insufficient data to model risk | NA | New | NA | WMPMA | Exceeding Compliance | PRC 4291 and 4293 | Instead of "Line miles to be treated", number of assets is the unit of measure. The “Other risk drivers addressed” column is “NA” as there are no secondary risk reduction drivers directly addressed by this initiative.
| 2021 | 1055.9668 | 0 | 1055.9668 | 32 | 32.999 | NA | Insufficient data to model risk | Insufficient data to model risk | NA | New | NA | WMPMA | Exceeding Compliance | PRC 4291 and 4293 | Instead of "Line miles to be treated", number of assets is the unit of measure. The “Other risk drivers addressed” column is “NA” as there are no secondary risk reduction drivers directly addressed by this initiative.
| 2022 | 1088.7505 | 0 | 1088.7505 | 24 | 45.3646 | NA | Insufficient data to model risk | Insufficient data to model risk | NA | New | NA | WMPMA | Exceeding Compliance | PRC 4291 and 4293 | Instead of "Line miles to be treated", number of assets is the unit of measure. The “Other risk drivers addressed” column is “NA” as there are no secondary risk reduction drivers directly addressed by this initiative.
| 2020-2022 plan total | 3362.1568 | 0 | 3362.1568 | 136 | 24.7217 | NA | Insufficient data to model risk | Insufficient data to model risk | NA | New | NA | WMPMA | Exceeding Compliance | PRC 4291 and 4293 | Instead of "Line miles to be treated", number of assets is the unit of measure. The “Other risk drivers addressed” column is “NA” as there are no secondary risk reduction drivers directly addressed by this initiative.
6. Improvement of inspections | 2019 plan | NA | NA | NA | NA | NA | NA | NA | NA | NA | NA | NA | NA | NA | NA | All columns are "NA" as this initiative is covered in Initiative #13, Table 25
| 2019 actual | NA | NA | NA | NA | NA | NA | NA | NA | NA | NA | NA | NA | NA | NA | All columns are "NA" as this initiative is covered in Initiative #13, Table 25
| 2020 | NA | NA | NA | NA | NA | NA | NA | NA | NA | NA | NA | NA | NA | NA | All columns are "NA" as this initiative is covered in Initiative #13, Table 25
| 2021 | NA | NA | NA | NA | NA | NA | NA | NA | NA | NA | NA | NA | NA | NA | All columns are "NA" as this initiative is covered in Initiative #13, Table 25
| 2022 | NA | NA | NA | NA | NA | NA | NA | NA | NA | NA | NA | NA | NA | NA | All columns are "NA" as this initiative is covered in Initiative #13, Table 25
| 2020-2022 plan total | NA | NA | NA | NA | NA | NA | NA | NA | NA | NA | NA | NA | NA | NA | All columns are "NA" as this initiative is covered in Initiative #13, Table 25
7. LiDAR inspections of vegetation around distribution electric lines and equipment | 2019 plan | NA | NA | NA | NA | NA | NA | NA | NA | NA | NA | NA | NA | NA | NA | All columns are "NA" as this initiative is covered in Initiative #9.2, Table 24
| 2019 actual | NA | NA | NA | NA | NA | NA | NA | NA | NA | NA | NA | NA | NA | NA | All columns are "NA" as this initiative is covered in Initiative #9.2, Table 24
| 2020 | NA | NA | NA | NA | NA | NA | NA | NA | NA | NA | NA | NA | NA | NA | All columns are "NA" as this initiative is covered in Initiative #9.2, Table 24
| 2021 | NA | NA | NA | NA | NA | NA | NA | NA | NA | NA | NA | NA | NA | NA | All columns are "NA" as this initiative is covered in Initiative #9.2, Table 24
| 2022 | NA | NA | NA | NA | NA | NA | NA | NA | NA | NA | NA | NA | NA | NA | All columns are "NA" as this initiative is covered in Initiative #9.2, Table 24
| 2020-2022 plan total | NA | NA | NA | NA | NA | NA | NA | NA | NA | NA | NA | NA | NA | NA | All columns are "NA" as this initiative is covered in Initiative #9.2, Table 24
8. LiDAR inspections of vegetation around transmission electric lines and equipment | 2019 plan | 3721.8542 | 0 | 3721.8542 | 3658 | 1.0175 | CFO: Vegetation | Initiative addressed by Traditional Program | No RSE was calculated as this is already a compliance program and not a WMP initiative | NA | New | NA | WMPMA | Exceeding Compliance | FAC-003-4 | The “Other risk drivers addressed” column is “NA” as there are no secondary risk reduction drivers directly addressed by this initiative.
| 2019 actual | 4516.581 | 0 | 4516.581 | 1559 | 2.8971 | CFO: Vegetation | Initiative addressed by Traditional Program | No RSE was calculated as this is already a compliance program and not a WMP initiative | NA | New | NA | WMPMA | Exceeding Compliance | FAC-003-4 | The “Other risk drivers addressed” column is “NA” as there are no secondary risk reduction drivers directly addressed by this initiative.
| 2020 | 1467.4411 | 0 | 1467.4411 | 1227 | 1.196 | CFO: Vegetation | Initiative addressed by Traditional Program | No RSE was calculated as this is already a compliance program and not a WMP initiative | NA | New | NA | WMPMA | Exceeding Compliance | FAC-003-4 | The “Other risk drivers addressed” column is “NA” as there are no secondary risk reduction drivers directly addressed by this initiative.
| 2021 | 1485.4906 | 0 | 1485.4906 | 1227 | 1.2107 | CFO: Vegetation | Initiative addressed by Traditional Program | No RSE was calculated as this is already a compliance program and not a WMP initiative | NA | New | NA | WMPMA | Exceeding Compliance | FAC-003-4 | The “Other risk drivers addressed” column is “NA” as there are no secondary risk reduction drivers directly addressed by this initiative.
| 2022 | 1502.4868 | 0 | 1502.4868 | 1227 | 1.2245 | CFO: Vegetation | Initiative addressed by Traditional Program | No RSE was calculated as this is already a compliance program and not a WMP initiative | NA | New | NA | WMPMA | Exceeding Compliance | FAC-003-4 | The “Other risk drivers addressed” column is “NA” as there are no secondary risk reduction drivers directly addressed by this initiative.
| 2020-2022 plan total | 4455.4185 | 0 | 4455.4185 | 3681 | 1.2104 | CFO: Vegetation | Initiative addressed by Traditional Program | No RSE was calculated as this is already a compliance program and not a WMP initiative | NA | New | NA | WMPMA | Exceeding Compliance | FAC-003-4 | The “Other risk drivers addressed” column is “NA” as there are no secondary risk reduction drivers directly addressed by this initiative.
9. Other discretionary inspection of vegetation around distribution electric lines and equipment, beyond inspections mandated by rules and regulations | 2019 plan | NA | NA | NA | NA | NA | NA | NA | NA | NA | NA | NA | NA | NA | NA | All columns are "NA" as this initiative is covered in Initiative #16.2, Table 25
| 2019 actual | NA | NA | NA | NA | NA | NA | NA | NA | NA | NA | NA | NA | NA | NA | All columns are "NA" as this initiative is covered in Initiative #16.2, Table 25
| 2020 | NA | NA | NA | NA | NA | NA | NA | NA | NA | NA | NA | NA | NA | NA | All columns are "NA" as this initiative is covered in Initiative #16.2, Table 25
| 2021 | NA | NA | NA | NA | NA | NA | NA | NA | NA | NA | NA | NA | NA | NA | All columns are "NA" as this initiative is covered in Initiative #16.2, Table 25
| 2022 | NA | NA | NA | NA | NA | NA | NA | NA | NA | NA | NA | NA | NA | NA | All columns are "NA" as this initiative is covered in Initiative #16.2, Table 25
| 2020-2022 plan total | NA | NA | NA | NA | NA | NA | NA | NA | NA | NA | NA | NA | NA | NA | All columns are "NA" as this initiative is covered in Initiative #16.2, Table 25
10. Other discretionary inspection of vegetation around transmission electric lines and equipment, beyond inspections mandated by rules and regulations | 2019 plan | NA | NA | NA | NA | NA | NA | NA | NA | NA | NA | NA | NA | NA | NA | All columns are "NA" as this initiative is covered in Initiative #16.2, Table 25
| 2019 actual | NA | NA | NA | NA | NA | NA | NA | NA | NA | NA | NA | NA | NA | NA | All columns are "NA" as this initiative is covered in Initiative #16.2, Table 25
| 2020 | NA | NA | NA | NA | NA | NA | NA | NA | NA | NA | NA | NA | NA | NA | All columns are "NA" as this initiative is covered in Initiative #16.2, Table 25
| 2021 | NA | NA | NA | NA | NA | NA | NA | NA | NA | NA | NA | NA | NA | NA | All columns are "NA" as this initiative is covered in Initiative #16.2, Table 25
| 2022 | NA | NA | NA | NA | NA | NA | NA | NA | NA | NA | NA | NA | NA | NA | All columns are "NA" as this initiative is covered in Initiative #16.2, Table 25
| 2020-2022 plan total | NA | NA | NA | NA | NA | NA | NA | NA | NA | NA | NA | NA | NA | NA | All columns are "NA" as this initiative is covered in Initiative #16.2, Table 25
11. Patrol inspections of vegetation around distribution electric lines and equipment | 2019 plan | 7255.4223 | 0 | 7255.4223 | 96 | 75.5773 | CFO: Vegetation | Supporting activity | No RSE was created as this is an enabling activity that indirectly, rather than directly, reduces risk. | NA | Existing | 2018 GRC | NA | NA | NA | Instead of "Line miles to be treated", the canyons patrolled is the unit of measure. Patrols include 3 main activities: Operation Santa Ana, Canyon Patrols and At-Risk Circuit Patrols. These 3 activities occur in 96 canyons that are patrolled annually. The “Other risk drivers addressed” column is “NA” as there are no secondary risk reduction drivers directly addressed by this initiative. The “In / exceeding compliance with regulations” and “Cite associated rule” columns are “NA” because there are no statutory compliance targets associated with this initiative.
| 2019 actual | 15072.089 | 0 | 15072.089 | 96 | 157.0009 | CFO: Vegetation | Supporting activity | No RSE was created as this is an enabling activity that indirectly, rather than directly, reduces risk. | NA | Existing | 2018 GRC | NA | NA | NA | Instead of "Line miles to be treated", the canyons patrolled is the unit of measure. Patrols include 3 main activities: Operation Santa Ana, Canyon Patrols and At-Risk Circuit Patrols. These 3 activities occur in 96 canyons that are patrolled annually. The “Other risk drivers addressed” column is “NA” as there are no secondary risk reduction drivers directly addressed by this initiative. The “In / exceeding compliance with regulations” and “Cite associated rule” columns are “NA” because there are no statutory compliance targets associated with this initiative.
| 2020 | 5060.603 | 0 | 5060.603 | 96 | 52.7146 | CFO: Vegetation | Supporting activity | No RSE was created as this is an enabling activity that indirectly, rather than directly, reduces risk. | NA | Existing | 2018 GRC | NA | NA | NA | Instead of "Line miles to be treated", the canyons patrolled is the unit of measure. Patrols include 3 main activities: Operation Santa Ana, Canyon Patrols and At-Risk Circuit Patrols. These 3 activities occur in 96 canyons that are patrolled annually. The “Other risk drivers addressed” column is “NA” as there are no secondary risk reduction drivers directly addressed by this initiative. The “In / exceeding compliance with regulations” and “Cite associated rule” columns are “NA” because there are no statutory compliance targets associated with this initiative.
| 2021 | NA | NA | NA | NA | NA | NA | NA | NA | NA | NA | NA | NA | NA | NA | All columns are "NA" as this initiative is covered in Initiative #20, Table 25
| 2022 | NA | NA | NA | NA | NA | NA | NA | NA | NA | NA | NA | NA | NA | NA | All columns are "NA" as this initiative is covered in Initiative #20, Table 25
| 2020-2022 plan total | 5060.603 | 0 | 5060.603 | 96 | NA | CFO: Vegetation | Supporting activity | No RSE was created as this is an enabling activity that indirectly, rather than directly, reduces risk. | NA | Existing | 2018 GRC | NA | NA | NA | Instead of "Line miles to be treated", the canyons patrolled is the unit of measure. Patrols include 3 main activities: Operation Santa Ana, Canyon Patrols and At-Risk Circuit Patrols. These 3 activities occur in 96 canyons that are patrolled annually. The “Other risk drivers addressed” column is “NA” as there are no secondary risk reduction drivers directly addressed by this initiative. The “In / exceeding compliance with regulations” and “Cite associated rule” columns are “NA” because there are no statutory compliance targets associated with this initiative.
12. Patrol inspections of vegetation around transmission electric lines and equipment | 2019 plan | NA | NA | NA | NA | NA | NA | NA | NA | NA | NA | NA | NA | NA | NA | All columns are "NA" as this initiative is covered in Initiative #11, Table 25
| 2019 actual | NA | NA | NA | NA | NA | NA | NA | NA | NA | NA | NA | NA | NA | NA | All columns are "NA" as this initiative is covered in Initiative #11, Table 25
| 2020 | 2177.009 | 0 | 2177.009 | 96 | 22.6772 | CFO: Vegetation | Supporting activity | No RSE was created as this is an enabling activity that indirectly, rather than directly, reduces risk. | NA | Existing | 2018 GRC | NA | NA | NA | Instead of "Line miles to be treated", the canyons patrolled is the unit of measure. Patrols include 3 main activities: Operation Santa Ana, Canyon Patrols and At-Risk Circuit Patrols. These 3 activities occur in 96 canyons that are patrolled annually. The “Other risk drivers addressed” column is “NA” as there are no secondary risk reduction drivers directly addressed by this initiative. The “In / exceeding compliance with regulations” and “Cite associated rule” columns are “NA” because there are no statutory compliance targets associated with this initiative.
| 2021 | NA | NA | NA | NA | NA | NA | NA | NA | NA | NA | NA | NA | NA | NA | All columns are "NA" as this initiative is covered in Initiative #11, Table 25
| 2022 | NA | NA | NA | NA | NA | NA | NA | NA | NA | NA | NA | NA | NA | NA | All columns are "NA" as this initiative is covered in Initiative #11, Table 25
| 2020-2022 plan total | 2177.009 | 0 | 2177.009 | 96 | 22.6772 | CFO: Vegetation | Supporting activity | No RSE was created as this is an enabling activity that indirectly, rather than directly, reduces risk. | NA | Existing | 2018 GRC | NA | NA | NA | The “Other risk drivers addressed” column is “NA” as there are no secondary risk reduction drivers directly addressed by this initiative. The “In / exceeding compliance with regulations” and “Cite associated rule” columns are “NA” because there are no statutory compliance targets associated with this initiative.
13. Quality assurance / quality control of inspections: quality control (VM-5) | 2019 plan | 0 | 0 | 0 | 4700 | 0 | CFO: Vegetation | Supporting activity | No RSE was created as this is an enabling activity that indirectly, rather than directly, reduces risk. | NA | Existing | 2018 GRC | NA | In Compliance | GO 95, PRC 4293, FAC-003-4 | In the "Line miles to be treated" column the number of line miles shown includes both HFRA and non-HFRA line miles. The “Other risk drivers addressed” column is “NA” as there are no secondary risk reduction drivers directly addressed by this initiative.
| 2019 actual | 985.2004 | 0 | 985.2004 | 4700 | 0.20962 | CFO: Vegetation | Supporting activity | No RSE was created as this is an enabling activity that indirectly, rather than directly, reduces risk. | NA | Existing | 2018 GRC | NA | In Compliance | GO 95, PRC 4293, FAC-003-4 | In the "Line miles to be treated" column the number of line miles shown includes both HFRA and non-HFRA line miles. The “Other risk drivers addressed” column is “NA” as there are no secondary risk reduction drivers directly addressed by this initiative.
| 2020 | 4000 | 0 | 4000 | 8100 | 0.49383 | CFO: Vegetation | Supporting activity | No RSE was created as this is an enabling activity that indirectly, rather than directly, reduces risk. | NA | Existing | 2018 GRC | NA | In Compliance | GO 95, PRC 4293, FAC-003-4 | In the "Line miles to be treated" column the number of line miles shown includes both HFRA and non-HFRA line miles. The “Other risk drivers addressed” column is “NA” as there are no secondary risk reduction drivers directly addressed by this initiative.
| 2021 | 5000 | 0 | 5000 | 8100 | 0.61728 | CFO: Vegetation | Supporting activity | No RSE was created as this is an enabling activity that indirectly, rather than directly, reduces risk. | NA | Existing | 2018 GRC | NA | In Compliance | GO 95, PRC 4293, FAC-003-4 | In the "Line miles to be treated" column the number of line miles shown includes both HFRA and non-HFRA line miles. The “Other risk drivers addressed” column is “NA” as there are no secondary risk reduction drivers directly addressed by this initiative.
| 2022 | 5000 | 0 | 5000 | 8100 | 0.61728 | CFO: Vegetation | Supporting activity | No RSE was created as this is an enabling activity that indirectly, rather than directly, reduces risk. | NA | Existing | 2018 GRC | NA | In Compliance | GO 95, PRC 4293, FAC-003-4 | In the "Line miles to be treated" column the number of line miles shown includes both HFRA and non-HFRA line miles. The “Other risk drivers addressed” column is “NA” as there are no secondary risk reduction drivers directly addressed by this initiative.
| 2020-2022 plan total | 14000 | 0 | 14000 | 24300 | 0.57613 | CFO: Vegetation | Supporting activity | No RSE was created as this is an enabling activity that indirectly, rather than directly, reduces risk. | NA | Existing | 2018 GRC | NA | In Compliance | GO 95, PRC 4293, FAC-003-4 | In the "Line miles to be treated" column the number of line miles shown includes both HFRA and non-HFRA line miles. The “Other risk drivers addressed” column is “NA” as there are no secondary risk reduction drivers directly addressed by this initiative.
14. Recruiting and training of vegetation management personnel | 2019 plan | NA | NA | NA | NA | NA | NA | NA | NA | NA | NA | NA | NA | NA | NA | All columns are "NA" because recruitment costs are embedded in personnel time, and not broken out
| 2019 actual | NA | NA | NA | NA | NA | NA | NA | NA | NA | NA | NA | NA | NA | NA | All columns are "NA" because recruitment costs are embedded in personnel time, and not broken out
| 2020 | NA | NA | NA | NA | NA | NA | NA | NA | NA | NA | NA | NA | NA | NA | All columns are "NA" because recruitment costs are embedded in personnel time, and not broken out
| 2021 | NA | NA | NA | NA | NA | NA | NA | NA | NA | NA | NA | NA | NA | NA | All columns are "NA" because recruitment costs are embedded in personnel time, and not broken out
| 2022 | NA | NA | NA | NA | NA | NA | NA | NA | NA | NA | NA | NA | NA | NA | All columns are "NA" because recruitment costs are embedded in personnel time, and not broken out
| 2020-2022 plan total | NA | NA | NA | NA | NA | NA | NA | NA | NA | NA | NA | NA | NA | NA | All columns are "NA" because recruitment costs are embedded in personnel time, and not broken out
15. Remediation of at-risk species | 2019 plan | NA | NA | NA | NA | NA | NA | NA | NA | NA | NA | NA | NA | NA | NA | All columns are "NA" because the team does not track this activity separately.
| 2019 actual | NA | NA | NA | NA | NA | NA | NA | NA | NA | NA | NA | NA | NA | NA | All columns are "NA" because the team does not track this activity separately.
| 2020 | NA | NA | NA | NA | NA | NA | NA | NA | NA | NA | NA | NA | NA | NA | All columns are "NA" because the team does not track this activity separately.
| 2021 | NA | NA | NA | NA | NA | NA | NA | NA | NA | NA | NA | NA | NA | NA | All columns are "NA" because the team does not track this activity separately.
| 2022 | NA | NA | NA | NA | NA | NA | NA | NA | NA | NA | NA | NA | NA | NA | All columns are "NA" because the team does not track this activity separately.
| 2020-2022 plan total | NA | NA | NA | NA | NA | NA | NA | NA | NA | NA | NA | NA | NA | NA | All columns are "NA" because the team does not track this activity separately.
16. Removal and remediation of trees with strike potential to electric lines and equipment | 2019 plan | NA | NA | NA | NA | NA | NA | NA | NA | NA | NA | NA | NA | NA | NA | All columns are "NA" as this initiative is covered in Initiative 16.1, Table 25
| 2019 actual | NA | NA | NA | NA | NA | NA | NA | NA | NA | NA | NA | NA | NA | NA | All columns are "NA" as this initiative is covered in Initiative 16.1, Table 25
| 2020 | NA | NA | NA | NA | NA | NA | NA | NA | NA | NA | NA | NA | NA | NA | All columns are "NA" as this initiative is covered in Initiative 16.1, Table 25
| 2021 | NA | NA | NA | NA | NA | NA | NA | NA | NA | NA | NA | NA | NA | NA | All columns are "NA" as this initiative is covered in Initiative 16.1, Table 25
| 2022 | NA | NA | NA | NA | NA | NA | NA | NA | NA | NA | NA | NA | NA | NA | All columns are "NA" as this initiative is covered in Initiative 16.1, Table 25
| 2020-2022 plan total | NA | NA | NA | NA | NA | NA | NA | NA | NA | NA | NA | NA | NA | NA | All columns are "NA" as this initiative is covered in Initiative 16.1, Table 25
16.1. Removal and remediation of trees with strike potential to electric lines and equipment: hazard tree (VM-1) | 2019 plan | 56894.7409 | 0 | 56894.7409 | 125000 | 0.45516 | CFO: Vegetation | 0.34135 | 5.9998 | NA | New | NA | GSRPMA | Exceeding Compliance | GO 95 Rule 35; PRC 4293 | Instead of "Line miles to be treated", number of tree assessments is the unit of measure. The “Other risk drivers addressed” column is “NA” as there are no secondary risk reduction drivers directly addressed by this initiative.
| 2019 actual | 15209.6163 | 0 | 15209.6163 | 129485 | 0.11746 | CFO: Vegetation | 0.44888 | 29.5129 | NA | New | NA | GSRPMA | Exceeding Compliance | GO 95 Rule 35; PRC 4293 | Instead of "Line miles to be treated", number of tree assessments is the unit of measure. The “Other risk drivers addressed” column is “NA” as there are no secondary risk reduction drivers directly addressed by this initiative.
| 2020 | 54097.2977 | 0 | 54097.2977 | 75000 | 0.7213 | CFO: Vegetation | 1.3234 | 25.0199 | NA | New | NA | GSRPMA | Exceeding Compliance | GO 95 Rule 35; PRC 4293 | Instead of "Line miles to be treated", number of tree assessments is the unit of measure. The “Other risk drivers addressed” column is “NA” as there are no secondary risk reduction drivers directly addressed by this initiative.
| 2021 | 59475.8515 | 0 | 59475.8515 | 75000 | 0.79301 | CFO: Vegetation | 1.4138 | 24.6199 | NA | New | NA | GSRPMA | Exceeding Compliance | GO 95 Rule 35; PRC 4293 | Instead of "Line miles to be treated", number of tree assessments is the unit of measure. The “Other risk drivers addressed” column is “NA” as there are no secondary risk reduction drivers directly addressed by this initiative.
| 2022 | 72035.267 | 0 | 72035.267 | 75000 | 0.96047 | CFO: Vegetation | 1.6975 | 24.6914 | NA | New | NA | GSRPMA | Exceeding Compliance | GO 95 Rule 35; PRC 4293 | Instead of "Line miles to be treated", number of tree assessments is the unit of measure. The “Other risk drivers addressed” column is “NA” as there are no secondary risk reduction drivers directly addressed by this initiative.
| 2020-2022 plan total | 185608.4163 | 0 | 185608.4163 | 225000 | 0.82493 | CFO: Vegetation | 4.4347 | 24.7655 | NA | New | NA | GSRPMA | Exceeding Compliance | GO 95 Rule 35; PRC 4293 | Instead of "Line miles to be treated", number of tree assessments is the unit of measure. The “Other risk drivers addressed” column is “NA” as there are no secondary risk reduction drivers directly addressed by this initiative.
16.2. Removal and remediation of trees with strike potential to electric lines and equipment: DRI quarterly inspections and tree removals (VM-4) | 2019 plan | 41481.9813 | 0 | 41481.9813 | 14179 | 2.9256 | CFO: Vegetation | 1.1914 | 28.7203 | NA | New | NA | CEMA | NA | NA | The “Other risk drivers addressed” column is “NA” as there are no secondary risk reduction drivers directly addressed by this initiative. The “In / exceeding compliance with regulations” and “Cite associated rule” columns are “NA” because there are no statutory compliance targets associated with this initiative.
| 2019 actual | 32598.997 | 0 | 32598.997 | 14179 | 2.2991 | CFO: Vegetation | 1.1914 | 36.5463 | NA | New | NA | CEMA | NA | NA | The “Other risk drivers addressed” column is “NA” as there are no secondary risk reduction drivers directly addressed by this initiative. The “In / exceeding compliance with regulations” and “Cite associated rule” columns are “NA” because there are no statutory compliance targets associated with this initiative.
| 2020 | 36470.011 | 0 | 36470.011 | 14179 | 2.5721 | CFO: Vegetation | 1.1567 | 31.7157 | NA | New | NA | CEMA | NA | NA | The “Other risk drivers addressed” column is “NA” as there are no secondary risk reduction drivers directly addressed by this initiative. The “In / exceeding compliance with regulations” and “Cite associated rule” columns are “NA” because there are no statutory compliance targets associated with this initiative.
| 2021 | 36973.531 | 0 | 36973.531 | 14179 | 2.6076 | CFO: Vegetation | 1.123 | 30.3726 | NA | New | NA | UNKNOWN | NA | NA | The “Other risk drivers addressed” column is “NA” as there are no secondary risk reduction drivers directly addressed by this initiative. The "If new: Memorandum account" column is "UNKNOWN" because it is pending 2021 GRC decision The “In / exceeding compliance with regulations” and “Cite associated rule” columns are “NA” because there are no statutory compliance targets associated with this initiative.
| 2022 | 37564.933 | 0 | 37564.933 | 14179 | 2.6493 | CFO: Vegetation | 1.0903 | 29.0238 | NA | New | NA | UNKNOWN | NA | NA | The “Other risk drivers addressed” column is “NA” as there are no secondary risk reduction drivers directly addressed by this initiative. The "If new: Memorandum account" column is "UNKNOWN" because it is pending 2021 GRC decision The “In / exceeding compliance with regulations” and “Cite associated rule” columns are “NA” because there are no statutory compliance targets associated with this initiative.
| 2020-2022 plan total | 111008.475 | 0 | 111008.475 | 42537 | 2.6097 | CFO: Vegetation | 3.3699 | 30.3574 | NA | New | NA | UNKNOWN | NA | NA | The “Other risk drivers addressed” column is “NA” as there are no secondary risk reduction drivers directly addressed by this initiative. The "If new: Memorandum account" column is "UNKNOWN" because it is pending 2021 GRC decision The “In / exceeding compliance with regulations” and “Cite associated rule” columns are “NA” because there are no statutory compliance targets associated with this initiative.
17. Substation inspections | 2019 plan | NA | NA | NA | NA | NA | NA | NA | NA | NA | NA | NA | NA | NA | NA | All columns are "NA" as this initiative is covered in Initiative 15, Table 24
| 2019 actual | NA | NA | NA | NA | NA | NA | NA | NA | NA | NA | NA | NA | NA | NA | All columns are "NA" as this initiative is covered in Initiative 15, Table 24
| 2020 | NA | NA | NA | NA | NA | NA | NA | NA | NA | NA | NA | NA | NA | NA | All columns are "NA" as this initiative is covered in Initiative 15, Table 24
| 2021 | NA | NA | NA | NA | NA | NA | NA | NA | NA | NA | NA | NA | NA | NA | All columns are "NA" as this initiative is covered in Initiative 15, Table 24
| 2022 | NA | NA | NA | NA | NA | NA | NA | NA | NA | NA | NA | NA | NA | NA | All columns are "NA" as this initiative is covered in Initiative 15, Table 24
| 2020-2022 plan total | NA | NA | NA | NA | NA | NA | NA | NA | NA | NA | NA | NA | NA | NA | All columns are "NA" as this initiative is covered in Initiative 15, Table 24
18. Substation vegetation management | 2019 plan | NA | NA | NA | NA | NA | NA | NA | NA | NA | NA | NA | NA | NA | NA | All columns are "NA" as this activity is not broken out of the routine compliance program.
| 2019 actual | NA | NA | NA | NA | NA | NA | NA | NA | NA | NA | NA | NA | NA | NA | All columns are "NA" as this activity is not broken out of the routine compliance program.
| 2020 | NA | NA | NA | NA | NA | NA | NA | NA | NA | NA | NA | NA | NA | NA | All columns are "NA" as this activity is not broken out of the routine compliance program.
| 2021 | NA | NA | NA | NA | NA | NA | NA | NA | NA | NA | NA | NA | NA | NA | All columns are "NA" as this activity is not broken out of the routine compliance program.
| 2022 | NA | NA | NA | NA | NA | NA | NA | NA | NA | NA | NA | NA | NA | NA | All columns are "NA" as this activity is not broken out of the routine compliance program.
| 2020-2022 plan total | NA | NA | NA | NA | NA | NA | NA | NA | NA | NA | NA | NA | NA | NA | All columns are "NA" as this activity is not broken out of the routine compliance program.
19. Vegetation inventory system | 2019 plan | 421 | 0 | 421 | NA | NA | NA | Supporting activity | No RSE was created as this is an enabling activity that indirectly, rather than directly, reduces risk. | NA | Existing | 2018 GRC | NA | NA | NA | The "Line miles to be treated" and "Spend/treated line mile" columns are "NA" because they are not applicable fields of measurement for this initiative. The “Other risk drivers addressed” column is “NA” as there are no secondary risk reduction drivers directly addressed by this initiative. The “In / exceeding compliance with regulations” and “Cite associated rule” columns are “NA” because there are no compliance targets associated with this initiative.
| 2019 actual | 5381 | 4960 | 421 | NA | NA | NA | Supporting activity | No RSE was created as this is an enabling activity that indirectly, rather than directly, reduces risk. | NA | Existing | 2018 GRC | NA | NA | NA | The "Line miles to be treated" and "Spend/treated line mile" columns are "NA" because they are not applicable fields of measurement for this initiative. The “Other risk drivers addressed” column is “NA” as there are no secondary risk reduction drivers directly addressed by this initiative. The “In / exceeding compliance with regulations” and “Cite associated rule” columns are “NA” because there are no compliance targets associated with this initiative.
| 2020 | 3771 | 2111 | 1660 | NA | NA | NA | Supporting activity | No RSE was created as this is an enabling activity that indirectly, rather than directly, reduces risk. | NA | Existing | 2018 GRC | NA | NA | NA | The "Line miles to be treated" and "Spend/treated line mile" columns are "NA" because they are not applicable fields of measurement for this initiative. The “Other risk drivers addressed” column is “NA” as there are no secondary risk reduction drivers directly addressed by this initiative. The “In / exceeding compliance with regulations” and “Cite associated rule” columns are “NA” because there are no compliance targets associated with this initiative.
| 2021 | 3000 | 2850 | 150 | NA | NA | NA | Supporting activity | No RSE was created as this is an enabling activity that indirectly, rather than directly, reduces risk. | NA | Existing | 2018 GRC | NA | NA | NA | The "Line miles to be treated" and "Spend/treated line mile" columns are "NA" because they are not applicable fields of measurement for this initiative. The “Other risk drivers addressed” column is “NA” as there are no secondary risk reduction drivers directly addressed by this initiative. The “In / exceeding compliance with regulations” and “Cite associated rule” columns are “NA” because there are no compliance targets associated with this initiative.
| 2022 | 1000 | 950 | 50 | NA | NA | NA | Supporting activity | No RSE was created as this is an enabling activity that indirectly, rather than directly, reduces risk. | NA | Existing | 2018 GRC | NA | NA | NA | The "Line miles to be treated" and "Spend/treated line mile" columns are "NA" because they are not applicable fields of measurement for this initiative. The “Other risk drivers addressed” column is “NA” as there are no secondary risk reduction drivers directly addressed by this initiative. The “In / exceeding compliance with regulations” and “Cite associated rule” columns are “NA” because there are no compliance targets associated with this initiative.
| 2020-2022 plan total | 7771 | 5911 | 1860 | NA | NA | NA | Supporting activity | No RSE was created as this is an enabling activity that indirectly, rather than directly, reduces risk. | NA | Existing | 2018 GRC | NA | NA | NA | The "Line miles to be treated" and "Spend/treated line mile" columns are "NA" because they are not applicable fields of measurement for this initiative. The “Other risk drivers addressed” column is “NA” as there are no secondary risk reduction drivers directly addressed by this initiative. The “In / exceeding compliance with regulations” and “Cite associated rule” columns are “NA” because there are no compliance targets associated with this initiative.
20. Vegetation management to achieve clearances around electric lines and equipment | 2019 plan | 76281.452 | 0 | 76281.452 | NA | NA | CFO: Vegetation | Initiative addressed by Traditional Program | No RSE was calculated as this is already a compliance program | NA | Existing | 2018 GRC | NA | In Compliance | GO 95, PRC 4293, FAC-003-4 | Please note that the forecast plan costs include line clearance work in HFRA and non-HFRA. The "Line miles to be treated" and "Spend/treated line mile" columns are "NA" because line miles treated is not an applicable field of measurement for this initiative. The “Other risk drivers addressed” column is “NA” as there are no secondary risk reduction drivers directly addressed by this initiative. Vegetation management activities to maintain clearance distances from transmission and distribution lines and equipment are conducted in HFRA and non-HFRA. In HFRA, this work includes three distinct activities: 1. Expanding clearances, where achievable, to D.17-12-024 recommended distances, 2. Maintaining those expanded clearances, and 3. Maintaining 4 feet clearances per D.17-12-024 minimum requirements where SCE cannot achieve expanded clearances due to operational constraints. All three of these activities in HFRA are for wildfire mitigation and reducing the probability and consequence of potential ignitions. SCE’s line clearance forecasts currently include these three activities in HFRA and line clearance maintenance in non-HFRA. The forecasts included are subject to change as there are considerable uncertainties associated with the scope of work (number of trees trimmed or removed). SCE is also modifying its business practices to record the costs to track wildfire mitigation-related costs separately. Though risk analysis is guiding some line clearance activities, the line clearance scope in HFRA is driven by Commission requirement and recommendations to mitigate wildfire risks and not informed by RSE estimates.
| 2019 actual | 247104.99 | 0 | 247104.99 | NA | NA | CFO: Vegetation | Initiative addressed by Traditional Program | No RSE was calculated as this is already a compliance program | NA | Existing | 2018 GRC | NA | In Compliance | GO 95, PRC 4293, FAC-003-4 | Please note that the recorded costs include line clearance work in HFRA and non-HFRA and therefore on a different basis than the forecasts included in the 2019 WMP. We are unable to separate the recorded costs for wildfire mitigation and HFRA line clearance costs at this time for 2019. SCE is modifying its business practices to track wildfire mitigation and HFRA line clearance costs separately going forward. The "Line miles to be treated" and "Spend/treated line mile" columns are "NA" because line miles treated is not an applicable field of measurement for this initiative. The “Other risk drivers addressed” column is “NA” as there are no secondary risk reduction drivers directly addressed by this initiative. Vegetation management activities to maintain clearance distances from transmission and distribution lines and equipment are conducted in HFRA and non-HFRA. In HFRA, this work includes three distinct activities: 1. Expanding clearances, where achievable, to D.17-12-024 recommended distances, 2. Maintaining those expanded clearances, and 3. Maintaining 4 feet clearances per D.17-12-024 minimum requirements where SCE cannot achieve expanded clearances due to operational constraints. All three of these activities in HFRA are for wildfire mitigation and reducing the probability and consequence of potential ignitions. SCE’s line clearance forecasts currently include these three activities in HFRA and line clearance maintenance in non-HFRA. The forecasts included are subject to change as there are considerable uncertainties associated with the scope of work (number of trees trimmed or removed). SCE is also modifying its business practices to record the costs to track wildfire mitigation-related costs separately. Though risk analysis is guiding some line clearance activities, the line clearance scope in HFRA is driven by Commission requirement and recommendations to mitigate wildfire risks and not informed by RSE estimates.
| 2020 | 76281.452 | 0 | 76281.452 | NA | NA | CFO: Vegetation | Initiative addressed by Traditional Program | No RSE was calculated as this is already a compliance program | NA | Existing | 2018 GRC | NA | In Compliance | GO 95, PRC 4293, FAC-003-4 | The 2020 spend plan includes vegetation management to achieve clearances in HFRA only. The "Line miles to be treated" and "Spend/treated line mile" columns are "NA" because line miles treated is not an applicable field of measurement for this initiative. The “Other risk drivers addressed” column is “NA” as there are no secondary risk reduction drivers directly addressed by this initiative. Vegetation management activities to maintain clearance distances from transmission and distribution lines and equipment are conducted in HFRA and non-HFRA. In HFRA, this work includes three distinct activities: 1. Expanding clearances, where achievable, to D.17-12-024 recommended distances, 2. Maintaining those expanded clearances, and 3. Maintaining 4 feet clearances per D.17-12-024 minimum requirements where SCE cannot achieve expanded clearances due to operational constraints. All three of these activities in HFRA are for wildfire mitigation and reducing the probability and consequence of potential ignitions. SCE’s line clearance forecasts currently include these three activities in HFRA and line clearance maintenance in non-HFRA. The forecasts included are subject to change as there are considerable uncertainties associated with the scope of work (number of trees trimmed or removed). SCE is also modifying its business practices to record the costs to track wildfire mitigation-related costs separately. Though risk analysis is guiding some line clearance activities, the line clearance scope in HFRA is driven by Commission requirement and recommendations to mitigate wildfire risks and not informed by RSE estimates.
| 2021 | 64169.652 | 0 | 64169.652 | NA | NA | CFO: Vegetation | Initiative addressed by Traditional Program | No RSE was calculated as this is already a compliance program | NA | Existing | 2018 GRC | NA | In Compliance | GO 95, PRC 4293, FAC-003-4 | The 2021 spend plan includes vegetation management to achieve clearances in HFRA only. The "Line miles to be treated" and "Spend/treated line mile" columns are "NA" because line miles treated is not an applicable field of measurement for this initiative. The “Other risk drivers addressed” column is “NA” as there are no secondary risk reduction drivers directly addressed by this initiative. Vegetation management activities to maintain clearance distances from transmission and distribution lines and equipment are conducted in HFRA and non-HFRA. In HFRA, this work includes three distinct activities: 1. Expanding clearances, where achievable, to D.17-12-024 recommended distances, 2. Maintaining those expanded clearances, and 3. Maintaining 4 feet clearances per D.17-12-024 minimum requirements where SCE cannot achieve expanded clearances due to operational constraints. All three of these activities in HFRA are for wildfire mitigation and reducing the probability and consequence of potential ignitions. SCE’s line clearance forecasts currently include these three activities in HFRA and line clearance maintenance in non-HFRA. The forecasts included are subject to change as there are considerable uncertainties associated with the scope of work (number of trees trimmed or removed). SCE is also modifying its business practices to record the costs to track wildfire mitigation-related costs separately. Though risk analysis is guiding some line clearance activities, the line clearance scope in HFRA is driven by Commission requirement and recommendations to mitigate wildfire risks and not informed by RSE estimates.
| 2022 | 60868.687 | 0 | 60868.687 | NA | NA | CFO: Vegetation | Initiative addressed by Traditional Program | No RSE was calculated as this is already a compliance program | NA | Existing | 2018 GRC | NA | In Compliance | GO 95, PRC 4293, FAC-003-4 | The 2022 spend plan includes vegetation management to achieve clearances in HFRA only. The "Line miles to be treated" and "Spend/treated line mile" columns are "NA" because line miles treated is not an applicable field of measurement for this initiative. The “Other risk drivers addressed” column is “NA” as there are no secondary risk reduction drivers directly addressed by this initiative. Vegetation management activities to maintain clearance distances from transmission and distribution lines and equipment are conducted in HFRA and non-HFRA. In HFRA, this work includes three distinct activities: 1. Expanding clearances, where achievable, to D.17-12-024 recommended distances, 2. Maintaining those expanded clearances, and 3. Maintaining 4 feet clearances per D.17-12-024 minimum requirements where SCE cannot achieve expanded clearances due to operational constraints. All three of these activities in HFRA are for wildfire mitigation and reducing the probability and consequence of potential ignitions. SCE’s line clearance forecasts currently include these three activities in HFRA and line clearance maintenance in non-HFRA. The forecasts included are subject to change as there are considerable uncertainties associated with the scope of work (number of trees trimmed or removed). SCE is also modifying its business practices to record the costs to track wildfire mitigation-related costs separately. Though risk analysis is guiding some line clearance activities, the line clearance scope in HFRA is driven by Commission requirement and recommendations to mitigate wildfire risks and not informed by RSE estimates.
| 2020-2022 plan total | 201319.791 | 0 | 201319.791 | NA | NA | CFO: Vegetation | Initiative addressed by Traditional Program | No RSE was calculated as this is already a compliance program | NA | Existing | 2018 GRC | NA | In Compliance | GO 95, PRC 4293, FAC-003-4 | The 2020-2022 spend plan includes vegetation management to achieve clearances in HFRA only. The "Line miles to be treated" and "Spend/treated line mile" columns are "NA" because line miles treated is not an applicable field of measurement for this initiative. The “Other risk drivers addressed” column is “NA” as there are no secondary risk reduction drivers directly addressed by this initiative. Vegetation management activities to maintain clearance distances from transmission and distribution lines and equipment are conducted in HFRA and non-HFRA. In HFRA, this work includes three distinct activities: 1. Expanding clearances, where achievable, to D.17-12-024 recommended distances, 2. Maintaining those expanded clearances, and 3. Maintaining 4 feet clearances per D.17-12-024 minimum requirements where SCE cannot achieve expanded clearances due to operational constraints. All three of these activities in HFRA are for wildfire mitigation and reducing the probability and consequence of potential ignitions. SCE’s line clearance forecasts currently include these three activities in HFRA and line clearance maintenance in non-HFRA. The forecasts included are subject to change as there are considerable uncertainties associated with the scope of work (number of trees trimmed or removed). SCE is also modifying its business practices to record the costs to track wildfire mitigation-related costs separately. Though risk analysis is guiding some line clearance activities, the line clearance scope in HFRA is driven by Commission requirement and recommendations to mitigate wildfire risks and not informed by RSE estimates.

## Table 26
Table 26: Grid operations and protocols
Initiative activity | Year | Total per-initiative spend | Subtotal A: Capital expenditure | Subtotal B: Operating expenses | Line miles to be treated | Spend/ treated line mile | Ignition probability drivers targeted | Risk reduction | Risk-spend efficiency | Other risk drivers addressed | Existing/ new | Existing: What proceeding has reviewed program | If new: Memorandum account | In / exceeding compliance with regulations | Cite associated rule | Comments
1. Automatic recloser operations | 2019 plan | 284.8915 | 0 | 284.8915 | 150 | 1.8993 | NA | 0.010796 | 2.212 | NA | New | NA | GSRPMA | NA | NA | Costs for installation of system automation equipment are discussed in Initiative 9, Table 23; costs for recloser settings and operations are part of base O&M. This mitigation program allows SCE to remotely change the mode of protection during elevated fire weather threat. The "Ignition probability drivers targeted" and “Other risk drivers addressed” columns are “NA” as this initiative doesn't target specific ignition probability or other risk drivers but instead supports SCE's overall wildfire mitigation efforts. The “In / exceeding compliance with regulations” and “Cite associated rule” columns are “NA” because there are no statutory compliance targets associated with this initiative.
| 2019 actual | 418.265 | 0 | 418.265 | NA | NA | NA | 0.015181 | 1.3664 | NA | New | NA | GSRPMA | NA | NA | Costs for installation of system automation equipment are discussed in Initiative 9, Table 23; costs for recloser settings and operations are part of base O&M. This mitigation program allows SCE to remotely change the mode of protection during elevated fire weather threat. The "Ignition probability drivers targeted" and “Other risk drivers addressed” columns are “NA” as this initiative doesn't target specific ignition probability or other risk drivers but instead supports SCE's overall wildfire mitigation efforts. The “In / exceeding compliance with regulations” and “Cite associated rule” columns are “NA” because there are no statutory compliance targets associated with this initiative.
| 2020 | NA | NA | NA | NA | NA | NA | 0.016049 | 1.929 | NA | New | NA | GSRPMA | NA | NA | Costs for installation of system automation equipment are discussed in Initiative 9, Table 23; costs for recloser settings and operations are part of base O&M. This mitigation program allows SCE to remotely change the mode of protection during elevated fire weather threat. The "Ignition probability drivers targeted" and “Other risk drivers addressed” columns are “NA” as this initiative doesn't target specific ignition probability or other risk drivers but instead supports SCE's overall wildfire mitigation efforts. The “In / exceeding compliance with regulations” and “Cite associated rule” columns are “NA” because there are no statutory compliance targets associated with this initiative.
| 2021 | NA | NA | NA | NA | NA | NA | 0 | 0 | NA | New | NA | GSRPMA | NA | NA | Costs for installation of system automation equipment are discussed in Initiative 9, Table 23; costs for recloser settings and operations are part of base O&M. This mitigation program allows SCE to remotely change the mode of protection during elevated fire weather threat. The "Ignition probability drivers targeted" and “Other risk drivers addressed” columns are “NA” as this initiative doesn't target specific ignition probability or other risk drivers but instead supports SCE's overall wildfire mitigation efforts. The “In / exceeding compliance with regulations” and “Cite associated rule” columns are “NA” because there are no statutory compliance targets associated with this initiative.
| 2022 | NA | NA | NA | NA | NA | NA | 0 | 0 | NA | New | NA | GSRPMA | NA | NA | Costs for installation of system automation equipment are discussed in Initiative 9, Table 23; costs for recloser settings and operations are part of base O&M. This mitigation program allows SCE to remotely change the mode of protection during elevated fire weather threat. The "Ignition probability drivers targeted" and “Other risk drivers addressed” columns are “NA” as this initiative doesn't target specific ignition probability or other risk drivers but instead supports SCE's overall wildfire mitigation efforts. The “In / exceeding compliance with regulations” and “Cite associated rule” columns are “NA” because there are no statutory compliance targets associated with this initiative.
| 2020-2022 plan total | NA | NA | NA | NA | NA | NA | 0.016049 | 1.929 | NA | New | NA | GSRPMA | NA | NA | Costs for installation of system automation equipment are discussed in Initiative 9, Table 23; costs for recloser settings and operations are part of base O&M. This mitigation program allows SCE to remotely change the mode of protection during elevated fire weather threat. The "Ignition probability drivers targeted" and “Other risk drivers addressed” columns are “NA” as this initiative doesn't target specific ignition probability or other risk drivers but instead supports SCE's overall wildfire mitigation efforts. The “In / exceeding compliance with regulations” and “Cite associated rule” columns are “NA” because there are no statutory compliance targets associated with this initiative.
1.1. Annual SOB 322 review (OP-1) | 2019 plan | NA | NA | NA | 14179 | NA | NA | Under assessment/pilot | No RSE was calculated as the purpose of the assessment is to learn and assess the effectiveness of the mitigation. | NA | New | NA | WMPMA | NA | NA | The "Total per initiative spend" and "Spend/treated line mile" columns are "NA" because costs to implement this initiative are part of normal labor hours and are not incremental wildfire-related costs. The "Ignition probability drivers targeted" and “Other risk drivers addressed” columns are “NA” as this initiative doesn't target specific ignition probability or other risk drivers but instead supports SCE's overall wildfire mitigation efforts. The “In / exceeding compliance with regulations” and “Cite associated rule” columns are “NA” because there are no statutory compliance targets associated with this initiative.
| 2019 actual | NA | NA | NA | 14179 | NA | NA | Under assessment/pilot | No RSE was calculated as the purpose of the assessment is to learn and assess the effectiveness of the mitigation. | NA | New | NA | WMPMA | NA | NA | The "Total per initiative spend" and "Spend/treated line mile" columns are "NA" because costs to implement this initiative are part of normal labor hours and are not incremental wildfire-related costs. The "Ignition probability drivers targeted" and “Other risk drivers addressed” columns are “NA” as this initiative doesn't target specific ignition probability or other risk drivers but instead supports SCE's overall wildfire mitigation efforts. The “In / exceeding compliance with regulations” and “Cite associated rule” columns are “NA” because there are no statutory compliance targets associated with this initiative.
| 2020 | NA | NA | NA | 14179 | NA | NA | Under assessment/pilot | No RSE was calculated as the purpose of the assessment is to learn and assess the effectiveness of the mitigation. | NA | New | NA | WMPMA | NA | NA | The "Total per initiative spend" and "Spend/treated line mile" columns are "NA" because costs to implement this initiative are part of normal labor hours and are not incremental wildfire-related costs. The "Ignition probability drivers targeted" and “Other risk drivers addressed” columns are “NA” as this initiative doesn't target specific ignition probability or other risk drivers but instead supports SCE's overall wildfire mitigation efforts. The “In / exceeding compliance with regulations” and “Cite associated rule” columns are “NA” because there are no statutory compliance targets associated with this initiative.
| 2021 | NA | NA | NA | 14179 | NA | NA | Under assessment/pilot | No RSE was calculated as the purpose of the assessment is to learn and assess the effectiveness of the mitigation. | NA | New | NA | WMPMA | NA | NA | The "Total per initiative spend" and "Spend/treated line mile" columns are "NA" because costs to implement this initiative are part of normal labor hours and are not incremental wildfire-related costs. The "Ignition probability drivers targeted" and “Other risk drivers addressed” columns are “NA” as this initiative doesn't target specific ignition probability or other risk drivers but instead supports SCE's overall wildfire mitigation efforts. The “In / exceeding compliance with regulations” and “Cite associated rule” columns are “NA” because there are no statutory compliance targets associated with this initiative.
| 2022 | NA | NA | NA | 14179 | NA | NA | Under assessment/pilot | No RSE was calculated as the purpose of the assessment is to learn and assess the effectiveness of the mitigation. | NA | New | NA | WMPMA | NA | NA | The "Total per initiative spend" and "Spend/treated line mile" columns are "NA" because costs to implement this initiative are part of normal labor hours and are not incremental wildfire-related costs. The "Ignition probability drivers targeted" and “Other risk drivers addressed” columns are “NA” as this initiative doesn't target specific ignition probability or other risk drivers but instead supports SCE's overall wildfire mitigation efforts. The “In / exceeding compliance with regulations” and “Cite associated rule” columns are “NA” because there are no statutory compliance targets associated with this initiative.
| 2020-2022 plan total | NA | NA | NA | 14179 | NA | NA | Under assessment/pilot | No RSE was calculated as the purpose of the assessment is to learn and assess the effectiveness of the mitigation. | NA | New | NA | WMPMA | NA | NA | The "Total per initiative spend" and "Spend/treated line mile" columns are "NA" because costs to implement this initiative are part of normal labor hours and are not incremental wildfire-related costs. The "Ignition probability drivers targeted" and “Other risk drivers addressed” columns are “NA” as this initiative doesn't target specific ignition probability or other risk drivers but instead supports SCE's overall wildfire mitigation efforts. The “In / exceeding compliance with regulations” and “Cite associated rule” columns are “NA” because there are no statutory compliance targets associated with this initiative.
2. Crew-accompanying ignition prevention and suppression resources and services | 2019 plan | NA | NA | NA | NA | NA | NA | NA | NA | NA | NA | NA | NA | NA | NA | Entire initiative is "NA" because SCE does not utilize crew-accompanying ignition prevention and suppression resources and services.
| 2019 actual | NA | NA | NA | NA | NA | NA | NA | NA | NA | NA | NA | NA | NA | NA | Entire initiative is "NA" because SCE does not utilize crew-accompanying ignition prevention and suppression resources and services.
| 2020 | NA | NA | NA | NA | NA | NA | NA | NA | NA | NA | NA | NA | NA | NA | Entire initiative is "NA" because SCE does not utilize crew-accompanying ignition prevention and suppression resources and services.
| 2021 | NA | NA | NA | NA | NA | NA | NA | NA | NA | NA | NA | NA | NA | NA | Entire initiative is "NA" because SCE does not utilize crew-accompanying ignition prevention and suppression resources and services.
| 2022 | NA | NA | NA | NA | NA | NA | NA | NA | NA | NA | NA | NA | NA | NA | Entire initiative is "NA" because SCE does not utilize crew-accompanying ignition prevention and suppression resources and services.
| 2020-2022 plan total | NA | NA | NA | NA | NA | NA | NA | NA | NA | NA | NA | NA | NA | NA | Entire initiative is "NA" because SCE does not utilize crew-accompanying ignition prevention and suppression resources and services.
3. Personnel work procedures and training in conditions of elevated fire risk | 2019 plan | NA | NA | NA | NA | NA | NA | NA | NA | NA | NA | NA | NA | NA | NA | All columns are "NA" as this initiative is covered in Initiative 8, Table 29
| 2019 actual | NA | NA | NA | NA | NA | NA | NA | NA | NA | NA | NA | NA | NA | NA | All columns are "NA" as this initiative is covered in Initiative 8, Table 29
| 2020 | NA | NA | NA | NA | NA | NA | NA | NA | NA | NA | NA | NA | NA | NA | All columns are "NA" as this initiative is covered in Initiative 8, Table 29
| 2021 | NA | NA | NA | NA | NA | NA | NA | NA | NA | NA | NA | NA | NA | NA | All columns are "NA" as this initiative is covered in Initiative 8, Table 29
| 2022 | NA | NA | NA | NA | NA | NA | NA | NA | NA | NA | NA | NA | NA | NA | All columns are "NA" as this initiative is covered in Initiative 8, Table 29
| 2020-2022 plan total | NA | NA | NA | NA | NA | NA | NA | NA | NA | NA | NA | NA | NA | NA | All columns are "NA" as this initiative is covered in Initiative 8, Table 29
4. Protocols for PSPS re-energization | 2019 plan | NA | NA | NA | NA | NA | NA | NA | NA | NA | NA | NA | NA | NA | NA | All columns are "NA" as this initiative is covered in Initiative 5, Table 26
| 2019 actual | NA | NA | NA | NA | NA | NA | NA | NA | NA | NA | NA | NA | NA | NA | All columns are "NA" as this initiative is covered in Initiative 5, Table 26
| 2020 | NA | NA | NA | NA | NA | NA | NA | NA | NA | NA | NA | NA | NA | NA | All columns are "NA" as this initiative is covered in Initiative 5, Table 26
| 2021 | NA | NA | NA | NA | NA | NA | NA | NA | NA | NA | NA | NA | NA | NA | All columns are "NA" as this initiative is covered in Initiative 5, Table 26
| 2022 | NA | NA | NA | NA | NA | NA | NA | NA | NA | NA | NA | NA | NA | NA | All columns are "NA" as this initiative is covered in Initiative 5, Table 26
| 2020-2022 plan total | NA | NA | NA | NA | NA | NA | NA | NA | NA | NA | NA | NA | NA | NA | All columns are "NA" as this initiative is covered in Initiative 5, Table 26
5. PSPS events and mitigation of PSPS impacts | 2019 plan | 1044.3883 | 0 | 1044.3883 | NA | NA | CFO: All EFF: All | 2.927 | 151.3942 | NA | New | NA | FRMMA, GSRPMA | NA | NA | This initiative include PSPS event-related costs only; costs for mitigation of PSPS impacts are discussed in Initiative 5.1 - 5.6 and Initiative 7, Table 26. The "Line miles to be treated" and "Spend/treated line mile" columns are "NA" because line miles treated is not an applicable field of measurement for this initiative. RSE calculation includes costs from all PSPS events and mitigation activities. The “Other risk drivers addressed” column is “NA” as there are no secondary risk reduction drivers directly addressed by this initiative. The “In / exceeding compliance with regulations” and “Cite associated rule” columns are “NA” because there are no statutory compliance targets associated with this initiative.
| 2019 actual | 4216.9108 | 0 | 4216.9108 | NA | NA | CFO: All EFF: All | 2.927 | 77.2542 | NA | New | NA | FRMMA, GSRPMA | NA | NA | This initiative include PSPS event-related costs only; costs for mitigation of PSPS impacts are discussed in Initiative 5.1 - 5.6 and Initiative 7, Table 26. The "Line miles to be treated" and "Spend/treated line mile" columns are "NA" because line miles treated is not an applicable field of measurement for this initiative. RSE calculation includes costs from all PSPS events and mitigation activities. The “Other risk drivers addressed” column is “NA” as there are no secondary risk reduction drivers directly addressed by this initiative. The “In / exceeding compliance with regulations” and “Cite associated rule” columns are “NA” because there are no statutory compliance targets associated with this initiative.
| 2020 | 7258.891 | 787.908 | 6470.983 | NA | NA | CFO: All EFF: All | 2.8417 | 57.5051 | NA | New | NA | FRMMA, GSRPMA | NA | NA | This initiative include PSPS event-related costs only; costs for mitigation of PSPS impacts are discussed in Initiative 5.1 - 5.6 and Initiative 7, Table 26. The "Line miles to be treated" and "Spend/treated line mile" columns are "NA" because line miles treated is not an applicable field of measurement for this initiative. RSE calculation includes costs from all PSPS events and mitigation activities. The “Other risk drivers addressed” column is “NA” as there are no secondary risk reduction drivers directly addressed by this initiative. The “In / exceeding compliance with regulations” and “Cite associated rule” columns are “NA” because there are no statutory compliance targets associated with this initiative.
| 2021 | 7442.645 | 812.974 | 6629.671 | NA | NA | CFO: All EFF: All | 2.7589 | 61.7133 | NA | New | NA | FRMMA, GSRPMA | NA | NA | This initiative include PSPS event-related costs only; costs for mitigation of PSPS impacts are discussed in Initiative 5.1 - 5.6 and Initiative 7, Table 26. The "Line miles to be treated" and "Spend/treated line mile" columns are "NA" because line miles treated is not an applicable field of measurement for this initiative. RSE calculation includes costs from all PSPS events and mitigation activities. The “Other risk drivers addressed” column is “NA” as there are no secondary risk reduction drivers directly addressed by this initiative. The “In / exceeding compliance with regulations” and “Cite associated rule” columns are “NA” because there are no statutory compliance targets associated with this initiative.
| 2022 | 7667.501 | 836.489 | 6831.012 | NA | NA | CFO: All EFF: All | 2.6786 | 65.3369 | NA | New | NA | FRMMA, GSRPMA | NA | NA | This initiative include PSPS event-related costs only; costs for mitigation of PSPS impacts are discussed in Initiative 5.1 - 5.6 and Initiative 7, Table 26. The "Line miles to be treated" and "Spend/treated line mile" columns are "NA" because line miles treated is not an applicable field of measurement for this initiative. RSE calculation includes costs from all PSPS events and mitigation activities. The “Other risk drivers addressed” column is “NA” as there are no secondary risk reduction drivers directly addressed by this initiative. The “In / exceeding compliance with regulations” and “Cite associated rule” columns are “NA” because there are no statutory compliance targets associated with this initiative.
| 2020-2022 plan total | 22369.037 | 2437.371 | 19931.666 | NA | NA | CFO: All EFF: All | 8.2792 | 61.2737 | NA | New | NA | FRMMA, GSRPMA | NA | NA | This initiative include PSPS event-related costs only; costs for mitigation of PSPS impacts are discussed in Initiative 5.1 - 5.6 and Initiative 7, Table 26. The "Line miles to be treated" and "Spend/treated line mile" columns are "NA" because line miles treated is not an applicable field of measurement for this initiative. RSE calculation includes costs from all PSPS events and mitigation activities. The “Other risk drivers addressed” column is “NA” as there are no secondary risk reduction drivers directly addressed by this initiative. The “In / exceeding compliance with regulations” and “Cite associated rule” columns are “NA” because there are no statutory compliance targets associated with this initiative.
5.1. PSPS events and mitigation of PSPS impacts: community resource centers (PSPS-2) | 2019 plan | 783.15 | 0 | 783.15 | 13 | 60.2423 | Refer to Initiative 5, Table 26 | Refer to Initiative 5, Table 26 | Refer to Initiative 5, Table 26 | Refer to Initiative 5, Table 26 | New | NA | GSRPMA | NA | NA | Instead of "Line miles to be treated", number of incremental Community Resource Centers is the unit of measure. The “In / exceeding compliance with regulations” and “Cite associated rule” columns are “NA” because there are no statutory compliance targets associated with this initiative.
| 2019 actual | 45.7336 | 0 | 45.7336 | 13 | 3.518 | Refer to Initiative 5, Table 26 | Refer to Initiative 5, Table 26 | Refer to Initiative 5, Table 26 | Refer to Initiative 5, Table 26 | New | NA | GSRPMA | NA | NA | Instead of "Line miles to be treated", number of incremental Community Resource Centers is the unit of measure. The “In / exceeding compliance with regulations” and “Cite associated rule” columns are “NA” because there are no statutory compliance targets associated with this initiative.
| 2020 | 2274.806 | 1212.013 | 1062.793 | 36 | 63.189 | Refer to Initiative 5, Table 26 | Refer to Initiative 5, Table 26 | Refer to Initiative 5, Table 26 | Refer to Initiative 5, Table 26 | New | NA | GSRPMA | NA | NA | Instead of "Line miles to be treated", number of incremental Community Resource Centers is the unit of measure. The “In / exceeding compliance with regulations” and “Cite associated rule” columns are “NA” because there are no statutory compliance targets associated with this initiative.
| 2021 | 2107.708 | 737.864 | 1369.844 | 50 | 42.1542 | Refer to Initiative 5, Table 26 | Refer to Initiative 5, Table 26 | Refer to Initiative 5, Table 26 | Refer to Initiative 5, Table 26 | New | NA | GSRPMA | NA | NA | Instead of "Line miles to be treated", number of incremental Community Resource Centers is the unit of measure. The “In / exceeding compliance with regulations” and “Cite associated rule” columns are “NA” because there are no statutory compliance targets associated with this initiative.
| 2022 | 1368.88 | 0 | 1368.88 | 50 | 27.3776 | Refer to Initiative 5, Table 26 | Refer to Initiative 5, Table 26 | Refer to Initiative 5, Table 26 | Refer to Initiative 5, Table 26 | New | NA | GSRPMA | NA | NA | Instead of "Line miles to be treated", number of incremental Community Resource Centers is the unit of measure. The “In / exceeding compliance with regulations” and “Cite associated rule” columns are “NA” because there are no statutory compliance targets associated with this initiative.
| 2020-2022 plan total | 5751.394 | 1949.877 | 3801.517 | 136 | 42.2897 | Refer to Initiative 5, Table 26 | Refer to Initiative 5, Table 26 | Refer to Initiative 5, Table 26 | Refer to Initiative 5, Table 26 | New | NA | GSRPMA | NA | NA | Instead of "Line miles to be treated", number of incremental Community Resource Centers is the unit of measure. The “In / exceeding compliance with regulations” and “Cite associated rule” columns are “NA” because there are no statutory compliance targets associated with this initiative.
5.2. PSPS events and mitigation of PSPS impacts: customer resiliency equipment incentives (PSPS-3) | 2019 plan | NA | NA | NA | NA | NA | Refer to Initiative 5, Table 26 | NA | NA | Refer to Initiative 5, Table 26 | NA | NA | NA | NA | NA | All columns are "NA" for the 2019 plan as this initiative did not begin until after the 2019 WMP had been filed.
| 2019 actual | NA | NA | NA | NA | NA | Refer to Initiative 5, Table 26 | Refer to Initiative 5, Table 26 | Refer to Initiative 5, Table 26 | Refer to Initiative 5, Table 26 | New | NA | WMPMA | NA | NA | SCE is currently in the process of setting up a pilot for this Initiative. The "Line miles to be treated" and "Spend/treated line mile" columns are "NA" because line miles treated is not an applicable field of measurement for this initiative. The “In / exceeding compliance with regulations” and “Cite associated rule” columns are “NA” because there are no statutory compliance targets associated with this initiative.
| 2020 | UNKNOWN | UNKNOWN | UNKNOWN | 1 | NA | Refer to Initiative 5, Table 26 | Refer to Initiative 5, Table 26 | Refer to Initiative 5, Table 26 | Refer to Initiative 5, Table 26 | New | NA | WMPMA | NA | NA | SCE is currently in the process of setting up a pilot for this Initiative. The costs for 2020 are still to be determined. Instead of "Line miles to be treated", number of customers in the program is the unit of measure. The “In / exceeding compliance with regulations” and “Cite associated rule” columns are “NA” because there are no statutory compliance targets associated with this initiative.
| 2021 | 3685.0947 | 0 | 3685.0947 | UNKNOWN | UNKNOWN | Refer to Initiative 5, Table 26 | Refer to Initiative 5, Table 26 | Refer to Initiative 5, Table 26 | Refer to Initiative 5, Table 26 | New | NA | WMPMA | NA | NA | Instead of "Line miles to be treated", number of customers in the program is the unit of measure. The scope for 2021 is still to be determined. The “In / exceeding compliance with regulations” and “Cite associated rule” columns are “NA” because there are no statutory compliance targets associated with this initiative.
| 2022 | 3758.5213 | 0 | 3758.5213 | UNKNOWN | UNKNOWN | Refer to Initiative 5, Table 26 | Refer to Initiative 5, Table 26 | Refer to Initiative 5, Table 26 | Refer to Initiative 5, Table 26 | New | NA | WMPMA | NA | NA | Instead of "Line miles to be treated", number of customers in the program is the unit of measure. The scope for 2022 is still to be determined. The “In / exceeding compliance with regulations” and “Cite associated rule” columns are “NA” because there are no statutory compliance targets associated with this initiative.
| 2020-2022 plan total | 7443.616 | 0 | 7443.616 | UNKNOWN | UNKNOWN | Refer to Initiative 5, Table 26 | Refer to Initiative 5, Table 26 | Refer to Initiative 5, Table 26 | Refer to Initiative 5, Table 26 | New | NA | WMPMA | NA | NA | Instead of "Line miles to be treated", number of customers in the program is the unit of measure. SCE has forecasted a rollout of this Initiative based on the successful completion of the pilot done in 2020. The number of customers for 2021-2022 are still to be determined. The “In / exceeding compliance with regulations” and “Cite associated rule” columns are “NA” because there are no statutory compliance targets associated with this initiative.
5.3. PSPS events and mitigation of PSPS impacts: income qualified critical care (IQCC) customer battery backup incentive program (PSPS-4) | 2019 plan | NA | NA | NA | NA | NA | NA | NA | NA | NA | NA | NA | NA | NA | NA | All columns are "NA" for the 2019 plan as this initiative did not begin until 2020.
| 2019 actual | NA | NA | NA | NA | NA | NA | NA | NA | NA | NA | NA | NA | NA | NA | All columns are "NA" for the 2019 actual as this initiative did not begin until 2020.
| 2020 | 9240.9856 | 0 | 9240.9856 | 2500 | 3.6964 | NA | Supporting activity | No RSE was created as this is an enabling activity that indirectly, rather than directly, reduces risk. | NA | New | NA | WMPMA | In compliance | SB 167 | Instead of "Line miles to be treated", number of customers eligible for the program is the unit of measure. The "Ignition probability drivers targeted" and “Other risk drivers addressed” columns are “NA” as this initiative doesn't target specific ignition probability or other risk drivers but instead supports SCE's overall wildfire mitigation efforts.
| 2021 | 1431.7112 | 0 | 1431.7112 | 408 | 3.5091 | NA | Supporting activity | No RSE was created as this is an enabling activity that indirectly, rather than directly, reduces risk. | NA | New | NA | WMPMA | In compliance | SB 167 | Instead of "Line miles to be treated", number of customers eligible for the program is the unit of measure. The "Ignition probability drivers targeted" and “Other risk drivers addressed” columns are “NA” as this initiative doesn't target specific ignition probability or other risk drivers but instead supports SCE's overall wildfire mitigation efforts.
| 2022 | 1462.642 | 0 | 1462.642 | 408 | 3.5849 | NA | Supporting activity | No RSE was created as this is an enabling activity that indirectly, rather than directly, reduces risk. | NA | New | NA | WMPMA | In compliance | SB 167 | Instead of "Line miles to be treated", number of customers eligible for the program is the unit of measure. The "Ignition probability drivers targeted" and “Other risk drivers addressed” columns are “NA” as this initiative doesn't target specific ignition probability or other risk drivers but instead supports SCE's overall wildfire mitigation efforts.
| 2020-2022 plan total | 12135.3387 | 0 | 12135.3387 | 3316 | 3.6596 | NA | Supporting activity | No RSE was created as this is an enabling activity that indirectly, rather than directly, reduces risk. | NA | New | NA | WMPMA | In compliance | SB 167 | Instead of "Line miles to be treated", number of customers eligible for the program is the unit of measure. The "Ignition probability drivers targeted" and “Other risk drivers addressed” columns are “NA” as this initiative doesn't target specific ignition probability or other risk drivers but instead supports SCE's overall wildfire mitigation efforts.
5.4. PSPS events and mitigation of PSPS impacts: MICOP partnership (PSPS-5) | 2019 plan | NA | NA | NA | NA | NA | NA | NA | NA | NA | NA | NA | NA | NA | NA | All columns are "NA" for the 2019 plan as this initiative did not begin until after the 2019 WMP had been filed.
| 2019 actual | NA | NA | NA | NA | NA | Refer to Initiative 5, Table 26 | Refer to Initiative 5, Table 26 | Refer to Initiative 5, Table 26 | Refer to Initiative 5, Table 26 | New | NA | WMPMA | In compliance | PSPS Decision, 2019 WMP Decision | The MICOP partnership began in Q4 of 2019, the majority of deliverables will be executed in 2020. 2019 spend is "NA" because the MICOP grant partnership was funded through corporate philanthropy shareholder budget. The "Line miles to be treated" and "Spend/treated line mile" columns are "NA" because line miles treated is not an applicable field of measurement for this initiative for work done in 2019.
| 2020 | UNKNOWN | 0 | UNKNOWN | NA | NA | Refer to Initiative 5, Table 26 | Refer to Initiative 5, Table 26 | Refer to Initiative 5, Table 26 | Refer to Initiative 5, Table 26 | New | NA | WMPMA | In compliance | PSPS Decision, 2019 WMP Decision | 2020 spend is "UNKNOWN" because future funding is determined on a yearly basis and evaluated based on program execution and annual Corporate Contributions budget. The "Line miles to be treated" and "Spend/treated line mile" columns are "NA" because line miles treated is not an applicable field of measurement for this initiative for work done in 2019.
| 2021 | UNKNOWN | 0 | UNKNOWN | NA | NA | Refer to Initiative 5, Table 26 | Refer to Initiative 5, Table 26 | Refer to Initiative 5, Table 26 | Refer to Initiative 5, Table 26 | New | NA | WMPMA | In compliance | PSPS Decision, 2019 WMP Decision | 2021 spend is "UNKNOWN" because future funding is determined on a yearly basis and evaluated based on program execution and annual Corporate Contributions budget. The "Line miles to be treated" and "Spend/treated line mile" columns are "NA" because line miles treated is not an applicable field of measurement for this initiative for work done in 2019.
| 2022 | UNKNOWN | 0 | UNKNOWN | NA | NA | Refer to Initiative 5, Table 26 | Refer to Initiative 5, Table 26 | Refer to Initiative 5, Table 26 | Refer to Initiative 5, Table 26 | New | NA | WMPMA | In compliance | PSPS Decision, 2019 WMP Decision | 2022 spend is "UNKNOWN" because future funding is determined on a yearly basis and evaluated based on program execution and annual Corporate Contributions budget. The "Line miles to be treated" and "Spend/treated line mile" columns are "NA" because line miles treated is not an applicable field of measurement for this initiative for work done in 2019.
| 2020-2022 plan total | UNKNOWN | 0 | UNKNOWN | NA | NA | Refer to Initiative 5, Table 26 | Refer to Initiative 5, Table 26 | Refer to Initiative 5, Table 26 | Refer to Initiative 5, Table 26 | New | NA | WMPMA | In compliance | PSPS Decision, 2019 WMP Decision | 2021-2022 spend is "UNKNOWN" because future funding is determined on a yearly basis and evaluated based on program execution and annual Corporate Contributions budget. The "Line miles to be treated" and "Spend/treated line mile" columns are "NA" because line miles treated is not an applicable field of measurement for this initiative for work done in 2019.
5.5. PSPS events and mitigation of PSPS impacts: independent living centers partnership (PSPS-6) | 2019 plan | NA | NA | NA | NA | NA | NA | NA | NA | NA | NA | NA | NA | NA | NA | All columns are "NA" for the 2019 plan as this initiative did not begin until after the 2019 WMP had been filed.
| 2019 actual | NA | NA | NA | NA | NA | NA | Supporting activity | No RSE was created as this is an enabling activity that indirectly, rather than directly, reduces risk. | NA | New | NA | WMPMA | NA | PSPS Decision, 2019 WMP Decision | The "Line miles to be treated" and "Spend/treated line mile" columns are "NA" because this initiative was funded through corporate philanthropy shareholder budget. The "Ignition probability drivers targeted" and “Other risk drivers addressed” columns are “NA” as this initiative doesn't target specific ignition probability or other risk drivers but instead supports SCE's overall wildfire mitigation efforts.
| 2020 | UNKNOWN | UNKNOWN | UNKNOWN | UNKNOWN | UNKNOWN | NA | Supporting activity | No RSE was created as this is an enabling activity that indirectly, rather than directly, reduces risk. | NA | New | NA | WMPMA | In compliance | PSPS Decision, 2019 WMP Decision | 2020 spend and scope is "UNKNOWN" because future funding is determined on a yearly basis and evaluated based on program execution and annual Corporate Contributions budget. The "Ignition probability drivers targeted" and “Other risk drivers addressed” columns are “NA” as this initiative doesn't target specific ignition probability or other risk drivers but instead supports SCE's overall wildfire mitigation efforts.
| 2021 | UNKNOWN | UNKNOWN | UNKNOWN | UNKNOWN | UNKNOWN | NA | Supporting activity | No RSE was created as this is an enabling activity that indirectly, rather than directly, reduces risk. | NA | New | NA | WMPMA | In compliance | PSPS Decision, 2019 WMP Decision | 2021 spend and scope is "UNKNOWN" because future funding is determined on a yearly basis and evaluated based on program execution and annual Corporate Contributions budget. The "Ignition probability drivers targeted" and “Other risk drivers addressed” columns are “NA” as this initiative doesn't target specific ignition probability or other risk drivers but instead supports SCE's overall wildfire mitigation efforts.
| 2022 | UNKNOWN | UNKNOWN | UNKNOWN | UNKNOWN | UNKNOWN | NA | Supporting activity | No RSE was created as this is an enabling activity that indirectly, rather than directly, reduces risk. | NA | New | NA | WMPMA | In compliance | PSPS Decision, 2019 WMP Decision | 2022 spend and scope is "UNKNOWN" because future funding is determined on a yearly basis and evaluated based on program execution and annual Corporate Contributions budget. The "Ignition probability drivers targeted" and “Other risk drivers addressed” columns are “NA” as this initiative doesn't target specific ignition probability or other risk drivers but instead supports SCE's overall wildfire mitigation efforts.
| 2020-2022 plan total | UNKNOWN | UNKNOWN | UNKNOWN | UNKNOWN | UNKNOWN | NA | Supporting activity | No RSE was created as this is an enabling activity that indirectly, rather than directly, reduces risk. | NA | NA | NA | NA | In compliance | PSPS Decision, 2019 WMP Decision | 2020-2022 spend and scope is "UNKNOWN" because future funding is determined on a yearly basis and evaluated based on program execution and annual Corporate Contributions budget. The "Ignition probability drivers targeted" and “Other risk drivers addressed” columns are “NA” as this initiative doesn't target specific ignition probability or other risk drivers but instead supports SCE's overall wildfire mitigation efforts.
5.6. PSPS events and mitigation of PSPS impacts: community outreach (PSPS-7) | 2019 plan | 1123.6182 | 0 | 1123.6182 | NA | NA | Refer to Initiative 5, Table 26 | Refer to Initiative 5, Table 26 | Refer to Initiative 5, Table 26 | Refer to Initiative 5, Table 26 | New | NA | GSRPMA | NA | NA | The "Line miles to be treated" and "Spend/treated line mile" columns are "NA" because line miles treated is not an applicable field of measurement for this initiative. The “In / exceeding compliance with regulations” and “Cite associated rule” columns are “NA” because there are no statutory compliance targets associated with this initiative.
| 2019 actual | NA | NA | NA | NA | NA | Refer to Initiative 5, Table 26 | Refer to Initiative 5, Table 26 | Refer to Initiative 5, Table 26 | Refer to Initiative 5, Table 26 | New | NA | GSRPMA | NA | NA | The "Total per-initiative spend" is "NA" as the 2019 actuals for this initiative are included with Initiative 2, Table 29. The "Line miles to be treated" and "Spend/treated line mile" columns are "NA" because line miles treated is not an applicable field of measurement for this initiative. The “In / exceeding compliance with regulations” and “Cite associated rule” columns are “NA” because there are no statutory compliance targets associated with this initiative.
| 2020 | 439.6565 | 0 | 439.6565 | NA | NA | Refer to Initiative 5, Table 26 | Refer to Initiative 5, Table 26 | Refer to Initiative 5, Table 26 | Refer to Initiative 5, Table 26 | New | NA | GSRPMA | NA | NA | The "Line miles to be treated" and "Spend/treated line mile" columns are "NA" because line miles treated is not an applicable field of measurement for this initiative. The “In / exceeding compliance with regulations” and “Cite associated rule” columns are “NA” because there are no statutory compliance targets associated with this initiative.
| 2021 | 362.2616 | 0 | 362.2616 | NA | NA | Refer to Initiative 5, Table 26 | Refer to Initiative 5, Table 26 | Refer to Initiative 5, Table 26 | Refer to Initiative 5, Table 26 | New | NA | GSRPMA | NA | NA | The "Line miles to be treated" and "Spend/treated line mile" columns are "NA" because line miles treated is not an applicable field of measurement for this initiative. The “In / exceeding compliance with regulations” and “Cite associated rule” columns are “NA” because there are no statutory compliance targets associated with this initiative.
| 2022 | 303.5939 | 0 | 303.5939 | NA | NA | Refer to Initiative 5, Table 26 | Refer to Initiative 5, Table 26 | Refer to Initiative 5, Table 26 | Refer to Initiative 5, Table 26 | New | NA | GSRPMA | NA | NA | The "Line miles to be treated" and "Spend/treated line mile" columns are "NA" because line miles treated is not an applicable field of measurement for this initiative. The “In / exceeding compliance with regulations” and “Cite associated rule” columns are “NA” because there are no statutory compliance targets associated with this initiative.
| 2020-2022 plan total | 1105.512 | 0 | 1105.512 | NA | NA | Refer to Initiative 5, Table 26 | Refer to Initiative 5, Table 26 | Refer to Initiative 5, Table 26 | Refer to Initiative 5, Table 26 | New | NA | GSRPMA | NA | NA | The "Line miles to be treated" and "Spend/treated line mile" columns are "NA" because line miles treated is not an applicable field of measurement for this initiative. The “In / exceeding compliance with regulations” and “Cite associated rule” columns are “NA” because there are no statutory compliance targets associated with this initiative.
5.7. PSPS events and mitigation of PSPS impacts: wildfire infrastructure protection team additional staffing (OP-2) | 2019 plan | 493 | 0 | 493 | NA | NA | Refer to Initiative 5, Table 26 | Refer to Initiative 5, Table 26 | Refer to Initiative 5, Table 26 | Refer to Initiative 5, Table 26 | New | NA | GSRPMA | NA | NA | The "Line miles to be treated" and "Spend/treated line mile" columns are "NA" because line miles treated is not an applicable field of measurement for this initiative. The “In / exceeding compliance with regulations” and “Cite associated rule” columns are “NA” because there are no statutory compliance targets associated with this initiative.
| 2019 actual | 1372.9081 | 0 | 1372.9081 | NA | NA | Refer to Initiative 5, Table 26 | Refer to Initiative 5, Table 26 | Refer to Initiative 5, Table 26 | Refer to Initiative 5, Table 26 | New | NA | GSRPMA | NA | NA | The "Line miles to be treated" and "Spend/treated line mile" columns are "NA" because line miles treated is not an applicable field of measurement for this initiative. The “In / exceeding compliance with regulations” and “Cite associated rule” columns are “NA” because there are no statutory compliance targets associated with this initiative.
| 2020 | 1817.4655 | 0 | 1817.4655 | NA | NA | Refer to Initiative 5, Table 26 | Refer to Initiative 5, Table 26 | Refer to Initiative 5, Table 26 | Refer to Initiative 5, Table 26 | New | NA | GSRPMA | NA | NA | The "Line miles to be treated" and "Spend/treated line mile" columns are "NA" because line miles treated is not an applicable field of measurement for this initiative. The “In / exceeding compliance with regulations” and “Cite associated rule” columns are “NA” because there are no statutory compliance targets associated with this initiative.
| 2021 | 1817.9094 | 0 | 1817.9094 | NA | NA | Refer to Initiative 5, Table 26 | Refer to Initiative 5, Table 26 | Refer to Initiative 5, Table 26 | Refer to Initiative 5, Table 26 | New | NA | GSRPMA | NA | NA | The "Line miles to be treated" and "Spend/treated line mile" columns are "NA" because line miles treated is not an applicable field of measurement for this initiative. The “In / exceeding compliance with regulations” and “Cite associated rule” columns are “NA” because there are no statutory compliance targets associated with this initiative.
| 2022 | 1818.3709 | 0 | 1818.3709 | NA | NA | Refer to Initiative 5, Table 26 | Refer to Initiative 5, Table 26 | Refer to Initiative 5, Table 26 | Refer to Initiative 5, Table 26 | New | NA | GSRPMA | NA | NA | The "Line miles to be treated" and "Spend/treated line mile" columns are "NA" because line miles treated is not an applicable field of measurement for this initiative. The “In / exceeding compliance with regulations” and “Cite associated rule” columns are “NA” because there are no statutory compliance targets associated with this initiative.
| 2020-2022 plan total | 5453.7457 | 0 | 5453.7457 | NA | NA | Refer to Initiative 5, Table 26 | Refer to Initiative 5, Table 26 | Refer to Initiative 5, Table 26 | Refer to Initiative 5, Table 26 | New | NA | GSRPMA | NA | NA | The "Line miles to be treated" and "Spend/treated line mile" columns are "NA" because line miles treated is not an applicable field of measurement for this initiative. The “In / exceeding compliance with regulations” and “Cite associated rule” columns are “NA” because there are no statutory compliance targets associated with this initiative.
5.8. PSPS events and mitigation of PSPS impacts: SGIP resiliency | 2019 plan | NA | NA | NA | NA | NA | NA | NA | NA | NA | NA | NA | NA | NA | NA | All columns are "NA" for the 2019 plan as this initiative did not begin until 2020.
| 2019 actual | NA | NA | NA | NA | NA | NA | NA | NA | NA | NA | NA | NA | NA | NA | All columns are "NA" for the 2019 actuals as this initiative did not begin until 2020.
| 2020 | 69280 | NA | NA | 3675 | 18.8517 | NA | Under assessment/pilot | No RSE was calculated as the purpose of the assessment is to learn and assess the effectiveness of the mitigation. | NA | New | NA | California Equity Resiliency Budget (Public Purpose Funds) | In Compliance | D.19-09-027 and D.20-01-021 | The funding for this initiative come from the Public Purpose Funds. Instead of "Line miles to be treated", umber of customers in the SGIP program is the unit of measure. The "Ignition probability drivers targeted" and “Other risk drivers addressed” columns are “NA” as this initiative doesn't target specific ignition probability or other risk drivers but instead supports SCE's overall wildfire mitigation efforts.
| 2021 | 35280 | NA | NA | 1835 | 19.2262 | NA | Under assessment/pilot | No RSE was calculated as the purpose of the assessment is to learn and assess the effectiveness of the mitigation. | NA | New | NA | California Equity Resiliency Budget (Public Purpose Funds) | In Compliance | D.19-09-027 and D.20-01-021 | The funding for this initiative come from the Public Purpose Funds. Instead of "Line miles to be treated", umber of customers in the SGIP program is the unit of measure. The "Ignition probability drivers targeted" and “Other risk drivers addressed” columns are “NA” as this initiative doesn't target specific ignition probability or other risk drivers but instead supports SCE's overall wildfire mitigation efforts.
| 2022 | 35280 | NA | NA | 1835 | 19.2262 | NA | Under assessment/pilot | No RSE was calculated as the purpose of the assessment is to learn and assess the effectiveness of the mitigation. | NA | New | NA | California Equity Resiliency Budget (Public Purpose Funds) | In Compliance | D.19-09-027 and D.20-01-021 | The funding for this initiative come from the Public Purpose Funds. Instead of "Line miles to be treated", umber of customers in the SGIP program is the unit of measure. The "Ignition probability drivers targeted" and “Other risk drivers addressed” columns are “NA” as this initiative doesn't target specific ignition probability or other risk drivers but instead supports SCE's overall wildfire mitigation efforts.
| 2020-2022 plan total | 139840 | NA | NA | 7345 | 19.0388 | NA | Under assessment/pilot | No RSE was calculated as the purpose of the assessment is to learn and assess the effectiveness of the mitigation. | NA | New | NA | California Equity Resiliency Budget (Public Purpose Funds) | In Compliance | D.19-09-027 and D.20-01-021 | The funding for this initiative come from the Public Purpose Funds. Instead of "Line miles to be treated", umber of customers in the SGIP program is the unit of measure. The "Ignition probability drivers targeted" and “Other risk drivers addressed” columns are “NA” as this initiative doesn't target specific ignition probability or other risk drivers but instead supports SCE's overall wildfire mitigation efforts.
6. Stationed and on-call ignition prevention and suppression resources and services | 2019 plan | NA | NA | NA | NA | NA | NA | NA | NA | NA | NA | NA | NA | NA | NA | All columns for this Initiative are "NA" because SCE does not utilize stationed and on-call ignition prevention and suppression resources and services.
| 2019 actual | NA | NA | NA | NA | NA | NA | NA | NA | NA | NA | NA | NA | NA | NA | All columns for this Initiative are "NA" because SCE does not utilize stationed and on-call ignition prevention and suppression resources and services.
| 2020 | NA | NA | NA | NA | NA | NA | NA | NA | NA | NA | NA | NA | NA | NA | All columns for this Initiative are "NA" because SCE does not utilize stationed and on-call ignition prevention and suppression resources and services.
| 2021 | NA | NA | NA | NA | NA | NA | NA | NA | NA | NA | NA | NA | NA | NA | All columns for this Initiative are "NA" because SCE does not utilize stationed and on-call ignition prevention and suppression resources and services.
| 2022 | NA | NA | NA | NA | NA | NA | NA | NA | NA | NA | NA | NA | NA | NA | All columns for this Initiative are "NA" because SCE does not utilize stationed and on-call ignition prevention and suppression resources and services.
| 2020-2022 plan total | NA | NA | NA | NA | NA | NA | NA | NA | NA | NA | NA | NA | NA | NA | All columns for this Initiative are "NA" because SCE does not utilize stationed and on-call ignition prevention and suppression resources and services.
7. De-energization notifications (PSPS-1) | 2019 plan | 1275.7816 | 0 | 1275.7816 | NA | NA | Refer to Initiative 5, Table 26 | Refer to Initiative 5, Table 26 | Refer to Initiative 5, Table 26 | Refer to Initiative 5, Table 26 | New | NA | WMPMA | In compliance | PSPS OIR | The "Line miles to be treated" and "Spend/treated line mile" columns are "NA" because line miles treated is not an applicable field of measurement for this initiative. The "Line miles to be treated" and "Spend/treated line mile" columns are "NA" because line miles treated is not an applicable field of measurement for this initiative.
| 2019 actual | 1556.7495 | 0 | 1556.7495 | NA | NA | Refer to Initiative 5, Table 26 | Refer to Initiative 5, Table 26 | Refer to Initiative 5, Table 26 | Refer to Initiative 5, Table 26 | New | NA | WMPMA | In compliance | PSPS OIR | The "Line miles to be treated" and "Spend/treated line mile" columns are "NA" because line miles treated is not an applicable field of measurement for this initiative. The "Line miles to be treated" and "Spend/treated line mile" columns are "NA" because line miles treated is not an applicable field of measurement for this initiative.
| 2020 | 1415.2887 | 0 | 1415.2887 | NA | NA | Refer to Initiative 5, Table 26 | Refer to Initiative 5, Table 26 | Refer to Initiative 5, Table 26 | Refer to Initiative 5, Table 26 | New | NA | WMPMA | In compliance | PSPS OIR | The "Line miles to be treated" and "Spend/treated line mile" columns are "NA" because line miles treated is not an applicable field of measurement for this initiative. The "Line miles to be treated" and "Spend/treated line mile" columns are "NA" because line miles treated is not an applicable field of measurement for this initiative.
| 2021 | 1445.3183 | 0 | 1445.3183 | NA | NA | Refer to Initiative 5, Table 26 | Refer to Initiative 5, Table 26 | Refer to Initiative 5, Table 26 | Refer to Initiative 5, Table 26 | New | NA | WMPMA | In compliance | PSPS OIR | The "Line miles to be treated" and "Spend/treated line mile" columns are "NA" because line miles treated is not an applicable field of measurement for this initiative. The "Line miles to be treated" and "Spend/treated line mile" columns are "NA" because line miles treated is not an applicable field of measurement for this initiative.
| 2022 | 1476.5431 | 0 | 1476.5431 | NA | NA | Refer to Initiative 5, Table 26 | Refer to Initiative 5, Table 26 | Refer to Initiative 5, Table 26 | Refer to Initiative 5, Table 26 | New | NA | WMPMA | In compliance | PSPS OIR | The "Line miles to be treated" and "Spend/treated line mile" columns are "NA" because line miles treated is not an applicable field of measurement for this initiative. The "Line miles to be treated" and "Spend/treated line mile" columns are "NA" because line miles treated is not an applicable field of measurement for this initiative.
| 2020-2022 plan total | 4337.1502 | 0 | 4337.1502 | NA | NA | Refer to Initiative 5, Table 26 | Refer to Initiative 5, Table 26 | Refer to Initiative 5, Table 26 | Refer to Initiative 5, Table 26 | New | NA | WMPMA | In compliance | PSPS OIR | The "Line miles to be treated" and "Spend/treated line mile" columns are "NA" because line miles treated is not an applicable field of measurement for this initiative. The "Line miles to be treated" and "Spend/treated line mile" columns are "NA" because line miles treated is not an applicable field of measurement for this initiative.

## Table 27
Table 27: Data governance
Initiative activity | Year | Total per-initiative spend | Subtotal A: Capital expenditure | Subtotal B: Operating expenses | Line miles to be treated | Spend/ treated line mile | Ignition probability drivers targeted | Risk reduction | Risk-spend efficiency | Other risk drivers addressed | Existing/ new | Existing: What proceeding has reviewed program | If new: Memorandum account | In / exceeding compliance with regulations | Cite associated rule | Comments
1. Centralized repository for data | 2019 plan | 3400 | 2700 | 700 | NA | NA | NA | Supporting activity | No RSE was created as this is an enabling activity that indirectly, rather than directly, reduces risk. | NA | New | NA | NA | NA | NA | The "Line miles to be treated" and "Spend/treated line mile" columns are "NA" because line miles treated is not an applicable field of measurement for this initiative. The "Ignition probability drivers targeted" and “Other risk drivers addressed” columns are “NA” as this initiative doesn't target specific ignition probability or other risk drivers but instead supports SCE's overall wildfire mitigation efforts. The “In / exceeding compliance with regulations” and “Cite associated rule” columns are “NA” because there are no statutory compliance targets associated with this initiative. Reporting for the SB901 activities is from a consolidated data repository (SAS VA). There is however no single integrated data store that contains all the data for the WFMP. See Section 5.3.7 for a list of the data sets and how the data is managed.
| 2019 actual | 2377.4 | 2071.4 | 306 | NA | NA | NA | Supporting activity | No RSE was created as this is an enabling activity that indirectly, rather than directly, reduces risk. | NA | New | NA | NA | NA | NA | The "Line miles to be treated" and "Spend/treated line mile" columns are "NA" because line miles treated is not an applicable field of measurement for this initiative. The "Ignition probability drivers targeted" and “Other risk drivers addressed” columns are “NA” as this initiative doesn't target specific ignition probability or other risk drivers but instead supports SCE's overall wildfire mitigation efforts. The “In / exceeding compliance with regulations” and “Cite associated rule” columns are “NA” because there are no statutory compliance targets associated with this initiative. Reporting for the SB901 activities is from a consolidated data repository (SAS VA). There is however no single integrated data store that contains all the data for the WFMP. See Section 5.3.7 for a list of the data sets and how the data is managed.
| 2020 | 11688.6 | 11132 | 556.6 | NA | NA | NA | Supporting activity | No RSE was created as this is an enabling activity that indirectly, rather than directly, reduces risk. | NA | New | NA | NA | NA | NA | The "Line miles to be treated" and "Spend/treated line mile" columns are "NA" because line miles treated is not an applicable field of measurement for this initiative. The "Ignition probability drivers targeted" and “Other risk drivers addressed” columns are “NA” as this initiative doesn't target specific ignition probability or other risk drivers but instead supports SCE's overall wildfire mitigation efforts. The “In / exceeding compliance with regulations” and “Cite associated rule” columns are “NA” because there are no statutory compliance targets associated with this initiative. Reporting for the SB901 activities is from a consolidated data repository (SAS VA). There is however no single integrated data store that contains all the data for the WFMP. See Section 5.3.7 for a list of the data sets and how the data is managed.
| 2021 | 18021.683 | 16843.284 | 1178.399 | NA | NA | NA | Supporting activity | No RSE was created as this is an enabling activity that indirectly, rather than directly, reduces risk. | NA | New | NA | NA | NA | NA | The "Line miles to be treated" and "Spend/treated line mile" columns are "NA" because line miles treated is not an applicable field of measurement for this initiative. The "Ignition probability drivers targeted" and “Other risk drivers addressed” columns are “NA” as this initiative doesn't target specific ignition probability or other risk drivers but instead supports SCE's overall wildfire mitigation efforts. The “In / exceeding compliance with regulations” and “Cite associated rule” columns are “NA” because there are no statutory compliance targets associated with this initiative. Reporting for the SB901 activities is from a consolidated data repository (SAS VA). There is however no single integrated data store that contains all the data for the WFMP. See Section 5.3.7 for a list of the data sets and how the data is managed.
| 2022 | 9080.96 | 8108 | 972.96 | NA | NA | NA | Supporting activity | No RSE was created as this is an enabling activity that indirectly, rather than directly, reduces risk. | NA | New | NA | NA | NA | NA | The "Line miles to be treated" and "Spend/treated line mile" columns are "NA" because line miles treated is not an applicable field of measurement for this initiative. The "Ignition probability drivers targeted" and “Other risk drivers addressed” columns are “NA” as this initiative doesn't target specific ignition probability or other risk drivers but instead supports SCE's overall wildfire mitigation efforts. The “In / exceeding compliance with regulations” and “Cite associated rule” columns are “NA” because there are no statutory compliance targets associated with this initiative. Reporting for the SB901 activities is from a consolidated data repository (SAS VA). There is however no single integrated data store that contains all the data for the WFMP. See Section 5.3.7 for a list of the data sets and how the data is managed.
| 2020-2022 plan total | 38791.243 | 36083.284 | 2707.959 | NA | NA | NA | Supporting activity | No RSE was created as this is an enabling activity that indirectly, rather than directly, reduces risk. | NA | New | NA | NA | NA | NA | The "Line miles to be treated" and "Spend/treated line mile" columns are "NA" because line miles treated is not an applicable field of measurement for this initiative. The "Ignition probability drivers targeted" and “Other risk drivers addressed” columns are “NA” as this initiative doesn't target specific ignition probability or other risk drivers but instead supports SCE's overall wildfire mitigation efforts. The “In / exceeding compliance with regulations” and “Cite associated rule” columns are “NA” because there are no statutory compliance targets associated with this initiative. Reporting for the SB901 activities is from a consolidated data repository (SAS VA). There is however no single integrated data store that contains all the data for the WFMP. See Section 5.3.7 for a list of the data sets and how the data is managed.
2. Collaborative research on utility ignition and/or wildfire | 2019 plan | NA | NA | NA | NA | NA | NA | Supporting activity | No RSE was created as this is an enabling activity that indirectly, rather than directly, reduces risk. | NA | New | NA | NA | NA | NA | The "Total per initiative spend", "Spend/treated line mile" and "If new: Memorandum account" columns are "NA" because costs to implement this initiative are used as shared resources and the incremental wildfire-related costs are not tracked at this level. In addition, the “Line miles to be treated” column is “NA” because line miles treated is not an applicable field of measurement for this initiative. The "Ignition probability drivers targeted" and “Other risk drivers addressed” columns are “NA” as this initiative doesn't target specific ignition probability or other risk drivers but instead supports SCE's overall wildfire mitigation efforts. The “In / exceeding compliance with regulations” and “Cite associated rule” columns are “NA” because there are no statutory compliance targets associated with this initiative.
| 2019 actual | NA | NA | NA | NA | NA | NA | Supporting activity | No RSE was created as this is an enabling activity that indirectly, rather than directly, reduces risk. | NA | New | NA | NA | NA | NA | The "Total per initiative spend", "Spend/treated line mile" and "If new: Memorandum account" columns are "NA" because costs to implement this initiative are used as shared resources and the incremental wildfire-related costs are not tracked at this level. In addition, the “Line miles to be treated” column is “NA” because line miles treated is not an applicable field of measurement for this initiative. The "Ignition probability drivers targeted" and “Other risk drivers addressed” columns are “NA” as this initiative doesn't target specific ignition probability or other risk drivers but instead supports SCE's overall wildfire mitigation efforts. The “In / exceeding compliance with regulations” and “Cite associated rule” columns are “NA” because there are no statutory compliance targets associated with this initiative.
| 2020 | NA | NA | NA | NA | NA | NA | Supporting activity | No RSE was created as this is an enabling activity that indirectly, rather than directly, reduces risk. | NA | New | NA | NA | NA | NA | The "Total per initiative spend", "Spend/treated line mile" and "If new: Memorandum account" columns are "NA" because costs to implement this initiative are used as shared resources and the incremental wildfire-related costs are not tracked at this level. In addition, the “Line miles to be treated” column is “NA” because line miles treated is not an applicable field of measurement for this initiative. The "Ignition probability drivers targeted" and “Other risk drivers addressed” columns are “NA” as this initiative doesn't target specific ignition probability or other risk drivers but instead supports SCE's overall wildfire mitigation efforts. The “In / exceeding compliance with regulations” and “Cite associated rule” columns are “NA” because there are no statutory compliance targets associated with this initiative.
| 2021 | NA | NA | NA | NA | NA | NA | Supporting activity | No RSE was created as this is an enabling activity that indirectly, rather than directly, reduces risk. | NA | New | NA | NA | NA | NA | The "Total per initiative spend", "Spend/treated line mile" and "If new: Memorandum account" columns are "NA" because costs to implement this initiative are used as shared resources and the incremental wildfire-related costs are not tracked at this level. In addition, the “Line miles to be treated” column is “NA” because line miles treated is not an applicable field of measurement for this initiative. The "Ignition probability drivers targeted" and “Other risk drivers addressed” columns are “NA” as this initiative doesn't target specific ignition probability or other risk drivers but instead supports SCE's overall wildfire mitigation efforts. The “In / exceeding compliance with regulations” and “Cite associated rule” columns are “NA” because there are no statutory compliance targets associated with this initiative.
| 2022 | NA | NA | NA | NA | NA | NA | Supporting activity | No RSE was created as this is an enabling activity that indirectly, rather than directly, reduces risk. | NA | New | NA | NA | NA | NA | The "Total per initiative spend", "Spend/treated line mile" and "If new: Memorandum account" columns are "NA" because costs to implement this initiative are used as shared resources and the incremental wildfire-related costs are not tracked at this level. In addition, the “Line miles to be treated” column is “NA” because line miles treated is not an applicable field of measurement for this initiative. The "Ignition probability drivers targeted" and “Other risk drivers addressed” columns are “NA” as this initiative doesn't target specific ignition probability or other risk drivers but instead supports SCE's overall wildfire mitigation efforts. The “In / exceeding compliance with regulations” and “Cite associated rule” columns are “NA” because there are no statutory compliance targets associated with this initiative.
| 2020-2022 plan total | NA | NA | NA | NA | NA | NA | Supporting activity | No RSE was created as this is an enabling activity that indirectly, rather than directly, reduces risk. | NA | New | NA | NA | NA | NA | The "Total per initiative spend", "Spend/treated line mile" and "If new: Memorandum account" columns are "NA" because costs to implement this initiative are used as shared resources and the incremental wildfire-related costs are not tracked at this level. In addition, the “Line miles to be treated” column is “NA” because line miles treated is not an applicable field of measurement for this initiative. The "Ignition probability drivers targeted" and “Other risk drivers addressed” columns are “NA” as this initiative doesn't target specific ignition probability or other risk drivers but instead supports SCE's overall wildfire mitigation efforts. The “In / exceeding compliance with regulations” and “Cite associated rule” columns are “NA” because there are no statutory compliance targets associated with this initiative.
3. Documentation and disclosure of wildfire-related data and algorithms | 2019 plan | NA | NA | NA | NA | NA | NA | Supporting activity | No RSE was created as this is an enabling activity that indirectly, rather than directly, reduces risk. | NA | New | NA | NA | NA | NA | The "Total per initiative spend", "Spend/treated line mile" and "If new: Memorandum account" columns are "NA" because costs to implement this initiative are used as shared resources and the incremental wildfire-related costs are not tracked at this level. In addition, the “Line miles to be treated” column is “NA” because line miles treated is not an applicable field of measurement for this initiative. The "Ignition probability drivers targeted" and “Other risk drivers addressed” columns are “NA” as this initiative doesn't target specific ignition probability or other risk drivers but instead supports SCE's overall wildfire mitigation efforts. The “In / exceeding compliance with regulations” and “Cite associated rule” columns are “NA” because there are no statutory compliance targets associated with this initiative.
| 2019 actual | NA | NA | NA | NA | NA | NA | Supporting activity | No RSE was created as this is an enabling activity that indirectly, rather than directly, reduces risk. | NA | New | NA | NA | NA | NA | The "Total per initiative spend", "Spend/treated line mile" and "If new: Memorandum account" columns are "NA" because costs to implement this initiative are used as shared resources and the incremental wildfire-related costs are not tracked at this level. In addition, the “Line miles to be treated” column is “NA” because line miles treated is not an applicable field of measurement for this initiative. The "Ignition probability drivers targeted" and “Other risk drivers addressed” columns are “NA” as this initiative doesn't target specific ignition probability or other risk drivers but instead supports SCE's overall wildfire mitigation efforts. The “In / exceeding compliance with regulations” and “Cite associated rule” columns are “NA” because there are no statutory compliance targets associated with this initiative.
| 2020 | NA | NA | NA | NA | NA | NA | Supporting activity | No RSE was created as this is an enabling activity that indirectly, rather than directly, reduces risk. | NA | New | NA | NA | NA | NA | The "Total per initiative spend", "Spend/treated line mile" and "If new: Memorandum account" columns are "NA" because costs to implement this initiative are used as shared resources and the incremental wildfire-related costs are not tracked at this level. In addition, the “Line miles to be treated” column is “NA” because line miles treated is not an applicable field of measurement for this initiative. The "Ignition probability drivers targeted" and “Other risk drivers addressed” columns are “NA” as this initiative doesn't target specific ignition probability or other risk drivers but instead supports SCE's overall wildfire mitigation efforts. The “In / exceeding compliance with regulations” and “Cite associated rule” columns are “NA” because there are no statutory compliance targets associated with this initiative.
| 2021 | NA | NA | NA | NA | NA | NA | Supporting activity | No RSE was created as this is an enabling activity that indirectly, rather than directly, reduces risk. | NA | New | NA | NA | NA | NA | The "Total per initiative spend", "Spend/treated line mile" and "If new: Memorandum account" columns are "NA" because costs to implement this initiative are used as shared resources and the incremental wildfire-related costs are not tracked at this level. In addition, the “Line miles to be treated” column is “NA” because line miles treated is not an applicable field of measurement for this initiative. The "Ignition probability drivers targeted" and “Other risk drivers addressed” columns are “NA” as this initiative doesn't target specific ignition probability or other risk drivers but instead supports SCE's overall wildfire mitigation efforts. The “In / exceeding compliance with regulations” and “Cite associated rule” columns are “NA” because there are no statutory compliance targets associated with this initiative.
| 2022 | NA | NA | NA | NA | NA | NA | Supporting activity | No RSE was created as this is an enabling activity that indirectly, rather than directly, reduces risk. | NA | New | NA | NA | NA | NA | The "Total per initiative spend", "Spend/treated line mile" and "If new: Memorandum account" columns are "NA" because costs to implement this initiative are used as shared resources and the incremental wildfire-related costs are not tracked at this level. In addition, the “Line miles to be treated” column is “NA” because line miles treated is not an applicable field of measurement for this initiative. The "Ignition probability drivers targeted" and “Other risk drivers addressed” columns are “NA” as this initiative doesn't target specific ignition probability or other risk drivers but instead supports SCE's overall wildfire mitigation efforts. The “In / exceeding compliance with regulations” and “Cite associated rule” columns are “NA” because there are no statutory compliance targets associated with this initiative.
| 2020-2022 plan total | NA | NA | NA | NA | NA | NA | Supporting activity | No RSE was created as this is an enabling activity that indirectly, rather than directly, reduces risk. | NA | New | NA | NA | NA | NA | The "Total per initiative spend", "Spend/treated line mile" and "If new: Memorandum account" columns are "NA" because costs to implement this initiative are used as shared resources and the incremental wildfire-related costs are not tracked at this level. In addition, the “Line miles to be treated” column is “NA” because line miles treated is not an applicable field of measurement for this initiative. The "Ignition probability drivers targeted" and “Other risk drivers addressed” columns are “NA” as this initiative doesn't target specific ignition probability or other risk drivers but instead supports SCE's overall wildfire mitigation efforts. The “In / exceeding compliance with regulations” and “Cite associated rule” columns are “NA” because there are no statutory compliance targets associated with this initiative.
4. Tracking and analysis of near miss data | 2019 plan | NA | NA | NA | NA | NA | NA | Supporting activity | No RSE was created as this is an enabling activity that indirectly, rather than directly, reduces risk. | NA | New | NA | NA | NA | NA | The "Total per initiative spend", "Spend/treated line mile" and "If new: Memorandum account" columns are "NA" because costs to implement this initiative are used as shared resources and the incremental wildfire-related costs are not tracked at this level. In addition, the “Line miles to be treated” column is “NA” because line miles treated is not an applicable field of measurement for this initiative. The "Ignition probability drivers targeted" and “Other risk drivers addressed” columns are “NA” as this initiative doesn't target specific ignition probability or other risk drivers but instead supports SCE's overall wildfire mitigation efforts. The “In / exceeding compliance with regulations” and “Cite associated rule” columns are “NA” because there are no statutory compliance targets associated with this initiative. There is no single integrated data repository against which the algorithms and models are run. The data sets that are used and how they are managed is captured in the narrative document for Section 5.3.7.
| 2019 actual | NA | NA | NA | NA | NA | NA | Supporting activity | No RSE was created as this is an enabling activity that indirectly, rather than directly, reduces risk. | NA | New | NA | NA | NA | NA | The "Total per initiative spend", "Spend/treated line mile" and "If new: Memorandum account" columns are "NA" because costs to implement this initiative are used as shared resources and the incremental wildfire-related costs are not tracked at this level. In addition, the “Line miles to be treated” column is “NA” because line miles treated is not an applicable field of measurement for this initiative. The "Ignition probability drivers targeted" and “Other risk drivers addressed” columns are “NA” as this initiative doesn't target specific ignition probability or other risk drivers but instead supports SCE's overall wildfire mitigation efforts. The “In / exceeding compliance with regulations” and “Cite associated rule” columns are “NA” because there are no statutory compliance targets associated with this initiative. There is no single integrated data repository against which the algorithms and models are run. The data sets that are used and how they are managed is captured in the narrative document for Section 5.3.7.
| 2020 | NA | NA | NA | NA | NA | NA | Supporting activity | No RSE was created as this is an enabling activity that indirectly, rather than directly, reduces risk. | NA | New | NA | NA | NA | NA | The "Total per initiative spend", "Spend/treated line mile" and "If new: Memorandum account" columns are "NA" because costs to implement this initiative are used as shared resources and the incremental wildfire-related costs are not tracked at this level. In addition, the “Line miles to be treated” column is “NA” because line miles treated is not an applicable field of measurement for this initiative. The "Ignition probability drivers targeted" and “Other risk drivers addressed” columns are “NA” as this initiative doesn't target specific ignition probability or other risk drivers but instead supports SCE's overall wildfire mitigation efforts. The “In / exceeding compliance with regulations” and “Cite associated rule” columns are “NA” because there are no statutory compliance targets associated with this initiative. There is no single integrated data repository against which the algorithms and models are run. The data sets that are used and how they are managed is captured in the narrative document for Section 5.3.7.
| 2021 | NA | NA | NA | NA | NA | NA | Supporting activity | No RSE was created as this is an enabling activity that indirectly, rather than directly, reduces risk. | NA | New | NA | NA | NA | NA | The "Total per initiative spend", "Spend/treated line mile" and "If new: Memorandum account" columns are "NA" because costs to implement this initiative are used as shared resources and the incremental wildfire-related costs are not tracked at this level. In addition, the “Line miles to be treated” column is “NA” because line miles treated is not an applicable field of measurement for this initiative. The "Ignition probability drivers targeted" and “Other risk drivers addressed” columns are “NA” as this initiative doesn't target specific ignition probability or other risk drivers but instead supports SCE's overall wildfire mitigation efforts. The “In / exceeding compliance with regulations” and “Cite associated rule” columns are “NA” because there are no statutory compliance targets associated with this initiative. There is no single integrated data repository against which the algorithms and models are run. The data sets that are used and how they are managed is captured in the narrative document for Section 5.3.7.
| 2022 | NA | NA | NA | NA | NA | NA | Supporting activity | No RSE was created as this is an enabling activity that indirectly, rather than directly, reduces risk. | NA | New | NA | NA | NA | NA | The "Total per initiative spend", "Spend/treated line mile" and "If new: Memorandum account" columns are "NA" because costs to implement this initiative are used as shared resources and the incremental wildfire-related costs are not tracked at this level. In addition, the “Line miles to be treated” column is “NA” because line miles treated is not an applicable field of measurement for this initiative. The "Ignition probability drivers targeted" and “Other risk drivers addressed” columns are “NA” as this initiative doesn't target specific ignition probability or other risk drivers but instead supports SCE's overall wildfire mitigation efforts. The “In / exceeding compliance with regulations” and “Cite associated rule” columns are “NA” because there are no statutory compliance targets associated with this initiative. There is no single integrated data repository against which the algorithms and models are run. The data sets that are used and how they are managed is captured in the narrative document for Section 5.3.7.
| 2020-2022 plan total | NA | NA | NA | NA | NA | NA | Supporting activity | No RSE was created as this is an enabling activity that indirectly, rather than directly, reduces risk. | NA | New | NA | NA | NA | NA | The "Total per initiative spend", "Spend/treated line mile" and "If new: Memorandum account" columns are "NA" because costs to implement this initiative are used as shared resources and the incremental wildfire-related costs are not tracked at this level. In addition, the “Line miles to be treated” column is “NA” because line miles treated is not an applicable field of measurement for this initiative. The "Ignition probability drivers targeted" and “Other risk drivers addressed” columns are “NA” as this initiative doesn't target specific ignition probability or other risk drivers but instead supports SCE's overall wildfire mitigation efforts. The “In / exceeding compliance with regulations” and “Cite associated rule” columns are “NA” because there are no statutory compliance targets associated with this initiative. There is no single integrated data repository against which the algorithms and models are run. The data sets that are used and how they are managed is captured in the narrative document for Section 5.3.7.

## Table 28
Table 28: Resource allocation methodology
Initiative activity | Year | Total per-initiative spend | Subtotal A: Capital expenditure | Subtotal B: Operating expenses | Line miles to be treated | Spend/ treated line mile | Ignition probability drivers targeted | Risk reduction | Risk-spend efficiency | Other risk drivers addressed | Existing/ new | Existing: What proceeding has reviewed program | If new: Memorandum account | In / exceeding compliance with regulations | Cite associated rule | Comments
1. Allocation methodology development and application | 2019 plan | NA | NA | NA | NA | NA | NA | Supporting activity | No RSE was created as this is an enabling activity that indirectly, rather than directly, reduces risk. | NA | New | NA | NA | NA | NA | The "Total per initiative spend" and "Spend/treated line mile" columns are "NA" because costs to implement this initiative are used as shared resources and the incremental wildfire-related costs are not tracked at this level. In addition, the “Line miles to be treated” column is “NA” because line miles treated is not an applicable field of measurement for this initiative. The "Ignition probability drivers targeted" and “Other risk drivers addressed” columns are “NA” as this initiative doesn't target specific ignition probability or other risk drivers but instead supports SCE's overall wildfire mitigation efforts. The “In / exceeding compliance with regulations” and “Cite associated rule” columns are “NA” because there are no statutory compliance targets associated with this initiative.
| 2019 actual | NA | NA | NA | NA | NA | NA | Supporting activity | No RSE was created as this is an enabling activity that indirectly, rather than directly, reduces risk. | NA | New | NA | NA | NA | NA | The "Total per initiative spend" and "Spend/treated line mile" columns are "NA" because costs to implement this initiative are used as shared resources and the incremental wildfire-related costs are not tracked at this level. In addition, the “Line miles to be treated” column is “NA” because line miles treated is not an applicable field of measurement for this initiative. The "Ignition probability drivers targeted" and “Other risk drivers addressed” columns are “NA” as this initiative doesn't target specific ignition probability or other risk drivers but instead supports SCE's overall wildfire mitigation efforts. The “In / exceeding compliance with regulations” and “Cite associated rule” columns are “NA” because there are no statutory compliance targets associated with this initiative.
| 2020 | NA | NA | NA | NA | NA | NA | Supporting activity | No RSE was created as this is an enabling activity that indirectly, rather than directly, reduces risk. | NA | New | NA | NA | NA | NA | The "Total per initiative spend" and "Spend/treated line mile" columns are "NA" because costs to implement this initiative are used as shared resources and the incremental wildfire-related costs are not tracked at this level. In addition, the “Line miles to be treated” column is “NA” because line miles treated is not an applicable field of measurement for this initiative. The "Ignition probability drivers targeted" and “Other risk drivers addressed” columns are “NA” as this initiative doesn't target specific ignition probability or other risk drivers but instead supports SCE's overall wildfire mitigation efforts. The “In / exceeding compliance with regulations” and “Cite associated rule” columns are “NA” because there are no statutory compliance targets associated with this initiative.
| 2021 | NA | NA | NA | NA | NA | NA | Supporting activity | No RSE was created as this is an enabling activity that indirectly, rather than directly, reduces risk. | NA | New | NA | NA | NA | NA | The "Total per initiative spend" and "Spend/treated line mile" columns are "NA" because costs to implement this initiative are used as shared resources and the incremental wildfire-related costs are not tracked at this level. In addition, the “Line miles to be treated” column is “NA” because line miles treated is not an applicable field of measurement for this initiative. The "Ignition probability drivers targeted" and “Other risk drivers addressed” columns are “NA” as this initiative doesn't target specific ignition probability or other risk drivers but instead supports SCE's overall wildfire mitigation efforts. The “In / exceeding compliance with regulations” and “Cite associated rule” columns are “NA” because there are no statutory compliance targets associated with this initiative.
| 2022 | NA | NA | NA | NA | NA | NA | Supporting activity | No RSE was created as this is an enabling activity that indirectly, rather than directly, reduces risk. | NA | New | NA | NA | NA | NA | The "Total per initiative spend" and "Spend/treated line mile" columns are "NA" because costs to implement this initiative are used as shared resources and the incremental wildfire-related costs are not tracked at this level. In addition, the “Line miles to be treated” column is “NA” because line miles treated is not an applicable field of measurement for this initiative. The "Ignition probability drivers targeted" and “Other risk drivers addressed” columns are “NA” as this initiative doesn't target specific ignition probability or other risk drivers but instead supports SCE's overall wildfire mitigation efforts. The “In / exceeding compliance with regulations” and “Cite associated rule” columns are “NA” because there are no statutory compliance targets associated with this initiative.
| 2020-2022 plan total | NA | NA | NA | NA | NA | NA | Supporting activity | No RSE was created as this is an enabling activity that indirectly, rather than directly, reduces risk. | NA | New | NA | NA | NA | NA | The "Total per initiative spend" and "Spend/treated line mile" columns are "NA" because costs to implement this initiative are used as shared resources and the incremental wildfire-related costs are not tracked at this level. In addition, the “Line miles to be treated” column is “NA” because line miles treated is not an applicable field of measurement for this initiative. The "Ignition probability drivers targeted" and “Other risk drivers addressed” columns are “NA” as this initiative doesn't target specific ignition probability or other risk drivers but instead supports SCE's overall wildfire mitigation efforts. The “In / exceeding compliance with regulations” and “Cite associated rule” columns are “NA” because there are no statutory compliance targets associated with this initiative.
2. Risk reduction scenario development and analysis | 2019 plan | NA | NA | NA | NA | NA | NA | Supporting activity | No RSE was created as this is an enabling activity that indirectly, rather than directly, reduces risk. | NA | New | NA | NA | NA | NA | The "Total per initiative spend" and "Spend/treated line mile" columns are "NA" because costs to implement this initiative are used as shared resources and the incremental wildfire-related costs are not tracked at this level. In addition, the “Line miles to be treated” column is “NA” because line miles treated is not an applicable field of measurement for this initiative. The "Ignition probability drivers targeted" and “Other risk drivers addressed” columns are “NA” as this initiative doesn't target specific ignition probability or other risk drivers but instead supports SCE's overall wildfire mitigation efforts. The “In / exceeding compliance with regulations” and “Cite associated rule” columns are “NA” because there are no statutory compliance targets associated with this initiative.
| 2019 actual | NA | NA | NA | NA | NA | NA | Supporting activity | No RSE was created as this is an enabling activity that indirectly, rather than directly, reduces risk. | NA | New | NA | NA | NA | NA | The "Total per initiative spend" and "Spend/treated line mile" columns are "NA" because costs to implement this initiative are used as shared resources and the incremental wildfire-related costs are not tracked at this level. In addition, the “Line miles to be treated” column is “NA” because line miles treated is not an applicable field of measurement for this initiative. The "Ignition probability drivers targeted" and “Other risk drivers addressed” columns are “NA” as this initiative doesn't target specific ignition probability or other risk drivers but instead supports SCE's overall wildfire mitigation efforts. The “In / exceeding compliance with regulations” and “Cite associated rule” columns are “NA” because there are no statutory compliance targets associated with this initiative.
| 2020 | NA | NA | NA | NA | NA | NA | Supporting activity | No RSE was created as this is an enabling activity that indirectly, rather than directly, reduces risk. | NA | New | NA | NA | NA | NA | The "Total per initiative spend" and "Spend/treated line mile" columns are "NA" because costs to implement this initiative are used as shared resources and the incremental wildfire-related costs are not tracked at this level. In addition, the “Line miles to be treated” column is “NA” because line miles treated is not an applicable field of measurement for this initiative. The "Ignition probability drivers targeted" and “Other risk drivers addressed” columns are “NA” as this initiative doesn't target specific ignition probability or other risk drivers but instead supports SCE's overall wildfire mitigation efforts. The “In / exceeding compliance with regulations” and “Cite associated rule” columns are “NA” because there are no statutory compliance targets associated with this initiative.
| 2021 | NA | NA | NA | NA | NA | NA | Supporting activity | No RSE was created as this is an enabling activity that indirectly, rather than directly, reduces risk. | NA | New | NA | NA | NA | NA | The "Total per initiative spend" and "Spend/treated line mile" columns are "NA" because costs to implement this initiative are used as shared resources and the incremental wildfire-related costs are not tracked at this level. In addition, the “Line miles to be treated” column is “NA” because line miles treated is not an applicable field of measurement for this initiative. The "Ignition probability drivers targeted" and “Other risk drivers addressed” columns are “NA” as this initiative doesn't target specific ignition probability or other risk drivers but instead supports SCE's overall wildfire mitigation efforts. The “In / exceeding compliance with regulations” and “Cite associated rule” columns are “NA” because there are no statutory compliance targets associated with this initiative.
| 2022 | NA | NA | NA | NA | NA | NA | Supporting activity | No RSE was created as this is an enabling activity that indirectly, rather than directly, reduces risk. | NA | New | NA | NA | NA | NA | The "Total per initiative spend" and "Spend/treated line mile" columns are "NA" because costs to implement this initiative are used as shared resources and the incremental wildfire-related costs are not tracked at this level. In addition, the “Line miles to be treated” column is “NA” because line miles treated is not an applicable field of measurement for this initiative. The "Ignition probability drivers targeted" and “Other risk drivers addressed” columns are “NA” as this initiative doesn't target specific ignition probability or other risk drivers but instead supports SCE's overall wildfire mitigation efforts. The “In / exceeding compliance with regulations” and “Cite associated rule” columns are “NA” because there are no statutory compliance targets associated with this initiative.
| 2020-2022 plan total | NA | NA | NA | NA | NA | NA | Supporting activity | No RSE was created as this is an enabling activity that indirectly, rather than directly, reduces risk. | NA | New | NA | NA | NA | NA | The "Total per initiative spend" and "Spend/treated line mile" columns are "NA" because costs to implement this initiative are used as shared resources and the incremental wildfire-related costs are not tracked at this level. In addition, the “Line miles to be treated” column is “NA” because line miles treated is not an applicable field of measurement for this initiative. The "Ignition probability drivers targeted" and “Other risk drivers addressed” columns are “NA” as this initiative doesn't target specific ignition probability or other risk drivers but instead supports SCE's overall wildfire mitigation efforts. The “In / exceeding compliance with regulations” and “Cite associated rule” columns are “NA” because there are no statutory compliance targets associated with this initiative.
3. Risk spend efficiency analysis | 2019 plan | NA | NA | NA | NA | NA | NA | Supporting activity | No RSE was created as this is an enabling activity that indirectly, rather than directly, reduces risk. | NA | New | NA | NA | NA | NA | The "Total per initiative spend" and "Spend/treated line mile" columns are "NA" because costs to implement this initiative are used as shared resources and the incremental wildfire-related costs are not tracked at this level. In addition, the “Line miles to be treated” column is “NA” because line miles treated is not an applicable field of measurement for this initiative. The "Ignition probability drivers targeted" and “Other risk drivers addressed” columns are “NA” as this initiative doesn't target specific ignition probability or other risk drivers but instead supports SCE's overall wildfire mitigation efforts. The “In / exceeding compliance with regulations” and “Cite associated rule” columns are “NA” because there are no statutory compliance targets associated with this initiative.
| 2019 actual | NA | NA | NA | NA | NA | NA | Supporting activity | No RSE was created as this is an enabling activity that indirectly, rather than directly, reduces risk. | NA | New | NA | NA | NA | NA | The "Total per initiative spend" and "Spend/treated line mile" columns are "NA" because costs to implement this initiative are used as shared resources and the incremental wildfire-related costs are not tracked at this level. In addition, the “Line miles to be treated” column is “NA” because line miles treated is not an applicable field of measurement for this initiative. The "Ignition probability drivers targeted" and “Other risk drivers addressed” columns are “NA” as this initiative doesn't target specific ignition probability or other risk drivers but instead supports SCE's overall wildfire mitigation efforts. The “In / exceeding compliance with regulations” and “Cite associated rule” columns are “NA” because there are no statutory compliance targets associated with this initiative.
| 2020 | NA | NA | NA | NA | NA | NA | Supporting activity | No RSE was created as this is an enabling activity that indirectly, rather than directly, reduces risk. | NA | New | NA | NA | NA | NA | The "Total per initiative spend" and "Spend/treated line mile" columns are "NA" because costs to implement this initiative are used as shared resources and the incremental wildfire-related costs are not tracked at this level. In addition, the “Line miles to be treated” column is “NA” because line miles treated is not an applicable field of measurement for this initiative. The "Ignition probability drivers targeted" and “Other risk drivers addressed” columns are “NA” as this initiative doesn't target specific ignition probability or other risk drivers but instead supports SCE's overall wildfire mitigation efforts. The “In / exceeding compliance with regulations” and “Cite associated rule” columns are “NA” because there are no statutory compliance targets associated with this initiative.
| 2021 | NA | NA | NA | NA | NA | NA | Supporting activity | No RSE was created as this is an enabling activity that indirectly, rather than directly, reduces risk. | NA | New | NA | NA | NA | NA | The "Total per initiative spend" and "Spend/treated line mile" columns are "NA" because costs to implement this initiative are used as shared resources and the incremental wildfire-related costs are not tracked at this level. In addition, the “Line miles to be treated” column is “NA” because line miles treated is not an applicable field of measurement for this initiative. The "Ignition probability drivers targeted" and “Other risk drivers addressed” columns are “NA” as this initiative doesn't target specific ignition probability or other risk drivers but instead supports SCE's overall wildfire mitigation efforts. The “In / exceeding compliance with regulations” and “Cite associated rule” columns are “NA” because there are no statutory compliance targets associated with this initiative.
| 2022 | NA | NA | NA | NA | NA | NA | Supporting activity | No RSE was created as this is an enabling activity that indirectly, rather than directly, reduces risk. | NA | New | NA | NA | NA | NA | The "Total per initiative spend" and "Spend/treated line mile" columns are "NA" because costs to implement this initiative are used as shared resources and the incremental wildfire-related costs are not tracked at this level. In addition, the “Line miles to be treated” column is “NA” because line miles treated is not an applicable field of measurement for this initiative. The "Ignition probability drivers targeted" and “Other risk drivers addressed” columns are “NA” as this initiative doesn't target specific ignition probability or other risk drivers but instead supports SCE's overall wildfire mitigation efforts. The “In / exceeding compliance with regulations” and “Cite associated rule” columns are “NA” because there are no statutory compliance targets associated with this initiative.
| 2020-2022 plan total | NA | NA | NA | NA | NA | NA | Supporting activity | No RSE was created as this is an enabling activity that indirectly, rather than directly, reduces risk. | NA | New | NA | NA | NA | NA | The "Total per initiative spend" and "Spend/treated line mile" columns are "NA" because costs to implement this initiative are used as shared resources and the incremental wildfire-related costs are not tracked at this level. In addition, the “Line miles to be treated” column is “NA” because line miles treated is not an applicable field of measurement for this initiative. The "Ignition probability drivers targeted" and “Other risk drivers addressed” columns are “NA” as this initiative doesn't target specific ignition probability or other risk drivers but instead supports SCE's overall wildfire mitigation efforts. The “In / exceeding compliance with regulations” and “Cite associated rule” columns are “NA” because there are no statutory compliance targets associated with this initiative.
4. Organizational Support - PMO, OCM, and wildfire-related IT support | 2019 plan | NA | NA | NA | NA | NA | NA | NA | NA | NA | NA | NA | NA | NA | NA | All columns are "NA" for the 2019 plan as this initiative did not begin until after the 2019 WMP had been filed.
| 2019 actual | 61614.6 | 18790.871 | 42823.729 | NA | NA | NA | Supporting activity | No RSE was created as this is an enabling activity that indirectly, rather than directly, reduces risk. | NA | New | NA | FRMMA, WMPMA, GSRPMA | NA | NA | The "Line miles to be treated" and "Spend/treated line mile" columns are "NA" because line miles treated is not an applicable field of measurement for this initiative. The "Ignition probability drivers targeted" and “Other risk drivers addressed” columns are “NA” as this initiative doesn't target specific ignition probability or other risk drivers but instead supports SCE's overall wildfire mitigation efforts. The “In / exceeding compliance with regulations” and “Cite associated rule” columns are “NA” because there are no statutory compliance targets associated with this initiative.
| 2020 | 78518.986 | 32117.396 | 46401.59 | NA | NA | NA | Supporting activity | No RSE was created as this is an enabling activity that indirectly, rather than directly, reduces risk. | NA | New | NA | FRMMA, WMPMA, GSRPMA | NA | NA | The "Line miles to be treated" and "Spend/treated line mile" columns are "NA" because line miles treated is not an applicable field of measurement for this initiative. The "Ignition probability drivers targeted" and “Other risk drivers addressed” columns are “NA” as this initiative doesn't target specific ignition probability or other risk drivers but instead supports SCE's overall wildfire mitigation efforts. The “In / exceeding compliance with regulations” and “Cite associated rule” columns are “NA” because there are no statutory compliance targets associated with this initiative.
| 2021 | 31314.893 | 6555.037 | 24759.856 | NA | NA | NA | Supporting activity | No RSE was created as this is an enabling activity that indirectly, rather than directly, reduces risk. | NA | New | NA | FRMMA, WMPMA, GSRPMA | NA | NA | The "Line miles to be treated" and "Spend/treated line mile" columns are "NA" because line miles treated is not an applicable field of measurement for this initiative. The "Ignition probability drivers targeted" and “Other risk drivers addressed” columns are “NA” as this initiative doesn't target specific ignition probability or other risk drivers but instead supports SCE's overall wildfire mitigation efforts. The “In / exceeding compliance with regulations” and “Cite associated rule” columns are “NA” because there are no statutory compliance targets associated with this initiative.
| 2022 | 23495.035 | 2434.952 | 21060.083 | NA | NA | NA | Supporting activity | No RSE was created as this is an enabling activity that indirectly, rather than directly, reduces risk. | NA | New | NA | FRMMA, WMPMA, GSRPMA | NA | NA | The "Line miles to be treated" and "Spend/treated line mile" columns are "NA" because line miles treated is not an applicable field of measurement for this initiative. The "Ignition probability drivers targeted" and “Other risk drivers addressed” columns are “NA” as this initiative doesn't target specific ignition probability or other risk drivers but instead supports SCE's overall wildfire mitigation efforts. The “In / exceeding compliance with regulations” and “Cite associated rule” columns are “NA” because there are no statutory compliance targets associated with this initiative.
| 2020-2022 plan total | 133328.914 | 41107.385 | 92221.529 | NA | NA | NA | Supporting activity | No RSE was created as this is an enabling activity that indirectly, rather than directly, reduces risk. | NA | New | NA | FRMMA, WMPMA, GSRPMA | NA | NA | The "Line miles to be treated" and "Spend/treated line mile" columns are "NA" because line miles treated is not an applicable field of measurement for this initiative. The "Ignition probability drivers targeted" and “Other risk drivers addressed” columns are “NA” as this initiative doesn't target specific ignition probability or other risk drivers but instead supports SCE's overall wildfire mitigation efforts. The “In / exceeding compliance with regulations” and “Cite associated rule” columns are “NA” because there are no statutory compliance targets associated with this initiative.

## Table 29
Table 29: Emergency planning and preparedness
Initiative activity | Year | Total per-initiative spend | Subtotal A: Capital expenditure | Subtotal B: Operating expenses | Line miles to be treated | Spend/ treated line mile | Ignition probability drivers targeted | Risk reduction | Risk-spend efficiency | Other risk drivers addressed | Existing/ new | Existing: What proceeding has reviewed program | If new: Memorandum account | In / exceeding compliance with regulations | Cite associated rule | Comments
1. Adequate and trained workforce for service restoration (DEP-2) | 2019 plan | 2610.1046 | 0 | 2610.1046 | NA | NA | NA | Supporting activity | No RSE was created as this is an enabling activity that indirectly, rather than directly, reduces risk. | NA | New | NA | WMPMA | NA | NA | The "Line miles to be treated" and "Spend/treated line mile" columns are "NA" because line miles treated is not an applicable field of measurement for this initiative. The "Ignition probability drivers targeted" and “Other risk drivers addressed” columns are “NA” as this initiative doesn't target specific ignition probability or other risk drivers but instead supports SCE's overall wildfire mitigation efforts. The “In / exceeding compliance with regulations” and “Cite associated rule” columns are “NA” because there are no statutory compliance targets associated with this initiative.
| 2019 actual | 1440.7269 | 0 | 1440.7269 | NA | NA | NA | Supporting activity | No RSE was created as this is an enabling activity that indirectly, rather than directly, reduces risk. | NA | New | NA | WMPMA | NA | NA | The "Line miles to be treated" and "Spend/treated line mile" columns are "NA" because line miles treated is not an applicable field of measurement for this initiative. The "Ignition probability drivers targeted" and “Other risk drivers addressed” columns are “NA” as this initiative doesn't target specific ignition probability or other risk drivers but instead supports SCE's overall wildfire mitigation efforts. The “In / exceeding compliance with regulations” and “Cite associated rule” columns are “NA” because there are no statutory compliance targets associated with this initiative.
| 2020 | 1721.6811 | 0 | 1721.6811 | NA | NA | NA | Supporting activity | No RSE was created as this is an enabling activity that indirectly, rather than directly, reduces risk. | NA | New | NA | WMPMA | NA | NA | The "Line miles to be treated" and "Spend/treated line mile" columns are "NA" because line miles treated is not an applicable field of measurement for this initiative. The "Ignition probability drivers targeted" and “Other risk drivers addressed” columns are “NA” as this initiative doesn't target specific ignition probability or other risk drivers but instead supports SCE's overall wildfire mitigation efforts. The “In / exceeding compliance with regulations” and “Cite associated rule” columns are “NA” because there are no statutory compliance targets associated with this initiative.
| 2021 | 1758.2118 | 0 | 1758.2118 | NA | NA | NA | Supporting activity | No RSE was created as this is an enabling activity that indirectly, rather than directly, reduces risk. | NA | New | NA | WMPMA | NA | NA | The "Line miles to be treated" and "Spend/treated line mile" columns are "NA" because line miles treated is not an applicable field of measurement for this initiative. The "Ignition probability drivers targeted" and “Other risk drivers addressed” columns are “NA” as this initiative doesn't target specific ignition probability or other risk drivers but instead supports SCE's overall wildfire mitigation efforts. The “In / exceeding compliance with regulations” and “Cite associated rule” columns are “NA” because there are no statutory compliance targets associated with this initiative.
| 2022 | 1796.1963 | 0 | 1796.1963 | NA | NA | NA | Supporting activity | No RSE was created as this is an enabling activity that indirectly, rather than directly, reduces risk. | NA | New | NA | WMPMA | NA | NA | The "Line miles to be treated" and "Spend/treated line mile" columns are "NA" because line miles treated is not an applicable field of measurement for this initiative. The "Ignition probability drivers targeted" and “Other risk drivers addressed” columns are “NA” as this initiative doesn't target specific ignition probability or other risk drivers but instead supports SCE's overall wildfire mitigation efforts. The “In / exceeding compliance with regulations” and “Cite associated rule” columns are “NA” because there are no statutory compliance targets associated with this initiative.
| 2020-2022 plan total | 5276.0892 | 0 | 5276.0892 | NA | NA | NA | Supporting activity | No RSE was created as this is an enabling activity that indirectly, rather than directly, reduces risk. | NA | New | NA | WMPMA | NA | NA | The "Line miles to be treated" and "Spend/treated line mile" columns are "NA" because line miles treated is not an applicable field of measurement for this initiative. The "Ignition probability drivers targeted" and “Other risk drivers addressed” columns are “NA” as this initiative doesn't target specific ignition probability or other risk drivers but instead supports SCE's overall wildfire mitigation efforts. The “In / exceeding compliance with regulations” and “Cite associated rule” columns are “NA” because there are no statutory compliance targets associated with this initiative.
2. Community outreach, public awareness, and communications efforts (DEP-1.1 - DEP-1.3, DEP-3) | 2019 plan | 1423.242 | 0 | 1423.242 | NA | NA | NA | Supporting activity | No RSE was created as this is an enabling activity that indirectly, rather than directly, reduces risk. | NA | New | NA | FRMMA, GSRPMA | In Compliance | R-1812005 | This initiative activity includes costs associated with customer engagement, direct customer mailings, and town hall community meetings. The "Line miles to be treated" and "Spend/treated line mile" columns are "NA" because line miles treated is not an applicable field of measurement for this initiative. The "Ignition probability drivers targeted" and “Other risk drivers addressed” columns are “NA” as this initiative doesn't target specific ignition probability or other risk drivers but instead supports SCE's overall wildfire mitigation efforts.
| 2019 Actual | 6449.956 | 0 | 6449.956 | NA | NA | NA | Supporting activity | No RSE was created as this is an enabling activity that indirectly, rather than directly, reduces risk. | NA | New | NA | FRMMA, GSRPMA | In Compliance | R-1812005 | This initiative activity includes costs associated with customer engagement, direct customer mailings, and town hall community meetings. The "Line miles to be treated" and "Spend/treated line mile" columns are "NA" because line miles treated is not an applicable field of measurement for this initiative. The "Ignition probability drivers targeted" and “Other risk drivers addressed” columns are “NA” as this initiative doesn't target specific ignition probability or other risk drivers but instead supports SCE's overall wildfire mitigation efforts.
| 2020 | 9109.5679 | 0 | 9109.5679 | NA | NA | NA | Supporting activity | No RSE was created as this is an enabling activity that indirectly, rather than directly, reduces risk. | NA | New | NA | FRMMA, GSRPMA | In Compliance | R-1812005 | This initiative activity includes costs associated with customer engagement, direct customer mailings, and town hall community meetings. The "Line miles to be treated" and "Spend/treated line mile" columns are "NA" because line miles treated is not an applicable field of measurement for this initiative. The "Ignition probability drivers targeted" and “Other risk drivers addressed” columns are “NA” as this initiative doesn't target specific ignition probability or other risk drivers but instead supports SCE's overall wildfire mitigation efforts.
| 2021 | 9302.8547 | 0 | 9302.8547 | NA | NA | NA | Supporting activity | No RSE was created as this is an enabling activity that indirectly, rather than directly, reduces risk. | NA | New | NA | FRMMA, GSRPMA | In Compliance | R-1812005 | This initiative activity includes costs associated with customer engagement, direct customer mailings, and town hall community meetings. The "Line miles to be treated" and "Spend/treated line mile" columns are "NA" because line miles treated is not an applicable field of measurement for this initiative. The "Ignition probability drivers targeted" and “Other risk drivers addressed” columns are “NA” as this initiative doesn't target specific ignition probability or other risk drivers but instead supports SCE's overall wildfire mitigation efforts.
| 2022 | 9503.8344 | 0 | 9503.8344 | NA | NA | NA | Supporting activity | No RSE was created as this is an enabling activity that indirectly, rather than directly, reduces risk. | NA | New | NA | FRMMA, GSRPMA | In Compliance | R-1812005 | This initiative activity includes costs associated with customer engagement, direct customer mailings, and town hall community meetings. The "Line miles to be treated" and "Spend/treated line mile" columns are "NA" because line miles treated is not an applicable field of measurement for this initiative. The "Ignition probability drivers targeted" and “Other risk drivers addressed” columns are “NA” as this initiative doesn't target specific ignition probability or other risk drivers but instead supports SCE's overall wildfire mitigation efforts.
| 2020-2022 plan total | 27916.257 | 0 | 27916.257 | NA | NA | NA | Supporting activity | No RSE was created as this is an enabling activity that indirectly, rather than directly, reduces risk. | NA | New | NA | FRMMA, GSRPMA | In Compliance | D. 19-017-015 | This initiative activity includes costs associated with customer engagement, direct customer mailings, and town hall community meetings. The "Line miles to be treated" and "Spend/treated line mile" columns are "NA" because line miles treated is not an applicable field of measurement for this initiative. The "Ignition probability drivers targeted" and “Other risk drivers addressed” columns are “NA” as this initiative doesn't target specific ignition probability or other risk drivers but instead supports SCE's overall wildfire mitigation efforts.
3. Customer support in emergencies | 2019 plan | NA | NA | NA | NA | NA | NA | Supporting activity | No RSE was created as this is an enabling activity that indirectly, rather than directly, reduces risk. | NA | NA | NA | NA | In Compliance | D. 19-017-015 | The "Total per initiative spend", "Spend/treated line mile" and "Existing/ new" columns are "NA" because costs to implement this initiative are part of normal labor hours and are not tracked as incremental wildfire-related costs. In addition, the “Line miles to be treated” column is “NA” because line miles treated is not an applicable field of measurement for this initiative. The "Ignition probability drivers targeted" and “Other risk drivers addressed” columns are “NA” as this initiative doesn't target specific ignition probability or other risk drivers but instead supports SCE's overall wildfire mitigation efforts.
| 2019 actual | NA | NA | NA | NA | NA | NA | Supporting activity | No RSE was created as this is an enabling activity that indirectly, rather than directly, reduces risk. | NA | NA | NA | NA | In Compliance | D. 19-017-015 | The "Total per initiative spend", "Spend/treated line mile" and "Existing/ new" columns are "NA" because costs to implement this initiative are part of normal labor hours and are not tracked as incremental wildfire-related costs. In addition, the “Line miles to be treated” column is “NA” because line miles treated is not an applicable field of measurement for this initiative. The "Ignition probability drivers targeted" and “Other risk drivers addressed” columns are “NA” as this initiative doesn't target specific ignition probability or other risk drivers but instead supports SCE's overall wildfire mitigation efforts.
| 2020 | NA | NA | NA | NA | NA | NA | Supporting activity | No RSE was created as this is an enabling activity that indirectly, rather than directly, reduces risk. | NA | NA | NA | NA | In Compliance | D. 19-017-015 | The "Total per initiative spend", "Spend/treated line mile" and "Existing/ new" columns are "NA" because costs to implement this initiative are part of normal labor hours and are not tracked as incremental wildfire-related costs. In addition, the “Line miles to be treated” column is “NA” because line miles treated is not an applicable field of measurement for this initiative. The "Ignition probability drivers targeted" and “Other risk drivers addressed” columns are “NA” as this initiative doesn't target specific ignition probability or other risk drivers but instead supports SCE's overall wildfire mitigation efforts.
| 2021 | NA | NA | NA | NA | NA | NA | Supporting activity | No RSE was created as this is an enabling activity that indirectly, rather than directly, reduces risk. | NA | NA | NA | NA | In Compliance | D. 19-017-015 | The "Total per initiative spend", "Spend/treated line mile" and "Existing/ new" columns are "NA" because costs to implement this initiative are part of normal labor hours and are not tracked as incremental wildfire-related costs. In addition, the “Line miles to be treated” column is “NA” because line miles treated is not an applicable field of measurement for this initiative. The "Ignition probability drivers targeted" and “Other risk drivers addressed” columns are “NA” as this initiative doesn't target specific ignition probability or other risk drivers but instead supports SCE's overall wildfire mitigation efforts.
| 2022 | NA | NA | NA | NA | NA | NA | Supporting activity | No RSE was created as this is an enabling activity that indirectly, rather than directly, reduces risk. | NA | NA | NA | NA | In Compliance | D. 19-017-015 | The "Total per initiative spend", "Spend/treated line mile" and "Existing/ new" columns are "NA" because costs to implement this initiative are part of normal labor hours and are not tracked as incremental wildfire-related costs. In addition, the “Line miles to be treated” column is “NA” because line miles treated is not an applicable field of measurement for this initiative. The "Ignition probability drivers targeted" and “Other risk drivers addressed” columns are “NA” as this initiative doesn't target specific ignition probability or other risk drivers but instead supports SCE's overall wildfire mitigation efforts.
| 2020-2022 plan total | NA | NA | NA | NA | NA | NA | Supporting activity | No RSE was created as this is an enabling activity that indirectly, rather than directly, reduces risk. | NA | NA | NA | NA | In Compliance | D. 19-017-015 | The "Total per initiative spend", "Spend/treated line mile" and "Existing/ new" columns are "NA" because costs to implement this initiative are part of normal labor hours and are not tracked as incremental wildfire-related costs. In addition, the “Line miles to be treated” column is “NA” because line miles treated is not an applicable field of measurement for this initiative. The "Ignition probability drivers targeted" and “Other risk drivers addressed” columns are “NA” as this initiative doesn't target specific ignition probability or other risk drivers but instead supports SCE's overall wildfire mitigation efforts.
4. Disaster and emergency preparedness plan | 2019 plan | NA | NA | NA | NA | NA | NA | Supporting activity | No RSE was created as this is an enabling activity that indirectly, rather than directly, reduces risk. | NA | NA | NA | NA | In Compliance | GO 166 | The "Total per initiative spend", "Spend/treated line mile" and "Existing/ new" columns are "NA" because costs to implement this initiative are part of normal labor hours and are not tracked as incremental wildfire-related costs. In addition, the “Line miles to be treated” column is “NA” because line miles treated is not an applicable field of measurement for this initiative. The "Ignition probability drivers targeted" and “Other risk drivers addressed” columns are “NA” as this initiative doesn't target specific ignition probability or other risk drivers but instead supports SCE's overall wildfire mitigation efforts.
| 2019 actual | NA | NA | NA | NA | NA | NA | Supporting activity | No RSE was created as this is an enabling activity that indirectly, rather than directly, reduces risk. | NA | NA | NA | NA | In Compliance | GO 166 | The "Total per initiative spend", "Spend/treated line mile" and "Existing/ new" columns are "NA" because costs to implement this initiative are part of normal labor hours and are not tracked as incremental wildfire-related costs. In addition, the “Line miles to be treated” column is “NA” because line miles treated is not an applicable field of measurement for this initiative. The "Ignition probability drivers targeted" and “Other risk drivers addressed” columns are “NA” as this initiative doesn't target specific ignition probability or other risk drivers but instead supports SCE's overall wildfire mitigation efforts.
| 2020 | NA | NA | NA | NA | NA | NA | Supporting activity | No RSE was created as this is an enabling activity that indirectly, rather than directly, reduces risk. | NA | NA | NA | NA | In Compliance | GO 166 | The "Total per initiative spend", "Spend/treated line mile" and "Existing/ new" columns are "NA" because costs to implement this initiative are part of normal labor hours and are not tracked as incremental wildfire-related costs. In addition, the “Line miles to be treated” column is “NA” because line miles treated is not an applicable field of measurement for this initiative. The "Ignition probability drivers targeted" and “Other risk drivers addressed” columns are “NA” as this initiative doesn't target specific ignition probability or other risk drivers but instead supports SCE's overall wildfire mitigation efforts.
| 2021 | NA | NA | NA | NA | NA | NA | Supporting activity | No RSE was created as this is an enabling activity that indirectly, rather than directly, reduces risk. | NA | NA | NA | NA | In Compliance | GO 166 | The "Total per initiative spend", "Spend/treated line mile" and "Existing/ new" columns are "NA" because costs to implement this initiative are part of normal labor hours and are not tracked as incremental wildfire-related costs. In addition, the “Line miles to be treated” column is “NA” because line miles treated is not an applicable field of measurement for this initiative. The "Ignition probability drivers targeted" and “Other risk drivers addressed” columns are “NA” as this initiative doesn't target specific ignition probability or other risk drivers but instead supports SCE's overall wildfire mitigation efforts.
| 2022 | NA | NA | NA | NA | NA | NA | Supporting activity | No RSE was created as this is an enabling activity that indirectly, rather than directly, reduces risk. | NA | NA | NA | NA | In Compliance | GO 166 | The "Total per initiative spend", "Spend/treated line mile" and "Existing/ new" columns are "NA" because costs to implement this initiative are part of normal labor hours and are not tracked as incremental wildfire-related costs. In addition, the “Line miles to be treated” column is “NA” because line miles treated is not an applicable field of measurement for this initiative. The "Ignition probability drivers targeted" and “Other risk drivers addressed” columns are “NA” as this initiative doesn't target specific ignition probability or other risk drivers but instead supports SCE's overall wildfire mitigation efforts.
| 2020-2022 plan total | NA | NA | NA | NA | NA | NA | Supporting activity | No RSE was created as this is an enabling activity that indirectly, rather than directly, reduces risk. | NA | NA | NA | NA | In Compliance | GO 166 | The "Total per initiative spend", "Spend/treated line mile" and "Existing/ new" columns are "NA" because costs to implement this initiative are part of normal labor hours and are not tracked as incremental wildfire-related costs. In addition, the “Line miles to be treated” column is “NA” because line miles treated is not an applicable field of measurement for this initiative. The "Ignition probability drivers targeted" and “Other risk drivers addressed” columns are “NA” as this initiative doesn't target specific ignition probability or other risk drivers but instead supports SCE's overall wildfire mitigation efforts.
5. Preparedness and planning for service restoration | 2019 plan | 2153.4085 | 0 | 2153.4085 | 4 | 538.3521 | NA | Supporting activity | No RSE was created as this is an enabling activity that indirectly, rather than directly, reduces risk. | NA | New | NA | GSRPMA | NA | NA | Instead of "Line miles to be treated", the number of patrols is the unit of measure. The "Ignition probability drivers targeted" and “Other risk drivers addressed” columns are “NA” as this initiative doesn't target specific ignition probability or other risk drivers but instead supports SCE's overall wildfire mitigation efforts. The “In / exceeding compliance with regulations” and “Cite associated rule” columns are “NA” because there are no statutory compliance targets associated with this initiative.
| 2019 actual | 9994.986 | 585.423 | 9409.563 | 16 | 624.6866 | NA | Supporting activity | No RSE was created as this is an enabling activity that indirectly, rather than directly, reduces risk. | NA | New | NA | GSRPMA | NA | NA | Instead of "Line miles to be treated", the number of patrols is the unit of measure. The "Ignition probability drivers targeted" and “Other risk drivers addressed” columns are “NA” as this initiative doesn't target specific ignition probability or other risk drivers but instead supports SCE's overall wildfire mitigation efforts. The “In / exceeding compliance with regulations” and “Cite associated rule” columns are “NA” because there are no statutory compliance targets associated with this initiative.
| 2020 | 11230.867 | 0 | 11230.867 | 30 | 374.3622 | NA | Supporting activity | No RSE was created as this is an enabling activity that indirectly, rather than directly, reduces risk. | NA | New | NA | GSRPMA | NA | NA | Instead of "Line miles to be treated", the number of patrols is the unit of measure. The "Ignition probability drivers targeted" and “Other risk drivers addressed” columns are “NA” as this initiative doesn't target specific ignition probability or other risk drivers but instead supports SCE's overall wildfire mitigation efforts. The “In / exceeding compliance with regulations” and “Cite associated rule” columns are “NA” because there are no statutory compliance targets associated with this initiative.
| 2021 | 11600.721 | 0 | 11600.721 | 30 | 386.6907 | NA | Supporting activity | No RSE was created as this is an enabling activity that indirectly, rather than directly, reduces risk. | NA | New | NA | GSRPMA | NA | NA | Instead of "Line miles to be treated", the number of patrols is the unit of measure. The "Ignition probability drivers targeted" and “Other risk drivers addressed” columns are “NA” as this initiative doesn't target specific ignition probability or other risk drivers but instead supports SCE's overall wildfire mitigation efforts. The “In / exceeding compliance with regulations” and “Cite associated rule” columns are “NA” because there are no statutory compliance targets associated with this initiative.
| 2022 | 11956.387 | 0 | 11956.387 | 30 | 398.5462 | NA | Supporting activity | No RSE was created as this is an enabling activity that indirectly, rather than directly, reduces risk. | NA | New | NA | GSRPMA | NA | NA | Instead of "Line miles to be treated", the number of patrols is the unit of measure. The "Ignition probability drivers targeted" and “Other risk drivers addressed” columns are “NA” as this initiative doesn't target specific ignition probability or other risk drivers but instead supports SCE's overall wildfire mitigation efforts. The “In / exceeding compliance with regulations” and “Cite associated rule” columns are “NA” because there are no statutory compliance targets associated with this initiative.
| 2020-2022 plan total | 34787.975 | 0 | 34787.975 | 90 | 386.5331 | NA | Supporting activity | No RSE was created as this is an enabling activity that indirectly, rather than directly, reduces risk. | NA | New | NA | GSRPMA | NA | NA | Instead of "Line miles to be treated", the number of patrols is the unit of measure. The "Ignition probability drivers targeted" and “Other risk drivers addressed” columns are “NA” as this initiative doesn't target specific ignition probability or other risk drivers but instead supports SCE's overall wildfire mitigation efforts. The “In / exceeding compliance with regulations” and “Cite associated rule” columns are “NA” because there are no statutory compliance targets associated with this initiative.
6. Protocols in place to learn from wildfire events | 2019 plan | NA | NA | NA | NA | NA | NA | Supporting activity | No RSE was created as this is an enabling activity that indirectly, rather than directly, reduces risk. | NA | NA | NA | NA | In Compliance | GO 166 | The "Total per initiative spend", "Spend/treated line mile" and "Existing/ new" columns are "NA" because costs to implement this initiative are part of normal labor hours and are not tracked as incremental wildfire-related costs. In addition, the “Line miles to be treated” column is “NA” because line miles treated is not an applicable field of measurement for this initiative. The "Ignition probability drivers targeted" and “Other risk drivers addressed” columns are “NA” as this initiative doesn't target specific ignition probability or other risk drivers but instead supports SCE's overall wildfire mitigation efforts.
| 2019 actual | NA | NA | NA | NA | NA | NA | Supporting activity | No RSE was created as this is an enabling activity that indirectly, rather than directly, reduces risk. | NA | NA | NA | NA | In Compliance | GO 166 | The "Total per initiative spend", "Spend/treated line mile" and "Existing/ new" columns are "NA" because costs to implement this initiative are part of normal labor hours and are not tracked as incremental wildfire-related costs. In addition, the “Line miles to be treated” column is “NA” because line miles treated is not an applicable field of measurement for this initiative. The "Ignition probability drivers targeted" and “Other risk drivers addressed” columns are “NA” as this initiative doesn't target specific ignition probability or other risk drivers but instead supports SCE's overall wildfire mitigation efforts.
| 2020 | NA | NA | NA | NA | NA | NA | Supporting activity | No RSE was created as this is an enabling activity that indirectly, rather than directly, reduces risk. | NA | NA | NA | NA | In Compliance | GO 166 | The "Total per initiative spend", "Spend/treated line mile" and "Existing/ new" columns are "NA" because costs to implement this initiative are part of normal labor hours and are not tracked as incremental wildfire-related costs. In addition, the “Line miles to be treated” column is “NA” because line miles treated is not an applicable field of measurement for this initiative. The "Ignition probability drivers targeted" and “Other risk drivers addressed” columns are “NA” as this initiative doesn't target specific ignition probability or other risk drivers but instead supports SCE's overall wildfire mitigation efforts.
| 2021 | NA | NA | NA | NA | NA | NA | Supporting activity | No RSE was created as this is an enabling activity that indirectly, rather than directly, reduces risk. | NA | NA | NA | NA | In Compliance | GO 166 | The "Total per initiative spend", "Spend/treated line mile" and "Existing/ new" columns are "NA" because costs to implement this initiative are part of normal labor hours and are not tracked as incremental wildfire-related costs. In addition, the “Line miles to be treated” column is “NA” because line miles treated is not an applicable field of measurement for this initiative. The "Ignition probability drivers targeted" and “Other risk drivers addressed” columns are “NA” as this initiative doesn't target specific ignition probability or other risk drivers but instead supports SCE's overall wildfire mitigation efforts.
| 2022 | NA | NA | NA | NA | NA | NA | Supporting activity | No RSE was created as this is an enabling activity that indirectly, rather than directly, reduces risk. | NA | NA | NA | NA | In Compliance | GO 166 | The "Total per initiative spend", "Spend/treated line mile" and "Existing/ new" columns are "NA" because costs to implement this initiative are part of normal labor hours and are not tracked as incremental wildfire-related costs. In addition, the “Line miles to be treated” column is “NA” because line miles treated is not an applicable field of measurement for this initiative. The "Ignition probability drivers targeted" and “Other risk drivers addressed” columns are “NA” as this initiative doesn't target specific ignition probability or other risk drivers but instead supports SCE's overall wildfire mitigation efforts.
| 2020-2022 plan total | NA | NA | NA | NA | NA | NA | Supporting activity | No RSE was created as this is an enabling activity that indirectly, rather than directly, reduces risk. | NA | NA | NA | NA | In Compliance | GO 166 | The "Total per initiative spend", "Spend/treated line mile" and "Existing/ new" columns are "NA" because costs to implement this initiative are part of normal labor hours and are not tracked as incremental wildfire-related costs. In addition, the “Line miles to be treated” column is “NA” because line miles treated is not an applicable field of measurement for this initiative. The "Ignition probability drivers targeted" and “Other risk drivers addressed” columns are “NA” as this initiative doesn't target specific ignition probability or other risk drivers but instead supports SCE's overall wildfire mitigation efforts.
7. Customer research and education (DEP-4) | 2019 plan | 919.05 | 0 | 919.05 | NA | NA | NA | Supporting activity | No RSE was created as this is an enabling activity that indirectly, rather than directly, reduces risk. | NA | New | NA | FRMMA | NA | NA | The "Line miles to be treated" and "Spend/treated line mile" columns are "NA" because line miles treated is not an applicable field of measurement for this initiative. The "Ignition probability drivers targeted" and “Other risk drivers addressed” columns are “NA” as this initiative doesn't target specific ignition probability or other risk drivers but instead supports SCE's overall wildfire mitigation efforts. The “In / exceeding compliance with regulations” and “Cite associated rule” columns are “NA” because there are no statutory compliance targets associated with this initiative.
| 2019 actual | NA | NA | NA | NA | NA | NA | Supporting activity | No RSE was created as this is an enabling activity that indirectly, rather than directly, reduces risk. | NA | New | NA | FRMMA | NA | NA | The "Total per initiative spend", “Line miles to be treated” and "Spend/treated line mile" columns are "NA" as they are covered in Initiative 2, Table 29. The "Ignition probability drivers targeted" and “Other risk drivers addressed” columns are “NA” as this initiative doesn't target specific ignition probability or other risk drivers but instead supports SCE's overall wildfire mitigation efforts. The “In / exceeding compliance with regulations” and “Cite associated rule” columns are “NA” because there are no statutory compliance targets associated with this initiative.
| 2020 | 1409.4079 | 0 | 1409.4079 | NA | NA | NA | Supporting activity | No RSE was created as this is an enabling activity that indirectly, rather than directly, reduces risk. | NA | New | NA | FRMMA | NA | NA | The "Line miles to be treated" and "Spend/treated line mile" columns are "NA" because line miles treated is not an applicable field of measurement for this initiative. The "Ignition probability drivers targeted" and “Other risk drivers addressed” columns are “NA” as this initiative doesn't target specific ignition probability or other risk drivers but instead supports SCE's overall wildfire mitigation efforts. The “In / exceeding compliance with regulations” and “Cite associated rule” columns are “NA” because there are no statutory compliance targets associated with this initiative.
| 2021 | 1434.0904 | 0 | 1434.0904 | NA | NA | NA | Supporting activity | No RSE was created as this is an enabling activity that indirectly, rather than directly, reduces risk. | NA | New | NA | FRMMA | NA | NA | The "Line miles to be treated" and "Spend/treated line mile" columns are "NA" because line miles treated is not an applicable field of measurement for this initiative. The "Ignition probability drivers targeted" and “Other risk drivers addressed” columns are “NA” as this initiative doesn't target specific ignition probability or other risk drivers but instead supports SCE's overall wildfire mitigation efforts. The “In / exceeding compliance with regulations” and “Cite associated rule” columns are “NA” because there are no statutory compliance targets associated with this initiative.
| 2022 | 1465.0726 | 0 | 1465.0726 | NA | NA | NA | Supporting activity | No RSE was created as this is an enabling activity that indirectly, rather than directly, reduces risk. | NA | New | NA | FRMMA | NA | NA | The "Line miles to be treated" and "Spend/treated line mile" columns are "NA" because line miles treated is not an applicable field of measurement for this initiative. The "Ignition probability drivers targeted" and “Other risk drivers addressed” columns are “NA” as this initiative doesn't target specific ignition probability or other risk drivers but instead supports SCE's overall wildfire mitigation efforts. The “In / exceeding compliance with regulations” and “Cite associated rule” columns are “NA” because there are no statutory compliance targets associated with this initiative.
| 2020-2022 plan total | 4308.571 | 0 | 4308.571 | NA | NA | NA | Supporting activity | No RSE was created as this is an enabling activity that indirectly, rather than directly, reduces risk. | NA | New | NA | FRMMA | NA | NA | The "Line miles to be treated" and "Spend/treated line mile" columns are "NA" because line miles treated is not an applicable field of measurement for this initiative. The "Ignition probability drivers targeted" and “Other risk drivers addressed” columns are “NA” as this initiative doesn't target specific ignition probability or other risk drivers but instead supports SCE's overall wildfire mitigation efforts. The “In / exceeding compliance with regulations” and “Cite associated rule” columns are “NA” because there are no statutory compliance targets associated with this initiative.

## Table 30
Table 30: Stakeholder cooperation and community engagement
Initiative activity | Year | Total per-initiative spend | Subtotal A: Capital expenditure | Subtotal B: Operating expenses | Line miles to be treated | Spend/ treated line mile | Ignition probability drivers targeted | Risk reduction | Risk-spend efficiency | Other risk drivers addressed | Existing/ new | Existing: What proceeding has reviewed program | If new: Memorandum account | In / exceeding compliance with regulations | Cite associated rule | Comments
1. Community engagement | 2019 plan | NA | NA | NA | NA | NA | NA | Supporting activity | No RSE was created as this is an enabling activity that indirectly, rather than directly, reduces risk. | NA | New | NA | NA | In Compliance | ESRB 8 D. 19-017-015 | The "Total per initiative spend", "Spend/treated line mile" and "If new: Memorandum account" columns are "NA" because costs to implement this initiative are part of normal labor hours and are not incremental wildfire-related costs. The "Line miles to be treated" columns is "NA", instead SCE met with local government and other stakeholders and tribal officials in SCE's HFRA to review SCE's WMP and PSPS protocols and held regular updates with local emergency officials. The "Ignition probability drivers targeted" and “Other risk drivers addressed” columns are “NA” as this initiative doesn't target specific ignition probability or other risk drivers but instead supports SCE's overall wildfire mitigation efforts.
| 2019 actual | NA | NA | NA | NA | NA | NA | Supporting activity | No RSE was created as this is an enabling activity that indirectly, rather than directly, reduces risk. | NA | New | NA | NA | In Compliance | ESRB 8 D. 19-017-015 | The "Total per initiative spend", "Spend/treated line mile" and "If new: Memorandum account" columns are "NA" because costs to implement this initiative are part of normal labor hours and are not incremental wildfire-related costs. The "Line miles to be treated" columns is "NA", instead SCE met with local government and other stakeholders and tribal officials in SCE's HFRA to review SCE's WMP and PSPS protocols and held regular updates with local emergency officials. In 2019, SCE met with 145 local governments and tribes in HFRA, participated in approximately 80 other meetings and presentations with stakeholders, and held regular updates with County Operational Areas. The "Ignition probability drivers targeted" and “Other risk drivers addressed” columns are “NA” as this initiative doesn't target specific ignition probability or other risk drivers but instead supports SCE's overall wildfire mitigation efforts.
| 2020 | NA | NA | NA | NA | NA | NA | Supporting activity | No RSE was created as this is an enabling activity that indirectly, rather than directly, reduces risk. | NA | New | NA | NA | In Compliance | ESRB 8 D. 19-017-015 | The "Total per initiative spend", "Spend/treated line mile" and "If new: Memorandum account" columns are "NA" because costs to implement this initiative are part of normal labor hours and are not incremental wildfire-related costs. The "Line miles to be treated" columns is "NA", instead SCE intends to meet with local government and other stakeholders and tribal officials in SCE's HFRA to review SCE's WMP and PSPS protocols and hold regular updates with local emergency officials. The "Ignition probability drivers targeted" and “Other risk drivers addressed” columns are “NA” as this initiative doesn't target specific ignition probability or other risk drivers but instead supports SCE's overall wildfire mitigation efforts.
| 2021 | NA | NA | NA | NA | NA | NA | Supporting activity | No RSE was created as this is an enabling activity that indirectly, rather than directly, reduces risk. | NA | New | NA | NA | In Compliance | ESRB 8 D. 19-017-015 | The "Total per initiative spend", "Spend/treated line mile" and "If new: Memorandum account" columns are "NA" because costs to implement this initiative are part of normal labor hours and are not incremental wildfire-related costs. The "Line miles to be treated" columns is "NA", instead SCE intends to meet with local government and other stakeholders and tribal officials in SCE's HFRA to review SCE's WMP and PSPS protocols and hold regular updates with local emergency officials. The "Ignition probability drivers targeted" and “Other risk drivers addressed” columns are “NA” as this initiative doesn't target specific ignition probability or other risk drivers but instead supports SCE's overall wildfire mitigation efforts.
| 2022 | NA | NA | NA | NA | NA | NA | Supporting activity | No RSE was created as this is an enabling activity that indirectly, rather than directly, reduces risk. | NA | New | NA | NA | In Compliance | ESRB 8 D. 19-017-015 | The "Total per initiative spend", "Spend/treated line mile" and "If new: Memorandum account" columns are "NA" because costs to implement this initiative are part of normal labor hours and are not incremental wildfire-related costs. The "Line miles to be treated" columns is "NA", instead SCE intends to meet with local government and other stakeholders and tribal officials in SCE's HFRA to review SCE's WMP and PSPS protocols and hold regular updates with local emergency officials. The "Ignition probability drivers targeted" and “Other risk drivers addressed” columns are “NA” as this initiative doesn't target specific ignition probability or other risk drivers but instead supports SCE's overall wildfire mitigation efforts.
| 2020-2022 plan total | NA | NA | NA | NA | NA | NA | Supporting activity | No RSE was created as this is an enabling activity that indirectly, rather than directly, reduces risk. | NA | New | NA | NA | In Compliance | ESRB 8 D. 19-017-015 | The "Total per initiative spend", "Spend/treated line mile" and "If new: Memorandum account" columns are "NA" because costs to implement this initiative are part of normal labor hours and are not incremental wildfire-related costs. The "Line miles to be treated" columns is "NA", instead SCE intends to meet with local government and other stakeholders and tribal officials in SCE's HFRA to review SCE's WMP and PSPS protocols and hold regular updates with local emergency officials. The "Ignition probability drivers targeted" and “Other risk drivers addressed” columns are “NA” as this initiative doesn't target specific ignition probability or other risk drivers but instead supports SCE's overall wildfire mitigation efforts.
2. Cooperation and best practice sharing with agencies outside CA | 2019 plan | NA | NA | NA | NA | NA | NA | Supporting activity | No RSE was created as this is an enabling activity that indirectly, rather than directly, reduces risk. | NA | New | NA | NA | NA | NA | The "Total per initiative spend", "Spend/treated line mile" and "If new: Memorandum account" columns is "NA" because costs to implement this initiative are part of normal labor hours and are not incremental wildfire-related costs. In addition, the “Line miles to be treated” column is “NA” because line miles treated is not an applicable field of measurement for this initiative. The "Ignition probability drivers targeted" and “Other risk drivers addressed” columns are “NA” as this initiative doesn't target specific ignition probability or other risk drivers but instead supports SCE's overall wildfire mitigation efforts. The “In / exceeding compliance with regulations” and “Cite associated rule” columns are “NA” because there are no statutory compliance targets associated with this initiative.
| 2019 actual | NA | NA | NA | NA | NA | NA | Supporting activity | No RSE was created as this is an enabling activity that indirectly, rather than directly, reduces risk. | NA | New | NA | NA | NA | NA | The "Total per initiative spend", "Spend/treated line mile" and "If new: Memorandum account" columns is "NA" because costs to implement this initiative are part of normal labor hours and are not incremental wildfire-related costs. In addition, the “Line miles to be treated” column is “NA” because line miles treated is not an applicable field of measurement for this initiative. The "Ignition probability drivers targeted" and “Other risk drivers addressed” columns are “NA” as this initiative doesn't target specific ignition probability or other risk drivers but instead supports SCE's overall wildfire mitigation efforts. The “In / exceeding compliance with regulations” and “Cite associated rule” columns are “NA” because there are no statutory compliance targets associated with this initiative.
| 2020 | NA | NA | NA | NA | NA | NA | Supporting activity | No RSE was created as this is an enabling activity that indirectly, rather than directly, reduces risk. | NA | New | NA | NA | NA | NA | The "Total per initiative spend", "Spend/treated line mile" and "If new: Memorandum account" columns is "NA" because costs to implement this initiative are part of normal labor hours and are not incremental wildfire-related costs. In addition, the “Line miles to be treated” column is “NA” because line miles treated is not an applicable field of measurement for this initiative. Instead SCE intends to present or share wildfire lessons learned at a minimum of 10 events with audiences outside of California. Audiences could be a combination of technical, government agencies, industry associations, utilities or universities outside of California. The "Ignition probability drivers targeted" and “Other risk drivers addressed” columns are “NA” as this initiative doesn't target specific ignition probability or other risk drivers but instead supports SCE's overall wildfire mitigation efforts. The “In / exceeding compliance with regulations” and “Cite associated rule” columns are “NA” because there are no statutory compliance targets associated with this initiative.
| 2021 | NA | NA | NA | NA | NA | NA | Supporting activity | No RSE was created as this is an enabling activity that indirectly, rather than directly, reduces risk. | NA | New | NA | NA | NA | NA | The "Total per initiative spend", "Spend/treated line mile" and "If new: Memorandum account" columns is "NA" because costs to implement this initiative are part of normal labor hours and are not incremental wildfire-related costs. In addition, the “Line miles to be treated” column is “NA” because line miles treated is not an applicable field of measurement for this initiative. Instead SCE intends to present or share wildfire lessons learned at a minimum of 10 events with audiences outside of California. Audiences could be a combination of technical, government agencies, industry associations, utilities or universities outside of California. The "Ignition probability drivers targeted" and “Other risk drivers addressed” columns are “NA” as this initiative doesn't target specific ignition probability or other risk drivers but instead supports SCE's overall wildfire mitigation efforts. The “In / exceeding compliance with regulations” and “Cite associated rule” columns are “NA” because there are no statutory compliance targets associated with this initiative.
| 2022 | NA | NA | NA | NA | NA | NA | Supporting activity | No RSE was created as this is an enabling activity that indirectly, rather than directly, reduces risk. | NA | New | NA | NA | NA | NA | The "Total per initiative spend", "Spend/treated line mile" and "If new: Memorandum account" columns is "NA" because costs to implement this initiative are part of normal labor hours and are not incremental wildfire-related costs. In addition, the “Line miles to be treated” column is “NA” because line miles treated is not an applicable field of measurement for this initiative. Instead SCE intends to present or share wildfire lessons learned at a minimum of 10 events with audiences outside of California. Audiences could be a combination of technical, government agencies, industry associations, utilities or universities outside of California. The "Ignition probability drivers targeted" and “Other risk drivers addressed” columns are “NA” as this initiative doesn't target specific ignition probability or other risk drivers but instead supports SCE's overall wildfire mitigation efforts. The “In / exceeding compliance with regulations” and “Cite associated rule” columns are “NA” because there are no statutory compliance targets associated with this initiative.
| 2020-2022 plan total | NA | NA | NA | NA | NA | NA | Supporting activity | No RSE was created as this is an enabling activity that indirectly, rather than directly, reduces risk. | NA | New | NA | NA | NA | NA | The "Total per initiative spend", "Spend/treated line mile" and "If new: Memorandum account" columns is "NA" because costs to implement this initiative are part of normal labor hours and are not incremental wildfire-related costs. In addition, the “Line miles to be treated” column is “NA” because line miles treated is not an applicable field of measurement for this initiative. Instead SCE intends to present or share wildfire lessons learned at a minimum of 10 events per year (2020-2022) with audiences outside of California. Audiences could be a combination of technical, government agencies, industry associations, utilities or universities outside of California. The "Ignition probability drivers targeted" and “Other risk drivers addressed” columns are “NA” as this initiative doesn't target specific ignition probability or other risk drivers but instead supports SCE's overall wildfire mitigation efforts. The “In / exceeding compliance with regulations” and “Cite associated rule” columns are “NA” because there are no statutory compliance targets associated with this initiative.
3. Cooperation with suppression agencies | 2019 plan | NA | NA | NA | NA | NA | NA | Supporting activity | No RSE was created as this is an enabling activity that indirectly, rather than directly, reduces risk. | NA | New | NA | NA | In Compliance | PRC 4292 and 4293 | The "Total per initiative spend", "Spend/treated line mile" and "If new: Memorandum account" columns is "NA" because costs to implement this initiative are part of normal labor hours and are not incremental wildfire-related costs. In addition, the “Line miles to be treated” column is “NA” because line miles treated is not an applicable field of measurement for this initiative. The “Other risk drivers addressed” column is “NA” as there are no secondary risk reduction drivers directly addressed by this initiative.
| 2019 actual | NA | NA | NA | NA | NA | NA | Supporting activity | No RSE was created as this is an enabling activity that indirectly, rather than directly, reduces risk. | NA | New | NA | NA | Exceeding Compliance | PRC 4292 and 4293 | The "Total per initiative spend", "Spend/treated line mile" and "If new: Memorandum account" columns is "NA" because costs to implement this initiative are part of normal labor hours and are not incremental wildfire-related costs. In addition, the “Line miles to be treated” column is “NA” because line miles treated is not an applicable field of measurement for this initiative. The “Other risk drivers addressed” column is “NA” as there are no secondary risk reduction drivers directly addressed by this initiative.
| 2020 | NA | NA | NA | NA | NA | NA | Supporting activity | No RSE was created as this is an enabling activity that indirectly, rather than directly, reduces risk. | NA | New | NA | NA | In Compliance | PRC 4292 and 4293 | The "Total per initiative spend", "Spend/treated line mile" and "If new: Memorandum account" columns is "NA" because costs to implement this initiative are part of normal labor hours and are not incremental wildfire-related costs. In addition, the “Line miles to be treated” column is “NA” because line miles treated is not an applicable field of measurement for this initiative. The “Other risk drivers addressed” column is “NA” as there are no secondary risk reduction drivers directly addressed by this initiative.
| 2021 | NA | NA | NA | NA | NA | NA | Supporting activity | No RSE was created as this is an enabling activity that indirectly, rather than directly, reduces risk. | NA | New | NA | NA | In Compliance | PRC 4292 and 4293 | The "Total per initiative spend", "Spend/treated line mile" and "If new: Memorandum account" columns is "NA" because costs to implement this initiative are part of normal labor hours and are not incremental wildfire-related costs. In addition, the “Line miles to be treated” column is “NA” because line miles treated is not an applicable field of measurement for this initiative. The “Other risk drivers addressed” column is “NA” as there are no secondary risk reduction drivers directly addressed by this initiative.
| 2022 | NA | NA | NA | NA | NA | NA | Supporting activity | No RSE was created as this is an enabling activity that indirectly, rather than directly, reduces risk. | NA | New | NA | NA | In Compliance | PRC 4292 and 4293 | The "Total per initiative spend", "Spend/treated line mile" and "If new: Memorandum account" columns is "NA" because costs to implement this initiative are part of normal labor hours and are not incremental wildfire-related costs. In addition, the “Line miles to be treated” column is “NA” because line miles treated is not an applicable field of measurement for this initiative. The “Other risk drivers addressed” column is “NA” as there are no secondary risk reduction drivers directly addressed by this initiative.
| 2020-2022 plan total | NA | NA | NA | NA | NA | NA | Supporting activity | No RSE was created as this is an enabling activity that indirectly, rather than directly, reduces risk. | NA | New | NA | NA | In Compliance | PRC 4292 and 4293 | The "Total per initiative spend", "Spend/treated line mile" and "If new: Memorandum account" columns is "NA" because costs to implement this initiative are part of normal labor hours and are not incremental wildfire-related costs. In addition, the “Line miles to be treated” column is “NA” because line miles treated is not an applicable field of measurement for this initiative. The “Other risk drivers addressed” column is “NA” as there are no secondary risk reduction drivers directly addressed by this initiative.
4. Forest service and fuel reduction cooperation and joint roadmap | 2019 plan | NA | NA | NA | NA | NA | NA | Supporting activity | No RSE was created as this is an enabling activity that indirectly, rather than directly, reduces risk. | NA | New | NA | NA | NA | NA | The "Total per initiative spend", "Spend/treated line mile" and "If new: Memorandum account" columns is "NA" because costs to implement this initiative are part of normal labor hours and are not incremental wildfire-related costs. In addition, the “Line miles to be treated” column is “NA” because line miles treated is not an applicable field of measurement for this initiative. The "Ignition probability drivers targeted" and “Other risk drivers addressed” columns are “NA” as this initiative doesn't target specific ignition probability or other risk drivers but instead supports SCE's overall wildfire mitigation efforts. The “In / exceeding compliance with regulations” and “Cite associated rule” columns are “NA” because there are no statutory compliance targets associated with this initiative.
| 2019 actual | NA | NA | NA | NA | NA | NA | Supporting activity | No RSE was created as this is an enabling activity that indirectly, rather than directly, reduces risk. | NA | New | NA | NA | NA | NA | The "Total per initiative spend", "Spend/treated line mile" and "If new: Memorandum account" columns is "NA" because costs to implement this initiative are part of normal labor hours and are not incremental wildfire-related costs. In addition, the “Line miles to be treated” column is “NA” because line miles treated is not an applicable field of measurement for this initiative. The "Ignition probability drivers targeted" and “Other risk drivers addressed” columns are “NA” as this initiative doesn't target specific ignition probability or other risk drivers but instead supports SCE's overall wildfire mitigation efforts. The “In / exceeding compliance with regulations” and “Cite associated rule” columns are “NA” because there are no statutory compliance targets associated with this initiative.
| 2020 | NA | NA | NA | NA | NA | NA | Supporting activity | No RSE was created as this is an enabling activity that indirectly, rather than directly, reduces risk. | NA | New | NA | NA | NA | NA | The "Total per initiative spend", "Spend/treated line mile" and "If new: Memorandum account" columns is "NA" because costs to implement this initiative are part of normal labor hours and are not incremental wildfire-related costs. In addition, the “Line miles to be treated” column is “NA” because line miles treated is not an applicable field of measurement for this initiative. The "Ignition probability drivers targeted" and “Other risk drivers addressed” columns are “NA” as this initiative doesn't target specific ignition probability or other risk drivers but instead supports SCE's overall wildfire mitigation efforts. The “In / exceeding compliance with regulations” and “Cite associated rule” columns are “NA” because there are no statutory compliance targets associated with this initiative.
| 2021 | NA | NA | NA | NA | NA | NA | Supporting activity | No RSE was created as this is an enabling activity that indirectly, rather than directly, reduces risk. | NA | New | NA | NA | NA | NA | The "Total per initiative spend", "Spend/treated line mile" and "If new: Memorandum account" columns is "NA" because costs to implement this initiative are part of normal labor hours and are not incremental wildfire-related costs. In addition, the “Line miles to be treated” column is “NA” because line miles treated is not an applicable field of measurement for this initiative. The "Ignition probability drivers targeted" and “Other risk drivers addressed” columns are “NA” as this initiative doesn't target specific ignition probability or other risk drivers but instead supports SCE's overall wildfire mitigation efforts. The “In / exceeding compliance with regulations” and “Cite associated rule” columns are “NA” because there are no statutory compliance targets associated with this initiative.
| 2022 | NA | NA | NA | NA | NA | NA | Supporting activity | No RSE was created as this is an enabling activity that indirectly, rather than directly, reduces risk. | NA | New | NA | NA | NA | NA | The "Total per initiative spend", "Spend/treated line mile" and "If new: Memorandum account" columns is "NA" because costs to implement this initiative are part of normal labor hours and are not incremental wildfire-related costs. In addition, the “Line miles to be treated” column is “NA” because line miles treated is not an applicable field of measurement for this initiative. The "Ignition probability drivers targeted" and “Other risk drivers addressed” columns are “NA” as this initiative doesn't target specific ignition probability or other risk drivers but instead supports SCE's overall wildfire mitigation efforts. The “In / exceeding compliance with regulations” and “Cite associated rule” columns are “NA” because there are no statutory compliance targets associated with this initiative.
| 2020-2022 plan total | NA | NA | NA | NA | NA | NA | Supporting activity | No RSE was created as this is an enabling activity that indirectly, rather than directly, reduces risk. | NA | New | NA | NA | NA | NA | The "Total per initiative spend", "Spend/treated line mile" and "If new: Memorandum account" columns is "NA" because costs to implement this initiative are part of normal labor hours and are not incremental wildfire-related costs. In addition, the “Line miles to be treated” column is “NA” because line miles treated is not an applicable field of measurement for this initiative. The "Ignition probability drivers targeted" and “Other risk drivers addressed” columns are “NA” as this initiative doesn't target specific ignition probability or other risk drivers but instead supports SCE's overall wildfire mitigation efforts. The “In / exceeding compliance with regulations” and “Cite associated rule” columns are “NA” because there are no statutory compliance targets associated with this initiative.