## Net Plant
Forecast Additions to Net Plant
| Non-Incentive |  | Incentive |  | Total Non-Incentive and Incentive
Forecast Period Mon-Yr | Gross Additions | CWIP | Gross Additions | CWIP | Gross Additions | CWIP
2026-01-01 | 18291164.4358 | 2402037.6177 | 166554.3322 | 0 | 18457718.768 | 2402037.6177
2026-02-01 | 19294327.0958 | 3605200.2777 | 115312 | 0 | 19409639.0958 | 3605200.2777
2026-03-01 | 25251818.9358 | 7686736.1177 | 148000 | 0 | 25399818.9358 | 7686736.1177
2026-04-01 | 16929760.3858 | 1070925.5677 | 4843000 | 0 | 21772760.3858 | 1070925.5677
2026-05-01 | 15926010.8158 | 146260.9977 | 148000 | 0 | 16074010.8158 | 146260.9977
2026-06-01 | 32770084.7919 | 10903593.1546 | 44893005.96 | 32817827.96 | 77663090.7519 | 43721421.1146
2026-07-01 | 15366947.4258 | -365507.3923 | 299000 | 0 | 15665947.4258 | -365507.3923
2026-08-01 | 33289189.9858 | 13196650.1677 | 297000 | 0 | 33586189.9858 | 13196650.1677
2026-09-01 | 17965206.1362 | 2181602.8142 | 298000 | 0 | 18263206.1362 | 2181602.8142
2026-10-01 | 19006614.1958 | 600477.3777 | 307000 | 0 | 19313614.1958 | 600477.3777
2026-11-01 | 59224249.5158 | 3014572.6977 | 390000 | 0 | 59614249.5158 | 3014572.6977
2026-12-01 | 67068105.9389 | 30118717.0208 | 2972278 | 0 | 70040383.9389 | 30118717.0208
2027-01-01 | 62809967.5349 | 1035423.67 | 10000 | 0 | 62819967.5349 | 1035423.67
2027-02-01 | 29132817.2504 | 631567.699 | 10000 | 0 | 29142817.2504 | 631567.699
2027-03-01 | 38705917.5929 | 7434468.3278 | 2955428.88 | 2395428.88 | 41661346.4729 | 9829897.2078
2027-04-01 | 33747327.3649 | 4589408.5 | 12743331.68 | 1381331.68 | 46490659.0449 | 5970740.18
2027-05-01 | 23649042.6849 | 275448.82 | 562000 | 0 | 24211042.6849 | 275448.82
2027-06-01 | 30683749.7949 | 3919989.93 | 567000 | 0 | 31250749.7949 | 3919989.93
2027-07-01 | 37631844.6449 | 8093876.78 | 556000 | 0 | 38187844.6449 | 8093876.78
2027-08-01 | 31637141.8249 | 59815.96 | 1591000 | 0 | 33228141.8249 | 59815.96
2027-09-01 | 21012533.7106 | 108283.4986 | 4340000 | 0 | 25352533.7106 | 108283.4986
2027-10-01 | 29862502.8349 | 7771911.97 | 6790946.57 | 10946.57 | 36653449.4049 | 7782858.54
2027-11-01 | 26945900.5049 | 1718530.64 | 2619000 | 0 | 29564900.5049 | 1718530.64
2027-12-01 | 24914738.5166 | 354583.4079 | 40317042.81 | 997042.81 | 65231781.3266 | 1351626.2179

## Non-Inc Plant
| Non-Incentive Plant Additions Forecast |  | (Nominal $000)
| First Forecast Month | 2026-01-01
Blanket Forecast
| WBS | WBS Description | Pin # | Voltage | Forecast Date | Asset Class | Collectible % | ISO % |  | 2025 CWIP | 2026 Total Expenditures | 2027 Total Expenditures | 2025 ISO CWIP Less Collectible | 2026 ISO Expenditures Less COR/Collectible | 2027 ISO Expenditures Less COR/Collectible | 2026-01-01 | 2026-02-01 | 2026-03-01 | 2026-04-01 | 2026-05-01 | 2026-06-01 | 2026-07-01 | 2026-08-01 | 2026-09-01 | 2026-10-01 | 2026-11-01 | 2026-12-01 | 2027-01-01 | 2027-02-01 | 2027-03-01 | 2027-04-01 | 2027-05-01 | 2027-06-01 | 2027-07-01 | 2027-08-01 | 2027-09-01 | 2027-10-01 | 2027-11-01 | 2027-12-01
| CET-OT-OT-ME-313800 | Sylmar Convertor Station: Misc Cap | 3138 | High | Blankets | TR-SUB | 0% | 100% |  |  | 4836.972 | 4338.96 |  | 4836.972 | 4338.96 | 403.081 | 403.081 | 403.081 | 403.081 | 403.081 | 403.081 | 403.081 | 403.081 | 403.081 | 403.081 | 403.081 | 403.081 | 361.58 | 361.58 | 361.58 | 361.58 | 361.58 | 361.58 | 361.58 | 361.58 | 361.58 | 361.58 | 361.58 | 361.58
| CET-OT-OT-ME-465100 | Palo Verde Switchrack: Misc Cap | 4651 | High | Blankets | TR-SUB | 0% | 100% |  |  | 6056.458 | 328.6906 |  | 6056.458 | 328.6906 | 504.7048 | 504.7048 | 504.7048 | 504.7048 | 504.7048 | 504.7048 | 504.7048 | 504.7048 | 504.7048 | 504.7048 | 504.7048 | 504.7048 | 27.3909 | 27.3909 | 27.3909 | 27.3909 | 27.3909 | 27.3909 | 27.3909 | 27.3909 | 27.3909 | 27.3909 | 27.3909 | 27.3909
| CET-ET-IR-CB-421100 | Replace Bulk Power Circuit Breakers (220kV and Above) | 4211 | High | Blankets | TR-SUB | 0% | 100% |  |  | 555.195 | 932 |  | 555.195 | 932 | 46.2662 | 46.2662 | 46.2662 | 46.2662 | 46.2662 | 46.2662 | 46.2662 | 46.2662 | 46.2662 | 46.2662 | 46.2662 | 46.2662 | 77.6667 | 77.6667 | 77.6667 | 77.6667 | 77.6667 | 77.6667 | 77.6667 | 77.6667 | 77.6667 | 77.6667 | 77.6667 | 77.6667
| CET-ET-IR-ME-475600 | Substation Miscellaneous Equipment Additions & Betterment | 4756 | High | Blankets | TR-SUB | 0% | 100% |  |  | 2429.7232 | 9122.6335 |  | 2429.7232 | 9122.6335 | 202.4769 | 202.4769 | 202.4769 | 202.4769 | 202.4769 | 202.4769 | 202.4769 | 202.4769 | 202.4769 | 202.4769 | 202.4769 | 202.4769 | 760.2195 | 760.2195 | 760.2195 | 760.2195 | 760.2195 | 760.2195 | 760.2195 | 760.2195 | 760.2195 | 760.2195 | 760.2195 | 760.2195
| CET-ET-IR-RP-483701 | Replace SAS Infrastructure (FERC) | 4837 | High | Blankets | TR-SUB | 0% | 100% |  |  | 2576.0739 | 3433.74 |  | 2576.0739 | 3433.74 | 214.6728 | 214.6728 | 214.6728 | 214.6728 | 214.6728 | 214.6728 | 214.6728 | 214.6728 | 214.6728 | 214.6728 | 214.6728 | 214.6728 | 286.145 | 286.145 | 286.145 | 286.145 | 286.145 | 286.145 | 286.145 | 286.145 | 286.145 | 286.145 | 286.145 | 286.145
| CET-ET-IR-RP-508900 | Bulk Power 500kV & 220kV Line Relay Replacement | 5089 | High | Blankets | TR-SUB | 0% | 100% |  |  | 1252.138 | 1323.688 |  | 1252.138 | 1323.688 | 104.3448 | 104.3448 | 104.3448 | 104.3448 | 104.3448 | 104.3448 | 104.3448 | 104.3448 | 104.3448 | 104.3448 | 104.3448 | 104.3448 | 110.3073 | 110.3073 | 110.3073 | 110.3073 | 110.3073 | 110.3073 | 110.3073 | 110.3073 | 110.3073 | 110.3073 | 110.3073 | 110.3073
| CET-ET-IR-TB-521001 | Substation Transformer Bank Replacement Program (AA-Bank & A-Bank) | 5210 | High | Blankets | TR-SUB | 0% | 100% |  |  | 987.331 | 4097.842 |  | 987.331 | 4097.842 | 82.2776 | 82.2776 | 82.2776 | 82.2776 | 82.2776 | 82.2776 | 82.2776 | 82.2776 | 82.2776 | 82.2776 | 82.2776 | 82.2776 | 341.4868 | 341.4868 | 341.4868 | 341.4868 | 341.4868 | 341.4868 | 341.4868 | 341.4868 | 341.4868 | 341.4868 | 341.4868 | 341.4868
| CET-ET-IR-RB-771301 | Substation Switchrack Rebuilds (FERC) | 7713 | High | Blankets | TR-SUB | 0% | 100% |  |  | 4998.2925 | 4693.4952 |  | 4998.2925 | 4693.4952 | 416.5244 | 416.5244 | 416.5244 | 416.5244 | 416.5244 | 416.5244 | 416.5244 | 416.5244 | 416.5244 | 416.5244 | 416.5244 | 416.5244 | 391.1246 | 391.1246 | 391.1246 | 391.1246 | 391.1246 | 391.1246 | 391.1246 | 391.1246 | 391.1246 | 391.1246 | 391.1246 | 391.1246
| CET-ET-IR-ME-771601 | Substation Batteries & Chargers (FERC) | 7716 | High | Blankets | TR-SUB | 0% | 100% |  |  | 3199.6895 | 2030.644 |  | 3199.6895 | 2030.644 | 266.6408 | 266.6408 | 266.6408 | 266.6408 | 266.6408 | 266.6408 | 266.6408 | 266.6408 | 266.6408 | 266.6408 | 266.6408 | 266.6408 | 169.2203 | 169.2203 | 169.2203 | 169.2203 | 169.2203 | 169.2203 | 169.2203 | 169.2203 | 169.2203 | 169.2203 | 169.2203 | 169.2203
| COS-00-RE-MA-NE7637 | Substation Facility Capital Maintenance | 7637 | High | Blankets | TR-SUB | 0% | 35% |  |  | 12766.7278 | 13086.1922 |  | 4468.3547 | 4580.1673 | 372.3629 | 372.3629 | 372.3629 | 372.3629 | 372.3629 | 372.3629 | 372.3629 | 372.3629 | 372.3629 | 372.3629 | 372.3629 | 372.3629 | 381.6806 | 381.6806 | 381.6806 | 381.6806 | 381.6806 | 381.6806 | 381.6806 | 381.6806 | 381.6806 | 381.6806 | 381.6806 | 381.6806
| COS-00-RE-MA-SBHVAC | Substation HVAC Redundancy Program | 6987 | High | Blankets | TR-SUB | 0% | 35% |  |  | 3734.04 | 3821.7908 |  | 1306.914 | 1337.6268 | 108.9095 | 108.9095 | 108.9095 | 108.9095 | 108.9095 | 108.9095 | 108.9095 | 108.9095 | 108.9095 | 108.9095 | 108.9095 | 108.9095 | 111.4689 | 111.4689 | 111.4689 | 111.4689 | 111.4689 | 111.4689 | 111.4689 | 111.4689 | 111.4689 | 111.4689 | 111.4689 | 111.4689
| COS-00-SP-BR-000000 | Seismic Program - Bus Rel (FERC) | 7392 | High | Blankets | TR-SUB | 0% | 81.1% |  |  | 837.0119 | 838.1223 |  | 678.8167 | 679.7172 | 56.5681 | 56.5681 | 56.5681 | 56.5681 | 56.5681 | 56.5681 | 56.5681 | 56.5681 | 56.5681 | 56.5681 | 56.5681 | 56.5681 | 56.6431 | 56.6431 | 56.6431 | 56.6431 | 56.6431 | 56.6431 | 56.6431 | 56.6431 | 56.6431 | 56.6431 | 56.6431 | 56.6431
| COS-00-SP-TD-000000 | Seismic Program - Trans Subs (FERC) | 7392 | High | Blankets | TR-SUB | 0% | 65.05% |  |  | 11087.0119 | 4693.1223 |  | 7212.1012 | 3052.876 | 601.0084 | 601.0084 | 601.0084 | 601.0084 | 601.0084 | 601.0084 | 601.0084 | 601.0084 | 601.0084 | 601.0084 | 601.0084 | 601.0084 | 254.4063 | 254.4063 | 254.4063 | 254.4063 | 254.4063 | 254.4063 | 254.4063 | 254.4063 | 254.4063 | 254.4063 | 254.4063 | 254.4063
| COS-00-SP-TD-000002 | Seismic Program - Trans Lines | 7392 | High | Blankets | TR-LINE | 0% | 99.15% |  |  | 3337.0119 | 3338.1223 |  | 3308.6473 | 3309.7482 | 275.7206 | 275.7206 | 275.7206 | 275.7206 | 275.7206 | 275.7206 | 275.7206 | 275.7206 | 275.7206 | 275.7206 | 275.7206 | 275.7206 | 275.8124 | 275.8124 | 275.8124 | 275.8124 | 275.8124 | 275.8124 | 275.8124 | 275.8124 | 275.8124 | 275.8124 | 275.8124 | 275.8124
| COS-00-CS-CS-745400 | Protection of Grid Infrastructure Assets (formerly, Physical Security Systems - Electric Facilities) | 7949 | High | Blankets | TR-SUB | 0% | 61.83% |  |  | 13103.4723 | 14338.6717 |  | 8101.8769 | 8865.6007 | 675.1564 | 675.1564 | 675.1564 | 675.1564 | 675.1564 | 675.1564 | 675.1564 | 675.1564 | 675.1564 | 675.1564 | 675.1564 | 675.1564 | 738.8001 | 738.8001 | 738.8001 | 738.8001 | 738.8001 | 738.8001 | 738.8001 | 738.8001 | 738.8001 | 738.8001 | 738.8001 | 738.8001
| COS-00-CS-CS-745401 | Protection of Grid Infrastructure Assets (formerly, Physical Security Systems - Electric Facilities) | 7949 | High | Blankets | TR-SUB | 0% | 59.84% |  |  | 10491.8497 | 14681.0554 |  | 6278.3228 | 8785.1435 | 523.1936 | 523.1936 | 523.1936 | 523.1936 | 523.1936 | 523.1936 | 523.1936 | 523.1936 | 523.1936 | 523.1936 | 523.1936 | 523.1936 | 732.0953 | 732.0953 | 732.0953 | 732.0953 | 732.0953 | 732.0953 | 732.0953 | 732.0953 | 732.0953 | 732.0953 | 732.0953 | 732.0953
| CET-ET-IR-ME-757301 | Substation Fence/Gate (Cu Theft) (aka, Security Fence and Lights Upgrade) (FERC) | 7573 | High | Blankets | TR-SUB | 0% | 100% |  |  | 1148.7968 | 954.4807 |  | 1148.7968 | 954.4807 | 95.7331 | 95.7331 | 95.7331 | 95.7331 | 95.7331 | 95.7331 | 95.7331 | 95.7331 | 95.7331 | 95.7331 | 95.7331 | 95.7331 | 79.5401 | 79.5401 | 79.5401 | 79.5401 | 79.5401 | 79.5401 | 79.5401 | 79.5401 | 79.5401 | 79.5401 | 79.5401 | 79.5401
| CET-ET-GA-EM-644606 | VARIOUS: INSTALL PHASOR MEASUREMENT SYSTEM | 6446 | High | Blankets | TR-SUB | 0% | 100% |  |  | 87.0545 | 355.1604 |  | 87.0545 | 355.1604 | 7.2545 | 7.2545 | 7.2545 | 7.2545 | 7.2545 | 7.2545 | 7.2545 | 7.2545 | 7.2545 | 7.2545 | 7.2545 | 7.2545 | 29.5967 | 29.5967 | 29.5967 | 29.5967 | 29.5967 | 29.5967 | 29.5967 | 29.5967 | 29.5967 | 29.5967 | 29.5967 | 29.5967
| CET-PD-IR-SP-SUBSNW | Substation Planned Maintenance Replacements | 3363 | High | Blankets | TR-SUB | 0% | 34.3% |  |  | 16537.3176 | 18226.2939 |  | 5673.0315 | 6252.4251 | 472.7526 | 472.7526 | 472.7526 | 472.7526 | 472.7526 | 472.7526 | 472.7526 | 472.7526 | 472.7526 | 472.7526 | 472.7526 | 472.7526 | 521.0354 | 521.0354 | 521.0354 | 521.0354 | 521.0354 | 521.0354 | 521.0354 | 521.0354 | 521.0354 | 521.0354 | 521.0354 | 521.0354
| CET-PD-BM-SU-SUBSNW | Substation Unplanned Maintenance Replacements | 3363 | High | Blankets | TR-SUB | 0% | 20.38% |  |  | 37142.7398 | 36316.0391 |  | 7571.1897 | 7402.6747 | 630.9325 | 630.9325 | 630.9325 | 630.9325 | 630.9325 | 630.9325 | 630.9325 | 630.9325 | 630.9325 | 630.9325 | 630.9325 | 630.9325 | 616.8896 | 616.8896 | 616.8896 | 616.8896 | 616.8896 | 616.8896 | 616.8896 | 616.8896 | 616.8896 | 616.8896 | 616.8896 | 616.8896
| CET-PD-ST-SS-SUBSNW | Substation - Storm | 3363 | High | Blankets | TR-SUB | 0% | 0.08571% |  |  | 1071.3039 | 1043.9929 |  | 0.9182 | 0.89479 | 0.076517 | 0.076517 | 0.076517 | 0.076517 | 0.076517 | 0.076517 | 0.076517 | 0.076517 | 0.076517 | 0.076517 | 0.076517 | 0.076517 | 0.074566 | 0.074566 | 0.074566 | 0.074566 | 0.074566 | 0.074566 | 0.074566 | 0.074566 | 0.074566 | 0.074566 | 0.074566 | 0.074566
| CET-PD-BM-TU-TRSJAC | Transmission Breakdown Maintenance Unplanned | 3364 | High | Blankets | TR-LINE | 0% | 12.58% |  |  | 3351.4657 | 3351.3954 |  | 421.4605 | 421.4517 | 35.1217 | 35.1217 | 35.1217 | 35.1217 | 35.1217 | 35.1217 | 35.1217 | 35.1217 | 35.1217 | 35.1217 | 35.1217 | 35.1217 | 35.121 | 35.121 | 35.121 | 35.121 | 35.121 | 35.121 | 35.121 | 35.121 | 35.121 | 35.121 | 35.121 | 35.121
| CET-PD-IR-TR-TRSJAC | Transmission Deteriorated Pole Program | 3364 | High | Blankets | TR-LINE | 0% | 7.185% |  |  | 97935.9802 | 81325.0383 |  | 7036.591 | 5843.1133 | 586.3826 | 586.3826 | 586.3826 | 586.3826 | 586.3826 | 586.3826 | 586.3826 | 586.3826 | 586.3826 | 586.3826 | 586.3826 | 586.3826 | 486.9261 | 486.9261 | 486.9261 | 486.9261 | 486.9261 | 486.9261 | 486.9261 | 486.9261 | 486.9261 | 486.9261 | 486.9261 | 486.9261
| CET-PD-IR-TS-TRSJAC | Transmission Tower Corrosion Program | 3364 | High | Blankets | TR-LINE | 0% | 97.47% |  |  | 21778.617 | 18086.4892 |  | 21227.618 | 17628.9011 | 1768.9682 | 1768.9682 | 1768.9682 | 1768.9682 | 1768.9682 | 1768.9682 | 1768.9682 | 1768.9682 | 1768.9682 | 1768.9682 | 1768.9682 | 1768.9682 | 1469.0751 | 1469.0751 | 1469.0751 | 1469.0751 | 1469.0751 | 1469.0751 | 1469.0751 | 1469.0751 | 1469.0751 | 1469.0751 | 1469.0751 | 1469.0751
| CET-PD-IR-TC-TRSJAC | Transmission Small Civil | 3364 | High | Blankets | TR-LINE | 0% | 53.81% |  |  | 18291.0125 | 7122.746 |  | 9842.8948 | 3832.9447 | 820.2412 | 820.2412 | 820.2412 | 820.2412 | 820.2412 | 820.2412 | 820.2412 | 820.2412 | 820.2412 | 820.2412 | 820.2412 | 820.2412 | 319.4121 | 319.4121 | 319.4121 | 319.4121 | 319.4121 | 319.4121 | 319.4121 | 319.4121 | 319.4121 | 319.4121 | 319.4121 | 319.4121
| CET-PD-IR-TG-TRSJAC | Transmission Grid-Based Maintenance | 3364 | High | Blankets | TR-LINE | 0% | 21.19% |  |  | 25754.2335 | 12943.2476 |  | 5457.3972 | 2742.7119 | 454.7831 | 454.7831 | 454.7831 | 454.7831 | 454.7831 | 454.7831 | 454.7831 | 454.7831 | 454.7831 | 454.7831 | 454.7831 | 454.7831 | 228.5593 | 228.5593 | 228.5593 | 228.5593 | 228.5593 | 228.5593 | 228.5593 | 228.5593 | 228.5593 | 228.5593 | 228.5593 | 228.5593
| CET-PD-OT-SF-TRORAN | Steel Stub Pole Remediation (Trans) | 4056 | High | Blankets | TR-LINE | 0% | 2.785% |  |  | 0 | 0 |  | 0 | 0 | 0 | 0 | 0 | 0 | 0 | 0 | 0 | 0 | 0 | 0 | 0 | 0 | 0 | 0 | 0 | 0 | 0 | 0 | 0 | 0 | 0 | 0 | 0 | 0
| CET-PD-OT-PJ-729801 | Transmission Line Rating Remediation (Exempt from Licensing) | 7298 | High | Blankets | TR-LINE | 0% | 100% |  |  | 52330.224 | 60000 |  | 52330.224 | 60000 | 4360.852 | 4360.852 | 4360.852 | 4360.852 | 4360.852 | 4360.852 | 4360.852 | 4360.852 | 4360.852 | 4360.852 | 4360.852 | 4360.852 | 5000 | 5000 | 5000 | 5000 | 5000 | 5000 | 5000 | 5000 | 5000 | 5000 | 5000 | 5000
| CET-PD-CI-CI-CRINSP | Critical Infrastructure Spares - FERC Spare Transformer Equipment Program (STEP)/Emergency | 3362 | High | Blankets | TR-SUB | 0% | 100% |  |  | 3034.2836 | 1667.255 |  | 3034.2836 | 1667.255 | 252.857 | 252.857 | 252.857 | 252.857 | 252.857 | 252.857 | 252.857 | 252.857 | 252.857 | 252.857 | 252.857 | 252.857 | 138.9379 | 138.9379 | 138.9379 | 138.9379 | 138.9379 | 138.9379 | 138.9379 | 138.9379 | 138.9379 | 138.9379 | 138.9379 | 138.9379
| CET-PD-CL-SC-SUBSNW | Substation - Claim | 3367 | High | Blankets | TR-SUB | 0% | 2.52% |  |  | 423.5201 | 411.522 |  | 10.6741 | 10.3717 | 0.88951 | 0.88951 | 0.88951 | 0.88951 | 0.88951 | 0.88951 | 0.88951 | 0.88951 | 0.88951 | 0.88951 | 0.88951 | 0.88951 | 0.86431 | 0.86431 | 0.86431 | 0.86431 | 0.86431 | 0.86431 | 0.86431 | 0.86431 | 0.86431 | 0.86431 | 0.86431 | 0.86431
| CET-PD-CL-TC-TRSJAC | Transmission - Claim | 3367 | Low | Blankets | TR-LINE | 0% | 14.44% |  |  | 5037.0487 | 5036.943 |  | 727.0986 | 727.0833 | 60.5915 | 60.5915 | 60.5915 | 60.5915 | 60.5915 | 60.5915 | 60.5915 | 60.5915 | 60.5915 | 60.5915 | 60.5915 | 60.5915 | 60.5903 | 60.5903 | 60.5903 | 60.5903 | 60.5903 | 60.5903 | 60.5903 | 60.5903 | 60.5903 | 60.5903 | 60.5903 | 60.5903
| CET-PD-ST-TS-TRSJAC | Transmission - Storm | 3367 | High | Blankets | TR-LINE | 0% | 54.73% |  |  | 7353.1269 | 7082.3523 |  | 4024.4076 | 3876.2111 | 335.3673 | 335.3673 | 335.3673 | 335.3673 | 335.3673 | 335.3673 | 335.3673 | 335.3673 | 335.3673 | 335.3673 | 335.3673 | 335.3673 | 323.0176 | 323.0176 | 323.0176 | 323.0176 | 323.0176 | 323.0176 | 323.0176 | 323.0176 | 323.0176 | 323.0176 | 323.0176 | 323.0176
| CET-PD-FR-TF-822601 | Trans Emerg Dry Fuels Remediation FERC | 8224 | High | Blankets | TR-Line | 0% | 100% |  |  | 0 | 0 |  | 0 | 0 | 0 | 0 | 0 | 0 | 0 | 0 | 0 | 0 | 0 | 0 | 0 | 0 | 0 | 0 | 0 | 0 | 0 | 0 | 0 | 0 | 0 | 0 | 0 | 0
| CET-PD-WM-TP-822401 | EOI Replacements - T (FERC) | 8224 | Low | Blankets | TR-LINE | 0% | 100% |  |  | 1035.7913 | 1035.3494 |  | 1035.7913 | 1035.3494 | 86.3159 | 86.3159 | 86.3159 | 86.3159 | 86.3159 | 86.3159 | 86.3159 | 86.3159 | 86.3159 | 86.3159 | 86.3159 | 86.3159 | 86.2791 | 86.2791 | 86.2791 | 86.2791 | 86.2791 | 86.2791 | 86.2791 | 86.2791 | 86.2791 | 86.2791 | 86.2791 | 86.2791
| CET-PD-WM-TS-822401 | Transmission Splice FERC | 8224 | High | Blankets | TR-LINE | 0% | 100% |  |  | 0 | 0 |  | 0 | 0 | 0 | 0 | 0 | 0 | 0 | 0 | 0 | 0 | 0 | 0 | 0 | 0 | 0 | 0 | 0 | 0 | 0 | 0 | 0 | 0 | 0 | 0 | 0 | 0
[16 empty] | 0 | 0 | 0 | 0 | 0 | 0 | 0 | 0 | 0 | 0 | 0 | 0 | 0 | 0 | 0 | 0 | 0 | 0 | 0 | 0 | 0 | 0 | 0 | 0
| Total Blankets | [8 empty] | 0 | 374561.5148 | 340057.0754 | 0 | 177876.3382 | 173663.6019 | 14823.0282 | 14823.0282 | 14823.0282 | 14823.0282 | 14823.0282 | 14823.0282 | 14823.0282 | 14823.0282 | 14823.0282 | 14823.0282 | 14823.0282 | 14823.0282 | 14471.9668 | 14471.9668 | 14471.9668 | 14471.9668 | 14471.9668 | 14471.9668 | 14471.9668 | 14471.9668 | 14471.9668 | 14471.9668 | 14471.9668 | 14471.9668
| Total Incremental Blankets Plant Balance | [14 empty] | 14823.0282 | 29646.0564 | 44469.0846 | 59292.1127 | 74115.1409 | 88938.1691 | 103761.1973 | 118584.2255 | 133407.2537 | 148230.2818 | 163053.31 | 177876.3382 | 192348.305 | 206820.2719 | 221292.2387 | 235764.2055 | 250236.1723 | 264708.1391 | 279180.106 | 293652.0728 | 308124.0396 | 322596.0064 | 337067.9733 | 351539.9401
[10 empty] | 0 | 0 | 0 | 0 | 0 | 0 | 0 | 0 | 0 | 0 | 0 | 0 | 0 | 0 | 0 | 0 | 0 | 0 | 0 | 0 | 0 | 0 | 0 | 0 | 0 | 0 | 0 | 0 | 0 | 0
Non-Incentive Specifics Forecast
WO | WBS | WBS Description | Pin # | Voltage | Forecast Date | Asset Class | Collectible % | ISO % |  | 2025 CWIP | 2026 Total Expenditures | 2027 Total Expenditures | 2025 ISO CWIP Less Collectible | 2026 ISO Expenditures Less COR/Collectible | 2027 ISO Expenditures Less COR/Collectible | 2026-01-01 | 2026-02-01 | 2026-03-01 | 2026-04-01 | 2026-05-01 | 2026-06-01 | 2026-07-01 | 2026-08-01 | 2026-09-01 | 2026-10-01 | 2026-11-01 | 2026-12-01 | 2027-01-01 | 2027-02-01 | 2027-03-01 | 2027-04-01 | 2027-05-01 | 2027-06-01 | 2027-07-01 | 2027-08-01 | 2027-09-01 | 2027-10-01 | 2027-11-01 | 2027-12-01
903714980 | CET-ET-CR-WC-838906 | Hinson Sub (RNU) Install one (1) 220 kV line position | 8389 | High | 2027-04-01 | TR-SUB | 0% | 100% |  | 3701.1582 | 200 | 0 | 3701.1582 | 200 | 0 | 0 | 0 | 0 | 0 | 0 | 0 | 0 | 0 | 0 | 0 | 0 | 0 | 0 | 0 | 0 | 3901.1582 | 0 | 0 | 0 | 0 | 0 | 0 | 0 | 0
904804160 | CET-ET-AF-SF-889600 | ELDORADO SUB (AF) SC | 8896 | High | 2027-06-01 | TR-SUB | 0% | 100% |  | 97.5154 | 200 | 378 | 97.5154 | 200 | 378 | 0 | 0 | 0 | 0 | 0 | 0 | 0 | 0 | 0 | 0 | 0 | 0 | 0 | 0 | 0 | 0 | 0 | 675.5154 | 0 | 0 | 0 | 0 | 0 | 0
904298290 | CET-ET-CR-WS-863300 | Tehachapi, Windhub, and New South of Vincent CRAS - tripping infrastructure (GRNU):.a. Tehachapi cen | 8633 | High | 2027-02-01 | TR-SUB | 0% | 89.07% |  | 9.6976 | 404.152 | 175 | 8.6377 | 359.9782 | 155.8725 | 0 | 0 | 0 | 0 | 0 | 0 | 0 | 0 | 0 | 0 | 0 | 0 | 0 | 524.4884 | 0 | 0 | 0 | 0 | 0 | 0 | 0 | 0 | 0 | 0
903549492 | CET-ET-CR-WC-839301 | Walnut Substation Interconnection (RNU): 1. Generation Tie-Line to Existing Pos. 2. Utilize the following: a) Two (2) 220 kV circuit breakers b) One (1) 220 kV group operated disconnect switch with grounding attachment c) Three (3) 220 kV group operated s | 8393 | High | 2027-10-01 | TR-SUB | 0% | 100% |  | 2715.2061 | 940.607 | 0 | 2715.2061 | 940.607 | 0 | 0 | 0 | 0 | 0 | 0 | 0 | 0 | 0 | 0 | 0 | 0 | 0 | 0 | 0 | 0 | 0 | 0 | 0 | 0 | 0 | 0 | 3655.8131 | 0 | 0
903555223 | CET-ET-CR-WC-839307 | Transmission: Interconnection (RNU) 1. Install an appropriate number of 220 kV transmission structure including insulator/hardware assemblies, and appropriate number of spans of conductor between the Last Structure and the dead-end substation structure at | 8393 | High | 2025-12-31 | TR-LINE | 0% | 100% | CWIP Evenly Closed | 0 | 1086 | 200 | 0 | 1086 | 200 | 90.5 | 90.5 | 90.5 | 90.5 | 90.5 | 90.5 | 90.5 | 90.5 | 90.5 | 90.5 | 90.5 | 90.5 | 16.6667 | 16.6667 | 16.6667 | 16.6667 | 16.6667 | 16.6667 | 16.6667 | 16.6667 | 16.6667 | 16.6667 | 16.6667 | 16.6667
903555087 | CET-ET-CR-WC-839306 | Transmission: Interconnection (RNU) Relocate existing 220 kV Mesa-Walnut Line to new Position 4. | 8393 | High | 2027-07-01 | TR-LINE | 0% | 100% |  | 449.8739 | 1235 | 300 | 449.8739 | 1235 | 300 | 0 | 0 | 0 | 0 | 0 | 0 | 0 | 0 | 0 | 0 | 0 | 0 | 0 | 0 | 0 | 0 | 0 | 0 | 1984.8739 | 0 | 0 | 0 | 0 | 0
903111590 | CET-ET-AF-CF-830100 | Ivanpah Sub- 115 kV Switchrack: Install two (2) new 115 kV line positions One (1) Standard Facilities (SF) One (1) Added Facilities (AF) which includes the following equipment per position: • Two (2) 115 kV circuit breakers, 1200 A, 40 kA • One (1) voltag | 8301 | Low | 2027-12-01 | TR-SUB | 38% | 100% |  | 386.511 | 663.571 | 1099.601 | 239.6368 | 411.414 | 681.7526 | 0 | 0 | 0 | 0 | 0 | 0 | 0 | 0 | 0 | 0 | 0 | 0 | 0 | 0 | 0 | 0 | 0 | 0 | 0 | 0 | 0 | 0 | 0 | 1332.8035
904254544 | CET-ET-LG-TS-856801 | Valley EFG 500/115- Procure, Install and Program GE F35(1) and SEL-2440(4) Relays to permit dropping designated busses at satellite distribution substations | 8568 | High | 2025-11-21 | TR-SUB | 0% | 7.1% | CWIP Evenly Closed | 0 | 531.558 | 0 | 0 | 37.7406 | 0 | 3.1451 | 3.1451 | 3.1451 | 3.1451 | 3.1451 | 3.1451 | 3.1451 | 3.1451 | 3.1451 | 3.1451 | 3.1451 | 3.1451 | 0 | 0 | 0 | 0 | 0 | 0 | 0 | 0 | 0 | 0 | 0 | 0
904650139 | CET-ET-LG-TS-883500 | Install 1-28.8 MVAR capacitor on position 6 on the West bus and design it in such a way we can have a 2-stage 57.6 MVAR (2x28.8 MVAR) cap bank in the future. | 8835 | Low | 2027-06-01 | TR-SUB | 0% | 100% |  | 71.1847 | 275.386 | 93 | 71.1847 | 275.386 | 93 | 0 | 0 | 0 | 0 | 0 | 0 | 0 | 0 | 0 | 0 | 0 | 0 | 0 | 0 | 0 | 0 | 0 | 439.5707 | 0 | 0 | 0 | 0 | 0 | 0
901665563 | CET-ET-TP-RN-776304 | Eldorado-Lugo 500 kV line: CA side - Install 85 miles of new OPGW between CA/NV border and Pisgah Substation. | 7763 | High | 2025-06-30 | TR-LINE | 0% | 100% | CWIP Evenly Closed | 0 | 1000 | 233 | 0 | 1000 | 233 | 83.3333 | 83.3333 | 83.3333 | 83.3333 | 83.3333 | 83.3333 | 83.3333 | 83.3333 | 83.3333 | 83.3333 | 83.3333 | 83.3333 | 19.4167 | 19.4167 | 19.4167 | 19.4167 | 19.4167 | 19.4167 | 19.4167 | 19.4167 | 19.4167 | 19.4167 | 19.4167 | 19.4167
901665564 | CET-ET-TP-RN-776305 | Eldorado-Lugo 500 kV line: NV Side -Install 2 miles of new OPGW between CA/NV border and MI52-T2. | 7763 | High | 2026-01-01 | TR-LINE | 0% | 100% |  | 2281.2485 | 100 | 20 | 2281.2485 | 100 | 20 | 2381.2485 | 0 | 0 | 0 | 0 | 0 | 0 | 0 | 0 | 0 | 0 | 0 | 1.6667 | 1.6667 | 1.6667 | 1.6667 | 1.6667 | 1.6667 | 1.6667 | 1.6667 | 1.6667 | 1.6667 | 1.6667 | 1.6667
901484315 | CET-ET-TP-RN-776302 | Mohave 500 kV: Install two (2) N60 relays Install one (1) ethernet switch Install one (1) satellite switch 1PSC- RTU Point additions at Mohave substation. | 7763 | High | 2026-06-01 | TR-SUB | 0% | 100% |  | 613.4408 | 54 | 0 | 613.4408 | 54 | 0 | 0 | 0 | 0 | 0 | 0 | 667.4408 | 0 | 0 | 0 | 0 | 0 | 0 | 0 | 0 | 0 | 0 | 0 | 0 | 0 | 0 | 0 | 0 | 0 | 0
902249120 | CET-ET-TP-RN-776307 | Lugo Sub: Install new control cables, update station drawings, and modify settings on existing N60 relays to accommodate monitoring of Lugo-Mohave 500kV line. | 7763 | High | 2026-08-01 | TR-SUB | 0% | 100% |  | 203.6995 | 53 | 0 | 203.6995 | 53 | 0 | 0 | 0 | 0 | 0 | 0 | 0 | 0 | 256.6995 | 0 | 0 | 0 | 0 | 0 | 0 | 0 | 0 | 0 | 0 | 0 | 0 | 0 | 0 | 0 | 0
902249121 | CET-ET-TP-RN-776308 | Eldorado: Install equipment to support N-2 monitoring of Eldorado-Lugo 500kV and Lugo-Mohave 500kV lines. | 7763 | High | 2026-06-01 | TR-SUB | 0% | 100% |  | 152.7415 | 83 | 0 | 152.7415 | 83 | 0 | 0 | 0 | 0 | 0 | 0 | 235.7415 | 0 | 0 | 0 | 0 | 0 | 0 | 0 | 0 | 0 | 0 | 0 | 0 | 0 | 0 | 0 | 0 | 0 | 0
7763-Cont | CET-ET-TP-RN-776399 | Lugo-Victorville 500 kV T/L SPS: Contingency and Known Risk for RAS | 7763 | High | 2026-08-01 | TR-SUB | 0% | 88% |  | 0 | 0 | 1000 | 0 | 0 | 880 | 0 | 0 | 0 | 0 | 0 | 0 | 0 | 0 | 0 | 0 | 0 | 0 | 73.3333 | 73.3333 | 73.3333 | 73.3333 | 73.3333 | 73.3333 | 73.3333 | 73.3333 | 73.3333 | 73.3333 | 73.3333 | 73.3333
569352 | CET-ET-TP-RL-754699 | Eldorado-Lugo-Mohave Upgrade Known Risk | 7546 | High | 2026-06-01 | TR-SUB | 0% | 93% |  | 0 | 324 | 0 | 0 | 301.32 | 0 | 0 | 0 | 0 | 0 | 0 | 301.32 | 0 | 0 | 0 | 0 | 0 | 0 | 0 | 0 | 0 | 0 | 0 | 0 | 0 | 0 | 0 | 0 | 0 | 0
569353 | CET-ET-TP-RL-754699 | Eldorado-Lugo-Mohave Upgrade Contingency | 7546 | High | 2026-06-01 | TR-SUB | 0% | 93% |  | 0 | 0 | 2799 | 0 | 0 | 2603.07 | 0 | 0 | 0 | 0 | 0 | 0 | 0 | 0 | 0 | 0 | 0 | 0 | 216.9225 | 216.9225 | 216.9225 | 216.9225 | 216.9225 | 216.9225 | 216.9225 | 216.9225 | 216.9225 | 216.9225 | 216.9225 | 216.9225
902287735 | CET-ET-TP-RL-754601 | (Removal/Expense) Lugo Sub: Upgrade Terminal Equipment and Series Capacitors on Eldorado-Lugo 500kV T/L. | 7546 | High | 2024-11-05 | TR-SUB | 0% | 100% | CWIP Evenly Closed | 0 | 30 | 0 | 0 | 30 | 0 | 2.5 | 2.5 | 2.5 | 2.5 | 2.5 | 2.5 | 2.5 | 2.5 | 2.5 | 2.5 | 2.5 | 2.5 | 0 | 0 | 0 | 0 | 0 | 0 | 0 | 0 | 0 | 0 | 0 | 0
901192344 | CET-ET-TP-RL-755800 | Magunden-Springville 230 kV No.1: Remove 14 existing 220kV lattice structures; Install nine new H-Frame hybrid TSP single circuit 220kV structures, (total above ground height up to 130'), and four new H-Frame hybrid TSP single circuit 220kV structures, (total above ground height up to 185') which will support an approximate 2000' span across the lake, within the current ROW. Total project length is approximately 2 miles. | 7558 | High | 2022-02-25 | TR-LINE | 0% | 100% | CWIP Evenly Closed | 0 | 25 | 0 | 0 | 25 | 0 | 2.0833 | 2.0833 | 2.0833 | 2.0833 | 2.0833 | 2.0833 | 2.0833 | 2.0833 | 2.0833 | 2.0833 | 2.0833 | 2.0833 | 0 | 0 | 0 | 0 | 0 | 0 | 0 | 0 | 0 | 0 | 0 | 0
901192345 | CET-ET-TP-RL-755801 | Magunden-Springville 230 kV No.2: Remove 14 existing 220kV lattice structures; Install nine new H-Frame hybrid TSP single circuit 220kV structures, (total above ground height up to 130'), and four new H-Frame hybrid TSP single circuit 220kV structures, (total above ground height up to 185') which will support an approximate 2000' span across the lake, within the current ROW. Total project length is approximately 2 miles. | 7558 | High | 2021-12-27 | TR-LINE | 0% | 100% | CWIP Evenly Closed | 0 | 25 | 0 | 0 | 25 | 0 | 2.0833 | 2.0833 | 2.0833 | 2.0833 | 2.0833 | 2.0833 | 2.0833 | 2.0833 | 2.0833 | 2.0833 | 2.0833 | 2.0833 | 0 | 0 | 0 | 0 | 0 | 0 | 0 | 0 | 0 | 0 | 0 | 0
902739829 | CET-ET-TP-RL-807703 | Eldorado 220 kV (Option 2): Cima-Pisgah #1 220kV (Pos 9N) and Cima-Pisgah #2 220kV (Pos 10N) A. 220 kV Switchrack -6 BCT Upgrades B. Relays -2 Racks -2 L90 -4 C60 | 8077 | High | 2025-12-22 | TR-SUB | 0% | 100% | CWIP Evenly Closed | 0 | 314.443 | 0 | 0 | 314.443 | 0 | 26.2036 | 26.2036 | 26.2036 | 26.2036 | 26.2036 | 26.2036 | 26.2036 | 26.2036 | 26.2036 | 26.2036 | 26.2036 | 26.2036 | 0 | 0 | 0 | 0 | 0 | 0 | 0 | 0 | 0 | 0 | 0 | 0
902739837 | CET-ET-TP-RL-807711 | Pisgah 220 kV (Option 2): A. 220 kV Switchrack -8 BCT Upgrades B. Relays -8 Racks -4 L90 -4 C60 | 8077 | High | 2025-12-22 | TR-SUB | 0% | 100% | CWIP Evenly Closed | 0 | 294.097 | 0 | 0 | 294.097 | 0 | 24.5081 | 24.5081 | 24.5081 | 24.5081 | 24.5081 | 24.5081 | 24.5081 | 24.5081 | 24.5081 | 24.5081 | 24.5081 | 24.5081 | 0 | 0 | 0 | 0 | 0 | 0 | 0 | 0 | 0 | 0 | 0 | 0
904085828 | CET-ET-TP-RL-807707 | Coolwater-Tortilla (Position 6): Relays L90 & 411L | 8077 | Low | 2027-09-01 | TR-SUB | 0% | 100% |  | 0.87637 | 130.968 | 123 | 0.87637 | 130.968 | 123 | 0 | 0 | 0 | 0 | 0 | 0 | 0 | 0 | 0 | 0 | 0 | 0 | 0 | 0 | 0 | 0 | 0 | 0 | 0 | 0 | 254.8444 | 0 | 0 | 0
904085829 | CET-ET-TP-RL-807707 | Coolwater-Kramer: 115kV (Position 2S) Relays 411L & (1) rack with 220kV (Position 8N) Relays L90 & 411L | 8077 | High | 2027-12-01 | TR-SUB | 0% | 100% |  | 14.0985 | 150 | 172.853 | 14.0985 | 150 | 172.853 | 0 | 0 | 0 | 0 | 0 | 0 | 0 | 0 | 0 | 0 | 0 | 0 | 0 | 0 | 0 | 0 | 0 | 0 | 0 | 0 | 0 | 0 | 0 | 336.9515
904085831 | CET-ET-TP-RL-807707 | Coolwater-Ivanpah-Baker-Dunn Siding-Mt Pass (Y21): Only perform coordination studies and adjust settings to existing relays, UC #149. | 8077 | Low | 2026-06-01 | TR-SUB | 0% | 100% |  | 0 | 26.644 | 0 | 0 | 26.644 | 0 | 0 | 0 | 0 | 0 | 0 | 26.644 | 0 | 0 | 0 | 0 | 0 | 0 | 0 | 0 | 0 | 0 | 0 | 0 | 0 | 0 | 0 | 0 | 0 | 0
904138914 | CET-ET-TP-RN-829800 | Vincent Substation (RNU).1. Remove and salvage Green panels 3R thru 8R in 220kV Relay room, relocate all necessary various auxiliary equipment from green boards to new steel Relay Racks..2. Install new RTU in place of removed green boards, cutover existin | 8298 | High | 2026-11-01 | TR-SUB | 0% | 100% |  | 2387.6138 | 520.55 | 0 | 2387.6138 | 520.55 | 0 | 0 | 0 | 0 | 0 | 0 | 0 | 0 | 0 | 0 | 0 | 2908.1638 | 0 | 0 | 0 | 0 | 0 | 0 | 0 | 0 | 0 | 0 | 0 | 0 | 0
903429710 | CET-ET-TP-RN-835500 | Tehachapi CRAS – Monitoring infrastructure Whirlwind Substation. 1. Install two (2) GE N60 logic processing relays or equivalent successor to monitor and detect transmission line outages at Whirlwind Substation. 2. Perform centralized RAS programming and testing to the new centralized RAS relays. Telecommunication. 1. Install required channel banks, cross connects and associated equipment (including terminal equipment) at the Generating Facility supporting the centralized RAS tripping requirements. vi. Power System Controls. 1. Perform centralized RAS programming and testing to the new centralized RAS relays. 2. Add points to the RTU at W Substation. 3. Install data gateway appliances. vii. Corporate Security. 1. Install corporate security approved cabinets/cameras/other security measures to monitor and protect Participating TO’s assets per compliance standards, at Whirlwind Substations. | 8355 | High | 2026-08-01 | TR-SUB | 0% | 100% |  | 1108.7769 | 94.905 | 50 | 1108.7769 | 94.905 | 50 | 0 | 0 | 0 | 0 | 0 | 0 | 0 | 1203.6819 | 0 | 0 | 0 | 0 | 4.1667 | 4.1667 | 4.1667 | 4.1667 | 4.1667 | 4.1667 | 4.1667 | 4.1667 | 4.1667 | 4.1667 | 4.1667 | 4.1667
903429712 | CET-ET-TP-RN-835502 | Tehachapi CRAS – Monitoring infrastructure Vincent Substation. 1. Install two (2) GE N60 logic processing relays or equivalent successor to monitor and detect transmission line outages at Vincent Substation. 2. Perform centralized RAS programming and testing to the new centralized RAS relays. Telecommunication. 1. Install required channel banks, cross connects and associated equipment (including terminal equipment) at the Generating Facility supporting the centralized RAS tripping requirements. vi. Power System Controls. 1. Perform centralized RAS programming and testing to the new centralized RAS relays. 2. Add points to the RTUs at Vincent Substation. 3. Install data gateway appliances. vii. Corporate Security. 1. Install corporate security approved cabinets/cameras/other security measures to monitor and protect Participating TO’s assets per compliance standards, at Vincent Substations. | 8355 | High | 2026-08-01 | TR-SUB | 0% | 100% |  | 132.3824 | 30 | 80 | 132.3824 | 30 | 80 | 0 | 0 | 0 | 0 | 0 | 0 | 0 | 162.3824 | 0 | 0 | 0 | 0 | 6.6667 | 6.6667 | 6.6667 | 6.6667 | 6.6667 | 6.6667 | 6.6667 | 6.6667 | 6.6667 | 6.6667 | 6.6667 | 6.6667
903429713 | CET-ET-TP-RN-835503 | Tehachapi CRAS – Monitoring infrastructure Midway Substation Install four (4) GE N60 logic processing relays or equivalent successor to monitor and detect transmission line outages at Midway Substation. 2. Install two (2) ethernet switches. 3. Install one (1) satellite clock. 4. Perform centralized RAS programming and testing to the new centralized RAS relays. Telecommunication. 1. Install required channel banks, cross connects and associated equipment (including terminal equipment) at the Generating Facility supporting the centralized RAS tripping requirements. 2. Install lightwave, routers, firewall access switches, data traffic monitoring devices, and data circuits to support centralized RAS network at Windhub and Midway substations. vi. Power System Controls. 1. Perform centralized RAS programming and testing to the new centralized RAS relays. 2. Add points to the RTUs at Midway Substation. 3. Install data gateway appliances. vii. Corporate Security. 1. Install corporate security approved cabinets/cameras/other security measures to monitor and protect Participating TO’s assets per compliance standards, at Midway Substation. | 8355 | High | 2026-04-01 | TR-SUB | 0% | 100% |  | 4.8716 | 0 | 0 | 4.8716 | 0 | 0 | 0 | 0 | 0 | 4.8716 | 0 | 0 | 0 | 0 | 0 | 0 | 0 | 0 | 0 | 0 | 0 | 0 | 0 | 0 | 0 | 0 | 0 | 0 | 0 | 0
903429714 | CET-ET-TP-RN-835504 | Tehachapi CRAS – Monitoring infrastructure Windhub Substation 1. Install two (2) GE N60 logic processing relays or equivalent successor to monitor and detect transmission line outages at Windhub Substation. 2. Install two (2) ethernet switches. 3. Install one (1) satellite clock. 4. Perform centralized RAS programming and testing to the new centralized RAS relays. Telecommunication. 1. Install required channel banks, cross connects and associated equipment (including terminal equipment) at the Generating Facility supporting the centralized RAS tripping requirements. 2. Install lightwave, routers, firewall access switches, data traffic monitoring devices, and data circuits to support centralized RAS network at Windhub and Midway substations. vi. Power System Controls. 1. Perform centralized RAS programming and testing to the new centralized RAS relays. 2. Add points to the RTU at Windhub Substation. 3. Install data gateway appliances. vii. Corporate Security. 1. Install corporate security approved cabinets/cameras/other security measures to monitor and protect Participating TO’s assets per compliance standards, at Antelope, Midway, Whirlwind, Windhub Substations. | 8355 | High | 2026-04-01 | TR-SUB | 0% | 100% |  | 822.6603 | 169.708 | 50 | 822.6603 | 169.708 | 50 | 0 | 0 | 0 | 992.3683 | 0 | 0 | 0 | 0 | 0 | 0 | 0 | 0 | 4.1667 | 4.1667 | 4.1667 | 4.1667 | 4.1667 | 4.1667 | 4.1667 | 4.1667 | 4.1667 | 4.1667 | 4.1667 | 4.1667
903548050 | CET-ET-TP-RN-835500 | Whirlwind Substation Tehachapi CRAS – Tripping infrastructure i. Whirlwind Substation. 1. Install six (6) GE N60 logic processing relays or equivalent successor to send tripping signals to the Large Generating Facility. 2. Perform centralized RAS programming and testing to the new centralized RAS relay. | 8355 | High | 2026-04-01 | TR-SUB | 0% | 100% |  | 287.2252 | 0 | 0 | 287.2252 | 0 | 0 | 0 | 0 | 0 | 287.2252 | 0 | 0 | 0 | 0 | 0 | 0 | 0 | 0 | 0 | 0 | 0 | 0 | 0 | 0 | 0 | 0 | 0 | 0 | 0 | 0
902342409 | CET-ET-TP-RN-810701 | Kramer Substation (RNU): a. Engineer and construct one 220 kV line position, which includes the following equipment: i. Two 220 kV circuit breakers. ii. Three 220 kV group operated disconnect switches. iii. One (1) 220 kV group operated disconnect switch with grounding attachment. | 8107 | High | 2025-10-30 | TR-SUB | 0% | 100% | CWIP Evenly Closed | 0 | 400.944 | 0 | 0 | 400.944 | 0 | 33.412 | 33.412 | 33.412 | 33.412 | 33.412 | 33.412 | 33.412 | 33.412 | 33.412 | 33.412 | 33.412 | 33.412 | 0 | 0 | 0 | 0 | 0 | 0 | 0 | 0 | 0 | 0 | 0 | 0
904526347 | CET-ET-TP-RN-810702 | VICTOR SUB EXPAND HD | 8107 | High | 2026-01-01 | TR-SUB | 0% | 100% |  | 0 | 100 | 0 | 0 | 100 | 0 | 100 | 0 | 0 | 0 | 0 | 0 | 0 | 0 | 0 | 0 | 0 | 0 | 0 | 0 | 0 | 0 | 0 | 0 | 0 | 0 | 0 | 0 | 0 | 0
904898432 | CET-ET-TP-RN-827000 | WHIRLWIND SUBSTATION | 8270 | High | 2025-05-30 | TR-SUB | 0% | 100% | CWIP Evenly Closed | 1.9069 | 0.956 | 0 | 1.9069 | 0.956 | 0 | 0.23858 | 0.23858 | 0.23858 | 0.23858 | 0.23858 | 0.23858 | 0.23858 | 0.23858 | 0.23858 | 0.23858 | 0.23858 | 0.23858 | 0 | 0 | 0 | 0 | 0 | 0 | 0 | 0 | 0 | 0 | 0 | 0
903099017 | CET-ET-TP-RN-828500 | Whirlwind Substation: a. Install one (1) 230 kV line position which includes the following equipment: i. Two (2) 230 kV circuit breakers and foundations. ii. One (1) 230 kV group operated disconnect switch with grounding attachment. iii. Four (4) sets of 223 kV disconnect switches, steel support structures, and foundations. b. Protection Relays: Two local breaker failure backup relays, General Electric ("GE") C60 or equivalent successor. | 8285 | High | 2026-10-01 | TR-SUB | 0% | 100% |  | 203.198 | 2540 | 898 | 203.198 | 2540 | 898 | 0 | 0 | 0 | 0 | 0 | 0 | 0 | 0 | 0 | 2743.198 | 0 | 0 | 74.8333 | 74.8333 | 74.8333 | 74.8333 | 74.8333 | 74.8333 | 74.8333 | 74.8333 | 74.8333 | 74.8333 | 74.8333 | 74.8333
903728254 | CET-ET-TP-RL-844800 | Laguna Bell Sub 1.Replace existing 220kV CB 21 with new 220kV CB, 4000A, 63kA, with new foundation 2.Replace existing 220kV CB 22 with new 220kV CB, 4000A, 63kA, with new foundation 3.Replace existing two (2) 230kV group operated DS, horizontal, center | 8448 | High | 2025-01-17 | TR-SUB | 0% | 100% | CWIP Evenly Closed | 0 | 38.085 | 0 | 0 | 38.085 | 0 | 3.1738 | 3.1738 | 3.1738 | 3.1738 | 3.1738 | 3.1738 | 3.1738 | 3.1738 | 3.1738 | 3.1738 | 3.1738 | 3.1738 | 0 | 0 | 0 | 0 | 0 | 0 | 0 | 0 | 0 | 0 | 0 | 0
903728255 | CET-ET-TP-RL-844801 | Reconductor approximately 5 miles of existing Laguna Bell - Mesa No.1 230 kV Line with ACCC conductor. | 8448 | High | 2025-03-24 | TR-LINE | 0% | 100% | CWIP Evenly Closed | 0 | 128.775 | 0 | 0 | 128.775 | 0 | 10.7313 | 10.7313 | 10.7313 | 10.7313 | 10.7313 | 10.7313 | 10.7313 | 10.7313 | 10.7313 | 10.7313 | 10.7313 | 10.7313 | 0 | 0 | 0 | 0 | 0 | 0 | 0 | 0 | 0 | 0 | 0 | 0
903795047 | CET-ET-TP-RL-844801 | Laguna Bell-Mesa No. 1 Reconductor - Section 2 (CAISO TPP Project) | 8448 | High | 2024-06-23 | TR-LINE | 0% | 100% | CWIP Evenly Closed | 18.0411 | 0 | 0 | 18.0411 | 0 | 0 | 1.5034 | 1.5034 | 1.5034 | 1.5034 | 1.5034 | 1.5034 | 1.5034 | 1.5034 | 1.5034 | 1.5034 | 1.5034 | 1.5034 | 0 | 0 | 0 | 0 | 0 | 0 | 0 | 0 | 0 | 0 | 0 | 0
903795050 | CET-ET-TP-RL-844801 | Laguna Bell-Mesa No. 1 Reconductor - Section 3 (CAISO TPP Project) | 8448 | High | 2024-06-23 | TR-LINE | 0% | 100% | CWIP Evenly Closed | 439.0775 | 0 | 0 | 439.0775 | 0 | 0 | 36.5898 | 36.5898 | 36.5898 | 36.5898 | 36.5898 | 36.5898 | 36.5898 | 36.5898 | 36.5898 | 36.5898 | 36.5898 | 36.5898 | 0 | 0 | 0 | 0 | 0 | 0 | 0 | 0 | 0 | 0 | 0 | 0
903795052 | CET-ET-TP-RL-844801 | Laguna Bell-Mesa No. 1 Reconductor - Section 4 (CAISO TPP Project) | 8448 | High | 2024-06-23 | TR-LINE | 0% | 100% | CWIP Evenly Closed | 56.8754 | 0 | 0 | 56.8754 | 0 | 0 | 4.7396 | 4.7396 | 4.7396 | 4.7396 | 4.7396 | 4.7396 | 4.7396 | 4.7396 | 4.7396 | 4.7396 | 4.7396 | 4.7396 | 0 | 0 | 0 | 0 | 0 | 0 | 0 | 0 | 0 | 0 | 0 | 0
903795054 | CET-ET-TP-RL-844801 | Laguna Bell-Mesa No. 1 Reconductor - Section 5 (CAISO TPP Project) | 8448 | High | 2024-06-23 | TR-LINE | 0% | 100% | CWIP Evenly Closed | 24.6732 | 0 | 0 | 24.6732 | 0 | 0 | 2.0561 | 2.0561 | 2.0561 | 2.0561 | 2.0561 | 2.0561 | 2.0561 | 2.0561 | 2.0561 | 2.0561 | 2.0561 | 2.0561 | 0 | 0 | 0 | 0 | 0 | 0 | 0 | 0 | 0 | 0 | 0 | 0
903795055 | CET-ET-TP-RL-844801 | Laguna Bell-Mesa No. 1 Reconductor - Section 6 (CAISO TPP Project) | 8448 | High | 2024-06-23 | TR-LINE | 0% | 100% | CWIP Evenly Closed | 13.786 | 0 | 0 | 13.786 | 0 | 0 | 1.1488 | 1.1488 | 1.1488 | 1.1488 | 1.1488 | 1.1488 | 1.1488 | 1.1488 | 1.1488 | 1.1488 | 1.1488 | 1.1488 | 0 | 0 | 0 | 0 | 0 | 0 | 0 | 0 | 0 | 0 | 0 | 0
903795373 | CET-ET-TP-RL-844801 | Laguna Bell-Mesa No. 1 Reconductor - Section 8 (CAISO TPP Project) | 8448 | High | 2024-06-23 | TR-LINE | 0% | 100% | CWIP Evenly Closed | 33.9886 | 0 | 0 | 33.9886 | 0 | 0 | 2.8324 | 2.8324 | 2.8324 | 2.8324 | 2.8324 | 2.8324 | 2.8324 | 2.8324 | 2.8324 | 2.8324 | 2.8324 | 2.8324 | 0 | 0 | 0 | 0 | 0 | 0 | 0 | 0 | 0 | 0 | 0 | 0
903795403 | CET-ET-TP-RL-844801 | Laguna Bell-Mesa No. 1 Reconductor - Section 7 (CAISO TPP Project) | 8448 | High | 2024-06-23 | TR-LINE | 0% | 100% | CWIP Evenly Closed | 518.5424 | 0 | 0 | 518.5424 | 0 | 0 | 43.2119 | 43.2119 | 43.2119 | 43.2119 | 43.2119 | 43.2119 | 43.2119 | 43.2119 | 43.2119 | 43.2119 | 43.2119 | 43.2119 | 0 | 0 | 0 | 0 | 0 | 0 | 0 | 0 | 0 | 0 | 0 | 0
904312243 | CET-ET-TP-RL-844801 | Laguna Bell-Velasco 220kv NEW Getaway TS | 8448 | High | 2026-06-01 | TR-LINE | 0% | 100% |  | 76.7896 | 629.975 | 0 | 76.7896 | 629.975 | 0 | 0 | 0 | 0 | 0 | 0 | 706.7646 | 0 | 0 | 0 | 0 | 0 | 0 | 0 | 0 | 0 | 0 | 0 | 0 | 0 | 0 | 0 | 0 | 0 | 0
904312244 | CET-ET-TP-RL-844801 | La Fresa-Laguna Bell 220kv NEW Getaway T | 8448 | High | 2026-06-01 | TR-LINE | 0% | 100% |  | 157.5608 | 166.686 | 0 | 157.5608 | 166.686 | 0 | 0 | 0 | 0 | 0 | 0 | 324.2468 | 0 | 0 | 0 | 0 | 0 | 0 | 0 | 0 | 0 | 0 | 0 | 0 | 0 | 0 | 0 | 0 | 0 | 0
904312245 | CET-ET-TP-RL-844801 | Del Amo-Laguna Bell 220kv NEW Getaway TS | 8448 | High | 2026-06-01 | TR-LINE | 0% | 100% |  | 381.6833 | 180.321 | 0 | 381.6833 | 180.321 | 0 | 0 | 0 | 0 | 0 | 0 | 562.0043 | 0 | 0 | 0 | 0 | 0 | 0 | 0 | 0 | 0 | 0 | 0 | 0 | 0 | 0 | 0 | 0 | 0 | 0
904312246 | CET-ET-TP-RL-844801 | Laguna Bell-Mesa No. 1 Reconductor - Sec | 8448 | High | 2024-05-22 | TR-LINE | 0% | 100% | CWIP Evenly Closed | 733.6407 | 0 | 0 | 733.6407 | 0 | 0 | 61.1367 | 61.1367 | 61.1367 | 61.1367 | 61.1367 | 61.1367 | 61.1367 | 61.1367 | 61.1367 | 61.1367 | 61.1367 | 61.1367 | 0 | 0 | 0 | 0 | 0 | 0 | 0 | 0 | 0 | 0 | 0 | 0
904312248 | CET-ET-TP-RL-844801 | Laguna Bell-Mesa No. 1 Reconductor - Sec | 8448 | High | 2024-10-31 | TR-LINE | 0% | 100% | CWIP Evenly Closed | 26.737 | 73.103 | 0 | 26.737 | 73.103 | 0 | 8.32 | 8.32 | 8.32 | 8.32 | 8.32 | 8.32 | 8.32 | 8.32 | 8.32 | 8.32 | 8.32 | 8.32 | 0 | 0 | 0 | 0 | 0 | 0 | 0 | 0 | 0 | 0 | 0 | 0
904312249 | CET-ET-TP-RL-844801 | Laguna Bell-Mesa No. 1 Reconductor - Sec | 8448 | High | 2025-02-07 | TR-LINE | 0% | 100% | CWIP Evenly Closed | 8.0934 | 2188.249 | 0 | 8.0934 | 2188.249 | 0 | 183.0285 | 183.0285 | 183.0285 | 183.0285 | 183.0285 | 183.0285 | 183.0285 | 183.0285 | 183.0285 | 183.0285 | 183.0285 | 183.0285 | 0 | 0 | 0 | 0 | 0 | 0 | 0 | 0 | 0 | 0 | 0 | 0
904312251 | CET-ET-TP-RL-844801 | Laguna Bell-Mesa No. 1 Reconductor - Sec | 8448 | High | 2024-11-15 | TR-LINE | 0% | 100% | CWIP Evenly Closed | 5.8427 | 175.73 | 0 | 5.8427 | 175.73 | 0 | 15.1311 | 15.1311 | 15.1311 | 15.1311 | 15.1311 | 15.1311 | 15.1311 | 15.1311 | 15.1311 | 15.1311 | 15.1311 | 15.1311 | 0 | 0 | 0 | 0 | 0 | 0 | 0 | 0 | 0 | 0 | 0 | 0
904312252 | CET-ET-TP-RL-844801 | Laguna Bell-Mesa No. 1 Reconductor - Sec | 8448 | High | 2025-03-28 | TR-LINE | 0% | 100% | CWIP Evenly Closed | 6.0186 | 2495.747 | 0 | 6.0186 | 2495.747 | 0 | 208.4805 | 208.4805 | 208.4805 | 208.4805 | 208.4805 | 208.4805 | 208.4805 | 208.4805 | 208.4805 | 208.4805 | 208.4805 | 208.4805 | 0 | 0 | 0 | 0 | 0 | 0 | 0 | 0 | 0 | 0 | 0 | 0
904312253 | CET-ET-TP-RL-844801 | Laguna Bell-Mesa No. 1 Reconductor - Sec | 8448 | High | 2024-11-15 | TR-LINE | 0% | 100% | CWIP Evenly Closed | 7.4687 | 186.63 | 0 | 7.4687 | 186.63 | 0 | 16.1749 | 16.1749 | 16.1749 | 16.1749 | 16.1749 | 16.1749 | 16.1749 | 16.1749 | 16.1749 | 16.1749 | 16.1749 | 16.1749 | 0 | 0 | 0 | 0 | 0 | 0 | 0 | 0 | 0 | 0 | 0 | 0
8448-Cont | CET-ET-TP-RL-844800 | Laguna Bell-Mesa No. 1 Reconductor Contingency | 8448 | High | 2026-06-01 | TR-SUB | 0% | 100% |  | 0 | 0 | 3366.036 | 0 | 0 | 3366.036 | 0 | 0 | 0 | 0 | 0 | 0 | 0 | 0 | 0 | 0 | 0 | 0 | 280.503 | 280.503 | 280.503 | 280.503 | 280.503 | 280.503 | 280.503 | 280.503 | 280.503 | 280.503 | 280.503 | 280.503
8448-Risk | CET-ET-TP-RL-844800 | Laguna Bell-Mesa No. 1 Reconductor Known Risk | 8448 | High | 2026-06-01 | TR-SUB | 0% | 100% |  | 0 | 0 | 1769.881 | 0 | 0 | 1769.881 | 0 | 0 | 0 | 0 | 0 | 0 | 0 | 0 | 0 | 0 | 0 | 0 | 147.4901 | 147.4901 | 147.4901 | 147.4901 | 147.4901 | 147.4901 | 147.4901 | 147.4901 | 147.4901 | 147.4901 | 147.4901 | 147.4901
904312254 | CET-ET-TP-RL-844801 | Laguna Bell-Mesa No. 1 Reconductor - Section 9 M0T2 to M0T1 | 8448 | High | 2024-10-22 | TR-LINE | 0% | 100% | CWIP Evenly Closed | 5.732 | 65.925 | 0 | 5.732 | 65.925 | 0 | 5.9714 | 5.9714 | 5.9714 | 5.9714 | 5.9714 | 5.9714 | 5.9714 | 5.9714 | 5.9714 | 5.9714 | 5.9714 | 5.9714 | 0 | 0 | 0 | 0 | 0 | 0 | 0 | 0 | 0 | 0 | 0 | 0
902924856 | CET-ET-CR-WC-827000 | Whirlwind Substation: - Perform relay coordination study. - Install two (2) GE N60 logic processing relays or equivalent successor to send tripping signals to the Large Generating Facility [Tehachapi CRAS] - Install two (2) GE N60 logic processing relays | 8270 | High | 2025-06-06 | TR-SUB | 0% | 100% | CWIP Evenly Closed | 1179.0414 | 0 | 0 | 1179.0414 | 0 | 0 | 98.2535 | 98.2535 | 98.2535 | 98.2535 | 98.2535 | 98.2535 | 98.2535 | 98.2535 | 98.2535 | 98.2535 | 98.2535 | 98.2535 | 0 | 0 | 0 | 0 | 0 | 0 | 0 | 0 | 0 | 0 | 0 | 0
903606178 | CET-ET-CR-WC-842600 | Eldorado Substation (NU) IRNU 1. Conduct relay coordination study 2. Review As-Built drawings Eldorado Substation-(NU) 1. Install two GE N60 logic processing relays or equivalent 2. Modity the existing program to support new relays Eldorado Substation | 8426 | High | 2027-07-01 | TR-SUB | 0% | 100% |  | 38.6963 | 25.5 | 50 | 38.6963 | 25.5 | 50 | 0 | 0 | 0 | 0 | 0 | 0 | 0 | 0 | 0 | 0 | 0 | 0 | 0 | 0 | 0 | 0 | 0 | 0 | 114.1963 | 0 | 0 | 0 | 0 | 0
903773209 | CET-ET-TP-RN-847401 | Antelope Sub: Replace all 41 66 kV Circuit Breakers from 40 kA to 50 kA.Perform Ground Grid Study.Replace 101 66 kV disconnect switches & 45 66 kV PTs.Remove 15 steel lattice structures .Install 15 dead-end structures..Relay that needs to be reset.At Ante | 8474 | Low | 2026-12-01 | TR-SUB | 0% | 100% |  | 19026.0742 | 1700.216 | 766.198 | 19026.0742 | 1700.216 | 766.198 | 0 | 0 | 0 | 0 | 0 | 0 | 0 | 0 | 0 | 0 | 0 | 20726.2902 | 63.8498 | 63.8498 | 63.8498 | 63.8498 | 63.8498 | 63.8498 | 63.8498 | 63.8498 | 63.8498 | 63.8498 | 63.8498 | 63.8498
904186957 | CET-ET-TP-RN-857600 | Antelope - Whirlwind - Raise approximately 9 towers in order to fix ground clearance and increase line rating to 3421/3880 MVA | 8576 | High | 2026-03-01 | TR-LINE | 0% | 100% |  | 2727.0216 | 572.784 | 0 | 2727.0216 | 572.784 | 0 | 0 | 0 | 3299.8056 | 0 | 0 | 0 | 0 | 0 | 0 | 0 | 0 | 0 | 0 | 0 | 0 | 0 | 0 | 0 | 0 | 0 | 0 | 0 | 0 | 0
903567160 | CET-ET-TP-RN-841101 | 2. Whirlwind AA Bank CRAS a. Whirlwind Substation Utilize two (2) GE N60 logic processing relays or equivalent successor, identified under Section 2.(b)(i)3.a of this Appendix A, to send tripping signals to the Large Generating Facility. b. Telecommunica | 8411 | High | 2026-07-01 | TR-SUB | 0% | 100% |  | 135.2162 | 0 | 0 | 135.2162 | 0 | 0 | 0 | 0 | 0 | 0 | 0 | 0 | 135.2162 | 0 | 0 | 0 | 0 | 0 | 0 | 0 | 0 | 0 | 0 | 0 | 0 | 0 | 0 | 0 | 0 | 0
903566458 | CET-ET-TP-RN-841100 | 3. Tehachapi CRAS a. Whirlwind Substation Install two (2) GE N60 logic processing relays or equivalent successor to send tripping signals to the Large Generating Facility. b. Telecommunication Install channel banks and associated equipment at Whirlwind S | 8411 | High | 2026-07-01 | TR-SUB | 0% | 100% |  | 29.8503 | 0 | 0 | 29.8503 | 0 | 0 | 0 | 0 | 0 | 0 | 0 | 0 | 29.8503 | 0 | 0 | 0 | 0 | 0 | 0 | 0 | 0 | 0 | 0 | 0 | 0 | 0 | 0 | 0 | 0 | 0
903627525 | CET-ET-TP-RN-841802 | Laguna Bell Substation Interconnection Reliability Network Upgrades | 8418 | High | 2026-06-01 | TR-SUB | 0% | 100% |  | 1975.4407 | 45 | 456 | 1975.4407 | 45 | 456 | 0 | 0 | 0 | 0 | 0 | 2020.4407 | 0 | 0 | 0 | 0 | 0 | 0 | 38 | 38 | 38 | 38 | 38 | 38 | 38 | 38 | 38 | 38 | 38 | 38
903627524 | CET-ET-TP-RN-841801 | Rio Hondo Substation General Reliability Network Upgrades: Conduct ground grid study | 8418 | High | 2026-10-01 | TR-SUB | 0% | 100% |  | 0 | 10 | 0 | 0 | 10 | 0 | 0 | 0 | 0 | 0 | 0 | 0 | 0 | 0 | 0 | 10 | 0 | 0 | 0 | 0 | 0 | 0 | 0 | 0 | 0 | 0 | 0 | 0 | 0 | 0
903627521 | CET-ET-TP-RN-841800 | Lewis Substation General Reliability Network Upgrades: Conduct ground grid study | 8418 | High | 2025-10-17 | TR-SUB | 0% | 100% | CWIP Evenly Closed | 0 | 32.857 | 0 | 0 | 32.857 | 0 | 2.7381 | 2.7381 | 2.7381 | 2.7381 | 2.7381 | 2.7381 | 2.7381 | 2.7381 | 2.7381 | 2.7381 | 2.7381 | 2.7381 | 0 | 0 | 0 | 0 | 0 | 0 | 0 | 0 | 0 | 0 | 0 | 0
903654150 | CET-ET-CR-WC-834205 | Windhub Substation Transmission Substation (IRNU) -Install two (2) 500 kV line position. -Install Four (4) 500 kV circuit breakers. -Install Twenty-four (24) 500 kV disconnect switches. -Install protection relays. | 8342 | High | 2026-08-01 | TR-SUB | 0% | 100% |  | 9047.2306 | 2003.793 | 2568.558 | 9047.2306 | 2003.793 | 2568.558 | 0 | 0 | 0 | 0 | 0 | 0 | 0 | 11051.0236 | 0 | 0 | 0 | 0 | 214.0465 | 214.0465 | 214.0465 | 214.0465 | 214.0465 | 214.0465 | 214.0465 | 214.0465 | 214.0465 | 214.0465 | 214.0465 | 214.0465
903654149 | CET-ET-CR-WC-834204 | Windhub Substation Transmission Substation (GRNU) Install four (4) GE N60 logic processing relays or equivalent successor to monitor and detect transmission line outages -Install two (2) ethernet switches -Install one (1) satellite clock -Perform cen | 8342 | High | 2026-09-01 | TR-SUB | 0% | 85.16% |  | 2613.239 | 110.94 | 150.282 | 2225.4344 | 94.4765 | 127.9802 | 0 | 0 | 0 | 0 | 0 | 0 | 0 | 0 | 2319.9109 | 0 | 0 | 0 | 10.665 | 10.665 | 10.665 | 10.665 | 10.665 | 10.665 | 10.665 | 10.665 | 10.665 | 10.665 | 10.665 | 10.665
903654148 | CET-ET-CR-WC-834203 | Whirlwind Sub- Perform centralized RAS programming and testing to the new centralized RAS relays -Install two (2) GE N60 logic processing relays or equivalent successor to monitor and detect transmission line outages at Whirlwind Substation | 8342 | High | 2026-06-01 | TR-SUB | 0% | 100% |  | 29.2246 | 27.067 | 107.286 | 29.2246 | 27.067 | 107.286 | 0 | 0 | 0 | 0 | 0 | 56.2916 | 0 | 0 | 0 | 0 | 0 | 0 | 8.9405 | 8.9405 | 8.9405 | 8.9405 | 8.9405 | 8.9405 | 8.9405 | 8.9405 | 8.9405 | 8.9405 | 8.9405 | 8.9405
903654147 | CET-ET-CR-WC-834202 | Vincent Substation Transmission Substation (GRNU) -Install six (6) GE N60 logic processing relays or equivalent successor to send tripping signals to the Generating Facility. -Perform centralized RAS programming and testing to the new centralized RAS rel | 8342 | High | 2026-10-01 | TR-SUB | 0% | 100% |  | 441.1109 | 167.01 | 77.15 | 441.1109 | 167.01 | 77.15 | 0 | 0 | 0 | 0 | 0 | 0 | 0 | 0 | 0 | 608.1209 | 0 | 0 | 6.4292 | 6.4292 | 6.4292 | 6.4292 | 6.4292 | 6.4292 | 6.4292 | 6.4292 | 6.4292 | 6.4292 | 6.4292 | 6.4292
903654146 | CET-ET-CR-WC-834201 | Midway Substation Transmission Substation (GRNU) -Install four (4) GE N60 logic processing relays or equivalent successor to monitor and detect transmission line outages -Install two (2) ethernet switches -Install one (1) satellite clock -Perform cen | 8342 | High | 2026-08-01 | TR-SUB | 0% | 100% |  | 4.1349 | 135.606 | 306.012 | 4.1349 | 135.606 | 306.012 | 0 | 0 | 0 | 0 | 0 | 0 | 0 | 139.7409 | 0 | 0 | 0 | 0 | 25.501 | 25.501 | 25.501 | 25.501 | 25.501 | 25.501 | 25.501 | 25.501 | 25.501 | 25.501 | 25.501 | 25.501
903503019 | CET-ET-CR-WC-835706 | Pardee Substation Interconnection-(RNU): 1. a. Install four (4) GE N60 logic processing relays or equivalent successor to monitor and detect transmission line outages. b. Perform centralized RAS programming and testing to the new centralized RAS relays | 8357 | High | 2023-10-18 | TR-SUB | 0% | 100% | CWIP Evenly Closed | 31.8949 | 0 | 0 | 31.8949 | 0 | 0 | 2.6579 | 2.6579 | 2.6579 | 2.6579 | 2.6579 | 2.6579 | 2.6579 | 2.6579 | 2.6579 | 2.6579 | 2.6579 | 2.6579 | 0 | 0 | 0 | 0 | 0 | 0 | 0 | 0 | 0 | 0 | 0 | 0
903503025 | CET-ET-CR-WC-835710 | Pardee Substation Interconnection-(RNU): 1. a. Install four (4) GE N60 logic processing relays or equivalent successor to monitor and detect transmission line outages. b. Perform centralized RAS programming and testing to the new centralized RAS relays | 8357 | High | 2025-05-14 | TR-SUB | 0% | 100% | CWIP Evenly Closed | 5.6739 | 0 | 0 | 5.6739 | 0 | 0 | 0.47283 | 0.47283 | 0.47283 | 0.47283 | 0.47283 | 0.47283 | 0.47283 | 0.47283 | 0.47283 | 0.47283 | 0.47283 | 0.47283 | 0 | 0 | 0 | 0 | 0 | 0 | 0 | 0 | 0 | 0 | 0 | 0
903870439 | CET-ET-TP-RL-847301 | DEVERS 220 KV/115 KV | 8473 | High | 2026-06-01 | TR-SUB | 0% | 100% |  | 3050.1114 | 2020.095 | 0 | 3050.1114 | 2020.095 | 0 | 0 | 0 | 0 | 0 | 0 | 5070.2064 | 0 | 0 | 0 | 0 | 0 | 0 | 0 | 0 | 0 | 0 | 0 | 0 | 0 | 0 | 0 | 0 | 0 | 0
903870440 | CET-ET-TP-RL-847302 | DEVERS 220 KV: 220KV | 8473 | High | 2027-05-01 | TR-SUB | 0% | 100% |  | 275.4488 | 1282.977 | 3191.17 | 275.4488 | 1282.977 | 3191.17 | 0 | 0 | 0 | 0 | 0 | 0 | 0 | 0 | 0 | 0 | 0 | 0 | 0 | 0 | 0 | 0 | 4749.5958 | 0 | 0 | 0 | 0 | 0 | 0 | 0
904872726 | CET-ET-TP-RL-847303 | DEVERS-VISTA NO. 2 2 | 8473 | High | 2027-04-01 | TR-LINE | 0% | 100% |  | 43.3579 | 263.472 | 0 | 43.3579 | 263.472 | 0 | 0 | 0 | 0 | 0 | 0 | 0 | 0 | 0 | 0 | 0 | 0 | 0 | 0 | 0 | 0 | 306.8299 | 0 | 0 | 0 | 0 | 0 | 0 | 0 | 0
902179842 | CET-ET-CR-WS-803800 | Ellis Ph2 RLA SCE:Re | 8038 | High | 2019-01-09 | TR-SUB | 0% | 25% | CWIP Evenly Closed | 0 | 20 | 70 | 0 | 5 | 17.5 | 0.41667 | 0.41667 | 0.41667 | 0.41667 | 0.41667 | 0.41667 | 0.41667 | 0.41667 | 0.41667 | 0.41667 | 0.41667 | 0.41667 | 1.4583 | 1.4583 | 1.4583 | 1.4583 | 1.4583 | 1.4583 | 1.4583 | 1.4583 | 1.4583 | 1.4583 | 1.4583 | 1.4583
904215732 | CET-ET-TP-RN-855600 | ELDORADO SUBSTATION | 8556 | High | 2027-04-01 | TR-SUB | 0% | 100% |  | 16.4726 | 30 | 290 | 16.4726 | 30 | 290 | 0 | 0 | 0 | 0 | 0 | 0 | 0 | 0 | 0 | 0 | 0 | 0 | 0 | 0 | 0 | 336.4726 | 0 | 0 | 0 | 0 | 0 | 0 | 0 | 0
904215733 | CET-ET-TP-RN-855500 | ELDORADO SUBSTATION | 8555 | High | 2027-04-01 | TR-SUB | 0% | 100% |  | 6.1762 | 20 | 50 | 6.1762 | 20 | 50 | 0 | 0 | 0 | 0 | 0 | 0 | 0 | 0 | 0 | 0 | 0 | 0 | 0 | 0 | 0 | 76.1762 | 0 | 0 | 0 | 0 | 0 | 0 | 0 | 0
904188170 | CET-ET-TP-RL-859900 | New Inyo 230 kV Shunt Reactor | 8599 | High | 2026-12-01 | TR-SUB | 0% | 100% |  | 1611.4798 | 2571.972 | 0 | 1611.4798 | 2571.972 | 0 | 0 | 0 | 0 | 0 | 0 | 0 | 0 | 0 | 0 | 0 | 0 | 4183.4518 | 0 | 0 | 0 | 0 | 0 | 0 | 0 | 0 | 0 | 0 | 0 | 0
904860856 | CET-ET-TP-RL-851903 | Barre-Del Amo: Relocate Barrre-Del Amo from position 4 to position 5N: Install one rack span. | 8519 | High | 2027-08-01 | TR-LINE | 0% | 100% |  | 0 | 182.309 | 152.691 | 0 | 182.309 | 152.691 | 0 | 0 | 0 | 0 | 0 | 0 | 0 | 0 | 0 | 0 | 0 | 0 | 0 | 0 | 0 | 0 | 0 | 0 | 0 | 335 | 0 | 0 | 0 | 0
904860857 | CET-ET-TP-RL-851904 | Barre-Ellis: Relocate Barre-Ellis No3 from position 1 to position 6S: Install two double circuit LSTs, one double circuit TSP, and two single circuit TSPs and eight spans. (spend split between Barre-Ellis No3 and No4 relocations). | 8519 | High | 2027-08-01 | TR-LINE | 0% | 100% |  | 1.2205 | 558.958 | 4700.347 | 1.2205 | 558.958 | 4700.347 | 0 | 0 | 0 | 0 | 0 | 0 | 0 | 0 | 0 | 0 | 0 | 0 | 0 | 0 | 0 | 0 | 0 | 0 | 0 | 5260.5255 | 0 | 0 | 0 | 0
904860858 | CET-ET-TP-RL-851905 | Barre-Ellis: Relocate Barre-Ellis No4 from position 8 to position 5S: Install two double circuit LSTs, one double circuit TSP, and two single circuit TSPs and eight spans. (spend split between Barre-Ellis No3 and No4 relocations). | 8519 | High | 2027-08-01 | TR-LINE | 0% | 100% |  | 0.27922 | 557.419 | 649.42 | 0.27922 | 557.419 | 649.42 | 0 | 0 | 0 | 0 | 0 | 0 | 0 | 0 | 0 | 0 | 0 | 0 | 0 | 0 | 0 | 0 | 0 | 0 | 0 | 1207.1182 | 0 | 0 | 0 | 0
904861019 | CET-ET-TP-RL-851906 | Barre-Lewis: Relocate Barre-Lewis from position 6 to position 7S: Install new spans. | 8519 | High | 2027-08-01 | TR-LINE | 0% | 100% |  | 0 | 264.101 | 101 | 0 | 264.101 | 101 | 0 | 0 | 0 | 0 | 0 | 0 | 0 | 0 | 0 | 0 | 0 | 0 | 0 | 0 | 0 | 0 | 0 | 0 | 0 | 365.101 | 0 | 0 | 0 | 0
904861020 | CET-ET-TP-RL-851907 | Barre-Villa Park: Relocate Barre-Villa Park from position 7 to position 10S: Install new spans. | 8519 | High | 2027-08-01 | TR-LINE | 0% | 100% |  | 0 | 240 | 240 | 0 | 240 | 240 | 0 | 0 | 0 | 0 | 0 | 0 | 0 | 0 | 0 | 0 | 0 | 0 | 0 | 0 | 0 | 0 | 0 | 0 | 0 | 480 | 0 | 0 | 0 | 0
903033063 | CET-ET-CR-WC-827700 | Whirlwind Substation – - Perform one (1) local relay coordination study - a. Install two (2) GE N60 logic processing relays or equivalent successor to send tripping signals to the Large Generating Facility. b. Power System Controls. i. Perform centraliz | 8277 | High | 2026-01-01 | TR-SUB | 0% | 100% |  | 164.6207 | 0 | 62 | 164.6207 | 0 | 62 | 164.6207 | 0 | 0 | 0 | 0 | 0 | 0 | 0 | 0 | 0 | 0 | 0 | 5.1667 | 5.1667 | 5.1667 | 5.1667 | 5.1667 | 5.1667 | 5.1667 | 5.1667 | 5.1667 | 5.1667 | 5.1667 | 5.1667
903197596 | CET-ET-CR-WC-831900 | WHIRLWIND SUBSTATION | 8319 | High | 2026-02-01 | TR-SUB | 0% | 100% |  | 3649.0318 | 0 | 0 | 3649.0318 | 0 | 0 | 0 | 3649.0318 | 0 | 0 | 0 | 0 | 0 | 0 | 0 | 0 | 0 | 0 | 0 | 0 | 0 | 0 | 0 | 0 | 0 | 0 | 0 | 0 | 0 | 0
903173302 | CET-ET-CR-WC-832000 | VESTAL-INSTALL FACIL | 8320 | High | 2024-06-28 | TR-SUB | 40% | 96.66% | CWIP Evenly Closed | -6281.4906 | 4.155 | 0 | -3643.0133 | 2.4097 | 0 | -303.3836 | -303.3836 | -303.3836 | -303.3836 | -303.3836 | -303.3836 | -303.3836 | -303.3836 | -303.3836 | -303.3836 | -303.3836 | -303.3836 | 0 | 0 | 0 | 0 | 0 | 0 | 0 | 0 | 0 | 0 | 0 | 0
903226976 | CET-ET-CR-WC-832005 | PARDEE - PASTORIA - | 8320 | High | 2025-10-15 | TR-SUB | 0% | 100% | CWIP Evenly Closed | 0 | 29.793 | 0 | 0 | 29.793 | 0 | 2.4827 | 2.4827 | 2.4827 | 2.4827 | 2.4827 | 2.4827 | 2.4827 | 2.4827 | 2.4827 | 2.4827 | 2.4827 | 2.4827 | 0 | 0 | 0 | 0 | 0 | 0 | 0 | 0 | 0 | 0 | 0 | 0
904089124 | CET-ET-TP-RN-852800 | Kramer Substation (GRNU): One Time Cost Mojave Desert RAS - Tripping Infrastructure Note: Analytic associated with the Mojave Desert RAS to be incorporated by the initial sync date which is scheduled for March of 2025. The analytic associated with the NO | 8528 | High | 2027-07-01 | TR-SUB | 0% | 100% |  | 20.5541 | 261.858 | 20 | 20.5541 | 261.858 | 20 | 0 | 0 | 0 | 0 | 0 | 0 | 0 | 0 | 0 | 0 | 0 | 0 | 0 | 0 | 0 | 0 | 0 | 0 | 302.4121 | 0 | 0 | 0 | 0 | 0
904146701 | CET-ET-TP-RN-854101 | Colorado River Substation (GRNU).- Conduct a relay coordination study.- Add points to the RTU at Colorado River Substation | 8541 | High | 2025-01-30 | TR-SUB | 0% | 100% | CWIP Evenly Closed | 0 | 34.257 | 0 | 0 | 34.257 | 0 | 2.8547 | 2.8547 | 2.8547 | 2.8547 | 2.8547 | 2.8547 | 2.8547 | 2.8547 | 2.8547 | 2.8547 | 2.8547 | 2.8547 | 0 | 0 | 0 | 0 | 0 | 0 | 0 | 0 | 0 | 0 | 0 | 0
904146707 | CET-ET-CR-WC-854104 | Power System Controls. (GRNU). a.Perform CRAS programming and testing to the new CRAS relays at Colorado River Substation.. b.Add points to the RTUs at Colorado River Substation and Cielo Azul Switchyard or Interconnecting PTO’s series capacitor st | 8541 | High | 2026-07-01 | TR-SUB | 0% | 100% |  | 0 | 7 | 30.167 | 0 | 7 | 30.167 | 0 | 0 | 0 | 0 | 0 | 0 | 7 | 0 | 0 | 0 | 0 | 0 | 2.5139 | 2.5139 | 2.5139 | 2.5139 | 2.5139 | 2.5139 | 2.5139 | 2.5139 | 2.5139 | 2.5139 | 2.5139 | 2.5139
904146703 | CET-ET-TP-RN-854102 | Colorado River Substation (IRNU)."As-Built" drawings Review .Review “As-Built” drawings, information, and documents, as applicable for the Interconnection Customer’s Interconnection Facilities and Generating Facility submitted by the Interconnection Custo | 8541 | High | 2025-01-30 | TR-SUB | 0% | 100% | CWIP Evenly Closed | 0 | 4.179 | 0 | 0 | 4.179 | 0 | 0.34825 | 0.34825 | 0.34825 | 0.34825 | 0.34825 | 0.34825 | 0.34825 | 0.34825 | 0.34825 | 0.34825 | 0.34825 | 0.34825 | 0 | 0 | 0 | 0 | 0 | 0 | 0 | 0 | 0 | 0 | 0 | 0
904410099 | CET-ET-CR-WC-854604 | Colorado River Substation - (IRNU Dedicated) a. Install one (1) 220 kV line position which includes the following equipment: i. Two (2) 220 kV circuit breakers. ii. One (1) 220 kV group operated disconnect switch with grounding attachment. iii. Three (3) | 8546 | High | 2026-12-01 | TR-SUB | 0% | 100% |  | 28.1297 | 1135.975 | 1269.641 | 28.1297 | 1135.975 | 1269.641 | 0 | 0 | 0 | 0 | 0 | 0 | 0 | 0 | 0 | 0 | 0 | 1164.1047 | 105.8034 | 105.8034 | 105.8034 | 105.8034 | 105.8034 | 105.8034 | 105.8034 | 105.8034 | 105.8034 | 105.8034 | 105.8034 | 105.8034
1210881 | CET-ET-TP-RN-854601 | Environmental Activities, Permits, and Licensing. - (IRNU Dedicated) 1. Perform the required environmental activities and obtain the required licensing and permits for the installation of the Dedicated Interconnection Reliability Network Upgrades. | 8546 | High | 2026-12-01 | TR-SUB | 0% | 100% |  | 0 | 6.49 | 9.871 | 0 | 6.49 | 9.871 | 0 | 0 | 0 | 0 | 0 | 0 | 0 | 0 | 0 | 0 | 0 | 6.49 | 0.82258 | 0.82258 | 0.82258 | 0.82258 | 0.82258 | 0.82258 | 0.82258 | 0.82258 | 0.82258 | 0.82258 | 0.82258 | 0.82258
904409771 | CET-ET-CR-WC-854705 | COLORADO RIVER SUBST | 8547 | High | 2027-08-01 | TR-SUB | 0% | 100% |  | 26.2966 | 1423.34 | 1211.418 | 26.2966 | 1423.34 | 1211.418 | 0 | 0 | 0 | 0 | 0 | 0 | 0 | 0 | 0 | 0 | 0 | 0 | 0 | 0 | 0 | 0 | 0 | 0 | 0 | 2661.0547 | 0 | 0 | 0 | 0
904409772 | CET-ET-CR-WC-854706 | COLORADO RIVER SUBST | 8547 | High | 2027-08-01 | TR-SUB | 0% | 100% |  | 32.0196 | 1084.78 | 1284.159 | 32.0196 | 1084.78 | 1284.159 | 0 | 0 | 0 | 0 | 0 | 0 | 0 | 0 | 0 | 0 | 0 | 0 | 0 | 0 | 0 | 0 | 0 | 0 | 0 | 2400.9586 | 0 | 0 | 0 | 0
1373717 | CET-ET-TP-RN-854701 | Note: Shared cost split between TOT1006 Grace Energy Project (50%) & TOT1013 Cobalt Project(50%). Environmental Activities, Permits, and Licensing - (IRNU Shared) Perform and/or coordinate the required environmental activities and obtain required licensi | 8547 | High | 2027-08-01 | TR-SUB | 0% | 100% |  | 0 | 7.232 | 20.705 | 0 | 7.232 | 20.705 | 0 | 0 | 0 | 0 | 0 | 0 | 0 | 0 | 0 | 0 | 0 | 0 | 0 | 0 | 0 | 0 | 0 | 0 | 0 | 27.937 | 0 | 0 | 0 | 0
1373712 | CET-ET-TP-RN-854702 | Environmental Activities, Permits, and Licensing - (IRNU Sole) Perform and/or coordinate the required environmental activities and obtain required licensing and permits for the installation of the Interconnection Reliability Network Upgrades, if applicabl | 8547 | High | 2027-08-01 | TR-SUB | 100% | 0% |  | 0 | 7.232 | 9.468 | 0 | 0 | 0 | 0 | 0 | 0 | 0 | 0 | 0 | 0 | 0 | 0 | 0 | 0 | 0 | 0 | 0 | 0 | 0 | 0 | 0 | 0 | 0 | 0 | 0 | 0 | 0
905088087 | CET-ET-CR-WC-922800 | Antelope Substation: i. Install one (1) 220 kV line position which includes the following equipment: 1.Two (2) 220 kV circuit breakers. 2.One (1) 220 kV group operated disconnect switch with grounding attachment. 3. Three (3) 220 kV group operated disconn | 9228 | High | 2027-07-01 | TR-SUB | 0% | 100% |  | 0 | 10 | 10 | 0 | 10 | 10 | 0 | 0 | 0 | 0 | 0 | 0 | 0 | 0 | 0 | 0 | 0 | 0 | 0 | 0 | 0 | 0 | 0 | 0 | 20 | 0 | 0 | 0 | 0 | 0
903803606 | CET-ET-CR-WC-848300 | Lugo Substation. 1. Install two (2) GE N60 logic processing relays or equivalent successor to monitor and detect transmission lines outages. 2. Perform centralized RAS programming and testing to the new centralized RAS relays. 3. Install two (2) eth | 8483 | High | 2027-11-01 | TR-SUB | 0% | 100% |  | 15.4872 | 785.971 | 675 | 15.4872 | 785.971 | 675 | 0 | 0 | 0 | 0 | 0 | 0 | 0 | 0 | 0 | 0 | 0 | 0 | 0 | 0 | 0 | 0 | 0 | 0 | 0 | 0 | 0 | 0 | 1476.4582 | 0
903902739 | CET-ET-CR-WC-848302 | Mesa Substation. 1. Install two (2) GE N60 logic processing relays or equivalent successor to monitor and detect transmission lines outages. 2. Perform centralized RAS programming and testing to the new centralized RAS relays. 3. Install two (2) eth | 8483 | High | 2027-11-01 | TR-SUB | 0% | 100% |  | 361.7951 | 539.969 | 675 | 361.7951 | 539.969 | 675 | 0 | 0 | 0 | 0 | 0 | 0 | 0 | 0 | 0 | 0 | 0 | 0 | 0 | 0 | 0 | 0 | 0 | 0 | 0 | 0 | 0 | 0 | 1576.7641 | 0
903902743 | CET-ET-CR-WC-848306 | Vincent Substation Install four (4) GE N60 logic processing relays or equivalent successor to monitor and detect transmission lines outages. 2. Perform centralized RAS programming and testing to the new centralized RAS relays | 8483 | High | 2027-11-01 | TR-SUB | 0% | 100% |  | 169.1849 | 665.983 | 675 | 169.1849 | 665.983 | 675 | 0 | 0 | 0 | 0 | 0 | 0 | 0 | 0 | 0 | 0 | 0 | 0 | 0 | 0 | 0 | 0 | 0 | 0 | 0 | 0 | 0 | 0 | 1510.1679 | 0
903516981 | CET-ET-CR-WC-839401 | Vincent Substation. i. Install one (1) 220 kV line position which includes the following equipment: 1. Two (2) 220 kV circuit breakers. 2. One (1) 220 kV group operated disconnect switch with grounding attachment. 3. Three (3) 220 kV group operated disc | 8394 | High | 2027-10-01 | TR-SUB | 0% | 100% |  | 4838.1117 | 449.639 | 618.717 | 4838.1117 | 449.639 | 618.717 | 0 | 0 | 0 | 0 | 0 | 0 | 0 | 0 | 0 | 0 | 0 | 0 | 0 | 0 | 0 | 0 | 0 | 0 | 0 | 0 | 0 | 5906.4677 | 0 | 0
903659196 | CET-ET-CR-WC-843401 | Vincent Substation. Install one (1) 500 kV line position which includes the following equipment: i. Four (4) 500 kV circuit breakers. ii. Three (3) 500 kV group operated disconnect switch with grounding attachment. iii. Nine (9) 500 kV group operated disc | 8434 | High | 2027-07-01 | TR-SUB | 0% | 100% |  | 3363.1617 | 692.065 | 1412.76 | 3363.1617 | 692.065 | 1412.76 | 0 | 0 | 0 | 0 | 0 | 0 | 0 | 0 | 0 | 0 | 0 | 0 | 0 | 0 | 0 | 0 | 0 | 0 | 5467.9867 | 0 | 0 | 0 | 0 | 0
904046552 | CET-ET-CR-WC-852301 | Pardee 220 kV SCD Mitigation (GRNU): Remove and install appropriate structures/spans to de-loop the two (2) transmission lines and create the Pastoria-Warne-Santa Clara 220kV line. The Phase II study assumed removing two (2) 220kV spans of conductor and i | 8523 | High | 2026-12-01 | TR-LINE | 0% | 100% |  | 1.3956 | 7.38 | 0 | 1.3956 | 7.38 | 0 | 0 | 0 | 0 | 0 | 0 | 0 | 0 | 0 | 0 | 0 | 0 | 8.7756 | 0 | 0 | 0 | 0 | 0 | 0 | 0 | 0 | 0 | 0 | 0 | 0
904046652 | CET-ET-CR-WC-852301 | Pastoria Substation (GRNU): -Perform one (1) relay coordination study and adjust relay settings. -Add point additions | 8523 | High | 2026-06-01 | TR-LINE | 0% | 100% |  | 0 | 4.444 | 0 | 0 | 4.444 | 0 | 0 | 0 | 0 | 0 | 0 | 4.444 | 0 | 0 | 0 | 0 | 0 | 0 | 0 | 0 | 0 | 0 | 0 | 0 | 0 | 0 | 0 | 0 | 0 | 0
904046653 | CET-ET-TP-RN-852302 | Santa Clara Substation (GRNU): -Perform one (1) relay coordination study and adjust relay settings. -Add point additions | 8523 | High | 2026-06-01 | TR-SUB | 0% | 100% |  | 0 | 4.444 | 0 | 0 | 4.444 | 0 | 0 | 0 | 0 | 0 | 0 | 4.444 | 0 | 0 | 0 | 0 | 0 | 0 | 0 | 0 | 0 | 0 | 0 | 0 | 0 | 0 | 0 | 0 | 0 | 0
904046654 | CET-ET-TP-RN-852303 | Warne Substation (GRNU): -Perform one (1) relay coordination study and adjust relay settings. -Add point additions | 8523 | High | 2026-06-01 | TR-SUB | 0% | 100% |  | 0 | 4.443 | 0 | 0 | 4.443 | 0 | 0 | 0 | 0 | 0 | 0 | 4.443 | 0 | 0 | 0 | 0 | 0 | 0 | 0 | 0 | 0 | 0 | 0 | 0 | 0 | 0 | 0 | 0 | 0 | 0
902148910 | CET-ET-TP-RL-802900 | Lugo Substation: Replace (3) 500kV CBs (CB#762, 862, 962), (6) 500kV disconnects (#761, 763, 861, 863, 961, 963), terminal equipment and line drop at position 6, conductor on CB #862, legs on CB #762, 862, & 962, and 500kV wavetrap. This will increase rat | 8029 | High | 2027-06-01 | TR-SUB | 0% | 100% |  | 3751.2898 | 903 | 6014.927 | 3751.2898 | 903 | 6014.927 | 0 | 0 | 0 | 0 | 0 | 0 | 0 | 0 | 0 | 0 | 0 | 0 | 0 | 0 | 0 | 0 | 0 | 10669.2168 | 0 | 0 | 0 | 0 | 0 | 0
902148911 | CET-ET-TP-RL-802901 | Lugo-Victorville 500kV Transmission Line (SCE-owned): Fix the appropriate number of spans to achieve 3950 amps normal and 4500 amps emergency on this transmission line. | 8029 | High | 2019-03-15 | TR-LINE | 0% | 100% | CWIP Evenly Closed | 0 | 880 | 0 | 0 | 880 | 0 | 73.3333 | 73.3333 | 73.3333 | 73.3333 | 73.3333 | 73.3333 | 73.3333 | 73.3333 | 73.3333 | 73.3333 | 73.3333 | 73.3333 | 0 | 0 | 0 | 0 | 0 | 0 | 0 | 0 | 0 | 0 | 0 | 0
903995456 | CET-ET-TP-RN-852300 | Pardee 220 kV SCD Mitigation (GRNU-Pardee Substation): - Remove the following equipment associated to the Pardee-Santa Clara and Pastoria-Warne-Pardee 220kV lines. -Three (3) 220kV circuit breakers, foundations, conductor and pullboxes. -Two (2) sets of l | 8523 | High | 2026-07-01 | TR-SUB | 0% | 100% |  | -486.7424 | 36.328 | 0 | -486.7424 | 36.328 | 0 | 0 | 0 | 0 | 0 | 0 | 0 | -450.4144 | 0 | 0 | 0 | 0 | 0 | 0 | 0 | 0 | 0 | 0 | 0 | 0 | 0 | 0 | 0 | 0 | 0
904049651 | CET-ET-TP-RN-852500 | i. Install one (1) 220 kV line position which includes the following equipment: 1. Two (2) 220 kV circuit breakers. 2. One (1) 220 kV group operated disconnect switch with grounding attachment. 3. Three (3) 220 kV group operated disconnect switches. ii. I | 8525 | High | 2027-01-01 | TR-SUB | 0% | 100% |  | 896.1761 | 2215.675 | 169.51 | 896.1761 | 2215.675 | 169.51 | 0 | 0 | 0 | 0 | 0 | 0 | 0 | 0 | 0 | 0 | 0 | 0 | 3281.3611 | 0 | 0 | 0 | 0 | 0 | 0 | 0 | 0 | 0 | 0 | 0
904236874 | CET-ET-TP-RN-861600 | Mesa-Mira Loma 500 kV - Install a third 5000 kcmil underground cable on the underground section of the existing Mira Loma-Mesa 500 kV circuit in existing spare duct between East and West Transition Stations..- At East and West Transition Stations, install | 8616 | High | 2026-11-01 | TR-LINE | 0% | 100% |  | 670.7904 | 40000 | 15625.312 | 670.7904 | 40000 | 15625.312 | 0 | 0 | 0 | 0 | 0 | 0 | 0 | 0 | 0 | 0 | 40670.7904 | 0 | 1302.1093 | 1302.1093 | 1302.1093 | 1302.1093 | 1302.1093 | 1302.1093 | 1302.1093 | 1302.1093 | 1302.1093 | 1302.1093 | 1302.1093 | 1302.1093
904587912 | CET-ET-TP-RN-861603 | East Transition Station: Install line drops, bushings, instrument transformers (CT, VT), and terminating equipment as required to terminate new cable segment on 500 kV bus. | 8616 | High | 2026-12-01 | TR-SUB | 0% | 100% |  | 0 | 32.269 | 0 | 0 | 32.269 | 0 | 0 | 0 | 0 | 0 | 0 | 0 | 0 | 0 | 0 | 0 | 0 | 32.269 | 0 | 0 | 0 | 0 | 0 | 0 | 0 | 0 | 0 | 0 | 0 | 0
904587913 | CET-ET-TP-RN-861604 | West Transition Station: Install line drops, bushings, instrument transformers (CT, VT), and terminating equipment as required to terminate new cable segment on 500 kV bus. . | 8616 | High | 2026-12-01 | TR-SUB | 0% | 100% |  | 0 | 32.269 | 0 | 0 | 32.269 | 0 | 0 | 0 | 0 | 0 | 0 | 0 | 0 | 0 | 0 | 0 | 0 | 32.269 | 0 | 0 | 0 | 0 | 0 | 0 | 0 | 0 | 0 | 0 | 0 | 0
8616-Cont | CET-ET-TP-RN-861600 | Mesa - Mira Loma 500 kV UG Third Cable Contingency | 8616 | High | 2026-12-01 | TR-LINE | 0% | 100% |  | 0 | 0 | 9112.794 | 0 | 0 | 9112.794 | 0 | 0 | 0 | 0 | 0 | 0 | 0 | 0 | 0 | 0 | 0 | 0 | 759.3995 | 759.3995 | 759.3995 | 759.3995 | 759.3995 | 759.3995 | 759.3995 | 759.3995 | 759.3995 | 759.3995 | 759.3995 | 759.3995
8616-Risk | CET-ET-TP-RN-861600 | Mesa - Mira Loma 500 kV UG Third Cable Known Risk | 8616 | High | 2026-12-01 | TR-LINE | 0% | 100% |  | 0 | 0 | 4728.711 | 0 | 0 | 4728.711 | 0 | 0 | 0 | 0 | 0 | 0 | 0 | 0 | 0 | 0 | 0 | 0 | 394.0593 | 394.0593 | 394.0593 | 394.0593 | 394.0593 | 394.0593 | 394.0593 | 394.0593 | 394.0593 | 394.0593 | 394.0593 | 394.0593
904238942 | CET-ET-TP-RN-861700 | Etiwanda-Vista 230 kV Line Upgrade - Raise 16 structures to eliminate current-limiting ground clearance issues to attain full conductor rating of 988/1331 MVA (2480/3340 Amps) | 8617 | High | 2024-09-04 | TR-LINE | 0% | 100% | CWIP Evenly Closed | 0 | 0 | 453 | 0 | 0 | 453 | 0 | 0 | 0 | 0 | 0 | 0 | 0 | 0 | 0 | 0 | 0 | 0 | 37.75 | 37.75 | 37.75 | 37.75 | 37.75 | 37.75 | 37.75 | 37.75 | 37.75 | 37.75 | 37.75 | 37.75
904484617 | CET-ET-TP-RN-861700 | ETIWANDA-VISTA LINE | 8617 | High | 2027-01-01 | TR-LINE | 0% | 100% |  | 139.2476 | 510 | 39959 | 139.2476 | 510 | 39959 | 0 | 0 | 0 | 0 | 0 | 0 | 0 | 0 | 0 | 0 | 0 | 0 | 40608.2476 | 0 | 0 | 0 | 0 | 0 | 0 | 0 | 0 | 0 | 0 | 0
904726270 | CET-ET-TP-RN-863104 | FIP REMOVAL WO: LUGO | 8631 | High | 2027-04-01 | TR-LINE | 0% | 100% |  | 0 | 1041 | 874 | 0 | 1041 | 874 | 0 | 0 | 0 | 0 | 0 | 0 | 0 | 0 | 0 | 0 | 0 | 0 | 0 | 0 | 0 | 1915 | 0 | 0 | 0 | 0 | 0 | 0 | 0 | 0
904726272 | CET-ET-TP-RN-863105 | FIP REMOVAL WO: LUGO | 8631 | High | 2027-09-01 | TR-LINE | 0% | 100% |  | 0 | 20 | 1590 | 0 | 20 | 1590 | 0 | 0 | 0 | 0 | 0 | 0 | 0 | 0 | 0 | 0 | 0 | 0 | 0 | 0 | 0 | 0 | 0 | 0 | 0 | 0 | 1610 | 0 | 0 | 0
904726273 | CET-ET-TP-RN-863106 | FIP REMOVAL WO: LUGO | 8631 | High | 2027-12-01 | TR-LINE | 0% | 100% |  | 0 | 20 | 1816 | 0 | 20 | 1816 | 0 | 0 | 0 | 0 | 0 | 0 | 0 | 0 | 0 | 0 | 0 | 0 | 0 | 0 | 0 | 0 | 0 | 0 | 0 | 0 | 0 | 0 | 0 | 1836
904726274 | CET-ET-TP-RN-863107 | FIP REMOVAL WO: LUGO | 8631 | High | 2027-12-01 | TR-LINE | 0% | 100% |  | 0 | 20 | 1590 | 0 | 20 | 1590 | 0 | 0 | 0 | 0 | 0 | 0 | 0 | 0 | 0 | 0 | 0 | 0 | 0 | 0 | 0 | 0 | 0 | 0 | 0 | 0 | 0 | 0 | 0 | 1610
903203521 | CET-ET-CR-WC-832603 | MOHAVE-EXPAND SWITCH | 8326 | High | 2027-07-01 | TR-SUB | 0% | 100% |  | 4221.5908 | 870 | 1382.966 | 4221.5908 | 870 | 1382.966 | 0 | 0 | 0 | 0 | 0 | 0 | 0 | 0 | 0 | 0 | 0 | 0 | 0 | 0 | 0 | 0 | 0 | 0 | 6474.5568 | 0 | 0 | 0 | 0 | 0
903505985 | CET-ET-TP-RN-838000 | Mojave Desert RAS – tripping infrastructure (GRNU) a. Kramer Substation. i. Install two (2) G.E. N60 logic processing relays or equivalent successor to monitor and send tripping signals to the Large Generating Facility; and ii. Reconnect and test two (2) | 8380 | High | 2026-05-01 | TR-SUB | 0% | 100% |  | 182.8042 | 89.993 | 130 | 182.8042 | 89.993 | 130 | 0 | 0 | 0 | 0 | 272.7972 | 0 | 0 | 0 | 0 | 0 | 0 | 0 | 10.8333 | 10.8333 | 10.8333 | 10.8333 | 10.8333 | 10.8333 | 10.8333 | 10.8333 | 10.8333 | 10.8333 | 10.8333 | 10.8333
903505987 | CET-ET-TP-RN-838002 | Kramer Substation (RNU)- Perform one local relay coordination study and re-set/test protection relays to account for the additional interconnection facilities for the interconnection of the Large Generating Facility. | 8380 | High | 2026-05-01 | TR-SUB | 0% | 100% |  | 7.2883 | 0.63 | 26.404 | 7.2883 | 0.63 | 26.404 | 0 | 0 | 0 | 0 | 7.9183 | 0 | 0 | 0 | 0 | 0 | 0 | 0 | 2.2003 | 2.2003 | 2.2003 | 2.2003 | 2.2003 | 2.2003 | 2.2003 | 2.2003 | 2.2003 | 2.2003 | 2.2003 | 2.2003
903743080 | CET-ET-TP-RN-845605 | Sylmar.CRAS - Sylmar Sub (RNU).i.Install two (2) GE N60 logic processing relays or equivalent successor to monitor and detect transmission line outages at Sylmar Substation..ii.Perform centralized RAS programming and testing to the new centralized RAS rel | 8456 | High | 2026-08-01 | TR-SUB | 0% | 100% |  | 1.6538 | 0 | 380 | 1.6538 | 0 | 380 | 0 | 0 | 0 | 0 | 0 | 0 | 0 | 1.6538 | 0 | 0 | 0 | 0 | 31.6667 | 31.6667 | 31.6667 | 31.6667 | 31.6667 | 31.6667 | 31.6667 | 31.6667 | 31.6667 | 31.6667 | 31.6667 | 31.6667
903803894 | CET-ET-CR-WC-845703 | Red Bluff Substation (RNU).i.Install one (1) 500 kV line position which includes the following equipment:. 1.Two (2) 500 kV circuit breaker units. Each unit comprises of three (3) single-phase circuit breakers.. 2.Twelve (12) 1-phase 500 kV disconne | 8457 | High | 2027-10-01 | TR-SUB | 0% | 100% |  | 73.3628 | 47.868 | 179.124 | 73.3628 | 47.868 | 179.124 | 0 | 0 | 0 | 0 | 0 | 0 | 0 | 0 | 0 | 0 | 0 | 0 | 0 | 0 | 0 | 0 | 0 | 0 | 0 | 0 | 0 | 300.3548 | 0 | 0
903921975 | CET-ET-CR-WC-849803 | Eldorado Sub (IRNU) 1. Install one 220 kV line position -Two (2) 220 kV CBs. -One (1) 220 kV group operated disconnect switch with grounding attachment. -Three (3) 220 kV group operated disconnect switches. 2. Install protection relays: One LBFB per C | 8498 | High | 2027-04-01 | TR-SUB | 0% | 100% |  | 704.5259 | 1438 | 411 | 704.5259 | 1438 | 411 | 0 | 0 | 0 | 0 | 0 | 0 | 0 | 0 | 0 | 0 | 0 | 0 | 0 | 0 | 0 | 2553.5259 | 0 | 0 | 0 | 0 | 0 | 0 | 0 | 0
904815293 | CET-ET-TP-RL-850600 | Victor Lugo No. 3 and No. 4 220 kV T/L- .Install a new double circuit 220 kV structure and two spans of double circuit conductor. The line should be rated for 1710/2310 Amps (Normal/Emergency) and designed to allow undercrossing of Gen-ties. | 8506 | High | 2027-04-01 | TR-SUB | 0% | 100% |  | 0 | 50 | 3950 | 0 | 50 | 3950 | 0 | 0 | 0 | 0 | 0 | 0 | 0 | 0 | 0 | 0 | 0 | 0 | 0 | 0 | 0 | 4000 | 0 | 0 | 0 | 0 | 0 | 0 | 0 | 0
904196793 | CET-ET-TP-RN-856300 | Lugo Substation. 1. Install two (2) GE N60 logic processing relays or equivalent successor to monitor and detect transmission lines outages. 2. Perform centralized RAS programming and testing to the new centralized RAS relays. 3. Install two (2) ethernet | 8563 | High | 2027-02-01 | TR-SUB | 0% | 100% |  | 0.74557 | 419.166 | 480.737 | 0.74557 | 419.166 | 480.737 | 0 | 0 | 0 | 0 | 0 | 0 | 0 | 0 | 0 | 0 | 0 | 0 | 0 | 900.6486 | 0 | 0 | 0 | 0 | 0 | 0 | 0 | 0 | 0 | 0
1375447 | CET-ET-TP-RN-856302 | Windhub Substation - Environmental Activities, Permits, and Licensing. Perform and/or coordinate the required environmental activities and obtain required licensing and permits for the installation of the Interconnection Reliability Network Upgrades, if a | 8563 | High | 2027-01-01 | TR-SUB | 0% | 100% |  | 0 | 20.912 | 0 | 0 | 20.912 | 0 | 0 | 0 | 0 | 0 | 0 | 0 | 0 | 0 | 0 | 0 | 0 | 0 | 20.912 | 0 | 0 | 0 | 0 | 0 | 0 | 0 | 0 | 0 | 0 | 0
904196795 | CET-ET-TP-RN-856303 | Windhub Substation - IRNU i. Install one (1) 220 kV line position which includes the following equipment: 1. Two (2) 220 kV circuit breakers. 2. One (1) 220 kV group operated disconnect switch with grounding attachment. 3. Three (3) 220 kV group operated | 8563 | High | 2027-02-01 | TR-SUB | 0% | 100% |  | 465.2617 | 1496.512 | 1557.527 | 465.2617 | 1496.512 | 1557.527 | 0 | 0 | 0 | 0 | 0 | 0 | 0 | 0 | 0 | 0 | 0 | 0 | 0 | 3519.3007 | 0 | 0 | 0 | 0 | 0 | 0 | 0 | 0 | 0 | 0
904196796 | CET-ET-TP-RN-856303 | Vincent Substation. 1. Install four (4) GE N60 logic processing relays or equivalent successor to monitor and detect transmission lines outages. 2. Perform centralized RAS programming and testing to the new centralized RAS relays. iv. Telecommunication. | 8563 | High | 2027-02-01 | TR-SUB | 0% | 100% |  | 0 | 838.72 | 841.095 | 0 | 838.72 | 841.095 | 0 | 0 | 0 | 0 | 0 | 0 | 0 | 0 | 0 | 0 | 0 | 0 | 0 | 1679.815 | 0 | 0 | 0 | 0 | 0 | 0 | 0 | 0 | 0 | 0
904186958 | CET-ET-LG-SU-857700 | Tortilla - Remove 115kV bank on bus configuration with (2) 115kV transformer positions along with associated switching and protection equipment. | 8577 | Low | 2026-03-01 | TR-SUB | 0% | 100% |  | 5003.5461 | 1303.172 | 0 | 5003.5461 | 1303.172 | 0 | 0 | 0 | 6306.7181 | 0 | 0 | 0 | 0 | 0 | 0 | 0 | 0 | 0 | 0 | 0 | 0 | 0 | 0 | 0 | 0 | 0 | 0 | 0 | 0 | 0
904919281 | CET-ET-TP-RL-860001 | LUGO SUBSTATION: REM | 8600 | High | 2027-07-01 | TR-SUB | 0% | 100% |  | 0 | 6 | 45.556 | 0 | 6 | 45.556 | 0 | 0 | 0 | 0 | 0 | 0 | 0 | 0 | 0 | 0 | 0 | 0 | 0 | 0 | 0 | 0 | 0 | 0 | 51.556 | 0 | 0 | 0 | 0 | 0
904413478 | CET-ET-TP-RN-861500 | San Bernardino-Vista: Reconductor approximately 5 miles of transmission line using 2-bundled 1590 ACSR conductor or equivalent conductor such as ACCC Fort Worth or equivalent with sufficient ground clearance to achieve a minimum rating of 3230/4360 Amps ( | 8615 | High | 2027-04-01 | TR-SUB | 0% | 100% |  | 117.7178 | 141 | 1500 | 117.7178 | 141 | 1500 | 0 | 0 | 0 | 0 | 0 | 0 | 0 | 0 | 0 | 0 | 0 | 0 | 0 | 0 | 0 | 1758.7178 | 0 | 0 | 0 | 0 | 0 | 0 | 0 | 0
904425203 | CET-ET-CR-WC-866401 | RIO HONDO SUBSTATION | 8664 | High | 2026-12-01 | TR-SUB | 0% | 100% |  | 1210.696 | 325 | 375 | 1210.696 | 325 | 375 | 0 | 0 | 0 | 0 | 0 | 0 | 0 | 0 | 0 | 0 | 0 | 1535.696 | 31.25 | 31.25 | 31.25 | 31.25 | 31.25 | 31.25 | 31.25 | 31.25 | 31.25 | 31.25 | 31.25 | 31.25
904442159 | CET-ET-TP-RN-867200 | Walnut Substation (IRNU).1) Install one (1) 220 kV line position which includes the following equipment: ..a. Two (2) 220 kV circuit breakers..b. One (1) 220 kV group operated disconnect switch with grounding attachment..c. Three (3) 220 kV group operated | 8672 | High | 2026-12-01 | TR-SUB | 0% | 100% |  | 680.5989 | 2981.385 | 1000 | 680.5989 | 2981.385 | 1000 | 0 | 0 | 0 | 0 | 0 | 0 | 0 | 0 | 0 | 0 | 0 | 3661.9839 | 83.3333 | 83.3333 | 83.3333 | 83.3333 | 83.3333 | 83.3333 | 83.3333 | 83.3333 | 83.3333 | 83.3333 | 83.3333 | 83.3333
904425207 | CET-ET-CR-WC-867301 | WHIRLWIND SUBSTATION | 8673 | High | 2027-10-01 | TR-SUB | 0% | 100% |  | 145.2314 | 496.989 | 458.2 | 145.2314 | 496.989 | 458.2 | 0 | 0 | 0 | 0 | 0 | 0 | 0 | 0 | 0 | 0 | 0 | 0 | 0 | 0 | 0 | 0 | 0 | 0 | 0 | 0 | 0 | 1100.4204 | 0 | 0
904858046 | CET-ET-GA-CR-892600 | Calcite Substation:.- Install two (2) GE N60 logic processing relays or equivalent successors for line monitoring. .- Perform centralized RAS programming and testing to the new CRAS relays. | 8926 | High | 2027-07-01 | TR-SUB | 0% | 100% |  | 0 | 47.452 | 106.599 | 0 | 47.452 | 106.599 | 0 | 0 | 0 | 0 | 0 | 0 | 0 | 0 | 0 | 0 | 0 | 0 | 0 | 0 | 0 | 0 | 0 | 0 | 154.051 | 0 | 0 | 0 | 0 | 0
904858047 | CET-ET-GA-CR-892601 | Lugo Substation:.- Install two (2) GE N60 logic processing relays or equivalent successors for line monitoring. | 8926 | High | 2027-07-01 | TR-SUB | 0% | 100% |  | 0 | 1234.645 | 2773.586 | 0 | 1234.645 | 2773.586 | 0 | 0 | 0 | 0 | 0 | 0 | 0 | 0 | 0 | 0 | 0 | 0 | 0 | 0 | 0 | 0 | 0 | 0 | 4008.231 | 0 | 0 | 0 | 0 | 0
904858048 | CET-ET-GA-CR-892602 | Pisgah Substation:.- Install two (2) GE N60 logic processing relays or equivalent successors for line monitoring. .- Install new junior MEER. . | 8926 | High | 2027-07-01 | TR-SUB | 0% | 100% |  | 0 | 47.601 | 106.933 | 0 | 47.601 | 106.933 | 0 | 0 | 0 | 0 | 0 | 0 | 0 | 0 | 0 | 0 | 0 | 0 | 0 | 0 | 0 | 0 | 0 | 0 | 154.534 | 0 | 0 | 0 | 0 | 0
802194331 | COS-00-RE-IU-250002 | Lighthipe Substation Control Room Expansion Feasibility | 8074 | High | 2027-12-01 | TR-SUB | 0% | 36% |  | 125.6313 | 10 | 350 | 45.2273 | 3.6 | 126 | 0 | 0 | 0 | 0 | 0 | 0 | 0 | 0 | 0 | 0 | 0 | 0 | 0 | 0 | 0 | 0 | 0 | 0 | 0 | 0 | 0 | 0 | 0 | 174.8273
802304660 | COS-00-RE-AD-SR0001 | Substation Reliability Upgrades - Antelope | 7924 | High | 2027-03-01 | TR-SUB | 0% | 99.94% |  | 7428.4099 | 8272.3332 | 2765.7837 | 7423.9529 | 8267.3698 | 2764.1242 | 0 | 0 | 0 | 0 | 0 | 0 | 0 | 0 | 0 | 0 | 0 | 0 | 0 | 0 | 18455.4469 | 0 | 0 | 0 | 0 | 0 | 0 | 0 | 0 | 0
802304661 | COS-00-RE-AD-SR0003 | Substation Reliability Upgrades - Pardee | 7956 | High | 2026-12-01 | TR-SUB | 0% | 92.89% |  | 4871.3596 | 5120 | 2960 | 4525.006 | 4755.968 | 2749.544 | 0 | 0 | 0 | 0 | 0 | 0 | 0 | 0 | 0 | 0 | 0 | 9280.974 | 229.1287 | 229.1287 | 229.1287 | 229.1287 | 229.1287 | 229.1287 | 229.1287 | 229.1287 | 229.1287 | 229.1287 | 229.1287 | 229.1287
903511341 | CET-ET-IR-ME-804201 | 500/230 kV (ES-5070): Physical Security Tier 2 | 8042 | High | 2026-12-01 | TR-SUB | 0% | 40% |  | 6180.5997 | 18485.42 | 0 | 2472.2399 | 7394.168 | 0 | 0 | 0 | 0 | 0 | 0 | 0 | 0 | 0 | 0 | 0 | 0 | 9866.4079 | 0 | 0 | 0 | 0 | 0 | 0 | 0 | 0 | 0 | 0 | 0 | 0
903897059 | CET-ET-IR-ME-804206 | 500/230 kV (ES-5031): Physical Security Tier 2 | 8042 | High | 2026-12-01 | TR-SUB | 0% | 94% |  | 645.6685 | 337.415 | 2766.644 | 606.9284 | 317.1701 | 2600.6454 | 0 | 0 | 0 | 0 | 0 | 0 | 0 | 0 | 0 | 0 | 0 | 924.0985 | 216.7204 | 216.7204 | 216.7204 | 216.7204 | 216.7204 | 216.7204 | 216.7204 | 216.7204 | 216.7204 | 216.7204 | 216.7204 | 216.7204
903897060 | CET-ET-IR-ME-804206 | 500/230 kV (ES-8369): Physical Security Tier 2 | 8042 | High | 2026-08-01 | TR-SUB | 0% | 100% |  | 2742.6035 | 2086.109 | 0 | 2742.6035 | 2086.109 | 0 | 0 | 0 | 0 | 0 | 0 | 0 | 0 | 4828.7125 | 0 | 0 | 0 | 0 | 0 | 0 | 0 | 0 | 0 | 0 | 0 | 0 | 0 | 0 | 0 | 0
903897669 | CET-ET-IR-ME-804200 | 500/230 kV (ES-8367): Physical Security Tier 2 | 8042 | High | 2026-06-01 | TR-SUB | 0% | 100% |  | 3876.2944 | 2576.996 | 0 | 3876.2944 | 2576.996 | 0 | 0 | 0 | 0 | 0 | 0 | 6453.2904 | 0 | 0 | 0 | 0 | 0 | 0 | 0 | 0 | 0 | 0 | 0 | 0 | 0 | 0 | 0 | 0 | 0 | 0
903907357 | CET-ET-IR-ME-804206 | 500/230 kV (ES-5023): Physical Security Tier 2 | 8042 | High | 2026-06-01 | TR-SUB | 0% | 30.27% |  | 2094.937 | 174.859 | 0 | 634.1374 | 52.9298 | 0 | 0 | 0 | 0 | 0 | 0 | 687.0672 | 0 | 0 | 0 | 0 | 0 | 0 | 0 | 0 | 0 | 0 | 0 | 0 | 0 | 0 | 0 | 0 | 0 | 0
904406179 | CET-ET-IR-ME-804206 | 500/230 kV (ES-5021): Physical Security Tier 2 | 8042 | High | 2027-09-01 | TR-SUB | 0% | 18.99% |  | 565.5984 | 741.629 | 0 | 107.4071 | 140.8353 | 0 | 0 | 0 | 0 | 0 | 0 | 0 | 0 | 0 | 0 | 0 | 0 | 0 | 0 | 0 | 0 | 0 | 0 | 0 | 0 | 0 | 248.2425 | 0 | 0 | 0
904587232 | CET-ET-IR-ME-804206 | 500/230 kV (ES-5064): Physical Security Tier 2 | 8042 | High | 2027-03-01 | TR-SUB | 0% | 27.5% |  | 38.2381 | 312.864 | 4561.712 | 10.5155 | 86.0376 | 1254.4708 | 0 | 0 | 0 | 0 | 0 | 0 | 0 | 0 | 0 | 0 | 0 | 0 | 0 | 0 | 1351.0239 | 0 | 0 | 0 | 0 | 0 | 0 | 0 | 0 | 0
902210275 | CET-ET-IR-ME-804200 | 500/230 kV (ES-5067): Physical Security Tier 2 | 8042 | High | 2023-09-26 | TR-SUB | 0% | 77.06% | CWIP Evenly Closed | 0 | 1.919 | 0 | 0 | 1.4788 | 0 | 0.12323 | 0.12323 | 0.12323 | 0.12323 | 0.12323 | 0.12323 | 0.12323 | 0.12323 | 0.12323 | 0.12323 | 0.12323 | 0.12323 | 0 | 0 | 0 | 0 | 0 | 0 | 0 | 0 | 0 | 0 | 0 | 0
902210277 | CET-ET-IR-ME-804202 | 500/230 kV (ES-5047): Physical Security Tier 2 | 8042 | High | 2023-09-26 | TR-SUB | 0% | 100% | CWIP Evenly Closed | 0 | 1.252 | 0 | 0 | 1.252 | 0 | 0.10433 | 0.10433 | 0.10433 | 0.10433 | 0.10433 | 0.10433 | 0.10433 | 0.10433 | 0.10433 | 0.10433 | 0.10433 | 0.10433 | 0 | 0 | 0 | 0 | 0 | 0 | 0 | 0 | 0 | 0 | 0 | 0
902210452 | CET-ET-IR-ME-804203 | 500/230 kV (ES-8060): Physical Security Tier 2 | 8042 | High | 2024-12-23 | TR-SUB | 0% | 100% | CWIP Evenly Closed | 0 | 446.447 | 0 | 0 | 446.447 | 0 | 37.2039 | 37.2039 | 37.2039 | 37.2039 | 37.2039 | 37.2039 | 37.2039 | 37.2039 | 37.2039 | 37.2039 | 37.2039 | 37.2039 | 0 | 0 | 0 | 0 | 0 | 0 | 0 | 0 | 0 | 0 | 0 | 0
902210453 | CET-ET-IR-ME-804204 | 500/230 kV (ES-5079): Physical Security Tier 2 | 8042 | High | 2024-12-23 | TR-SUB | 0% | 89% | CWIP Evenly Closed | 0 | 135.252 | 0 | 0 | 120.3743 | 0 | 10.0312 | 10.0312 | 10.0312 | 10.0312 | 10.0312 | 10.0312 | 10.0312 | 10.0312 | 10.0312 | 10.0312 | 10.0312 | 10.0312 | 0 | 0 | 0 | 0 | 0 | 0 | 0 | 0 | 0 | 0 | 0 | 0
902210455 | CET-ET-IR-ME-804206 | 500/230 kV (ES-5056): Physical Security Tier 2 | 8042 | High | 2027-12-01 | TR-SUB | 0% | 27.02% |  | 205.8598 | 199.382 | 2277 | 55.6209 | 53.8706 | 615.218 | 0 | 0 | 0 | 0 | 0 | 0 | 0 | 0 | 0 | 0 | 0 | 0 | 0 | 0 | 0 | 0 | 0 | 0 | 0 | 0 | 0 | 0 | 0 | 724.7095
904612013 | CET-ET-IR-ME-804206 | 500/230 kV (ES-5045): Physical Security Tier 2 | 8042 | High | 2027-02-01 | TR-SUB | 0% | 100% |  | 156.9227 | 168.888 | 3283.307 | 156.9227 | 168.888 | 3283.307 | 0 | 0 | 0 | 0 | 0 | 0 | 0 | 0 | 0 | 0 | 0 | 0 | 0 | 3609.1177 | 0 | 0 | 0 | 0 | 0 | 0 | 0 | 0 | 0 | 0
903333164 | CET-ET-GA-CR-834501 | Eldorado -Install 150 linear -ft of 4' x 4' cable tray -Install four (4) Ethernet Switches -Install four (4) pairs of monitoring relays -Install fourteen (14) pairs of tripping relays to customers -Install one (1) SEL-2407 Satellite Clock -Remove existing RAS relays & infrastructure | 8345 | High | 2027-11-01 | TR-SUB | 0% | 100% |  | 1172.0635 | 1311 | 1000 | 1172.0635 | 1311 | 1000 | 0 | 0 | 0 | 0 | 0 | 0 | 0 | 0 | 0 | 0 | 0 | 0 | 0 | 0 | 0 | 0 | 0 | 0 | 0 | 0 | 0 | 0 | 3483.0635 | 0
904260319 | CET-PD-IR-TP-789000 | Pardee-Pastoria 220kV: Re-conductor (San Joaquin & North Coast) | 7890 | High | 2025-07-29 | TR-LINE | 0% | 100% | CWIP Evenly Closed | 0 | 119.706 | 0 | 0 | 119.706 | 0 | 9.9755 | 9.9755 | 9.9755 | 9.9755 | 9.9755 | 9.9755 | 9.9755 | 9.9755 | 9.9755 | 9.9755 | 9.9755 | 9.9755 | 0 | 0 | 0 | 0 | 0 | 0 | 0 | 0 | 0 | 0 | 0 | 0
904260320 | CET-PD-IR-TP-789000 | Pardee-Pastoria 220kV: Re-conductor (San Joaquin & North Coast) | 7890 | High | 2025-07-29 | TR-LINE | 0% | 100% | CWIP Evenly Closed | 0 | 147.023 | 0 | 0 | 147.023 | 0 | 12.2519 | 12.2519 | 12.2519 | 12.2519 | 12.2519 | 12.2519 | 12.2519 | 12.2519 | 12.2519 | 12.2519 | 12.2519 | 12.2519 | 0 | 0 | 0 | 0 | 0 | 0 | 0 | 0 | 0 | 0 | 0 | 0
904042381 | CET-ET-LG-TS-853400 | Neenach Substation: Install a 14.4 MVAR capacitor bank | 8534 | Low | 2025-09-19 | TR-SUB | 0% | 12.73% | CWIP Evenly Closed | 0 | 15.571 | 0 | 0 | 1.9822 | 0 | 0.16518 | 0.16518 | 0.16518 | 0.16518 | 0.16518 | 0.16518 | 0.16518 | 0.16518 | 0.16518 | 0.16518 | 0.16518 | 0.16518 | 0 | 0 | 0 | 0 | 0 | 0 | 0 | 0 | 0 | 0 | 0 | 0
| Total Specifics | [8 empty] | 114727.1041 | 136575.0712 | 152319.8187 | 110554.5756 | 123110.9426 | 145911.5056 | 3468.1363 | 4471.2989 | 10428.7908 | 2106.7322 | 1102.9826 | 17947.0566 | 543.9192 | 18466.1618 | 3142.178 | 4183.586 | 44401.2213 | 52245.0778 | 48338.0007 | 14660.8504 | 24233.9508 | 19275.3605 | 9177.0759 | 16211.783 | 23159.8778 | 17165.175 | 6540.5669 | 15390.536 | 12473.9337 | 10442.7717
| Total Incremental Non-Incentive Specifics Plant Balance | [14 empty] | 3468.1363 | 7939.4352 | 18368.2259 | 20474.9581 | 21577.9407 | 39524.9974 | 40068.9166 | 58535.0784 | 61677.2563 | 65860.8424 | 110262.0637 | 162507.1414 | 210845.1422 | 225505.9926 | 249739.9434 | 269015.3039 | 278192.3798 | 294404.1627 | 317564.0406 | 334729.2156 | 341269.7824 | 356660.3185 | 369134.2521 | 379577.0238
| Total Incremental Non-Incentive Plant Balance | [14 empty] | 18291.1644 | 37585.4915 | 62837.3105 | 79767.0709 | 95693.0817 | 128463.1665 | 143830.1139 | 177119.3039 | 195084.51 | 214091.1242 | 273315.3737 | 340383.4797 | 403193.4472 | 432326.2644 | 471032.182 | 504779.5094 | 528428.5521 | 559112.3019 | 596744.1465 | 628381.2884 | 649393.8221 | 679256.3249 | 706202.2254 | 731116.9639
[10 empty] | 0 | 0 | 0 | 0 | 0 | 0 | 0 | 0 | 0 | 0 | 0 | 0 | 0 | 0 | 0 | 0 | 0 | 0 | 0 | 0 | 0 | 0 | 0 | 0 | 0 | 0 | 0 | 0 | 0 | 0

## Load Summary
Transmission High / Low Voltage Summary ($000)
| High Voltage |  |  | Low Voltage
Month | Incentive | Non-Incentive | Total | Non-Incentive | Total Adds
2026-01-01 | 166.5543 | 18144.0918 | 18310.6461 | 147.0727 | 18457.7188 | 18291.1644
2026-02-01 | 281.8663 | 37291.3462 | 37573.2125 | 294.1453 | 37867.3579 | 37585.4915
2026-03-01 | 429.8663 | 56089.3744 | 56519.2407 | 6747.9361 | 63267.1768 | 62837.3105
2026-04-01 | 5272.8663 | 72872.0621 | 78144.9284 | 6895.0088 | 85039.9372 | 79767.0709
2026-05-01 | 5420.8663 | 88651.0002 | 94071.8666 | 7042.0814 | 101113.948 | 95693.0817
2026-06-01 | 50313.8723 | 121247.3683 | 171561.2406 | 7215.7981 | 178777.0388 | 128463.1665
2026-07-01 | 50612.8723 | 136467.2431 | 187080.1154 | 7362.8708 | 194442.9862 | 143830.1139
2026-08-01 | 50909.8723 | 169609.3604 | 220519.2327 | 7509.9435 | 228029.1762 | 177119.3039
2026-09-01 | 51207.8723 | 187427.4939 | 238635.3662 | 7657.0161 | 246292.3823 | 195084.51
2026-10-01 | 51514.8723 | 206287.0354 | 257801.9077 | 7804.0888 | 265605.9965 | 214091.1242
2026-11-01 | 51904.8723 | 265364.2122 | 317269.0845 | 7951.1615 | 325220.246 | 273315.3737
2026-12-01 | 54877.1503 | 311558.9553 | 366436.1056 | 28824.5243 | 395260.63 | 340383.4797
2027-01-01 | 54887.1503 | 374158.2036 | 429045.3539 | 29035.2436 | 458080.5975 | 403193.4472
2027-02-01 | 54897.1503 | 403080.3017 | 457977.4519 | 29245.9628 | 487223.4147 | 432326.2644
2027-03-01 | 57852.5792 | 441575.5 | 499428.0792 | 29456.682 | 528884.7612 | 471032.182
2027-04-01 | 70595.9109 | 475112.1082 | 545708.019 | 29667.4012 | 575375.4203 | 504779.5094
2027-05-01 | 71157.9109 | 498550.4316 | 569708.3425 | 29878.1205 | 599586.4629 | 528428.5521
2027-06-01 | 71724.9109 | 528583.8915 | 600308.8023 | 30528.4104 | 630837.2127 | 559112.3019
2027-07-01 | 72280.9109 | 566005.0169 | 638285.9277 | 30739.1297 | 669025.0574 | 596744.1465
2027-08-01 | 73871.9109 | 597431.4395 | 671303.3503 | 30949.8489 | 702253.1992 | 628381.2884
2027-09-01 | 78211.9109 | 617978.4096 | 696190.3204 | 31415.4125 | 727605.7329 | 649393.8221
2027-10-01 | 85002.8574 | 647630.1932 | 732633.0506 | 31626.1317 | 764259.1823 | 679256.3249
2027-11-01 | 87621.8574 | 674365.3745 | 761987.2319 | 31836.8509 | 793824.0828 | 706202.2254
2027-12-01 | 127938.9002 | 697736.5903 | 825675.4905 | 33380.3736 | 859055.8642 | 731116.9639
Formulas:
Month = DATE(YEAR([Month, row above]),MONTH([Month, row above])+1,1)

## Inc CWIP & Plant
|  |  | Incentive CWIP & Plant Additions Forecast |  | (Nominal $000)
|  |  | First Forecast Month | 2026-01-01
Riverside Transmisison Riability Project (RTRP)
Incentive Specifics Forecast
Note: Incentive Specific Projects are loaded for OH and closed based on the specific date No AFUDC on Incentive Projects (*INC), Trailing Charges are closed the month expenditures are incurred
WO | Projects | Balance Type | WBS | WBS Description | Pin # | Voltage | Forecast Date | Asset Class | Collectible % | ISO % |  | 2025 CWIP | 2026 Total Expenditures | 2027 Total Expenditures | 2025 ISO CWIP Less Collectible | 2026 ISO Expenditures Less Collectible | 2027 ISO Expenditures Less Collectible |  | 2026-01-01 | 2026-02-01 | 2026-03-01 | 2026-04-01 | 2026-05-01 | 2026-06-01 | 2026-07-01 | 2026-08-01 | 2026-09-01 | 2026-10-01 | 2026-11-01 | 2026-12-01 | 2027-01-01 | 2027-02-01 | 2027-03-01 | 2027-04-01 | 2027-05-01 | 2027-06-01 | 2027-07-01 | 2027-08-01 | 2027-09-01 | 2027-10-01 | 2027-11-01 | 2027-12-01
800062516 | Riverside Transmisison Riability Project (RTRP) | Closings | CET-ET-TP-RL-545000 | Mira Loma-Vista No. 1 220 kV T/L: Engineer and construct approximately 10 miles of new line | 5450 | High | 2029-11-01 | TR-LINEINC | 0% | 100% |  | 13748.0053 | 0 | 0 | 13748.0053 | 0 | 0 |  | 0 | 0 | 0 | 0 | 0 | 0 | 0 | 0 | 0 | 0 | 0 | 0 | 0 | 0 | 0 | 0 | 0 | 0 | 0 | 0 | 0 | 0 | 0 | 0
800062777 | Riverside Transmisison Riability Project (RTRP) | Closings | CET-ET-TP-RL-545001 | WILDLIFE: Engineer, design, a 220kV Interconnection Facility to loop the existing Mira Loma–Vista | 5450 | High | 2029-11-01 | TR-SUBINC | 0% | 100% |  | 9346.1709 | 0 | 0 | 9346.1709 | 0 | 0 |  | 0 | 0 | 0 | 0 | 0 | 0 | 0 | 0 | 0 | 0 | 0 | 0 | 0 | 0 | 0 | 0 | 0 | 0 | 0 | 0 | 0 | 0 | 0 | 0
801979678 | Riverside Transmisison Riability Project (RTRP) | Closings | CET-RP-TP-RL-545000 | RTRP-Real Property | 5450 | High | 2022-12-01 | TR-FEELANDINC | 0% | 99.9% |  | 0 | 0 | 0 | 0 | 0 | 0 |  | 0 | 0 | 0 | 0 | 0 | 0 | 0 | 0 | 0 | 0 | 0 | 0 | 0 | 0 | 0 | 0 | 0 | 0 | 0 | 0 | 0 | 0 | 0 | 0
901487150 | Riverside Transmisison Riability Project (RTRP) | Closings | CET-ET-TP-RL-545004 | Vista Sub: Upgrade the line protection on the existing | 5450 | High | 2029-10-01 | TR-SUBINC | 0% | 100% |  | 5.1607 | 190 | 0 | 5.1607 | 190 | 0 |  | 0 | 0 | 0 | 0 | 0 | 0 | 0 | 0 | 0 | 0 | 0 | 0 | 0 | 0 | 0 | 0 | 0 | 0 | 0 | 0 | 0 | 0 | 0 | 0
901487151 | Riverside Transmisison Riability Project (RTRP) | Closings | CET-ET-TP-RL-545005 | Mira Loma Sub: Upgrade line protection on the existing | 5450 | High | 2027-10-01 | TR-SUBINC | 0% | 100% |  | 10.9466 | 140 | 0 | 10.9466 | 140 | 0 |  | 0 | 0 | 0 | 0 | 0 | 0 | 0 | 0 | 0 | 0 | 0 | 0 | 0 | 0 | 0 | 0 | 0 | 0 | 0 | 0 | 0 | 150.9466 | 0 | 0
902220349 | Riverside Transmisison Riability Project (RTRP) | Closings | CET-ET-TP-RL-545011 | Mira Loma-Vista No. 1 220kV T/L UG: Engineer and construct approximately 2 miles of new 220kV underground double circuit line. | 5450 | High | 2029-10-01 | TR-LINEINC | 0% | 100% |  | 70779.2991 | 126320.474 | 26659.771 | 70779.2991 | 126320.474 | 26659.771 |  | 0 | 0 | 0 | 0 | 0 | 0 | 0 | 0 | 0 | 0 | 0 | 0 | 0 | 0 | 0 | 0 | 0 | 0 | 0 | 0 | 0 | 0 | 0 | 0
903112093 | Riverside Transmisison Riability Project (RTRP) | Closings | CET-ET-TP-RL-545010 | Mira Loma-Vista No. 1 220 kV T/L (OH) Mira Loma-Vista No. 1 220 kV T/L (OH): Engineer and construct approximately 6 miles of new line constructed on double circuit structure | 5450 | High | 2029-11-01 | TR-LINEINC | 0% | 100% |  | 3607.4331 | 50552.194 | 18561.737 | 3607.4331 | 50552.194 | 18561.737 |  | 0 | 0 | 0 | 0 | 0 | 0 | 0 | 0 | 0 | 0 | 0 | 0 | 0 | 0 | 0 | 0 | 0 | 0 | 0 | 0 | 0 | 0 | 0 | 0
903112254 | Riverside Transmisison Riability Project (RTRP) | Closings | CET-ET-TP-RL-545012 | Wildlife Substation: Engineer, construct and install a new 220 kV interconnection facility | 5450 | High | 2029-10-01 | TR-SUBINC | 0% | 100% |  | 1660.9517 | 1248.591 | 6230.152 | 1660.9517 | 1248.591 | 6230.152 |  | 0 | 0 | 0 | 0 | 0 | 0 | 0 | 0 | 0 | 0 | 0 | 0 | 0 | 0 | 0 | 0 | 0 | 0 | 0 | 0 | 0 | 0 | 0 | 0
802386271 | Riverside Transmisison Riability Project (RTRP) | Closings | CET-RP-TP-RL-545000 | ACQ: RTRP FIP PROJE | 5450 | High | 2029-11-01 | TR-FEELANDINC | 0% | 100% |  | 6340.0754 | 21000 | 15242.652 | 6340.0754 | 21000 | 15242.652 |  | 0 | 0 | 0 | 0 | 0 | 0 | 0 | 0 | 0 | 0 | 0 | 0 | 0 | 0 | 0 | 0 | 0 | 0 | 0 | 0 | 0 | 0 | 0 | 0
[19 empty] | 0 | 0 | 0 | 0 | 0 | 0 | 0 | 0 | 0 | 0 | 0 | 0 | 0 | 0 | 0 | 0 | 0 | 0 | 0 | 0 | 0 | 0 | 0 | 0
[19 empty] | 0 | 0 | 0 | 0 | 0 | 0 | 0 | 0 | 0 | 0 | 0 | 0 | 0 | 0 | 0 | 0 | 0 | 0 | 0 | 0 | 0 | 0 | 0 | 0
[19 empty] | 0 | 0 | 0 | 0 | 0 | 0 | 0 | 0 | 0 | 0 | 0 | 0 | 0 | 0 | 0 | 0 | 0 | 0 | 0 | 0 | 0 | 0 | 0 | 0
[19 empty] | 0 | 0 | 0 | 0 | 0 | 0 | 0 | 0 | 0 | 0 | 0 | 0 | 0 | 0 | 0 | 0 | 0 | 0 | 0 | 0 | 0 | 0 | 0 | 0
|  | RTRP | Total Specifics | [8 empty] | 105498.0428 | 199451.259 | 66694.312 | 105498.0428 | 199451.259 | 66694.312 |  | 0 | 0 | 0 | 0 | 0 | 0 | 0 | 0 | 0 | 0 | 0 | 0 | 0 | 0 | 0 | 0 | 0 | 0 | 0 | 0 | 0 | 150.9466 | 0 | 0
|  |  | Total Incremental Plant Balance - Riverside Transmisison Riability Project (RTRP) | [15 empty] | 0 | 0 | 0 | 0 | 0 | 0 | 0 | 0 | 0 | 0 | 0 | 0 | 0 | 0 | 0 | 0 | 0 | 0 | 0 | 0 | 0 | 150.9466 | 150.9466 | 150.9466
CWIP Incentive Expenditure Forecast
Note: Incentive CWIP is part of Rate Base as Expenditures are made, No AFUDC is applied, Includes Incentive LHFFU
|  |  | WBS | WBS Description | Pin # | Voltage | Forecast Date | Asset Class | Collectible % | ISO % |  | 2025 CWIP | 2026 Total Expenditures | 2027 Total Expenditures | 2025 ISO CWIP Less Collectible | 2026 ISO Expenditures Less Collectible | 2027 ISO Expenditures Less Collectible |  | 2026-01-01 | 2026-02-01 | 2026-03-01 | 2026-04-01 | 2026-05-01 | 2026-06-01 | 2026-07-01 | 2026-08-01 | 2026-09-01 | 2026-10-01 | 2026-11-01 | 2026-12-01 | 2027-01-01 | 2027-02-01 | 2027-03-01 | 2027-04-01 | 2027-05-01 | 2027-06-01 | 2027-07-01 | 2027-08-01 | 2027-09-01 | 2027-10-01 | 2027-11-01 | 2027-12-01
800062516 | Riverside Transmisison Riability Project (RTRP) | Expenditures | CET-ET-TP-RL-545000 | Mira Loma-Vista No. 1 220 kV T/L: Engineer and construct approximately 10 miles of new line | 5450 | High | 2029-11-01 | TR-LINEINC | 0% | 100% |  | 13748.0053 | 0 | 0 | 13748.0053 | 0 | 0 |  | 0 | 0 | 0 | 0 | 0 | 0 | 0 | 0 | 0 | 0 | 0 | 0 | 0 | 0 | 0 | 0 | 0 | 0 | 0 | 0 | 0 | 0 | 0 | 0
800062777 | Riverside Transmisison Riability Project (RTRP) | Expenditures | CET-ET-TP-RL-545001 | WILDLIFE: Engineer, design, a 220kV Interconnection Facility to loop the existing Mira Loma–Vista | 5450 | High | 2029-11-01 | TR-SUBINC | 0% | 100% |  | 9346.1709 | 0 | 0 | 9346.1709 | 0 | 0 |  | 0 | 0 | 0 | 0 | 0 | 0 | 0 | 0 | 0 | 0 | 0 | 0 | 0 | 0 | 0 | 0 | 0 | 0 | 0 | 0 | 0 | 0 | 0 | 0
801979678 | Riverside Transmisison Riability Project (RTRP) | Expenditures | CET-RP-TP-RL-545000 | RTRP-Real Property | 5450 | High | 2022-12-01 | TR-FEELANDINC | 0% | 99.9% |  | 0 | 0 | 0 | 0 | 0 | 0 |  | 0 | 0 | 0 | 0 | 0 | 0 | 0 | 0 | 0 | 0 | 0 | 0 | 0 | 0 | 0 | 0 | 0 | 0 | 0 | 0 | 0 | 0 | 0 | 0
901487150 | Riverside Transmisison Riability Project (RTRP) | Expenditures | CET-ET-TP-RL-545004 | Vista Sub: Upgrade the line protection on the existing | 5450 | High | 2029-10-01 | TR-SUBINC | 0% | 100% |  | 5.1607 | 190 | 0 | 5.1607 | 190 | 0 |  | 0 | 0 | 0 | 5.833 | 15.833 | 15.833 | 15.833 | 15.833 | 15.833 | 15.833 | 31.666 | 57.503 | 0 | 0 | 0 | 0 | 0 | 0 | 0 | 0 | 0 | 0 | 0 | 0
901487151 | Riverside Transmisison Riability Project (RTRP) | Expenditures | CET-ET-TP-RL-545005 | Mira Loma Sub: Upgrade line protection on the existing | 5450 | High | 2027-10-01 | TR-SUBINC | 0% | 100% |  | 10.9466 | 140 | 0 | 10.9466 | 140 | 0 |  | 0 | 0 | 0 | 5.667 | 11.667 | 11.667 | 11.667 | 11.667 | 11.667 | 11.667 | 17.334 | 46.997 | 0 | 0 | 0 | 0 | 0 | 0 | 0 | 0 | 0 | 0 | 0 | 0
902220349 | Riverside Transmisison Riability Project (RTRP) | Expenditures | CET-ET-TP-RL-545011 | Mira Loma-Vista No. 1 220kV T/L UG: Engineer and construct approximately 2 miles of new 220kV underground double circuit line. | 5450 | High | 2029-10-01 | TR-LINEINC | 0% | 100% |  | 70779.2991 | 126320.474 | 26659.771 | 70779.2991 | 126320.474 | 26659.771 |  | 8590.591 | 11173.31 | 8594.93 | 8029.771 | 9467.178 | 9590.936 | 11878.611 | 13536.658 | 14903.034 | 14521.801 | 8725.54 | 7308.114 | 2221.648 | 2221.648 | 2221.648 | 2221.648 | 2221.648 | 2221.648 | 2221.648 | 2221.648 | 2221.648 | 2221.648 | 2221.648 | 2221.643
903112093 | Riverside Transmisison Riability Project (RTRP) | Expenditures | CET-ET-TP-RL-545010 | Mira Loma-Vista No. 1 220 kV T/L (OH) Mira Loma-Vista No. 1 220 kV T/L (OH): Engineer and construct approximately 6 miles of new line constructed on double circuit structure | 5450 | High | 2029-11-01 | TR-LINEINC | 0% | 100% |  | 3607.4331 | 50552.194 | 18561.737 | 3607.4331 | 50552.194 | 18561.737 |  | 2312.244 | 768.417 | 2068.226 | 817.902 | 1008.061 | 4670.027 | 4475.068 | 14987.088 | 5827.031 | 7943.061 | 2508.827 | 3166.242 | 1558.061 | 1558.061 | 1558.061 | 1558.061 | 1558.061 | 1558.061 | 1558.061 | 1558.061 | 1558.061 | 1558.061 | 1558.061 | 1423.066
903112254 | Riverside Transmisison Riability Project (RTRP) | Expenditures | CET-ET-TP-RL-545012 | Wildlife Substation: Engineer, construct and install a new 220 kV interconnection facility | 5450 | High | 2029-10-01 | TR-SUBINC | 0% | 100% |  | 1660.9517 | 1248.591 | 6230.152 | 1660.9517 | 1248.591 | 6230.152 |  | 25.425 | 45.472 | 45.601 | 60.918 | 60.918 | 60.918 | 60.918 | 578.451 | 60.918 | 60.918 | 91.684 | 96.45 | 519.183 | 519.179 | 519.179 | 519.179 | 519.179 | 519.179 | 519.179 | 519.179 | 519.179 | 519.179 | 519.179 | 519.179
802386271 | Riverside Transmisison Riability Project (RTRP) | Expenditures | CET-RP-TP-RL-545000 | ACQ: RTRP FIP PROJE | 5450 | High | 2029-11-01 | TR-FEELANDINC | 0% | 100% |  | 6340.0754 | 21000 | 15242.652 | 6340.0754 | 21000 | 15242.652 |  | 29.027 | 830.848 | 56.859 | 500 | 1750 | 1750 | 1750 | 1750 | 2462.293 | 2520.973 | 3350 | 4250 | 1270.221 | 1270.221 | 1270.221 | 1270.221 | 1270.221 | 1270.221 | 1270.221 | 1270.221 | 1270.221 | 1270.221 | 1270.221 | 1270.221
|  |  | Total Incentive CWIP Expenditures (Excludes OH) | [8 empty] | 105498.0428 | 199451.259 | 66694.312 | 105498.0428 | 199451.259 | 66694.312 |  | 10957.287 | 12818.047 | 10765.616 | 9420.091 | 12313.657 | 16099.381 | 18192.097 | 30879.697 | 23280.776 | 25074.253 | 14725.051 | 14925.306 | 5569.113 | 5569.109 | 5569.109 | 5569.109 | 5569.109 | 5569.109 | 5569.109 | 5569.109 | 5569.109 | 5569.109 | 5569.109 | 5434.109
[12 empty] | 0 | 0 | 0 | 0 | 0 | 0
Tehachapi Segments 3B & 3C
Incentive Specifics Forecast
Note: Incentive Specific Projects are loaded for OH and closed based on the specific date No AFUDC on Incentive Projects (*INC), Trailing Charges are closed the month expenditures are incurred
|  |  | WBS | WBS Description | Pin # | Voltage | Forecast Date | Asset Class | Collectible % | ISO % |  | 2025 CWIP | 2026 Total Expenditures | 2027 Total Expenditures | 2025 ISO CWIP Less Collectible | 2026 ISO Expenditures Less Collectible | 2027 ISO Expenditures Less Collectible |  | 2026-01-01 | 2026-02-01 | 2026-03-01 | 2026-04-01 | 2026-05-01 | 2026-06-01 | 2026-07-01 | 2026-08-01 | 2026-09-01 | 2026-10-01 | 2026-11-01 | 2026-12-01 | 2027-01-01 | 2027-02-01 | 2027-03-01 | 2027-04-01 | 2027-05-01 | 2027-06-01 | 2027-07-01 | 2027-08-01 | 2027-09-01 | 2027-10-01 | 2027-11-01 | 2027-12-01
| Tehachapi Segments 3B & 3C | Closings | [10 empty] | 0 | 0 | 0 | 0 | 0 |  | 0 | 0 | 0 | 0 | 0 | 0 | 0 | 0 | 0 | 0 | 0 | 0 | 0 | 0 | 0 | 0 | 0 | 0 | 0 | 0 | 0 | 0 | 0 | 0
| Tehachapi Segments 3B & 3C | Closings | [10 empty] | 0 | 0 | 0 | 0 | 0 |  | 0 | 0 | 0 | 0 | 0 | 0 | 0 | 0 | 0 | 0 | 0 | 0 | 0 | 0 | 0 | 0 | 0 | 0 | 0 | 0 | 0 | 0 | 0 | 0
| Tehachapi Segments 3B & 3C | Closings | [8 empty] | 900604086 |  | 0 | 0 | 0 | 0 | 0 |  | 0 | 0 | 0 | 0 | 0 | 0 | 0 | 0 | 0 | 0 | 0 | 0 | 0 | 0 | 0 | 0 | 0 | 0 | 0 | 0 | 0 | 0 | 0 | 0
| Tehachapi Segments 3B & 3C | Closings | [8 empty] | 901374880 |  | 0 | 0 | 0 | 0 | 0 |  | 0 | 0 | 0 | 0 | 0 | 0 | 0 | 0 | 0 | 0 | 0 | 0 | 0 | 0 | 0 | 0 | 0 | 0 | 0 | 0 | 0 | 0 | 0 | 0
| Tehachapi Segments 3B & 3C | Closings | [10 empty] | 0 | 0 | 0 | 0 | 0 |  | 0 | 0 | 0 | 0 | 0 | 0 | 0 | 0 | 0 | 0 | 0 | 0 | 0 | 0 | 0 | 0 | 0 | 0 | 0 | 0 | 0 | 0 | 0 | 0
| Tehachapi Segments 3B & 3C | Closings | [8 empty] | 800219436 |  | 0 | 0 | 0 | 0 | 0 |  | 0 | 0 | 0 | 0 | 0 | 0 | 0 | 0 | 0 | 0 | 0 | 0 | 0 | 0 | 0 | 0 | 0 | 0 | 0 | 0 | 0 | 0 | 0 | 0
| Tehachapi Segments 3B & 3C | Closings | [8 empty] | 800219505 |  | 0 | 0 | 0 | 0 | 0 |  | 0 | 0 | 0 | 0 | 0 | 0 | 0 | 0 | 0 | 0 | 0 | 0 | 0 | 0 | 0 | 0 | 0 | 0 | 0 | 0 | 0 | 0 | 0 | 0
|  | TRTP All Segments | Total Specifics | [8 empty] | 0 | 0 | 0 | 0 | 0 | 0 |  | 0 | 0 | 0 | 0 | 0 | 0 | 0 | 0 | 0 | 0 | 0 | 0 | 0 | 0 | 0 | 0 | 0 | 0 | 0 | 0 | 0 | 0 | 0 | 0
|  |  | Total Incremental Plant Balance - Tehachapi Segments 3B & 3C | [15 empty] | 0 | 0 | 0 | 0 | 0 | 0 | 0 | 0 | 0 | 0 | 0 | 0 | 0 | 0 | 0 | 0 | 0 | 0 | 0 | 0 | 0 | 0 | 0 | 0
CWIP Incentive Expenditure Forecast
Note: Incentive CWIP is part of Rate Base as Expenditures are made, No AFUDC is applied, Includes Incentive LHFFU
|  |  | WBS | WBS Description | Pin # | Voltage | Forecast Date | Asset Class | Collectible % | ISO % |  | 2025 CWIP | 2026 Total Expenditures | 2027 Total Expenditures | 2025 ISO CWIP Less Collectible | 2026 ISO Expenditures Less Collectible | 2027 ISO Expenditures Less Collectible |  | 2026-01-01 | 2026-02-01 | 2026-03-01 | 2026-04-01 | 2026-05-01 | 2026-06-01 | 2026-07-01 | 2026-08-01 | 2026-09-01 | 2026-10-01 | 2026-11-01 | 2026-12-01 | 2027-01-01 | 2027-02-01 | 2027-03-01 | 2027-04-01 | 2027-05-01 | 2027-06-01 | 2027-07-01 | 2027-08-01 | 2027-09-01 | 2027-10-01 | 2027-11-01 | 2027-12-01
0 | Tehachapi Segments 3B & 3C | Expenditures | 0 | 0 | 0 | 0 | 0 | 0 | 0% | 0% |  | 0 | 0 | 0 | 0 | 0 | 0
| Tehachapi Segments 3B & 3C | Expenditures | 0 | 0 | 0 | 0 | 0 | 0 | 0% | 0% |  | 0 | 0 | 0 | 0 | 0 | 0
| Tehachapi Segments 3B & 3C | Expenditures | 0 | 0 | 0 | 0 | 0 | 0 | 0% | 0% |  | 0 | 0 | 0 | 0 | 0 | 0
| Tehachapi Segments 3B & 3C | Expenditures | 0 | 0 | 0 | 0 | 0 | 0 | 0% | 0% |  | 0 | 0 | 0 | 0 | 0 | 0
| Tehachapi Segments 3B & 3C | Expenditures | 0 | 0 | 0 | 0 | 0 | 0 | 0% | 0% |  | 0 | 0 | 0 | 0 | 0 | 0
| Tehachapi Segments 3B & 3C | Expenditures | 0 | 0 | 0 | 0 | 0 | 0 | 0% | 0% |  | 0 | 0 | 0 | 0 | 0 | 0
| Tehachapi Segments 3B & 3C | Expenditures | 0 | 0 | 0 | 0 | 0 | 0 | 0% | 0% |  | 0 | 0 | 0 | 0 | 0 | 0
|  |  | Total Incentive CWIP Expenditures (Excludes OH) | [8 empty] | 0 | 0 | 0 | 0 | 0 | 0 |  | 0 | 0 | 0 | 0 | 0 | 0 | 0 | 0 | 0 | 0 | 0 | 0 | 0 | 0 | 0 | 0 | 0 | 0 | 0 | 0 | 0 | 0 | 0 | 0
Tehachapi Segments 4-11
Incentive Specifics Forecast
Note: Incentive Specific Projects are loaded for OH and closed based on the specific date No AFUDC on Incentive Projects (*INC), Trailing Charges are closed the month expenditures are incurred
|  |  | WBS | WBS Description | Pin # | Voltage | Forecast Date | Asset Class | Collectible % | ISO % |  | 2025 CWIP | 2026 Total Expenditures | 2027 Total Expenditures | 2025 ISO CWIP Less Collectible | 2026 ISO Expenditures Less Collectible | 2027 ISO Expenditures Less Collectible |  | 2026-01-01 | 2026-02-01 | 2026-03-01 | 2026-04-01 | 2026-05-01 | 2026-06-01 | 2026-07-01 | 2026-08-01 | 2026-09-01 | 2026-10-01 | 2026-11-01 | 2026-12-01 | 2027-01-01 | 2027-02-01 | 2027-03-01 | 2027-04-01 | 2027-05-01 | 2027-06-01 | 2027-07-01 | 2027-08-01 | 2027-09-01 | 2027-10-01 | 2027-11-01 | 2027-12-01
801479004 | Tehachapi Segments 4-11 | Closings | CET-RP-TP-RN-755300 | TRTP-Segment 8A CHUG: Land/ Easements Acquisition/ Condemnation | 7553 | High | 2025-07-01 | TR-LANDRGTINC | 0% | 100% |  | 0 | 0 | 0 | 0 | 0 | 0 |  | 0 | 0 | 0 | 0 | 0 | 0 | 0 | 0 | 0 | 0 | 0 | 0 | 0 | 0 | 0 | 0 | 0 | 0 | 0 | 0 | 0 | 0 | 0 | 0
| Tehachapi Segments 4-11 | Closings | [10 empty] | 0 | 0 | 0 | 0 | 0 |  | 0 | 0 | 0 | 0 | 0 | 0 | 0 | 0 | 0 | 0 | 0 | 0 | 0 | 0 | 0 | 0 | 0 | 0 | 0 | 0 | 0 | 0 | 0 | 0
[13 empty] | 0 | 0 | 0 | 0 | 0 |  | 0 | 0 | 0 | 0 | 0 | 0 | 0 | 0 | 0 | 0 | 0 | 0 | 0 | 0 | 0 | 0 | 0 | 0 | 0 | 0 | 0 | 0 | 0 | 0
| Tehachapi Segments 4-11 | Closings | [10 empty] | 0 | 0 | 0 | 0 | 0 |  | 0 | 0 | 0 | 0 | 0 | 0 | 0 | 0 | 0 | 0 | 0 | 0 | 0 | 0 | 0 | 0 | 0 | 0 | 0 | 0 | 0 | 0 | 0 | 0
| Tehachapi Segments 4-11 | Closings | [10 empty] | 0 | 0 | 0 | 0 | 0 |  | 0 | 0 | 0 | 0 | 0 | 0 | 0 | 0 | 0 | 0 | 0 | 0 | 0 | 0 | 0 | 0 | 0 | 0 | 0 | 0 | 0 | 0 | 0 | 0
| Tehachapi Segments 4-11 | Closings | [10 empty] | 0 | 0 | 0 | 0 | 0 |  | 0 | 0 | 0 | 0 | 0 | 0 | 0 | 0 | 0 | 0 | 0 | 0 | 0 | 0 | 0 | 0 | 0 | 0 | 0 | 0 | 0 | 0 | 0 | 0
| Tehachapi Segments 4-11 | Closings | [10 empty] | 0 | 0 | 0 | 0 | 0 |  | 0 | 0 | 0 | 0 | 0 | 0 | 0 | 0 | 0 | 0 | 0 | 0 | 0 | 0 | 0 | 0 | 0 | 0 | 0 | 0 | 0 | 0 | 0 | 0
| Tehachapi Segments 4-11 | Closings | [10 empty] | 0 | 0 | 0 | 0 | 0 |  | 0 | 0 | 0 | 0 | 0 | 0 | 0 | 0 | 0 | 0 | 0 | 0 | 0 | 0 | 0 | 0 | 0 | 0 | 0 | 0 | 0 | 0 | 0 | 0
| Tehachapi Segments 4-11 | Closings | [10 empty] | 0 | 0 | 0 | 0 | 0 |  | 0 | 0 | 0 | 0 | 0 | 0 | 0 | 0 | 0 | 0 | 0 | 0 | 0 | 0 | 0 | 0 | 0 | 0 | 0 | 0 | 0 | 0 | 0 | 0
| Tehachapi Segments 4-11 | Closings | [10 empty] | 0 | 0 | 0 | 0 | 0 |  | 0 | 0 | 0 | 0 | 0 | 0 | 0 | 0 | 0 | 0 | 0 | 0 | 0 | 0 | 0 | 0 | 0 | 0 | 0 | 0 | 0 | 0 | 0 | 0
| Tehachapi Segments 4-11 | Closings | [10 empty] | 0 | 0 | 0 | 0 | 0 |  | 0 | 0 | 0 | 0 | 0 | 0 | 0 | 0 | 0 | 0 | 0 | 0 | 0 | 0 | 0 | 0 | 0 | 0 | 0 | 0 | 0 | 0 | 0 | 0
| Tehachapi Segments 4-11 | Closings | [10 empty] | 0 | 0 | 0 | 0 | 0 |  | 0 | 0 | 0 | 0 | 0 | 0 | 0 | 0 | 0 | 0 | 0 | 0 | 0 | 0 | 0 | 0 | 0 | 0 | 0 | 0 | 0 | 0 | 0 | 0
| Tehachapi Segments 4-11 | Closings | [10 empty] | 0 | 0 | 0 | 0 | 0 |  | 0 | 0 | 0 | 0 | 0 | 0 | 0 | 0 | 0 | 0 | 0 | 0 | 0 | 0 | 0 | 0 | 0 | 0 | 0 | 0 | 0 | 0 | 0 | 0
| Tehachapi Segments 4-11 | Closings | [10 empty] | 0 | 0 | 0 | 0 | 0 |  | 0 | 0 | 0 | 0 | 0 | 0 | 0 | 0 | 0 | 0 | 0 | 0 | 0 | 0 | 0 | 0 | 0 | 0 | 0 | 0 | 0 | 0 | 0 | 0
| Tehachapi Segments 4-11 | Closings | [10 empty] | 0 | 0 | 0 | 0 | 0 |  | 0 | 0 | 0 | 0 | 0 | 0 | 0 | 0 | 0 | 0 | 0 | 0 | 0 | 0 | 0 | 0 | 0 | 0 | 0 | 0 | 0 | 0 | 0 | 0
| Tehachapi Segments 4-11 | Closings | [10 empty] | 0 | 0 | 0 | 0 | 0 |  | 0 | 0 | 0 | 0 | 0 | 0 | 0 | 0 | 0 | 0 | 0 | 0 | 0 | 0 | 0 | 0 | 0 | 0 | 0 | 0 | 0 | 0 | 0 | 0
| Tehachapi Segments 4-11 | Closings | [10 empty] | 0 | 0 | 0 | 0 | 0 |  | 0 | 0 | 0 | 0 | 0 | 0 | 0 | 0 | 0 | 0 | 0 | 0 | 0 | 0 | 0 | 0 | 0 | 0 | 0 | 0 | 0 | 0 | 0 | 0
| Tehachapi Segments 4-11 | Closings | [10 empty] | 0 | 0 | 0 | 0 | 0 |  | 0 | 0 | 0 | 0 | 0 | 0 | 0 | 0 | 0 | 0 | 0 | 0 | 0 | 0 | 0 | 0 | 0 | 0 | 0 | 0 | 0 | 0 | 0 | 0
| Tehachapi Segments 4-11 | Closings | [10 empty] | 0 | 0 | 0 | 0 | 0 |  | 0 | 0 | 0 | 0 | 0 | 0 | 0 | 0 | 0 | 0 | 0 | 0 | 0 | 0 | 0 | 0 | 0 | 0 | 0 | 0 | 0 | 0 | 0 | 0
| Tehachapi Segments 4-11 | Closings | [10 empty] | 0 | 0 | 0 | 0 | 0 |  | 0 | 0 | 0 | 0 | 0 | 0 | 0 | 0 | 0 | 0 | 0 | 0 | 0 | 0 | 0 | 0 | 0 | 0 | 0 | 0 | 0 | 0 | 0 | 0
| Tehachapi Segments 4-11 | Closings | [10 empty] | 0 | 0 | 0 | 0 | 0 |  | 0 | 0 | 0 | 0 | 0 | 0 | 0 | 0 | 0 | 0 | 0 | 0 | 0 | 0 | 0 | 0 | 0 | 0 | 0 | 0 | 0 | 0 | 0 | 0
| Tehachapi Segments 4-11 | Closings | [8 empty] | 901109253 |  | 0 | 0 | 0 | 0 | 0 |  | 0 | 0 | 0 | 0 | 0 | 0 | 0 | 0 | 0 | 0 | 0 | 0 | 0 | 0 | 0 | 0 | 0 | 0 | 0 | 0 | 0 | 0 | 0 | 0
| Tehachapi Segments 4-11 | Closings | [10 empty] | 0 | 0 | 0 | 0 | 0 |  | 0 | 0 | 0 | 0 | 0 | 0 | 0 | 0 | 0 | 0 | 0 | 0 | 0 | 0 | 0 | 0 | 0 | 0 | 0 | 0 | 0 | 0 | 0 | 0
| Tehachapi Segments 4-11 | Closings | [10 empty] | 0 | 0 | 0 | 0 | 0 |  | 0 | 0 | 0 | 0 | 0 | 0 | 0 | 0 | 0 | 0 | 0 | 0 | 0 | 0 | 0 | 0 | 0 | 0 | 0 | 0 | 0 | 0 | 0 | 0
| Tehachapi Segments 4-11 | Closings | [10 empty] | 0 | 0 | 0 | 0 | 0 |  | 0 | 0 | 0 | 0 | 0 | 0 | 0 | 0 | 0 | 0 | 0 | 0 | 0 | 0 | 0 | 0 | 0 | 0 | 0 | 0 | 0 | 0 | 0 | 0
| Tehachapi Segments 4-11 | Closings | [8 empty] | 800219576 |  | 0 | 0 | 0 | 0 | 0 |  | 0 | 0 | 0 | 0 | 0 | 0 | 0 | 0 | 0 | 0 | 0 | 0 | 0 | 0 | 0 | 0 | 0 | 0 | 0 | 0 | 0 | 0 | 0 | 0
| Tehachapi Segments 4-11 | Closings | [10 empty] | 0 | 0 | 0 | 0 | 0 |  | 0 | 0 | 0 | 0 | 0 | 0 | 0 | 0 | 0 | 0 | 0 | 0 | 0 | 0 | 0 | 0 | 0 | 0 | 0 | 0 | 0 | 0 | 0 | 0
| Tehachapi Segments 4-11 | Closings | [8 empty] | 800218712 |  | 0 | 0 | 0 | 0 | 0 |  | 0 | 0 | 0 | 0 | 0 | 0 | 0 | 0 | 0 | 0 | 0 | 0 | 0 | 0 | 0 | 0 | 0 | 0 | 0 | 0 | 0 | 0 | 0 | 0
| Tehachapi Segments 4-11 | Closings | [8 empty] | 800219576 |  | 0 | 0 | 0 | 0 | 0 |  | 0 | 0 | 0 | 0 | 0 | 0 | 0 | 0 | 0 | 0 | 0 | 0 | 0 | 0 | 0 | 0 | 0 | 0 | 0 | 0 | 0 | 0 | 0 | 0
| Tehachapi Segments 4-11 | Closings | [8 empty] | 800219704 |  | 0 | 0 | 0 | 0 | 0 |  | 0 | 0 | 0 | 0 | 0 | 0 | 0 | 0 | 0 | 0 | 0 | 0 | 0 | 0 | 0 | 0 | 0 | 0 | 0 | 0 | 0 | 0 | 0 | 0
| Tehachapi Segments 4-11 | Closings | [8 empty] | 900817489 |  | 0 | 0 | 0 | 0 | 0 |  | 0 | 0 | 0 | 0 | 0 | 0 | 0 | 0 | 0 | 0 | 0 | 0 | 0 | 0 | 0 | 0 | 0 | 0 | 0 | 0 | 0 | 0 | 0 | 0
| Tehachapi Segments 4-11 | Closings | [8 empty] | 900516432 |  | 0 | 0 | 0 | 0 | 0 |  | 0 | 0 | 0 | 0 | 0 | 0 | 0 | 0 | 0 | 0 | 0 | 0 | 0 | 0 | 0 | 0 | 0 | 0 | 0 | 0 | 0 | 0 | 0 | 0
| Tehachapi Segments 4-11 | Closings | [10 empty] | 0 | 0 | 0 | 0 | 0 |  | 0 | 0 | 0 | 0 | 0 | 0 | 0 | 0 | 0 | 0 | 0 | 0 | 0 | 0 | 0 | 0 | 0 | 0 | 0 | 0 | 0 | 0 | 0 | 0
| Tehachapi Segments 4-11 | Closings | [10 empty] | 0 | 0 | 0 | 0 | 0 |  | 0 | 0 | 0 | 0 | 0 | 0 | 0 | 0 | 0 | 0 | 0 | 0 | 0 | 0 | 0 | 0 | 0 | 0 | 0 | 0 | 0 | 0 | 0 | 0
| Tehachapi Segments 4-11 | Closings | [10 empty] | 0 | 0 | 0 | 0 | 0 |  | 0 | 0 | 0 | 0 | 0 | 0 | 0 | 0 | 0 | 0 | 0 | 0 | 0 | 0 | 0 | 0 | 0 | 0 | 0 | 0 | 0 | 0 | 0 | 0
| Tehachapi Segments 4-11 | Closings | [10 empty] | 0 | 0 | 0 | 0 | 0 |  | 0 | 0 | 0 | 0 | 0 | 0 | 0 | 0 | 0 | 0 | 0 | 0 | 0 | 0 | 0 | 0 | 0 | 0 | 0 | 0 | 0 | 0 | 0 | 0
| Tehachapi Segments 4-11 | Closings | [8 empty] | 800217239 |  | 0 | 0 | 0 | 0 | 0 |  | 0 | 0 | 0 | 0 | 0 | 0 | 0 | 0 | 0 | 0 | 0 | 0 | 0 | 0 | 0 | 0 | 0 | 0 | 0 | 0 | 0 | 0 | 0 | 0
| Tehachapi Segments 4-11 | Closings | [8 empty] | 800217339 |  | 0 | 0 | 0 | 0 | 0 |  | 0 | 0 | 0 | 0 | 0 | 0 | 0 | 0 | 0 | 0 | 0 | 0 | 0 | 0 | 0 | 0 | 0 | 0 | 0 | 0 | 0 | 0 | 0 | 0
| Tehachapi Segments 4-11 | Closings | [8 empty] | 800217366 |  | 0 | 0 | 0 | 0 | 0 |  | 0 | 0 | 0 | 0 | 0 | 0 | 0 | 0 | 0 | 0 | 0 | 0 | 0 | 0 | 0 | 0 | 0 | 0 | 0 | 0 | 0 | 0 | 0 | 0
| Tehachapi Segments 4-11 | Closings | [8 empty] | 800208616 |  | 0 | 0 | 0 | 0 | 0 |  | 0 | 0 | 0 | 0 | 0 | 0 | 0 | 0 | 0 | 0 | 0 | 0 | 0 | 0 | 0 | 0 | 0 | 0 | 0 | 0 | 0 | 0 | 0 | 0
| Tehachapi Segments 4-11 | Closings | [10 empty] | 0 | 0 | 0 | 0 | 0 |  | 0 | 0 | 0 | 0 | 0 | 0 | 0 | 0 | 0 | 0 | 0 | 0 | 0 | 0 | 0 | 0 | 0 | 0 | 0 | 0 | 0 | 0 | 0 | 0
|  | TRTP All Segments | Total Specifics | [8 empty] | 0 | 0 | 0 | 0 | 0 | 0 |  | 0 | 0 | 0 | 0 | 0 | 0 | 0 | 0 | 0 | 0 | 0 | 0 | 0 | 0 | 0 | 0 | 0 | 0 | 0 | 0 | 0 | 0 | 0 | 0
|  |  | Total Incremental Plant Balance - Tehachapi Segments 4-11 | [15 empty] | 0 | 0 | 0 | 0 | 0 | 0 | 0 | 0 | 0 | 0 | 0 | 0 | 0 | 0 | 0 | 0 | 0 | 0 | 0 | 0 | 0 | 0 | 0 | 0
CWIP Incentive Expenditure Forecast
Note: Incentive CWIP is part of Rate Base as Expenditures are made, No AFUDC is applied, Includes Incentive LHFFU
|  |  | WBS | WBS Description | Pin # | Voltage | Forecast Date | Asset Class | Collectible % | ISO % |  | 2025 CWIP | 2026 Total Expenditures | 2027 Total Expenditures | 2025 ISO CWIP Less Collectible | 2026 ISO Expenditures Less Collectible | 2027 ISO Expenditures Less Collectible |  | 2026-01-01 | 2026-02-01 | 2026-03-01 | 2026-04-01 | 2026-05-01 | 2026-06-01 | 2026-07-01 | 2026-08-01 | 2026-09-01 | 2026-10-01 | 2026-11-01 | 2026-12-01 | 2027-01-01 | 2027-02-01 | 2027-03-01 | 2027-04-01 | 2027-05-01 | 2027-06-01 | 2027-07-01 | 2027-08-01 | 2027-09-01 | 2027-10-01 | 2027-11-01 | 2027-12-01
801479004 | Tehachapi Segments 4-11 | Expenditures | CET-RP-TP-RN-755300 | TRTP-Segment 8A CHUG: Land/ Easements Acquisition/ Condemnation | 7553 | High | 2025-07-01 | TR-LANDRGTINC | 0% | 100% |  | 0 | 0 | 0 | 0 | 0 | 0
0 | Tehachapi Segments 4-11 | Expenditures | 0 | 0 | 0 | 0 | 0 | 0 | 0% | 0% |  | 0 | 0 | 0 | 0 | 0 | 0
0 | Tehachapi Segments 4-11 | Expenditures | 0 | 0 | 0 | 0 | 0 | 0 | 0% | 0% |  | 0 | 0 | 0 | 0 | 0 | 0
0 | Tehachapi Segments 4-11 | Expenditures | 0 | 0 | 0 | 0 | 0 | 0 | 0% | 0% |  | 0 | 0 | 0 | 0 | 0 | 0
0 | Tehachapi Segments 4-11 | Expenditures | 0 | 0 | 0 | 0 | 0 | 0 | 0% | 0% |  | 0 | 0 | 0 | 0 | 0 | 0
0 | Tehachapi Segments 4-11 | Expenditures | 0 | 0 | 0 | 0 | 0 | 0 | 0% | 0% |  | 0 | 0 | 0 | 0 | 0 | 0
0 | Tehachapi Segments 4-11 | Expenditures | 0 | 0 | 0 | 0 | 0 | 0 | 0% | 0% |  | 0 | 0 | 0 | 0 | 0 | 0
0 | Tehachapi Segments 4-11 | Expenditures | 0 | 0 | 0 | 0 | 0 | 0 | 0% | 0% |  | 0 | 0 | 0 | 0 | 0 | 0
0 | Tehachapi Segments 4-11 | Expenditures | 0 | 0 | 0 | 0 | 0 | 0 | 0% | 0% |  | 0 | 0 | 0 | 0 | 0 | 0
0 | Tehachapi Segments 4-11 | Expenditures | 0 | 0 | 0 | 0 | 0 | 0 | 0% | 0% |  | 0 | 0 | 0 | 0 | 0 | 0
0 | Tehachapi Segments 4-11 | Expenditures | 0 | 0 | 0 | 0 | 0 | 0 | 0% | 0% |  | 0 | 0 | 0 | 0 | 0 | 0
0 | Tehachapi Segments 4-11 | Expenditures | 0 | 0 | 0 | 0 | 0 | 0 | 0% | 0% |  | 0 | 0 | 0 | 0 | 0 | 0
| Tehachapi Segments 4-11 | Expenditures | 0 | 0 | 0 | 0 | 0 | 0 | 0% | 0% |  | 0 | 0 | 0 | 0 | 0 | 0
| Tehachapi Segments 4-11 | Expenditures | 0 | 0 | 0 | 0 | 0 | 0 | 0% | 0% |  | 0 | 0 | 0 | 0 | 0 | 0
| Tehachapi Segments 4-11 | Expenditures | 0 | 0 | 0 | 0 | 0 | 0 | 0% | 0% |  | 0 | 0 | 0 | 0 | 0 | 0
| Tehachapi Segments 4-11 | Expenditures | 0 | 0 | 0 | 0 | 0 | 0 | 0% | 0% |  | 0 | 0 | 0 | 0 | 0 | 0
| Tehachapi Segments 4-11 | Expenditures | 0 | 0 | 0 | 0 | 0 | 0 | 0% | 0% |  | 0 | 0 | 0 | 0 | 0 | 0
| Tehachapi Segments 4-11 | Expenditures | 0 | 0 | 0 | 0 | 0 | 0 | 0% | 0% |  | 0 | 0 | 0 | 0 | 0 | 0
| Tehachapi Segments 4-11 | Expenditures | 0 | 0 | 0 | 0 | 0 | 0 | 0% | 0% |  | 0 | 0 | 0 | 0 | 0 | 0
| Tehachapi Segments 4-11 | Expenditures | 0 | 0 | 0 | 0 | 0 | 0 | 0% | 0% |  | 0 | 0 | 0 | 0 | 0 | 0
| Tehachapi Segments 4-11 | Expenditures | 0 | 0 | 0 | 0 | 0 | 0 | 0% | 0% |  | 0 | 0 | 0 | 0 | 0 | 0
| Tehachapi Segments 4-11 | Expenditures | 0 | 0 | 0 | 0 | 0 | 0 | 0% | 0% |  | 0 | 0 | 0 | 0 | 0 | 0
| Tehachapi Segments 4-11 | Expenditures | 0 | 0 | 0 | 0 | 0 | 0 | 0% | 0% |  | 0 | 0 | 0 | 0 | 0 | 0
| Tehachapi Segments 4-11 | Expenditures | 0 | 0 | 0 | 0 | 0 | 0 | 0% | 0% |  | 0 | 0 | 0 | 0 | 0 | 0
| Tehachapi Segments 4-11 | Expenditures | 0 | 0 | 0 | 0 | 0 | 0 | 0% | 0% |  | 0 | 0 | 0 | 0 | 0 | 0
| Tehachapi Segments 4-11 | Expenditures | 0 | 0 | 0 | 0 | 0 | 0 | 0% | 0% |  | 0 | 0 | 0 | 0 | 0 | 0
| Tehachapi Segments 4-11 | Expenditures | 0 | 0 | 0 | 0 | 0 | 0 | 0% | 0% |  | 0 | 0 | 0 | 0 | 0 | 0
| Tehachapi Segments 4-11 | Expenditures | 0 | 0 | 0 | 0 | 0 | 0 | 0% | 0% |  | 0 | 0 | 0 | 0 | 0 | 0
| Tehachapi Segments 4-11 | Expenditures | 0 | 0 | 0 | 0 | 0 | 0 | 0% | 0% |  | 0 | 0 | 0 | 0 | 0 | 0
| Tehachapi Segments 4-11 | Expenditures | 0 | 0 | 0 | 0 | 0 | 0 | 0% | 0% |  | 0 | 0 | 0 | 0 | 0 | 0
| Tehachapi Segments 4-11 | Expenditures | 0 | 0 | 0 | 0 | 0 | 0 | 0% | 0% |  | 0 | 0 | 0 | 0 | 0 | 0
| Tehachapi Segments 4-11 | Expenditures | 0 | 0 | 0 | 0 | 0 | 0 | 0% | 0% |  | 0 | 0 | 0 | 0 | 0 | 0
| Tehachapi Segments 4-11 | Expenditures | 0 | 0 | 0 | 0 | 0 | 0 | 0% | 0% |  | 0 | 0 | 0 | 0 | 0 | 0
| Tehachapi Segments 4-11 | Expenditures | 0 | 0 | 0 | 0 | 0 | 0 | 0% | 0% |  | 0 | 0 | 0 | 0 | 0 | 0
| Tehachapi Segments 4-11 | Expenditures | 0 | 0 | 0 | 0 | 0 | 0 | 0% | 0% |  | 0 | 0 | 0 | 0 | 0 | 0
| Tehachapi Segments 4-11 | Expenditures | 0 | 0 | 0 | 0 | 0 | 0 | 0% | 0% |  | 0 | 0 | 0 | 0 | 0 | 0
| Tehachapi Segments 4-11 | Expenditures | 0 | 0 | 0 | 0 | 0 | 0 | 0% | 0% |  | 0 | 0 | 0 | 0 | 0 | 0
| Tehachapi Segments 4-11 | Expenditures | 0 | 0 | 0 | 0 | 0 | 0 | 0% | 0% |  | 0 | 0 | 0 | 0 | 0 | 0
| Tehachapi Segments 4-11 | Expenditures | 0 | 0 | 0 | 0 | 0 | 0 | 0% | 0% |  | 0 | 0 | 0 | 0 | 0 | 0
| Tehachapi Segments 4-11 | Expenditures | 0 | 0 | 0 | 0 | 0 | 0 | 0% | 0% |  | 0 | 0 | 0 | 0 | 0 | 0
| Tehachapi Segments 4-11 | Expenditures | 0 | 0 | 0 | 0 | 0 | 0 | 0% | 0% |  | 0 | 0 | 0 | 0 | 0 | 0
|  |  | Total Incentive CWIP Expenditures (Excludes OH) | [8 empty] | 0 | 0 | 0 | 0 | 0 | 0 |  | 0 | 0 | 0 | 0 | 0 | 0 | 0 | 0 | 0 | 0 | 0 | 0 | 0 | 0 | 0 | 0 | 0 | 0 | 0 | 0 | 0 | 0 | 0 | 0
Red Bluff Substation
Incentive Specifics Forecast
Note: Incentive Specific Projects are loaded for OH and closed based on the specific date No AFUDC on Incentive Projects (*INC), Trailing Charges are closed the month expenditures are incurred
|  |  | WBS | WBS Description | Pin # | Voltage | Forecast Date | Asset Class | Collectible % | ISO % |  | 2025 CWIP | 2026 Total Expenditures | 2027 Total Expenditures | 2025 ISO CWIP Less Collectible | 2026 ISO Expenditures Less Collectible | 2027 ISO Expenditures Less Collectible |  | 2026-01-01 | 2026-02-01 | 2026-03-01 | 2026-04-01 | 2026-05-01 | 2026-06-01 | 2026-07-01 | 2026-08-01 | 2026-09-01 | 2026-10-01 | 2026-11-01 | 2026-12-01 | 2027-01-01 | 2027-02-01 | 2027-03-01 | 2027-04-01 | 2027-05-01 | 2027-06-01 | 2027-07-01 | 2027-08-01 | 2027-09-01 | 2027-10-01 | 2027-11-01 | 2027-12-01
| Red Bluff Substation | Closings | [10 empty] | 0 | 0 | 0 | 0 | 0 |  | 0 | 0 | 0 | 0 | 0 | 0 | 0 | 0 | 0 | 0 | 0 | 0 | 0 | 0 | 0 | 0 | 0 | 0 | 0 | 0 | 0 | 0 | 0 | 0
| Red Bluff Substation | Closings | [9 empty] | 0 | 0 | 0 | 0 | 0 | 0 |  | 0 | 0 | 0 | 0 | 0 | 0 | 0 | 0 | 0 | 0 | 0 | 0 | 0 | 0 | 0 | 0 | 0 | 0 | 0 | 0 | 0 | 0 | 0 | 0
| Red Bluff Substation | Closings | [9 empty] | 0 | 0 | 0 | 0 | 0 | 0 |  | 0 | 0 | 0 | 0 | 0 | 0 | 0 | 0 | 0 | 0 | 0 | 0 | 0 | 0 | 0 | 0 | 0 | 0 | 0 | 0 | 0 | 0 | 0 | 0
| Red Bluff Substation | Closings | [10 empty] | 0 | 0 | 0 | 0 | 0 |  | 0 | 0 | 0 | 0 | 0 | 0 | 0 | 0 | 0 | 0 | 0 | 0 | 0 | 0 | 0 | 0 | 0 | 0 | 0 | 0 | 0 | 0 | 0 | 0
| Red Bluff Substation | Closings | [10 empty] | 0 | 0 | 0 | 0 | 0 |  | 0 | 0 | 0 | 0 | 0 | 0 | 0 | 0 | 0 | 0 | 0 | 0 | 0 | 0 | 0 | 0 | 0 | 0 | 0 | 0 | 0 | 0 | 0 | 0
|  | Red Bluff | Total Specifics | [8 empty] | 0 | 0 | 0 | 0 | 0 | 0 |  | 0 | 0 | 0 | 0 | 0 | 0 | 0 | 0 | 0 | 0 | 0 | 0 | 0 | 0 | 0 | 0 | 0 | 0 | 0 | 0 | 0 | 0 | 0 | 0
|  |  | Total Incremental Plant Balance - Red Bluff Substation | [15 empty] | 0 | 0 | 0 | 0 | 0 | 0 | 0 | 0 | 0 | 0 | 0 | 0 | 0 | 0 | 0 | 0 | 0 | 0 | 0 | 0 | 0 | 0 | 0 | 0
CWIP Incentive Expenditure Forecast
Note: Incentive CWIP is part of Rate Base as Expenditures are made, No AFUDC is applied, Includes Incentive LHFFU
|  |  | WBS | WBS Description | Pin # | Voltage | Forecast Date | Asset Class | Collectible % | ISO % |  | 2025 CWIP | 2026 Total Expenditures | 2027 Total Expenditures | 2025 ISO CWIP Less Collectible | 2026 ISO Expenditures Less Collectible | 2027 ISO Expenditures Less Collectible |  | 2026-01-01 | 2026-02-01 | 2026-03-01 | 2026-04-01 | 2026-05-01 | 2026-06-01 | 2026-07-01 | 2026-08-01 | 2026-09-01 | 2026-10-01 | 2026-11-01 | 2026-12-01 | 2027-01-01 | 2027-02-01 | 2027-03-01 | 2027-04-01 | 2027-05-01 | 2027-06-01 | 2027-07-01 | 2027-08-01 | 2027-09-01 | 2027-10-01 | 2027-11-01 | 2027-12-01
| Red Bluff Substation | Expenditures | 0 | 0 | 0 | 0 | 0 | 0 | 0% | 0% |  | 0 | 0 | 0 | 0 | 0 | 0
| Red Bluff Substation | Expenditures | 0 | 0 | 0 | 0 | 0 | 0 | 0% | 0% |  | 0 | 0 | 0 | 0 | 0 | 0
| Red Bluff Substation | Expenditures | 0 | 0 | 0 | 0 | 0 | 0 | 0% | 0% |  | 0 | 0 | 0 | 0 | 0 | 0
| Red Bluff Substation | Expenditures | 0 | 0 | 0 | 0 | 0 | 0 | 0% | 0% |  | 0 | 0 | 0 | 0 | 0 | 0
| Red Bluff Substation | Expenditures | 0 | 0 | 0 | 0 | 0 | 0 | 0% | 0% |  | 0 | 0 | 0 | 0 | 0 | 0
|  |  | Total Incentive CWIP Expenditures (Excludes OH) | [8 empty] | 0 | 0 | 0 | 0 | 0 | 0 |  | 0 | 0 | 0 | 0 | 0 | 0 | 0 | 0 | 0 | 0 | 0 | 0 | 0 | 0 | 0 | 0 | 0 | 0 | 0 | 0 | 0 | 0 | 0 | 0
Mesa
Incentive Specifics Forecast
Note: Incentive Specific Projects are loaded for OH and closed based on the specific date No AFUDC on Incentive Projects (*INC), Trailing Charges are closed the month expenditures are incurred
|  |  | WBS | WBS Description | Pin # | Voltage | Forecast Date | Asset Class | Collectible % | ISO % |  | 2025 CWIP | 2026 Total Expenditures | 2027 Total Expenditures | 2025 ISO CWIP Less Collectible | 2026 ISO Expenditures Less Collectible | 2027 ISO Expenditures Less Collectible |  | 2026-01-01 | 2026-02-01 | 2026-03-01 | 2026-04-01 | 2026-05-01 | 2026-06-01 | 2026-07-01 | 2026-08-01 | 2026-09-01 | 2026-10-01 | 2026-11-01 | 2026-12-01 | 2027-01-01 | 2027-02-01 | 2027-03-01 | 2027-04-01 | 2027-05-01 | 2027-06-01 | 2027-07-01 | 2027-08-01 | 2027-09-01 | 2027-10-01 | 2027-11-01 | 2027-12-01
900959223 | Mesa | Closings | CET-ET-TP-RL-755500 | Build new Mesa 230/66/16 kV substation. Install an L90 relay, since an L90 relay is being added at Walnut Substation. | 7555 | High | 2019-12-01 | TR-SUBINC | 0% | 50.84% |  | 0 | 0.65172 | 0 | 0 | 0.33133 | 0 |  | 0.65172 | 0 | 0 | 0 | 0 | 0 | 0 | 0 | 0 | 0 | 0 | 0 | 0 | 0 | 0 | 0 | 0 | 0 | 0 | 0 | 0 | 0 | 0 | 0
902178838 | Mesa | Closings | CET-ET-TP-RL-755559 | Mesa: Upgrade Mesa from a 230/66/16kV substation to a 500/230/66/16kV substation | 7555 | High | 2022-05-01 | TR-SUBINC | 0% | 100% |  | 0 | 339.699 | 0 | 0 | 339.699 | 0 |  | 45.295 | 23.594 | 35 | 35 | 35 | 35 | 35 | 35 | 35 | 0 | 0 | 25.81 | 0 | 0 | 0 | 0 | 0 | 0 | 0 | 0 | 0 | 0 | 0 | 0
902472308 | Mesa | Closings | CET-ET-TP-RL-755566 | Mira Loma 500kV T/L: Install (1) L90 relay. Install (2) SEL-411L relays. Install (2) RFL-9745 channels. | 7555 | High | 2022-05-01 | TR-SUBINC | 0% | 100% |  | 0 | 0 | 0 | 0 | 0 | 0 |  | 0 | 0 | 0 | 0 | 0 | 0 | 0 | 0 | 0 | 0 | 0 | 0 | 0 | 0 | 0 | 0 | 0 | 0 | 0 | 0 | 0 | 0 | 0 | 0
901197441 | Mesa | Closings | CET-ET-TP-RL-755508 | FIP-Mesa Area Phase2: Relocate various lines | 7555 | High | 2020-06-01 | TR-LINEINC | 0% | 100% |  | 0 | 1.979 | 0 | 0 | 1.979 | 0 |  | 3.464 | -1.485 | 0 | 0 | 0 | 0 | 0 | 0 | 0 | 0 | 0 | 0 | 0 | 0 | 0 | 0 | 0 | 0 | 0 | 0 | 0 | 0 | 0 | 0
903814003 | Mesa | Closings | CET-ET-TP-RL-755570 | FIP- Landscaping/Habitat Restoration | 7555 | High | 2027-03-01 | TR-SUBINC | 0% | 100% |  | 2395.4289 | 550 | 0 | 2395.4289 | 550 | 0 |  | 0 | 0 | 0 | 0 | 0 | 0 | 0 | 0 | 0 | 0 | 0 | 0 | 0 | 0 | 2945.4289 | 0 | 0 | 0 | 0 | 0 | 0 | 0 | 0 | 0
| Mesa | Closings | [10 empty] | 0 | 0 | 0 | 0 | 0 |  | 0 | 0 | 0 | 0 | 0 | 0 | 0 | 0 | 0 | 0 | 0 | 0 | 0 | 0 | 0 | 0 | 0 | 0 | 0 | 0 | 0 | 0 | 0 | 0
| Mesa | Closings | [10 empty] | 0 | 0 | 0 | 0 | 0 |  | 0 | 0 | 0 | 0 | 0 | 0 | 0 | 0 | 0 | 0 | 0 | 0 | 0 | 0 | 0 | 0 | 0 | 0 | 0 | 0 | 0 | 0 | 0 | 0
| Mesa | Closings | [10 empty] | 0 | 0 | 0 | 0 | 0 |  | 0 | 0 | 0 | 0 | 0 | 0 | 0 | 0 | 0 | 0 | 0 | 0 | 0 | 0 | 0 | 0 | 0 | 0 | 0 | 0 | 0 | 0 | 0 | 0
| Mesa | Closings | [10 empty] | 0 | 0 | 0 | 0 | 0 |  | 0 | 0 | 0 | 0 | 0 | 0 | 0 | 0 | 0 | 0 | 0 | 0 | 0 | 0 | 0 | 0 | 0 | 0 | 0 | 0 | 0 | 0 | 0 | 0
| Mesa | Closings | [10 empty] | 0 | 0 | 0 | 0 | 0 |  | 0 | 0 | 0 | 0 | 0 | 0 | 0 | 0 | 0 | 0 | 0 | 0 | 0 | 0 | 0 | 0 | 0 | 0 | 0 | 0 | 0 | 0 | 0 | 0
| Mesa | Closings | [10 empty] | 0 | 0 | 0 | 0 | 0 |  | 0 | 0 | 0 | 0 | 0 | 0 | 0 | 0 | 0 | 0 | 0 | 0 | 0 | 0 | 0 | 0 | 0 | 0 | 0 | 0 | 0 | 0 | 0 | 0
| Mesa | Closings | [10 empty] | 0 | 0 | 0 | 0 | 0 |  | 0 | 0 | 0 | 0 | 0 | 0 | 0 | 0 | 0 | 0 | 0 | 0 | 0 | 0 | 0 | 0 | 0 | 0 | 0 | 0 | 0 | 0 | 0 | 0
| Mesa | Closings | [10 empty] | 0 | 0 | 0 | 0 | 0 |  | 0 | 0 | 0 | 0 | 0 | 0 | 0 | 0 | 0 | 0 | 0 | 0 | 0 | 0 | 0 | 0 | 0 | 0 | 0 | 0 | 0 | 0 | 0 | 0
| Mesa | Closings | [10 empty] | 0 | 0 | 0 | 0 | 0 |  | 0 | 0 | 0 | 0 | 0 | 0 | 0 | 0 | 0 | 0 | 0 | 0 | 0 | 0 | 0 | 0 | 0 | 0 | 0 | 0 | 0 | 0 | 0 | 0
| Mesa | Closings | [10 empty] | 0 | 0 | 0 | 0 | 0 |  | 0 | 0 | 0 | 0 | 0 | 0 | 0 | 0 | 0 | 0 | 0 | 0 | 0 | 0 | 0 | 0 | 0 | 0 | 0 | 0 | 0 | 0 | 0 | 0
| Mesa | Closings | [10 empty] | 0 | 0 | 0 | 0 | 0 |  | 0 | 0 | 0 | 0 | 0 | 0 | 0 | 0 | 0 | 0 | 0 | 0 | 0 | 0 | 0 | 0 | 0 | 0 | 0 | 0 | 0 | 0 | 0 | 0
| Mesa | Closings | [10 empty] | 0 | 0 | 0 | 0 | 0 |  | 0 | 0 | 0 | 0 | 0 | 0 | 0 | 0 | 0 | 0 | 0 | 0 | 0 | 0 | 0 | 0 | 0 | 0 | 0 | 0 | 0 | 0 | 0 | 0
| Mesa | Closings | [10 empty] | 0 | 0 | 0 | 0 | 0 |  | 0 | 0 | 0 | 0 | 0 | 0 | 0 | 0 | 0 | 0 | 0 | 0 | 0 | 0 | 0 | 0 | 0 | 0 | 0 | 0 | 0 | 0 | 0 | 0
| Mesa | Closings | [10 empty] | 0 | 0 | 0 | 0 | 0 |  | 0 | 0 | 0 | 0 | 0 | 0 | 0 | 0 | 0 | 0 | 0 | 0 | 0 | 0 | 0 | 0 | 0 | 0 | 0 | 0 | 0 | 0 | 0 | 0
| Mesa | Closings | [10 empty] | 0 | 0 | 0 | 0 | 0 |  | 0 | 0 | 0 | 0 | 0 | 0 | 0 | 0 | 0 | 0 | 0 | 0 | 0 | 0 | 0 | 0 | 0 | 0 | 0 | 0 | 0 | 0 | 0 | 0
| Mesa | Closings | [10 empty] | 0 | 0 | 0 | 0 | 0 |  | 0 | 0 | 0 | 0 | 0 | 0 | 0 | 0 | 0 | 0 | 0 | 0 | 0 | 0 | 0 | 0 | 0 | 0 | 0 | 0 | 0 | 0 | 0 | 0
| Mesa | Closings | [10 empty] | 0 | 0 | 0 | 0 | 0 |  | 0 | 0 | 0 | 0 | 0 | 0 | 0 | 0 | 0 | 0 | 0 | 0 | 0 | 0 | 0 | 0 | 0 | 0 | 0 | 0 | 0 | 0 | 0 | 0
| Mesa | Closings | [10 empty] | 0 | 0 | 0 | 0 | 0 |  | 0 | 0 | 0 | 0 | 0 | 0 | 0 | 0 | 0 | 0 | 0 | 0 | 0 | 0 | 0 | 0 | 0 | 0 | 0 | 0 | 0 | 0 | 0 | 0
| Mesa | Closings | [10 empty] | 0 | 0 | 0 | 0 | 0 |  | 0 | 0 | 0 | 0 | 0 | 0 | 0 | 0 | 0 | 0 | 0 | 0 | 0 | 0 | 0 | 0 | 0 | 0 | 0 | 0 | 0 | 0 | 0 | 0
| Mesa | Closings | [10 empty] | 0 | 0 | 0 | 0 | 0 |  | 0 | 0 | 0 | 0 | 0 | 0 | 0 | 0 | 0 | 0 | 0 | 0 | 0 | 0 | 0 | 0 | 0 | 0 | 0 | 0 | 0 | 0 | 0 | 0
| Mesa | Closings | [10 empty] | 0 | 0 | 0 | 0 | 0 |  | 0 | 0 | 0 | 0 | 0 | 0 | 0 | 0 | 0 | 0 | 0 | 0 | 0 | 0 | 0 | 0 | 0 | 0 | 0 | 0 | 0 | 0 | 0 | 0
| Mesa | Closings | [10 empty] | 0 | 0 | 0 | 0 | 0 |  | 0 | 0 | 0 | 0 | 0 | 0 | 0 | 0 | 0 | 0 | 0 | 0 | 0 | 0 | 0 | 0 | 0 | 0 | 0 | 0 | 0 | 0 | 0 | 0
| Mesa | Closings | [10 empty] | 0 | 0 | 0 | 0 | 0 |  | 0 | 0 | 0 | 0 | 0 | 0 | 0 | 0 | 0 | 0 | 0 | 0 | 0 | 0 | 0 | 0 | 0 | 0 | 0 | 0 | 0 | 0 | 0 | 0
| Mesa | Closings | [10 empty] | 0 | 0 | 0 | 0 | 0 |  | 0 | 0 | 0 | 0 | 0 | 0 | 0 | 0 | 0 | 0 | 0 | 0 | 0 | 0 | 0 | 0 | 0 | 0 | 0 | 0 | 0 | 0 | 0 | 0
|  | Mesa | Total Specifics | [8 empty] | 2395.4289 | 892.3297 | 0 | 2395.4289 | 892.0093 | 0 |  | 49.4107 | 22.109 | 35 | 35 | 35 | 35 | 35 | 35 | 35 | 0 | 0 | 25.81 | 0 | 0 | 2945.4289 | 0 | 0 | 0 | 0 | 0 | 0 | 0 | 0 | 0
|  |  | Total Incremental Plant Balance - Mesa | [15 empty] | 49.4107 | 71.5197 | 106.5197 | 141.5197 | 176.5197 | 211.5197 | 246.5197 | 281.5197 | 316.5197 | 316.5197 | 316.5197 | 342.3297 | 342.3297 | 342.3297 | 3287.7586 | 3287.7586 | 3287.7586 | 3287.7586 | 3287.7586 | 3287.7586 | 3287.7586 | 3287.7586 | 3287.7586 | 3287.7586
CWIP Incentive Expenditure Forecast
Note: Incentive CWIP is part of Rate Base as Expenditures are made, No AFUDC is applied, Includes Incentive LHFFU
|  |  | WBS | WBS Description | Pin # | Voltage | Forecast Date | Asset Class | Collectible % | ISO % |  | 2025 CWIP | 2026 Total Expenditures | 2027 Total Expenditures | 2025 ISO CWIP Less Collectible | 2026 ISO Expenditures Less Collectible | 2027 ISO Expenditures Less Collectible |  | 2026-01-01 | 2026-02-01 | 2026-03-01 | 2026-04-01 | 2026-05-01 | 2026-06-01 | 2026-07-01 | 2026-08-01 | 2026-09-01 | 2026-10-01 | 2026-11-01 | 2026-12-01 | 2027-01-01 | 2027-02-01 | 2027-03-01 | 2027-04-01 | 2027-05-01 | 2027-06-01 | 2027-07-01 | 2027-08-01 | 2027-09-01 | 2027-10-01 | 2027-11-01 | 2027-12-01
900959223 | Mesa | Expenditures | CET-ET-TP-RL-755500 | Build new Mesa 230/66/16 kV substation. Install an L90 relay, since an L90 relay is being added at Walnut Substation. | 7555 | High | 2019-12-01 | TR-SUBINC | 0% | 50.84% |  | 0 | 0.65172 | 0 | 0 | 0.33133 | 0 |  | 0.65172 | 0 | 0 | 0 | 0 | 0 | 0 | 0 | 0 | 0 | 0 | 0 | 0 | 0 | 0 | 0 | 0 | 0 | 0 | 0 | 0 | 0 | 0 | 0
902178838 | Mesa | Expenditures | CET-ET-TP-RL-755559 | Mesa: Upgrade Mesa from a 230/66/16kV substation to a 500/230/66/16kV substation | 7555 | High | 2022-05-01 | TR-SUBINC | 0% | 100% |  | 0 | 339.699 | 0 | 0 | 339.699 | 0 |  | 45.295 | 23.594 | 35 | 35 | 35 | 35 | 35 | 35 | 35 | 0 | 0 | 25.81 | 0 | 0 | 0 | 0 | 0 | 0 | 0 | 0 | 0 | 0 | 0 | 0
902472308 | Mesa | Expenditures | CET-ET-TP-RL-755566 | Mira Loma 500kV T/L: Install (1) L90 relay. Install (2) SEL-411L relays. Install (2) RFL-9745 channels. | 7555 | High | 2022-05-01 | TR-SUBINC | 0% | 100% |  | 0 | 0 | 0 | 0 | 0 | 0 |  | 0 | 0 | 0 | 0 | 0 | 0 | 0 | 0 | 0 | 0 | 0 | 0 | 0 | 0 | 0 | 0 | 0 | 0 | 0 | 0 | 0 | 0 | 0 | 0
901197441 | Mesa | Expenditures | CET-ET-TP-RL-755508 | FIP-Mesa Area Phase2: Relocate various lines | 7555 | High | 2020-06-01 | TR-LINEINC | 0% | 100% |  | 0 | 1.979 | 0 | 0 | 1.979 | 0 |  | 3.464 | -1.485 | 0 | 0 | 0 | 0 | 0 | 0 | 0 | 0 | 0 | 0 | 0 | 0 | 0 | 0 | 0 | 0 | 0 | 0 | 0 | 0 | 0 | 0
903814003 | Mesa | Expenditures | CET-ET-TP-RL-755570 | FIP- Landscaping/Habitat Restoration | 7555 | High | 2027-03-01 | TR-SUBINC | 0% | 100% |  | 2395.4289 | 550 | 0 | 2395.4289 | 550 | 0 |  | 6.861 | 16.337 | 20 | 20 | 20 | 20 | 20 | 20 | 20 | 20 | 20 | 346.802 | 0 | 0 | 0 | 0 | 0 | 0 | 0 | 0 | 0 | 0 | 0 | 0
0 | Mesa | Expenditures | 0 | 0 | 0 | 0 | 0 | 0 | 0% | 0% |  | 0 | 0 | 0 | 0 | 0 | 0
0 | Mesa | Expenditures | 0 | 0 | 0 | 0 | 0 | 0 | 0% | 0% |  | 0 | 0 | 0 | 0 | 0 | 0
0 | Mesa | Expenditures | 0 | 0 | 0 | 0 | 0 | 0 | 0% | 0% |  | 0 | 0 | 0 | 0 | 0 | 0
0 | Mesa | Expenditures | 0 | 0 | 0 | 0 | 0 | 0 | 0% | 0% |  | 0 | 0 | 0 | 0 | 0 | 0
0 | Mesa | Expenditures | 0 | 0 | 0 | 0 | 0 | 0 | 0% | 0% |  | 0 | 0 | 0 | 0 | 0 | 0
0 | Mesa | Expenditures | 0 | 0 | 0 | 0 | 0 | 0 | 0% | 0% |  | 0 | 0 | 0 | 0 | 0 | 0
0 | Mesa | Expenditures | 0 | 0 | 0 | 0 | 0 | 0 | 0% | 0% |  | 0 | 0 | 0 | 0 | 0 | 0
0 | Mesa | Expenditures | 0 | 0 | 0 | 0 | 0 | 0 | 0% | 0% |  | 0 | 0 | 0 | 0 | 0 | 0
0 | Mesa | Expenditures | 0 | 0 | 0 | 0 | 0 | 0 | 0% | 0% |  | 0 | 0 | 0 | 0 | 0 | 0
0 | Mesa | Expenditures | 0 | 0 | 0 | 0 | 0 | 0 | 0% | 0% |  | 0 | 0 | 0 | 0 | 0 | 0
0 | Mesa | Expenditures | 0 | 0 | 0 | 0 | 0 | 0 | 0% | 0% |  | 0 | 0 | 0 | 0 | 0 | 0
0 | Mesa | Expenditures | 0 | 0 | 0 | 0 | 0 | 0 | 0% | 0% |  | 0 | 0 | 0 | 0 | 0 | 0
0 | Mesa | Expenditures | 0 | 0 | 0 | 0 | 0 | 0 | 0% | 0% |  | 0 | 0 | 0 | 0 | 0 | 0
0 | Mesa | Expenditures | 0 | 0 | 0 | 0 | 0 | 0 | 0% | 0% |  | 0 | 0 | 0 | 0 | 0 | 0
0 | Mesa | Expenditures | 0 | 0 | 0 | 0 | 0 | 0 | 0% | 0% |  | 0 | 0 | 0 | 0 | 0 | 0
0 | Mesa | Expenditures | 0 | 0 | 0 | 0 | 0 | 0 | 0% | 0% |  | 0 | 0 | 0 | 0 | 0 | 0
0 | Mesa | Expenditures | 0 | 0 | 0 | 0 | 0 | 0 | 0% | 0% |  | 0 | 0 | 0 | 0 | 0 | 0
0 | Mesa | Expenditures | 0 | 0 | 0 | 0 | 0 | 0 | 0% | 0% |  | 0 | 0 | 0 | 0 | 0 | 0
0 | Mesa | Expenditures | 0 | 0 | 0 | 0 | 0 | 0 | 0% | 0% |  | 0 | 0 | 0 | 0 | 0 | 0
0 | Mesa | Expenditures | 0 | 0 | 0 | 0 | 0 | 0 | 0% | 0% |  | 0 | 0 | 0 | 0 | 0 | 0
0 | Mesa | Expenditures | 0 | 0 | 0 | 0 | 0 | 0 | 0% | 0% |  | 0 | 0 | 0 | 0 | 0 | 0
0 | Mesa | Expenditures | 0 | 0 | 0 | 0 | 0 | 0 | 0% | 0% |  | 0 | 0 | 0 | 0 | 0 | 0
0 | Mesa | Expenditures | 0 | 0 | 0 | 0 | 0 | 0 | 0% | 0% |  | 0 | 0 | 0 | 0 | 0 | 0
| Mesa | Expenditures | 0 | 0 | 0 | 0 | 0 | 0 | 0% | 0% |  | 0 | 0 | 0 | 0 | 0 | 0
|  |  | Total Incentive CWIP Expenditures (Excludes OH) | [8 empty] | 2395.4289 | 892.3297 | 0 | 2395.4289 | 892.0093 | 0 |  | 56.2717 | 38.446 | 55 | 55 | 55 | 55 | 55 | 55 | 55 | 20 | 20 | 372.612 | 0 | 0 | 0 | 0 | 0 | 0 | 0 | 0 | 0 | 0 | 0 | 0
[12 empty] | 0 | 0 | 0 | 0 | 0 | 0 | 0 | 0 | 0 | 0 | 0 | 0 | 0 | 0 | 0 | 0 | 0 | 0 | 0 | 0 | 0 | 0 | 0 | 0 | 0 | 0 | 0 | 0 | 0 | 0 | 0
Alberhill
Incentive Specifics Forecast
Note: Incentive Specific Projects are loaded for OH and closed based on the specific date No AFUDC on Incentive Projects (*INC), Trailing Charges are closed the month expenditures are incurred
|  |  | WBS | WBS Description | Pin # | Voltage | Forecast Date | Asset Class | Collectible % | ISO % |  | 2025 CWIP | 2026 Total Expenditures | 2027 Total Expenditures | 2025 ISO CWIP Less Collectible | 2026 ISO Expenditures Less Collectible | 2027 ISO Expenditures Less Collectible |  | 2026-01-01 | 2026-02-01 | 2026-03-01 | 2026-04-01 | 2026-05-01 | 2026-06-01 | 2026-07-01 | 2026-08-01 | 2026-09-01 | 2026-10-01 | 2026-11-01 | 2026-12-01 | 2027-01-01 | 2027-02-01 | 2027-03-01 | 2027-04-01 | 2027-05-01 | 2027-06-01 | 2027-07-01 | 2027-08-01 | 2027-09-01 | 2027-10-01 | 2027-11-01 | 2027-12-01
800063633 | Alberhill | Closings | CET-ET-LG-TS-609200 | Licensing Phase - Site Selection, PEA/Application Preparation, Environmental Surveys and CPUC Licensing Review. | 6092 | High | 2028-12-01 | TR-SUBINC | 0% | 52.4% |  | 68703.0393 | 12777.8377 | 86203.443 | 36000.3926 | 6695.587 | 45170.6041 |  | 0 | 0 | 0 | 0 | 0 | 0 | 0 | 0 | 0 | 0 | 0 | 0 | 0 | 0 | 0 | 0 | 0 | 0 | 0 | 0 | 0 | 0 | 0 | 0
800796373 | Alberhill | Closings | CET-RP-LG-TS-609200 | Alberhill Real Properties Acquisition | 6092 | High | 2030-04-01 | TR-FEELANDINC | 0% | 49% |  | 121.9526 | 247.8004 | 10646.245 | 59.7568 | 121.4222 | 5216.6601 |  | 0 | 0 | 0 | 0 | 0 | 0 | 0 | 0 | 0 | 0 | 0 | 0 | 0 | 0 | 0 | 0 | 0 | 0 | 0 | 0 | 0 | 0 | 0 | 0
900502072 | Alberhill | Closings | CET-ET-LG-TS-609204 | Alberhill-Serrano 500kV: Form the Alberhill-Serrano 500 kV line by looping the existing Serrano-Valley 500 kV line into Alberhill Sub. | 6092 | High | 2030-04-01 | TR-LINEINC | 0% | 100% |  | 389.3829 | 1416.594 | 13827.587 | 389.3829 | 1416.594 | 13827.587 |  | 0 | 0 | 0 | 0 | 0 | 0 | 0 | 0 | 0 | 0 | 0 | 0 | 0 | 0 | 0 | 0 | 0 | 0 | 0 | 0 | 0 | 0 | 0 | 0
900502073 | Alberhill | Closings | CET-ET-LG-TS-609204 | Alberhill-Valley 500kV: Form the Alberhill-Valley 500 kV line by looping the existing Serrano-Valley 500 kV line into Alberhill Substation | 6092 | High | 2030-03-01 | TR-LINEINC | 0% | 100% |  | 112.4699 | 1416.594 | 8373.177 | 112.4699 | 1416.594 | 8373.177 |  | 0 | 0 | 0 | 0 | 0 | 0 | 0 | 0 | 0 | 0 | 0 | 0 | 0 | 0 | 0 | 0 | 0 | 0 | 0 | 0 | 0 | 0 | 0 | 0
| Alberhill | Closings | [10 empty] | 0 | 0 | 0 | 0 | 0 |  | 0 | 0 | 0 | 0 | 0 | 0 | 0 | 0 | 0 | 0 | 0 | 0 | 0 | 0 | 0 | 0 | 0 | 0 | 0 | 0 | 0 | 0 | 0 | 0
| Alberhill | Closings | [10 empty] | 0 | 0 | 0 | 0 | 0 |  | 0 | 0 | 0 | 0 | 0 | 0 | 0 | 0 | 0 | 0 | 0 | 0 | 0 | 0 | 0 | 0 | 0 | 0 | 0 | 0 | 0 | 0 | 0 | 0
|  | Alberhill | Total Specifics | [8 empty] | 69326.8449 | 15858.8262 | 119050.452 | 36562.0023 | 9650.1972 | 72588.0282 |  | 0 | 0 | 0 | 0 | 0 | 0 | 0 | 0 | 0 | 0 | 0 | 0 | 0 | 0 | 0 | 0 | 0 | 0 | 0 | 0 | 0 | 0 | 0 | 0
|  |  | Total Incremental Plant Balance - Alberhill | [15 empty] | 0 | 0 | 0 | 0 | 0 | 0 | 0 | 0 | 0 | 0 | 0 | 0 | 0 | 0 | 0 | 0 | 0 | 0 | 0 | 0 | 0 | 0 | 0 | 0
CWIP Incentive Expenditure Forecast
Note: Incentive CWIP is part of Rate Base as Expenditures are made, No AFUDC is applied, Includes Incentive LHFFU
|  |  | WBS | WBS Description | Pin # | Voltage | Forecast Date | Asset Class | Collectible % | ISO % |  | 2025 CWIP | 2026 Total Expenditures | 2027 Total Expenditures | 2025 ISO CWIP Less Collectible | 2026 ISO Expenditures Less Collectible | 2027 ISO Expenditures Less Collectible |  | 2026-01-01 | 2026-02-01 | 2026-03-01 | 2026-04-01 | 2026-05-01 | 2026-06-01 | 2026-07-01 | 2026-08-01 | 2026-09-01 | 2026-10-01 | 2026-11-01 | 2026-12-01 | 2027-01-01 | 2027-02-01 | 2027-03-01 | 2027-04-01 | 2027-05-01 | 2027-06-01 | 2027-07-01 | 2027-08-01 | 2027-09-01 | 2027-10-01 | 2027-11-01 | 2027-12-01
800063633 | Alberhill | Expenditures | CET-ET-LG-TS-609200 | Licensing Phase - Site Selection, PEA/Application Preparation, Environmental Surveys and CPUC Licensing Review. | 6092 | High | 2028-12-01 | TR-SUBINC | 0% | 52.4% |  | 68703.0393 | 12777.8377 | 86203.443 | 36000.3926 | 6695.587 | 45170.6041 |  | 328.147 | 207.593 | 1406.43 | 173.49 | 182.676 | 7052.958 | 185.58 | 381.527 | 763.335 | 187.841 | 153.975 | 1754.2857 | 0 | 0 | 0 | 0 | 0 | 0 | 0 | 0 | 0 | 0 | 0 | 86203.443
800796373 | Alberhill | Expenditures | CET-RP-LG-TS-609200 | Alberhill Real Properties Acquisition | 6092 | High | 2030-04-01 | TR-FEELANDINC | 0% | 49% |  | 121.9526 | 247.8004 | 10646.245 | 59.7568 | 121.4222 | 5216.6601 |  | 1.346 | 0.828 | 11.8 | 11.8 | 11.8 | 17.7 | 17.7 | 29.5 | 29.5 | 29.5 | 35.4 | 50.9264 | 0 | 0 | 0 | 0 | 0 | 0 | 0 | 0 | 0 | 0 | 0 | 10646.245
900502072 | Alberhill | Expenditures | CET-ET-LG-TS-609204 | Alberhill-Serrano 500kV: Form the Alberhill-Serrano 500 kV line by looping the existing Serrano-Valley 500 kV line into Alberhill Sub. | 6092 | High | 2030-04-01 | TR-LINEINC | 0% | 100% |  | 389.3829 | 1416.594 | 13827.587 | 389.3829 | 1416.594 | 13827.587 |  | 52.396 | 0 | 0.59 | 19.151 | 114.08 | 165.043 | 235.608 | 255.209 | 235.608 | 165.043 | 114.08 | 59.786 | 0 | 0 | 0 | 0 | 0 | 0 | 0 | 0 | 0 | 0 | 0 | 13827.587
900502073 | Alberhill | Expenditures | CET-ET-LG-TS-609204 | Alberhill-Valley 500kV: Form the Alberhill-Valley 500 kV line by looping the existing Serrano-Valley 500 kV line into Alberhill Substation | 6092 | High | 2030-03-01 | TR-LINEINC | 0% | 100% |  | 112.4699 | 1416.594 | 8373.177 | 112.4699 | 1416.594 | 8373.177 |  | 26.198 | 0 | 0.59 | 45.349 | 114.08 | 165.043 | 235.608 | 255.209 | 235.608 | 165.043 | 114.08 | 59.786 | 0 | 0 | 0 | 0 | 0 | 0 | 0 | 0 | 0 | 0 | 0 | 8373.177
0 | Alberhill | Expenditures | 0 | 0 | 0 | 0 | 0 | 0 | 0% | 0% |  | 0 | 0 | 0 | 0 | 0 | 0 |  | 0 | 0 | 0 | 0 | 0 | 0 | 0 | 0 | 0 | 0 | 0 | 0 | 0 | 0 | 0 | 0 | 0 | 0 | 0 | 0 | 0 | 0 | 0 | 0
0 | Alberhill | Expenditures | 0 | 0 | 0 | 0 | 0 | 0 | 0% | 0% |  | 0 | 0 | 0 | 0 | 0 | 0 |  | 0 | 0 | 0 | 0 | 0 | 0 | 0 | 0 | 0 | 0 | 0 | 0 | 0 | 0 | 0 | 0 | 0 | 0 | 0 | 0 | 0 | 0 | 0 | 0
|  |  | Total Incentive CWIP Expenditures (Excludes OH) | [8 empty] | 69326.8449 | 15858.8262 | 119050.452 | 36562.0023 | 9650.1972 | 72588.0282 |  | 408.087 | 208.421 | 1419.41 | 249.79 | 422.636 | 7400.744 | 674.496 | 921.445 | 1264.051 | 547.427 | 417.535 | 1924.7842 | 0 | 0 | 0 | 0 | 0 | 0 | 0 | 0 | 0 | 0 | 0 | 119050.452
[12 empty] | 0 | 0 | 0 | 0 | 0 | 0 | 0 | 0 | 0 | 0 | 0 | 0 | 0 | 0 | 0 | 0 | 0 | 0 | 0 | 0 | 0 | 0 | 0 | 0 | 0 | 0 | 0 | 0 | 0 | 0 | 0
Calcite Southern (formerly Jasper; part of South of Kramer)
Incentive Specifics Forecast
Note: Incentive Specific Projects are loaded for OH and closed based on the specific date No AFUDC on Incentive Projects (*INC), Trailing Charges are closed the month expenditures are incurred
|  |  | WBS | WBS Description | Pin # | Voltage | Forecast Date | Asset Class | Collectible % | ISO % |  | 2025 CWIP | 2026 Total Expenditures | 2027 Total Expenditures | 2025 ISO CWIP Less Collectible | 2026 ISO Expenditures Less Collectible | 2027 ISO Expenditures Less Collectible |  | 2026-01-01 | 2026-02-01 | 2026-03-01 | 2026-04-01 | 2026-05-01 | 2026-06-01 | 2026-07-01 | 2026-08-01 | 2026-09-01 | 2026-10-01 | 2026-11-01 | 2026-12-01 | 2027-01-01 | 2027-02-01 | 2027-03-01 | 2027-04-01 | 2027-05-01 | 2027-06-01 | 2027-07-01 | 2027-08-01 | 2027-09-01 | 2027-10-01 | 2027-11-01 | 2027-12-01
900295954 | Calcite Southern (formerly Jasper; part of South of Kramer) | Closings | CET-ET-TP-RN-690200 | Calcite Substation (SCE Funded): Construct new Calcite 220kV Substation (switching station) to interconnect the Ord Mountain gen-tie and the Sorrel I Solar Farm gen-tie | 6902 | High | 2029-01-01 | TR-SUBINC | 0% | 100% |  | 7677.1147 | 2812.896 | 13530 | 7677.1147 | 2812.896 | 13530 |  | 0 | 0 | 0 | 0 | 0 | 0 | 0 | 0 | 0 | 0 | 0 | 0 | 0 | 0 | 0 | 0 | 0 | 0 | 0 | 0 | 0 | 0 | 0 | 0
| Calcite Southern (formerly Jasper; part of South of Kramer) | Closings | [9 empty] | 0 | 0 | 0 | 0 | 0 | 0 |  | 0 | 0 | 0 | 0 | 0 | 0 | 0 | 0 | 0 | 0 | 0 | 0 | 0 | 0 | 0 | 0 | 0 | 0 | 0 | 0 | 0 | 0 | 0 | 0
| Calcite Southern (formerly Jasper; part of South of Kramer) | Closings | [10 empty] | 0 | 0 | 0 | 0 | 0 |  | 0 | 0 | 0 | 0 | 0 | 0 | 0 | 0 | 0 | 0 | 0 | 0 | 0 | 0 | 0 | 0 | 0 | 0 | 0 | 0 | 0 | 0 | 0 | 0
| Calcite Southern (formerly Jasper; part of South of Kramer) | Closings | [10 empty] | 0 | 0 | 0 | 0 | 0 |  | 0 | 0 | 0 | 0 | 0 | 0 | 0 | 0 | 0 | 0 | 0 | 0 | 0 | 0 | 0 | 0 | 0 | 0 | 0 | 0 | 0 | 0 | 0 | 0
| Calcite Southern (formerly Jasper; part of South of Kramer) | Closings | [10 empty] | 0 | 0 | 0 | 0 | 0 |  | 0 | 0 | 0 | 0 | 0 | 0 | 0 | 0 | 0 | 0 | 0 | 0 | 0 | 0 | 0 | 0 | 0 | 0 | 0 | 0 | 0 | 0 | 0 | 0
| Calcite Southern (formerly Jasper; part of South of Kramer) | Closings | [10 empty] | 0 | 0 | 0 | 0 | 0
|  | South of Kramer | Total Specifics | [8 empty] | 7677.1147 | 2812.896 | 13530 | 7677.1147 | 2812.896 | 13530 |  | 0 | 0 | 0 | 0 | 0 | 0 | 0 | 0 | 0 | 0 | 0 | 0 | 0 | 0 | 0 | 0 | 0 | 0 | 0 | 0 | 0 | 0 | 0 | 0
|  |  | Total Incremental Plant Balance - Calcite Southern (formerly Jasper; part of South of Kramer) | [15 empty] | 0 | 0 | 0 | 0 | 0 | 0 | 0 | 0 | 0 | 0 | 0 | 0 | 0 | 0 | 0 | 0 | 0 | 0 | 0 | 0 | 0 | 0 | 0 | 0
CWIP Incentive Expenditure Forecast
Note: Incentive CWIP is part of Rate Base as Expenditures are made, No AFUDC is applied, Includes Incentive LHFFU
|  |  | WBS | WBS Description | Pin # | Voltage | Forecast Date | Asset Class | Collectible % | ISO % |  | 2025 CWIP | 2026 Total Expenditures | 2027 Total Expenditures | 2025 ISO CWIP Less Collectible | 2026 ISO Expenditures Less Collectible | 2027 ISO Expenditures Less Collectible |  | 2026-01-01 | 2026-02-01 | 2026-03-01 | 2026-04-01 | 2026-05-01 | 2026-06-01 | 2026-07-01 | 2026-08-01 | 2026-09-01 | 2026-10-01 | 2026-11-01 | 2026-12-01 | 2027-01-01 | 2027-02-01 | 2027-03-01 | 2027-04-01 | 2027-05-01 | 2027-06-01 | 2027-07-01 | 2027-08-01 | 2027-09-01 | 2027-10-01 | 2027-11-01 | 2027-12-01
900295954 | Calcite Southern (formerly Jasper; part of South of Kramer) | Expenditures | CET-ET-TP-RN-690200 | Calcite Substation (SCE Funded): Construct new Calcite 220kV Substation (switching station) to interconnect the Ord Mountain gen-tie and the Sorrel I Solar Farm gen-tie | 6902 | High | 2029-01-01 | TR-SUBINC | 0% | 100% |  | 7677.1147 | 2812.896 | 13530 | 7677.1147 | 2812.896 | 13530 |  | 18.794 | 45.842 | 68.26 | 260 | 260 | 260 | 260 | 260 | 260 | 260 | 260 | 600 | 1100 | 1100 | 1100 | 1100 | 1100 | 1100 | 1100 | 1100 | 1100 | 1100 | 1100 | 1430
| Calcite Southern (formerly Jasper; part of South of Kramer) | Expenditures | 0 | 0 | 0 | 0 | 0 | 0 | 0% | 0% |  | 0 | 0 | 0 | 0 | 0 | 0
| Calcite Southern (formerly Jasper; part of South of Kramer) | Expenditures | 0 | 0 | 0 | 0 | 0 | 0 | 0% | 0% |  | 0 | 0 | 0 | 0 | 0 | 0
| Calcite Southern (formerly Jasper; part of South of Kramer) | Expenditures | 0 | 0 | 0 | 0 | 0 | 0 | 0% | 0% |  | 0 | 0 | 0 | 0 | 0 | 0
| Calcite Southern (formerly Jasper; part of South of Kramer) | Expenditures | 0 | 0 | 0 | 0 | 0 | 0 | 0% | 0% |  | 0 | 0 | 0 | 0 | 0 | 0
| Calcite Southern (formerly Jasper; part of South of Kramer) | Expenditures | 0 | 0 | 0 | 0 | 0 | 0 | 0% | 0% |  | 0 | 0 | 0 | 0 | 0 | 0
|  |  | Total Incentive CWIP Expenditures (Excludes OH) | [8 empty] | 7677.1147 | 2812.896 | 13530 | 7677.1147 | 2812.896 | 13530 |  | 18.794 | 45.842 | 68.26 | 260 | 260 | 260 | 260 | 260 | 260 | 260 | 260 | 600 | 1100 | 1100 | 1100 | 1100 | 1100 | 1100 | 1100 | 1100 | 1100 | 1100 | 1100 | 1430
[12 empty] | 0 | 0 | 0 | 0 | 0 | 0 | 0 | 0 | 0 | 0 | 0 | 0 | 0 | 0 | 0 | 0 | 0 | 0 | 0 | 0 | 0 | 0 | 0 | 0 | 0 | 0 | 0 | 0 | 0 | 0 | 0
West of Devers
Incentive Specifics Forecast
Note: Incentive Specific Projects are loaded for OH and closed based on the specific date
|  |  | WBS | WBS Description | Pin # | Voltage | Forecast Date | Asset Class | Collectible % | ISO % |  | 2025 CWIP | 2026 Total Expenditures | 2027 Total Expenditures | 2025 ISO CWIP Less Collectible | 2026 ISO Expenditures Less Collectible | 2027 ISO Expenditures Less Collectible |  | 2026-01-01 | 2026-02-01 | 2026-03-01 | 2026-04-01 | 2026-05-01 | 2026-06-01 | 2026-07-01 | 2026-08-01 | 2026-09-01 | 2026-10-01 | 2026-11-01 | 2026-12-01 | 2027-01-01 | 2027-02-01 | 2027-03-01 | 2027-04-01 | 2027-05-01 | 2027-06-01 | 2027-07-01 | 2027-08-01 | 2027-09-01 | 2027-10-01 | 2027-11-01 | 2027-12-01
901460764 | West of Devers | Closings | CET-ET-TP-RN-642017 | Rebuild Devers-El Casco & El Casco-San Bernardino 220 kV lines with 2B-1590 ACSR on double circuit towers | 6420 | High | 2021-05-01 | TR-LINEINC | 0% | 100% |  | 0 | 550 | 0 | 0 | 550 | 0 |  | 7.881 | 14.368 | 50 | 50 | 50 | 50 | 50 | 50 | 50 | 50 | 50 | 77.751 | 0 | 0 | 0 | 0 | 0 | 0 | 0 | 0 | 0 | 0 | 0 | 0
802120834 | West of Devers | Closings | CET-RP-TP-RN-642000 | Condemnation | 6420 | High | 2026-06-01 | TR-FEELANDINC | 0% | 100% |  | 7677.192 | 0.313 | 0 | 7677.192 | 0.313 | 0 |  | 0 | 0 | 0 | 0 | 0 | 7677.505 | 0 | 0 | 0 | 0 | 0 | 0 | 0 | 0 | 0 | 0 | 0 | 0 | 0 | 0 | 0 | 0 | 0 | 0
| West of Devers | Closings | [10 empty] | 0 | 0 | 0 | 0 | 0 |  | 0 | 0 | 0 | 0 | 0 | 0 | 0 | 0 | 0 | 0 | 0 | 0 | 0 | 0 | 0 | 0 | 0 | 0 | 0 | 0 | 0 | 0 | 0 | 0
| West of Devers | Closings | [10 empty] | 0 | 0 | 0 | 0 | 0 |  | 0 | 0 | 0 | 0 | 0 | 0 | 0 | 0 | 0 | 0 | 0 | 0 | 0 | 0 | 0 | 0 | 0 | 0 | 0 | 0 | 0 | 0 | 0 | 0
| West of Devers | Closings | [10 empty] | 0 | 0 | 0 | 0 | 0 |  | 0 | 0 | 0 | 0 | 0 | 0 | 0 | 0 | 0 | 0 | 0 | 0 | 0 | 0 | 0 | 0 | 0 | 0 | 0 | 0 | 0 | 0 | 0 | 0
| West of Devers | Closings | [10 empty] | 0 | 0 | 0 | 0 | 0 |  | 0 | 0 | 0 | 0 | 0 | 0 | 0 | 0 | 0 | 0 | 0 | 0 | 0 | 0 | 0 | 0 | 0 | 0 | 0 | 0 | 0 | 0 | 0 | 0
| West of Devers | Closings | [10 empty] | 0 | 0 | 0 | 0 | 0 |  | 0 | 0 | 0 | 0 | 0 | 0 | 0 | 0 | 0 | 0 | 0 | 0 | 0 | 0 | 0 | 0 | 0 | 0 | 0 | 0 | 0 | 0 | 0 | 0
| West of Devers | Closings | [10 empty] | 0 | 0 | 0 | 0 | 0 |  | 0 | 0 | 0 | 0 | 0 | 0 | 0 | 0 | 0 | 0 | 0 | 0 | 0 | 0 | 0 | 0 | 0 | 0 | 0 | 0 | 0 | 0 | 0 | 0
| West of Devers | Closings | [10 empty] | 0 | 0 | 0 | 0 | 0 |  | 0 | 0 | 0 | 0 | 0 | 0 | 0 | 0 | 0 | 0 | 0 | 0 | 0 | 0 | 0 | 0 | 0 | 0 | 0 | 0 | 0 | 0 | 0 | 0
|  | West of Devers | Total Specifics | [8 empty] | 7677.192 | 550.313 | 0 | 7677.192 | 550.313 | 0 |  | 7.881 | 14.368 | 50 | 50 | 50 | 7727.505 | 50 | 50 | 50 | 50 | 50 | 77.751 | 0 | 0 | 0 | 0 | 0 | 0 | 0 | 0 | 0 | 0 | 0 | 0
|  |  | Total Incremental Plant Balance - West of Devers | [15 empty] | 7.881 | 22.249 | 72.249 | 122.249 | 172.249 | 7899.754 | 7949.754 | 7999.754 | 8049.754 | 8099.754 | 8149.754 | 8227.505 | 8227.505 | 8227.505 | 8227.505 | 8227.505 | 8227.505 | 8227.505 | 8227.505 | 8227.505 | 8227.505 | 8227.505 | 8227.505 | 8227.505
CWIP Incentive Expenditure Forecast
Note: Incentive CWIP is part of Rate Base as Expenditures are made, No AFUDC is applied, Includes Incentive LHFFU
|  |  | WBS | WBS Description | Pin # | Voltage | Forecast Date | Asset Class | Collectible % | ISO % |  | 2025 CWIP | 2026 Total Expenditures | 2027 Total Expenditures | 2025 ISO CWIP Less Collectible | 2026 ISO Expenditures Less Collectible | 2027 ISO Expenditures Less Collectible |  | 2026-01-01 | 2026-02-01 | 2026-03-01 | 2026-04-01 | 2026-05-01 | 2026-06-01 | 2026-07-01 | 2026-08-01 | 2026-09-01 | 2026-10-01 | 2026-11-01 | 2026-12-01 | 2027-01-01 | 2027-02-01 | 2027-03-01 | 2027-04-01 | 2027-05-01 | 2027-06-01 | 2027-07-01 | 2027-08-01 | 2027-09-01 | 2027-10-01 | 2027-11-01 | 2027-12-01
901460764 | West of Devers | Expenditures | CET-ET-TP-RN-642017 | Rebuild Devers-El Casco & El Casco-San Bernardino 220 kV lines with 2B-1590 ACSR on double circuit towers | 6420 | High | 2021-05-01 | TR-LINEINC | 0% | 100% |  | 0 | 550 | 0 | 0 | 550 | 0 |  | 7.881 | 14.368 | 50 | 50 | 50 | 50 | 50 | 50 | 50 | 50 | 50 | 77.751 | 0 | 0 | 0 | 0 | 0 | 0 | 0 | 0 | 0 | 0 | 0 | 0
802120834 | West of Devers | Expenditures | CET-RP-TP-RN-642000 | Condemnation | 6420 | High | 2026-06-01 | TR-FEELANDINC | 0% | 100% |  | 7677.192 | 0.313 | 0 | 7677.192 | 0.313 | 0 |  | 0.378 | -0.065 | 0 | 0 | 0 | 0 | 0 | 0 | 0 | 0 | 0 | 0 | 0 | 0 | 0 | 0 | 0 | 0 | 0 | 0 | 0 | 0 | 0 | 0
| West of Devers | Expenditures | 0 | 0 | 0 | 0 | 0 | 0 | 0% | 0% |  | 0 | 0 | 0 | 0 | 0 | 0
| West of Devers | Expenditures | 0 | 0 | 0 | 0 | 0 | 0 | 0% | 0% |  | 0 | 0 | 0 | 0 | 0 | 0
| West of Devers | Expenditures | 0 | 0 | 0 | 0 | 0 | 0 | 0% | 0% |  | 0 | 0 | 0 | 0 | 0 | 0
| West of Devers | Expenditures | 0 | 0 | 0 | 0 | 0 | 0 | 0% | 0% |  | 0 | 0 | 0 | 0 | 0 | 0
| West of Devers | Expenditures | 0 | 0 | 0 | 0 | 0 | 0 | 0% | 0% |  | 0 | 0 | 0 | 0 | 0 | 0
| West of Devers | Expenditures | 0 | 0 | 0 | 0 | 0 | 0 | 0% | 0% |  | 0 | 0 | 0 | 0 | 0 | 0
| West of Devers | Expenditures | 0 | 0 | 0 | 0 | 0 | 0 | 0% | 0% |  | 0 | 0 | 0 | 0 | 0 | 0
|  |  | Total Incentive CWIP Expenditures (Excludes OH) | [8 empty] | 7677.192 | 550.313 | 0 | 7677.192 | 550.313 | 0 |  | 8.259 | 14.303 | 50 | 50 | 50 | 50 | 50 | 50 | 50 | 50 | 50 | 77.751 | 0 | 0 | 0 | 0 | 0 | 0 | 0 | 0 | 0 | 0 | 0 | 0
[12 empty] | 0 | 0 | 0 | 0 | 0 | 0 | 0 | 0 | 0 | 0 | 0 | 0 | 0 | 0 | 0 | 0 | 0 | 0 | 0 | 0 | 0 | 0 | 0 | 0 | 0 | 0 | 0 | 0 | 0 | 0 | 0
Colorado River Substation
Incentive Specifics Forecast
Note: Incentive Specific Projects are loaded for OH and closed based on the specific date
|  |  | WBS | WBS Description | Pin # | Voltage | Forecast Date | Asset Class | Collectible % | ISO % |  | 2025 CWIP | 2026 Total Expenditures | 2027 Total Expenditures | 2025 ISO CWIP Less Collectible | 2026 ISO Expenditures Less Collectible | 2027 ISO Expenditures Less Collectible |  | 2026-01-01 | 2026-02-01 | 2026-03-01 | 2026-04-01 | 2026-05-01 | 2026-06-01 | 2026-07-01 | 2026-08-01 | 2026-09-01 | 2026-10-01 | 2026-11-01 | 2026-12-01 | 2027-01-01 | 2027-02-01 | 2027-03-01 | 2027-04-01 | 2027-05-01 | 2027-06-01 | 2027-07-01 | 2027-08-01 | 2027-09-01 | 2027-10-01 | 2027-11-01 | 2027-12-01
902519003 | Colorado River Substation | Closings | CET-ET-TP-RL-816900 | Colorado River Substation: Installation of the 2nd AA 1120MVA 500/220kV transformer bank | 8169 | High | 2021-11-01 | TR-SUBINC | 0% | 100% |  | 0 | 0 | 0 | 0 | 0 | 0 |  | 0 | 0 | 0 | 0 | 0 | 0 | 0 | 0 | 0 | 0 | 0 | 0 | 0 | 0 | 0 | 0 | 0 | 0 | 0 | 0 | 0 | 0 | 0 | 0
| Colorado River Substation | Closings | [10 empty] | 0 | 0 | 0 | 0 | 0 |  | 0 | 0 | 0 | 0 | 0 | 0 | 0 | 0 | 0 | 0 | 0 | 0 | 0 | 0 | 0 | 0 | 0 | 0 | 0 | 0 | 0 | 0 | 0 | 0
| Colorado River Substation | Closings | [10 empty] | 0 | 0 | 0 | 0 | 0 |  | 0 | 0 | 0 | 0 | 0 | 0 | 0 | 0 | 0 | 0 | 0 | 0 | 0 | 0 | 0 | 0 | 0 | 0 | 0 | 0 | 0 | 0 | 0 | 0
| Colorado River Substation | Closings | [10 empty] | 0 | 0 | 0 | 0 | 0 |  | 0 | 0 | 0 | 0 | 0 | 0 | 0 | 0 | 0 | 0 | 0 | 0 | 0 | 0 | 0 | 0 | 0 | 0 | 0 | 0 | 0 | 0 | 0 | 0
|  | Colorado River | Total Specifics | [8 empty] | 0 | 0 | 0 | 0 | 0 | 0 |  | 0 | 0 | 0 | 0 | 0 | 0 | 0 | 0 | 0 | 0 | 0 | 0 | 0 | 0 | 0 | 0 | 0 | 0 | 0 | 0 | 0 | 0 | 0 | 0
|  |  | Total Incremental Plant Balance - Colorado River Substation | [15 empty] | 0 | 0 | 0 | 0 | 0 | 0 | 0 | 0 | 0 | 0 | 0 | 0 | 0 | 0 | 0 | 0 | 0 | 0 | 0 | 0 | 0 | 0 | 0 | 0
CWIP Incentive Expenditure Forecast
Note: Incentive CWIP is part of Rate Base as Expenditures are made, No AFUDC is applied, Includes Incentive LHFFU
|  |  | WBS | WBS Description | Pin # | Voltage | Forecast Date | Asset Class | Collectible % | ISO % |  | 2025 CWIP | 2026 Total Expenditures | 2027 Total Expenditures | 2025 ISO CWIP Less Collectible | 2026 ISO Expenditures Less Collectible | 2027 ISO Expenditures Less Collectible |  | 2026-01-01 | 2026-02-01 | 2026-03-01 | 2026-04-01 | 2026-05-01 | 2026-06-01 | 2026-07-01 | 2026-08-01 | 2026-09-01 | 2026-10-01 | 2026-11-01 | 2026-12-01 | 2027-01-01 | 2027-02-01 | 2027-03-01 | 2027-04-01 | 2027-05-01 | 2027-06-01 | 2027-07-01 | 2027-08-01 | 2027-09-01 | 2027-10-01 | 2027-11-01 | 2027-12-01
902519003 | Colorado River Substation | Expenditures | CET-ET-TP-RL-816900 | Colorado River Substation: Installation of the 2nd AA 1120MVA 500/220kV transformer bank | 8169 | High | 2021-11-01 | TR-SUBINC | 0% | 100% |  | 0 | 0 | 0 | 0 | 0 | 0 |  | 0 | 0 | 0 | 0 | 0 | 0 | 0 | 0 | 0 | 0 | 0 | 0 | 0 | 0 | 0 | 0 | 0 | 0 | 0 | 0 | 0 | 0 | 0 | 0
| Colorado River Substation | Expenditures | 0 | 0 | 0 | 0 | 0 | 0 | 0% | 0% |  | 0 | 0 | 0 | 0 | 0 | 0
| Colorado River Substation | Expenditures | 0 | 0 | 0 | 0 | 0 | 0 | 0% | 0% |  | 0 | 0 | 0 | 0 | 0 | 0
| Colorado River Substation | Expenditures | 0 | 0 | 0 | 0 | 0 | 0 | 0% | 0% |  | 0 | 0 | 0 | 0 | 0 | 0
|  |  | Total Incentive CWIP Expenditures (Excludes OH) | [8 empty] | 0 | 0 | 0 | 0 | 0 | 0 |  | 0 | 0 | 0 | 0 | 0 | 0 | 0 | 0 | 0 | 0 | 0 | 0 | 0 | 0 | 0 | 0 | 0 | 0 | 0 | 0 | 0 | 0 | 0 | 0
Whirlwind Substation Expansion Project
Incentive Specifics Forecast
Note: Incentive Specific Projects are loaded for OH and closed based on the specific date
|  |  | WBS | WBS Description | Pin # | Voltage | Forecast Date | Asset Class | Collectible % | ISO % |  | 2025 CWIP | 2026 Total Expenditures | 2027 Total Expenditures | 2025 ISO CWIP Less Collectible | 2026 ISO Expenditures Less Collectible | 2027 ISO Expenditures Less Collectible |  | 2026-01-01 | 2026-02-01 | 2026-03-01 | 2026-04-01 | 2026-05-01 | 2026-06-01 | 2026-07-01 | 2026-08-01 | 2026-09-01 | 2026-10-01 | 2026-11-01 | 2026-12-01 | 2027-01-01 | 2027-02-01 | 2027-03-01 | 2027-04-01 | 2027-05-01 | 2027-06-01 | 2027-07-01 | 2027-08-01 | 2027-09-01 | 2027-10-01 | 2027-11-01 | 2027-12-01
| Whirlwind Substation Expansion Project | Closings | [10 empty] | 0 | 0 | 0 | 0 | 0 |  | 0 | 0 | 0 | 0 | 0 | 0 | 0 | 0 | 0 | 0 | 0 | 0 | 0 | 0 | 0 | 0 | 0 | 0 | 0 | 0 | 0 | 0 | 0 | 0
| Whirlwind Substation Expansion Project | Closings | [10 empty] | 0 | 0 | 0 | 0 | 0 |  | 0 | 0 | 0 | 0 | 0 | 0 | 0 | 0 | 0 | 0 | 0 | 0 | 0 | 0 | 0 | 0 | 0 | 0 | 0 | 0 | 0 | 0 | 0 | 0
| Whirlwind Substation Expansion Project | Closings | [10 empty] | 0 | 0 | 0 | 0 | 0 |  | 0 | 0 | 0 | 0 | 0 | 0 | 0 | 0 | 0 | 0 | 0 | 0 | 0 | 0 | 0 | 0 | 0 | 0 | 0 | 0 | 0 | 0 | 0 | 0
| Whirlwind Substation Expansion Project | Closings | [10 empty] | 0 | 0 | 0 | 0 | 0 |  | 0 | 0 | 0 | 0 | 0 | 0 | 0 | 0 | 0 | 0 | 0 | 0 | 0 | 0 | 0 | 0 | 0 | 0 | 0 | 0 | 0 | 0 | 0 | 0
|  | Whirlwind | Total Specifics | [8 empty] | 0 | 0 | 0 | 0 | 0 | 0 |  | 0 | 0 | 0 | 0 | 0 | 0 | 0 | 0 | 0 | 0 | 0 | 0 | 0 | 0 | 0 | 0 | 0 | 0 | 0 | 0 | 0 | 0 | 0 | 0
|  |  | Total Incremental Plant Balance - Whirlwind Substation Expansion Project | [15 empty] | 0 | 0 | 0 | 0 | 0 | 0 | 0 | 0 | 0 | 0 | 0 | 0 | 0 | 0 | 0 | 0 | 0 | 0 | 0 | 0 | 0 | 0 | 0 | 0
CWIP Incentive Expenditure Forecast
Note: Incentive CWIP is part of Rate Base as Expenditures are made, No AFUDC is applied, Includes Incentive LHFFU
|  |  | WBS | WBS Description | Pin # | Voltage | Forecast Date | Asset Class | Collectible % | ISO % |  | 2025 CWIP | 2026 Total Expenditures | 2027 Total Expenditures | 2025 ISO CWIP Less Collectible | 2026 ISO Expenditures Less Collectible | 2027 ISO Expenditures Less Collectible |  | 2026-01-01 | 2026-02-01 | 2026-03-01 | 2026-04-01 | 2026-05-01 | 2026-06-01 | 2026-07-01 | 2026-08-01 | 2026-09-01 | 2026-10-01 | 2026-11-01 | 2026-12-01 | 2027-01-01 | 2027-02-01 | 2027-03-01 | 2027-04-01 | 2027-05-01 | 2027-06-01 | 2027-07-01 | 2027-08-01 | 2027-09-01 | 2027-10-01 | 2027-11-01 | 2027-12-01
| Whirlwind Substation Expansion Project | Expenditures | 0 | 0 | 0 | 0 | 0 | 0 | 0% | 0% |  | 0 | 0 | 0 | 0 | 0 | 0
| Whirlwind Substation Expansion Project | Expenditures | 0 | 0 | 0 | 0 | 0 | 0 | 0% | 0% |  | 0 | 0 | 0 | 0 | 0 | 0
| Whirlwind Substation Expansion Project | Expenditures | 0 | 0 | 0 | 0 | 0 | 0 | 0% | 0% |  | 0 | 0 | 0 | 0 | 0 | 0
| Whirlwind Substation Expansion Project | Expenditures | 0 | 0 | 0 | 0 | 0 | 0 | 0% | 0% |  | 0 | 0 | 0 | 0 | 0 | 0
|  |  | Total Incentive CWIP Expenditures (Excludes OH) | [8 empty] | 0 | 0 | 0 | 0 | 0 | 0 |  | 0 | 0 | 0 | 0 | 0 | 0 | 0 | 0 | 0 | 0 | 0 | 0 | 0 | 0 | 0 | 0 | 0 | 0 | 0 | 0 | 0 | 0 | 0 | 0
ELM Series Caps
Incentive Specifics Forecast
Note: Incentive Specific Projects are loaded for OH and closed based on the specific date
|  |  | WBS | WBS Description | Pin # | Voltage | Forecast Date | Asset Class | Collectible % | ISO % |  | 2025 CWIP | 2026 Total Expenditures | 2027 Total Expenditures | 2025 ISO CWIP Less Collectible | 2026 ISO Expenditures Less Collectible | 2027 ISO Expenditures Less Collectible |  | 2026-01-01 | 2026-02-01 | 2026-03-01 | 2026-04-01 | 2026-05-01 | 2026-06-01 | 2026-07-01 | 2026-08-01 | 2026-09-01 | 2026-10-01 | 2026-11-01 | 2026-12-01 | 2027-01-01 | 2027-02-01 | 2027-03-01 | 2027-04-01 | 2027-05-01 | 2027-06-01 | 2027-07-01 | 2027-08-01 | 2027-09-01 | 2027-10-01 | 2027-11-01 | 2027-12-01
801648460 | ELM Series Caps | Closings | CET-RP-TP-RL-754600 | ELMSC Real Properties Acquisition | 7546 | High | 2022-05-01 | TR-FEELANDINC | 0% | 100% |  | 0 | 0 | 0 | 0 | 0 | 0 |  | 0 | 0 | 0 | 0 | 0 | 0 | 0 | 0 | 0 | 0 | 0 | 0 | 0 | 0 | 0 | 0 | 0 | 0 | 0 | 0 | 0 | 0 | 0 | 0
901056467 | ELM Series Caps | Closings | CET-ET-TP-RL-754600 | Eldorado Substation: Upgrade Terminal Equipment and Series Capacitors on Eldorado-Lugo 500kV T/L | 7546 | High | 2025-06-01 | TR-SUBINC | 0% | 100% |  | 0 | 1072 | 0 | 0 | 1072 | 0 |  | 9.485 | 22.088 | 6 | 902 | 6 | 6 | 6 | 6 | 6 | 6 | 6 | 90.427 | 0 | 0 | 0 | 0 | 0 | 0 | 0 | 0 | 0 | 0 | 0 | 0
901056468 | ELM Series Caps | Closings | CET-ET-TP-RL-754601 | Lugo Sub: Upgrade Terminal Equipment and Series Capacitors on Eldorado-Lugo 500kV T/L | 7546 | High | 2025-06-01 | TR-SUBINC | 0% | 100% |  | 0 | 1003 | 0 | 0 | 1003 | 0 |  | 13.254 | 6.887 | 2 | 888 | 2 | 3 | 2 | 2 | 2 | 2 | 2 | 77.859 | 0 | 0 | 0 | 0 | 0 | 0 | 0 | 0 | 0 | 0 | 0 | 0
901490550 | ELM Series Caps | Closings | CET-ET-TP-RL-754604 | Mohave Substation: Install four Disconnect Switches and all required conductors to upgrade the existing Lugo 500kV Line | 7546 | High | 2024-11-01 | TR-SUBINC | 0% | 100% |  | 0 | 1094 | 0 | 0 | 1094 | 0 |  | 15.957 | 3.892 | 2 | 980 | 2 | 2 | 2 | 2 | 2 | 2 | 2 | 78.151 | 0 | 0 | 0 | 0 | 0 | 0 | 0 | 0 | 0 | 0 | 0 | 0
901624163 | ELM Series Caps | Closings | CET-ET-TP-RL-754603 | Mid-Line Cap: Install Series Capacitors on Eldorado-Lugo T/L | 7546 | High | 2024-04-01 | TR-SUBINC | 0% | 100% |  | 0 | 1252 | 0 | 0 | 1252 | 0 |  | 7.215 | 14.537 | 18 | 985 | 18 | 18 | 18 | 18 | 18 | 18 | 10 | 109.248 | 0 | 0 | 0 | 0 | 0 | 0 | 0 | 0 | 0 | 0 | 0 | 0
901826564 | ELM Series Caps | Closings | CET-ET-TP-RL-754605 | Inst Eldo-Lug-Mhve Series Caps at Ludlow | 7546 | High | 2024-07-01 | TR-SUBINC | 0% | 100% |  | 0 | 1291 | 0 | 0 | 1291 | 0 |  | 39.063 | 16.261 | 18 | 986 | 18 | 18 | 18 | 18 | 18 | 18 | 10 | 113.676 | 0 | 0 | 0 | 0 | 0 | 0 | 0 | 0 | 0 | 0 | 0 | 0
901904770 | ELM Series Caps | Closings | CET-ET-TP-RL-754607 | Eldorado-Mohave T/L: Instal OPGW, splice | 7546 | High | 2021-12-01 | TR-LINEINC | 0% | 100% |  | 0 | 70 | 0 | 0 | 70 | 0 |  | 4.328 | 0.085 | 6 | 6 | 6 | 6 | 7 | 5 | 6 | 6 | 5 | 12.587 | 0 | 0 | 0 | 0 | 0 | 0 | 0 | 0 | 0 | 0 | 0 | 0
901904772 | ELM Series Caps | Closings | CET-ET-TP-RL-754608 | Lugo-Mohave T/L(CA): Instal OPGW, splice | 7546 | High | 2025-12-01 | TR-LINEINC | 0% | 100% |  | 0 | 147 | 0 | 0 | 147 | 0 |  | 20.334 | 15.085 | 11 | 11 | 11 | 11 | 11 | 11 | 11 | 5 | 5 | 24.581 | 0 | 0 | 0 | 0 | 0 | 0 | 0 | 0 | 0 | 0 | 0 | 0
901904773 | ELM Series Caps | Closings | CET-ET-TP-RL-754609 | Lugo-Mohave T/L(NV): Instal OPGW, splice | 7546 | High | 2025-12-01 | TR-LINEINC | 0% | 100% |  | 0 | 0 | 0 | 0 | 0 | 0 |  | 0 | 0 | 0 | 0 | 0 | 0 | 0 | 0 | 0 | 0 | 0 | 0 | 0 | 0 | 0 | 0 | 0 | 0 | 0 | 0 | 0 | 0 | 0 | 0
901904774 | ELM Series Caps | Closings | CET-ET-TP-RL-754610 | Eldorado-Lugo T/L(CA): Clear GO-95 infractions | 7546 | High | 2025-12-01 | TR-LINEINC | 0% | 100% |  | 0 | 0 | 0 | 0 | 0 | 0 |  | -0.053 | 0 | 0 | 0 | 0 | 0 | 0 | 0 | 0 | 0 | 0 | 0.053 | 0 | 0 | 0 | 0 | 0 | 0 | 0 | 0 | 0 | 0 | 0 | 0
904539746 | ELM Series Caps | Closings | CET-ET-TP-RL-754600 | Lugo-Mohave_Socal Gas Pipeline AC Mtgtn | 7546 | High | 2026-06-01 | TR-LINEINC | 0% | 100% |  | 25140.636 | 14861 | 9462 | 25140.636 | 14861 | 9462 |  | 0 | 0 | 0 | 0 | 0 | 37066.501 | 150 | 150 | 150 | 200 | 300 | 1985.135 | 10 | 10 | 10 | 10 | 10 | 15 | 15 | 15 | 15 | 15 | 19 | 9318
7546-1 | ELM Series Caps | Closings | CET-ET-TP-RL-754600 | Potential CO's | 7546 | High | 2026-06-01 | TR-SUBINC | 0% | 100% |  | 0 | 377 | 0 | 0 | 377 | 0 |  | 0 | 0 | 0 | 0 | 0 | 0 | 0 | 0 | 0 | 0 | 0 | 377 | 0 | 0 | 0 | 0 | 0 | 0 | 0 | 0 | 0 | 0 | 0 | 0
|  | ELM Series Caps | Total Specifics | [8 empty] | 25140.636 | 21167 | 9462 | 25140.636 | 21167 | 9462 |  | 109.583 | 78.835 | 63 | 4758 | 63 | 37130.501 | 214 | 212 | 213 | 257 | 340 | 2868.717 | 10 | 10 | 10 | 10 | 10 | 15 | 15 | 15 | 15 | 15 | 19 | 9318
|  |  | Total Incremental Plant Balance - ELM Series Caps | [15 empty] | 109.583 | 188.418 | 251.418 | 5009.418 | 5072.418 | 42202.919 | 42416.919 | 42628.919 | 42841.919 | 43098.919 | 43438.919 | 46307.636 | 46317.636 | 46327.636 | 46337.636 | 46347.636 | 46357.636 | 46372.636 | 46387.636 | 46402.636 | 46417.636 | 46432.636 | 46451.636 | 55769.636
CWIP Incentive Expenditure Forecast
Note: Incentive CWIP is part of Rate Base as Expenditures are made, No AFUDC is applied, Includes Incentive LHFFU
|  |  | WBS | WBS Description | Pin # | Voltage | Forecast Date | Asset Class | Collectible % | ISO % |  | 2025 CWIP | 2026 Total Expenditures | 2027 Total Expenditures | 2025 ISO CWIP Less Collectible | 2026 ISO Expenditures Less Collectible | 2027 ISO Expenditures Less Collectible |  | 2026-01-01 | 2026-02-01 | 2026-03-01 | 2026-04-01 | 2026-05-01 | 2026-06-01 | 2026-07-01 | 2026-08-01 | 2026-09-01 | 2026-10-01 | 2026-11-01 | 2026-12-01 | 2027-01-01 | 2027-02-01 | 2027-03-01 | 2027-04-01 | 2027-05-01 | 2027-06-01 | 2027-07-01 | 2027-08-01 | 2027-09-01 | 2027-10-01 | 2027-11-01 | 2027-12-01
801648460 | ELM Series Caps | Expenditures | CET-RP-TP-RL-754600 | ELMSC Real Properties Acquisition | 7546 | High | 2022-05-01 | TR-FEELANDINC | 0% | 100% |  | 0 | 0 | 0 | 0 | 0 | 0 |  | 0 | 0 | 0 | 0 | 0 | 0 | 0 | 0 | 0 | 0 | 0 | 0 | 0 | 0 | 0 | 0 | 0 | 0 | 0 | 0 | 0 | 0 | 0 | 0
901056467 | ELM Series Caps | Expenditures | CET-ET-TP-RL-754600 | Eldorado Substation: Upgrade Terminal Equipment and Series Capacitors on Eldorado-Lugo 500kV T/L | 7546 | High | 2025-06-01 | TR-SUBINC | 0% | 100% |  | 0 | 1072 | 0 | 0 | 1072 | 0 |  | 9.485 | 22.088 | 6 | 902 | 6 | 6 | 6 | 6 | 6 | 6 | 6 | 90.427 | 0 | 0 | 0 | 0 | 0 | 0 | 0 | 0 | 0 | 0 | 0 | 0
901056468 | ELM Series Caps | Expenditures | CET-ET-TP-RL-754601 | Lugo Sub: Upgrade Terminal Equipment and Series Capacitors on Eldorado-Lugo 500kV T/L | 7546 | High | 2025-06-01 | TR-SUBINC | 0% | 100% |  | 0 | 1003 | 0 | 0 | 1003 | 0 |  | 13.254 | 6.887 | 2 | 888 | 2 | 3 | 2 | 2 | 2 | 2 | 2 | 77.859 | 0 | 0 | 0 | 0 | 0 | 0 | 0 | 0 | 0 | 0 | 0 | 0
901490550 | ELM Series Caps | Expenditures | CET-ET-TP-RL-754604 | Mohave Substation: Install four Disconnect Switches and all required conductors to upgrade the existing Lugo 500kV Line | 7546 | High | 2024-11-01 | TR-SUBINC | 0% | 100% |  | 0 | 1094 | 0 | 0 | 1094 | 0 |  | 15.957 | 3.892 | 2 | 980 | 2 | 2 | 2 | 2 | 2 | 2 | 2 | 78.151 | 0 | 0 | 0 | 0 | 0 | 0 | 0 | 0 | 0 | 0 | 0 | 0
901624163 | ELM Series Caps | Expenditures | CET-ET-TP-RL-754603 | Mid-Line Cap: Install Series Capacitors on Eldorado-Lugo T/L | 7546 | High | 2024-04-01 | TR-SUBINC | 0% | 100% |  | 0 | 1252 | 0 | 0 | 1252 | 0 |  | 7.215 | 14.537 | 18 | 985 | 18 | 18 | 18 | 18 | 18 | 18 | 10 | 109.248 | 0 | 0 | 0 | 0 | 0 | 0 | 0 | 0 | 0 | 0 | 0 | 0
901826564 | ELM Series Caps | Expenditures | CET-ET-TP-RL-754605 | Inst Eldo-Lug-Mhve Series Caps at Ludlow | 7546 | High | 2024-07-01 | TR-SUBINC | 0% | 100% |  | 0 | 1291 | 0 | 0 | 1291 | 0 |  | 39.063 | 16.261 | 18 | 986 | 18 | 18 | 18 | 18 | 18 | 18 | 10 | 113.676 | 0 | 0 | 0 | 0 | 0 | 0 | 0 | 0 | 0 | 0 | 0 | 0
901904770 | ELM Series Caps | Expenditures | CET-ET-TP-RL-754607 | Eldorado-Mohave T/L: Instal OPGW, splice | 7546 | High | 2021-12-01 | TR-LINEINC | 0% | 100% |  | 0 | 70 | 0 | 0 | 70 | 0 |  | 4.328 | 0.085 | 6 | 6 | 6 | 6 | 7 | 5 | 6 | 6 | 5 | 12.587 | 0 | 0 | 0 | 0 | 0 | 0 | 0 | 0 | 0 | 0 | 0 | 0
901904772 | ELM Series Caps | Expenditures | CET-ET-TP-RL-754608 | Lugo-Mohave T/L(CA): Instal OPGW, splice | 7546 | High | 2025-12-01 | TR-LINEINC | 0% | 100% |  | 0 | 147 | 0 | 0 | 147 | 0 |  | 20.334 | 15.085 | 11 | 11 | 11 | 11 | 11 | 11 | 11 | 5 | 5 | 24.581 | 0 | 0 | 0 | 0 | 0 | 0 | 0 | 0 | 0 | 0 | 0 | 0
901904773 | ELM Series Caps | Expenditures | CET-ET-TP-RL-754609 | Lugo-Mohave T/L(NV): Instal OPGW, splice | 7546 | High | 2025-12-01 | TR-LINEINC | 0% | 100% |  | 0 | 0 | 0 | 0 | 0 | 0 |  | 0 | 0 | 0 | 0 | 0 | 0 | 0 | 0 | 0 | 0 | 0 | 0 | 0 | 0 | 0 | 0 | 0 | 0 | 0 | 0 | 0 | 0 | 0 | 0
901904774 | ELM Series Caps | Expenditures | CET-ET-TP-RL-754610 | Eldorado-Lugo T/L(CA): Clear GO-95 infractions | 7546 | High | 2025-12-01 | TR-LINEINC | 0% | 100% |  | 0 | 0 | 0 | 0 | 0 | 0 |  | -0.053 | 0 | 0 | 0 | 0 | 0 | 0 | 0 | 0 | 0 | 0 | 0.053 | 0 | 0 | 0 | 0 | 0 | 0 | 0 | 0 | 0 | 0 | 0 | 0
904539746 | ELM Series Caps | Expenditures | CET-ET-TP-RL-754600 | Lugo-Mohave_Socal Gas Pipeline AC Mtgtn | 7546 | High | 2026-06-01 | TR-LINEINC | 0% | 100% |  | 25140.636 | 14861 | 9462 | 25140.636 | 14861 | 9462 |  | 112.25 | 63.615 | 11300 | 150 | 150 | 150 | 150 | 150 | 150 | 200 | 300 | 1985.135 | 10 | 10 | 10 | 10 | 10 | 15 | 15 | 15 | 15 | 15 | 19 | 9318
7546-1 | ELM Series Caps | Expenditures | CET-ET-TP-RL-754600 | Potential CO's | 7546 | High | 2026-06-01 | TR-SUBINC | 0% | 100% |  | 0 | 377 | 0 | 0 | 377 | 0 |  | 0 | 0 | 0 | 0 | 0 | 0 | 0 | 0 | 0 | 0 | 0 | 377 | 0 | 0 | 0 | 0 | 0 | 0 | 0 | 0 | 0 | 0 | 0 | 0
|  |  | Total Incentive CWIP Expenditures (Excludes OH) | [8 empty] | 25140.636 | 21167 | 9462 | 25140.636 | 21167 | 9462 |  | 221.833 | 142.45 | 11363 | 4908 | 213 | 214 | 214 | 212 | 213 | 257 | 340 | 2868.717 | 10 | 10 | 10 | 10 | 10 | 15 | 15 | 15 | 15 | 15 | 19 | 9318
Mesa-Del Amo-Serrano 500kV Upgrade
Incentive Specifics Forecast
Note: Incentive Specific Projects are loaded for OH and closed based on the specific date
|  |  | WBS | WBS Description | Pin # | Voltage | Forecast Date | Asset Class | Collectible % | ISO % |  | 2025 CWIP | 2026 Total Expenditures | 2027 Total Expenditures | 2025 ISO CWIP Less Collectible | 2026 ISO Expenditures Less Collectible | 2027 ISO Expenditures Less Collectible |  | 2026-01-01 | 2026-02-01 | 2026-03-01 | 2026-04-01 | 2026-05-01 | 2026-06-01 | 2026-07-01 | 2026-08-01 | 2026-09-01 | 2026-10-01 | 2026-11-01 | 2026-12-01 | 2027-01-01 | 2027-02-01 | 2027-03-01 | 2027-04-01 | 2027-05-01 | 2027-06-01 | 2027-07-01 | 2027-08-01 | 2027-09-01 | 2027-10-01 | 2027-11-01 | 2027-12-01
904192914 | Del Amo | Closings | CET-ET-TP-RN-857501 | Serrano Substation: Install an appropriate number of 500 kV transmission structures including insulator/hardware assemblies and appropriate number of spans of conductor needed to equip the newly formed Del Amo - Serrano 500 kV Line into Serrano Substation | 8575 | High | 2035-01-01 | TR-LINEINC | 0% | 100% |  | 3773.5528 | 187.836 | 0 | 3773.5528 | 187.836 | 0 |  | 0 | 0 | 0 | 0 | 0 | 0 | 0 | 0 | 0 | 0 | 0 | 0 | 0 | 0 | 0 | 0 | 0 | 0 | 0 | 0 | 0 | 0 | 0 | 0
904192915 | Del Amo | Closings | CET-ET-TP-RN-857501 | Mesa Substation: Install facilities for a new 500 kV switchrack position to terminate the newly formed Del Amo - Mesa 500 kV line (dead-end switchyard structure, support structures, lines drops) and install one 500 kV line position (circuit breakers, disc | 8575 | High | 2035-01-01 | TR-LINEINC | 0% | 100% |  | 0 | 0 | 0 | 0 | 0 | 0 |  | 0 | 0 | 0 | 0 | 0 | 0 | 0 | 0 | 0 | 0 | 0 | 0 | 0 | 0 | 0 | 0 | 0 | 0 | 0 | 0 | 0 | 0 | 0 | 0
904192916 | Del Amo | Closings | CET-ET-TP-RN-857501 | Serrano Substation: Install facilities for a new 500 kV switchrack position to terminate the newly formed Del Amo - Serrano 500 kV line (dead-end switchyard structure, support structures, lines drops) and install one 500 kV line position (circuit breakers | 8575 | High | 2035-01-01 | TR-LINEINC | 0% | 100% |  | 0 | 0 | 0 | 0 | 0 | 0 |  | 0 | 0 | 0 | 0 | 0 | 0 | 0 | 0 | 0 | 0 | 0 | 0 | 0 | 0 | 0 | 0 | 0 | 0 | 0 | 0 | 0 | 0 | 0 | 0
904192913 | Del Amo | Closings | CET-ET-TP-RN-857501 | Mesa Substation: Install an appropriate number of 500 kV transmission structures including insulator/hardware assemblies and appropriate number of spans of conductor needed to equip the newly formed Del Amo - Mesa 500 kV Line into Mesa substation | 8575 | High | 2035-01-01 | TR-LINEINC | 0% | 100% |  | 0 | 0 | 0 | 0 | 0 | 0 |  | 0 | 0 | 0 | 0 | 0 | 0 | 0 | 0 | 0 | 0 | 0 | 0 | 0 | 0 | 0 | 0 | 0 | 0 | 0 | 0 | 0 | 0 | 0 | 0
904192917 | Del Amo | Closings | CET-ET-TP-RN-857501 | Del Amo Substation: Expand the Del Amo substation by installing new 500 kV buses and associated equipment to support 500 kV Operation Install three (3) new 500/230 kV AA Bank Transformers ( three - single phase) Equip three (3) 500 kV positions to insta | 8575 | High | 2035-01-01 | TR-LINEINC | 0% | 100% |  | 0 | 0 | 0 | 0 | 0 | 0 |  | 0 | 0 | 0 | 0 | 0 | 0 | 0 | 0 | 0 | 0 | 0 | 0 | 0 | 0 | 0 | 0 | 0 | 0 | 0 | 0 | 0 | 0 | 0 | 0
[13 empty] | 0 | 0 | 0 | 0 | 0 |  | 0 | 0 | 0 | 0 | 0 | 0 | 0 | 0 | 0 | 0 | 0 | 0 | 0 | 0 | 0 | 0 | 0 | 0 | 0 | 0 | 0 | 0 | 0 | 0
[13 empty] | 0 | 0 | 0 | 0 | 0 |  | 0 | 0 | 0 | 0 | 0 | 0 | 0 | 0 | 0 | 0 | 0 | 0 | 0 | 0 | 0 | 0 | 0 | 0 | 0 | 0 | 0 | 0 | 0 | 0
[13 empty] | 0 | 0 | 0 | 0 | 0 |  | 0 | 0 | 0 | 0 | 0 | 0 | 0 | 0 | 0 | 0 | 0 | 0 | 0 | 0 | 0 | 0 | 0 | 0 | 0 | 0 | 0 | 0 | 0 | 0
[13 empty] | 0 | 0 | 0 | 0 | 0 |  | 0 | 0 | 0 | 0 | 0 | 0 | 0 | 0 | 0 | 0 | 0 | 0 | 0 | 0 | 0 | 0 | 0 | 0 | 0 | 0 | 0 | 0 | 0 | 0
[13 empty] | 0 | 0 | 0 | 0 | 0 |  | 0 | 0 | 0 | 0 | 0 | 0 | 0 | 0 | 0 | 0 | 0 | 0 | 0 | 0 | 0 | 0 | 0 | 0 | 0 | 0 | 0 | 0 | 0 | 0
[13 empty] | 0 | 0 | 0 | 0 | 0 |  | 0 | 0 | 0 | 0 | 0 | 0 | 0 | 0 | 0 | 0 | 0 | 0 | 0 | 0 | 0 | 0 | 0 | 0 | 0 | 0 | 0 | 0 | 0 | 0
|  | Del Amo | Total Specifics | [8 empty] | 3773.5528 | 187.836 | 0 | 3773.5528 | 187.836 | 0 |  | 0 | 0 | 0 | 0 | 0 | 0 | 0 | 0 | 0 | 0 | 0 | 0 | 0 | 0 | 0 | 0 | 0 | 0 | 0 | 0 | 0 | 0 | 0 | 0
|  |  | Total Incremental Plant Balance - Mesa-Del Amo-Serrano 500kV Upgrade | [15 empty] | 0 | 0 | 0 | 0 | 0 | 0 | 0 | 0 | 0 | 0 | 0 | 0 | 0 | 0 | 0 | 0 | 0 | 0 | 0 | 0 | 0 | 0 | 0 | 0
CWIP Incentive Expenditure Forecast
Note: Incentive CWIP is part of Rate Base as Expenditures are made, No AFUDC is applied, Includes Incentive LHFFU
|  |  | WBS | WBS Description | Pin # | Voltage | Forecast Date | Asset Class | Collectible % | ISO % |  | 2025 CWIP | 2026 Total Expenditures | 2027 Total Expenditures | 2025 ISO CWIP Less Collectible | 2026 ISO Expenditures Less Collectible | 2027 ISO Expenditures Less Collectible |  | 2026-01-01 | 2026-02-01 | 2026-03-01 | 2026-04-01 | 2026-05-01 | 2026-06-01 | 2026-07-01 | 2026-08-01 | 2026-09-01 | 2026-10-01 | 2026-11-01 | 2026-12-01 | 2027-01-01 | 2027-02-01 | 2027-03-01 | 2027-04-01 | 2027-05-01 | 2027-06-01 | 2027-07-01 | 2027-08-01 | 2027-09-01 | 2027-10-01 | 2027-11-01 | 2027-12-01
904192914 | Del Amo | Expenditures | CET-ET-TP-RN-857501 | Serrano Substation: Install an appropriate number of 500 kV transmission structures including insulator/hardware assemblies and appropriate number of spans of conductor needed to equip the newly formed Del Amo - Serrano 500 kV Line into Serrano Substation | 8575 | High | 2035-01-01 | TR-LINEINC | 0% | 100% |  | 3773.5528 | 187.836 | 0 | 3773.5528 | 187.836 | 0 |  | 12.448 | 5.388 | 20 | 50 | 50 | 50 | 0 | 0 | 0 | 0 | 0 | 0 | 0 | 0 | 0 | 0 | 0 | 0 | 0 | 0 | 0 | 0 | 0 | 0
904192915 | Del Amo | Expenditures | CET-ET-TP-RN-857501 | Mesa Substation: Install facilities for a new 500 kV switchrack position to terminate the newly formed Del Amo - Mesa 500 kV line (dead-end switchyard structure, support structures, lines drops) and install one 500 kV line position (circuit breakers, disc | 8575 | High | 2035-01-01 | TR-LINEINC | 0% | 100% |  | 0 | 0 | 0 | 0 | 0 | 0 |  | 0 | 0 | 0 | 0 | 0 | 0 | 0 | 0 | 0 | 0 | 0 | 0 | 0 | 0 | 0 | 0 | 0 | 0 | 0 | 0 | 0 | 0 | 0 | 0
904192916 | Del Amo | Expenditures | CET-ET-TP-RN-857501 | Serrano Substation: Install facilities for a new 500 kV switchrack position to terminate the newly formed Del Amo - Serrano 500 kV line (dead-end switchyard structure, support structures, lines drops) and install one 500 kV line position (circuit breakers | 8575 | High | 2035-01-01 | TR-LINEINC | 0% | 100% |  | 0 | 0 | 0 | 0 | 0 | 0 |  | 0 | 0 | 0 | 0 | 0 | 0 | 0 | 0 | 0 | 0 | 0 | 0 | 0 | 0 | 0 | 0 | 0 | 0 | 0 | 0 | 0 | 0 | 0 | 0
904192913 | Del Amo | Expenditures | CET-ET-TP-RN-857501 | Mesa Substation: Install an appropriate number of 500 kV transmission structures including insulator/hardware assemblies and appropriate number of spans of conductor needed to equip the newly formed Del Amo - Mesa 500 kV Line into Mesa substation | 8575 | High | 2035-01-01 | TR-LINEINC | 0% | 100% |  | 0 | 0 | 0 | 0 | 0 | 0 |  | 0 | 0 | 0 | 0 | 0 | 0 | 0 | 0 | 0 | 0 | 0 | 0 | 0 | 0 | 0 | 0 | 0 | 0 | 0 | 0 | 0 | 0 | 0 | 0
904192917 | Del Amo | Expenditures | CET-ET-TP-RN-857501 | Del Amo Substation: Expand the Del Amo substation by installing new 500 kV buses and associated equipment to support 500 kV Operation Install three (3) new 500/230 kV AA Bank Transformers ( three - single phase) Equip three (3) 500 kV positions to insta | 8575 | High | 2035-01-01 | TR-LINEINC | 0% | 100% |  | 0 | 0 | 0 | 0 | 0 | 0 |  | 0 | 0 | 0 | 0 | 0 | 0 | 0 | 0 | 0 | 0 | 0 | 0 | 0 | 0 | 0 | 0 | 0 | 0 | 0 | 0 | 0 | 0 | 0 | 0
0 | 0 | Expenditures | 0 | 0 | 0 | 0 | 0 | 0 | 0% | 0% |  | 0 | 0 | 0 | 0 | 0 | 0
0 | 0 | Expenditures | 0 | 0 | 0 | 0 | 0 | 0 | 0% | 0% |  | 0 | 0 | 0 | 0 | 0 | 0
0 | 0 | Expenditures | 0 | 0 | 0 | 0 | 0 | 0 | 0% | 0% |  | 0 | 0 | 0 | 0 | 0 | 0
0 | 0 | Expenditures | 0 | 0 | 0 | 0 | 0 | 0 | 0% | 0% |  | 0 | 0 | 0 | 0 | 0 | 0
0 | 0 | Expenditures | 0 | 0 | 0 | 0 | 0 | 0 | 0% | 0% |  | 0 | 0 | 0 | 0 | 0 | 0
0 | 0 | Expenditures | 0 | 0 | 0 | 0 | 0 | 0 | 0% | 0% |  | 0 | 0 | 0 | 0 | 0 | 0
|  |  | Total Incentive CWIP Expenditures (Excludes OH) | [8 empty] | 3773.5528 | 187.836 | 0 | 3773.5528 | 187.836 | 0 |  | 12.448 | 5.388 | 20 | 50 | 50 | 50 | 0 | 0 | 0 | 0 | 0 | 0 | 0 | 0 | 0 | 0 | 0 | 0 | 0 | 0 | 0 | 0 | 0 | 0
New Lugo 3AA 500/230 kV Transformer Bank
Incentive Specifics Forecast
Note: Incentive Specific Projects are loaded for OH and closed based on the specific date
|  |  | WBS | WBS Description | Pin # | Voltage | Forecast Date | Asset Class | Collectible % | ISO % |  | 2025 CWIP | 2026 Total Expenditures | 2027 Total Expenditures | 2025 ISO CWIP Less Collectible | 2026 ISO Expenditures Less Collectible | 2027 ISO Expenditures Less Collectible |  | 2026-01-01 | 2026-02-01 | 2026-03-01 | 2026-04-01 | 2026-05-01 | 2026-06-01 | 2026-07-01 | 2026-08-01 | 2026-09-01 | 2026-10-01 | 2026-11-01 | 2026-12-01 | 2027-01-01 | 2027-02-01 | 2027-03-01 | 2027-04-01 | 2027-05-01 | 2027-06-01 | 2027-07-01 | 2027-08-01 | 2027-09-01 | 2027-10-01 | 2027-11-01 | 2027-12-01
904187434 | Lugo | Closings | CET-ET-TP-RL-860000 | New Lugo 3AA 500/230 kV Bank | 8600 | High | 2029-08-01 | TR-SUBINC | 0% | 100% |  | 476.6798 | 2423.41 | 29787.516 | 476.6798 | 2423.41 | 29787.516 |  | 0 | 0 | 0 | 0 | 0 | 0 | 0 | 0 | 0 | 0 | 0 | 0 | 0 | 0 | 0 | 0 | 0 | 0 | 0 | 0 | 0 | 0 | 0 | 0
[13 empty] | 0 | 0 | 0 | 0 | 0 |  | 0 | 0 | 0 | 0 | 0 | 0 | 0 | 0 | 0 | 0 | 0 | 0 | 0 | 0 | 0 | 0 | 0 | 0 | 0 | 0 | 0 | 0 | 0 | 0
[13 empty] | 0 | 0 | 0 | 0 | 0 |  | 0 | 0 | 0 | 0 | 0 | 0 | 0 | 0 | 0 | 0 | 0 | 0 | 0 | 0 | 0 | 0 | 0 | 0 | 0 | 0 | 0 | 0 | 0 | 0
[13 empty] | 0 | 0 | 0 | 0 | 0 |  | 0 | 0 | 0 | 0 | 0 | 0 | 0 | 0 | 0 | 0 | 0 | 0 | 0 | 0 | 0 | 0 | 0 | 0 | 0 | 0 | 0 | 0 | 0 | 0
[13 empty] | 0 | 0 | 0 | 0 | 0 |  | 0 | 0 | 0 | 0 | 0 | 0 | 0 | 0 | 0 | 0 | 0 | 0 | 0 | 0 | 0 | 0 | 0 | 0 | 0 | 0 | 0 | 0 | 0 | 0
[13 empty] | 0 | 0 | 0 | 0 | 0 |  | 0 | 0 | 0 | 0 | 0 | 0 | 0 | 0 | 0 | 0 | 0 | 0 | 0 | 0 | 0 | 0 | 0 | 0 | 0 | 0 | 0 | 0 | 0 | 0
[13 empty] | 0 | 0 | 0 | 0 | 0 |  | 0 | 0 | 0 | 0 | 0 | 0 | 0 | 0 | 0 | 0 | 0 | 0 | 0 | 0 | 0 | 0 | 0 | 0 | 0 | 0 | 0 | 0 | 0 | 0
[13 empty] | 0 | 0 | 0 | 0 | 0 |  | 0 | 0 | 0 | 0 | 0 | 0 | 0 | 0 | 0 | 0 | 0 | 0 | 0 | 0 | 0 | 0 | 0 | 0 | 0 | 0 | 0 | 0 | 0 | 0
[13 empty] | 0 | 0 | 0 | 0 | 0 |  | 0 | 0 | 0 | 0 | 0 | 0 | 0 | 0 | 0 | 0 | 0 | 0 | 0 | 0 | 0 | 0 | 0 | 0 | 0 | 0 | 0 | 0 | 0 | 0
[13 empty] | 0 | 0 | 0 | 0 | 0 |  | 0 | 0 | 0 | 0 | 0 | 0 | 0 | 0 | 0 | 0 | 0 | 0 | 0 | 0 | 0 | 0 | 0 | 0 | 0 | 0 | 0 | 0 | 0 | 0
[13 empty] | 0 | 0 | 0 | 0 | 0 |  | 0 | 0 | 0 | 0 | 0 | 0 | 0 | 0 | 0 | 0 | 0 | 0 | 0 | 0 | 0 | 0 | 0 | 0 | 0 | 0 | 0 | 0 | 0 | 0
|  | Lugo | Total Specifics | [8 empty] | 476.6798 | 2423.41 | 29787.516 | 476.6798 | 2423.41 | 29787.516 |  | 0 | 0 | 0 | 0 | 0 | 0 | 0 | 0 | 0 | 0 | 0 | 0 | 0 | 0 | 0 | 0 | 0 | 0 | 0 | 0 | 0 | 0 | 0 | 0
|  |  | Total Incremental Plant Balance - New Lugo 3AA 500/230 kV Transformer Bank | [15 empty] | 0 | 0 | 0 | 0 | 0 | 0 | 0 | 0 | 0 | 0 | 0 | 0 | 0 | 0 | 0 | 0 | 0 | 0 | 0 | 0 | 0 | 0 | 0 | 0
CWIP Incentive Expenditure Forecast
Note: Incentive CWIP is part of Rate Base as Expenditures are made, No AFUDC is applied, Includes Incentive LHFFU
|  |  | WBS | WBS Description | Pin # | Voltage | Forecast Date | Asset Class | Collectible % | ISO % |  | 2025 CWIP | 2026 Total Expenditures | 2027 Total Expenditures | 2025 ISO CWIP Less Collectible | 2026 ISO Expenditures Less Collectible | 2027 ISO Expenditures Less Collectible |  | 2026-01-01 | 2026-02-01 | 2026-03-01 | 2026-04-01 | 2026-05-01 | 2026-06-01 | 2026-07-01 | 2026-08-01 | 2026-09-01 | 2026-10-01 | 2026-11-01 | 2026-12-01 | 2027-01-01 | 2027-02-01 | 2027-03-01 | 2027-04-01 | 2027-05-01 | 2027-06-01 | 2027-07-01 | 2027-08-01 | 2027-09-01 | 2027-10-01 | 2027-11-01 | 2027-12-01
904187434 | Lugo | Expenditures | CET-ET-TP-RL-860000 | New Lugo 3AA 500/230 kV Bank | 8600 | High | 2029-08-01 | TR-SUBINC | 0% | 100% |  | 476.6798 | 2423.41 | 29787.516 | 476.6798 | 2423.41 | 29787.516 |  | 9.815 | 8.608 | 17.75 | 17.75 | 17.75 | 17.75 | 17.75 | 17.75 | 17.75 | 17.75 | 17.75 | 2245.237 | 2482.293 | 2482.293 | 2482.293 | 2482.293 | 2482.293 | 2482.293 | 2482.293 | 2482.293 | 2482.293 | 2482.293 | 2482.293 | 2482.293
0 | 0 | Expenditures | 0 | 0 | 0 | 0 | 0 | 0 | 0% | 0% |  | 0 | 0 | 0 | 0 | 0 | 0
0 | 0 | Expenditures | 0 | 0 | 0 | 0 | 0 | 0 | 0% | 0% |  | 0 | 0 | 0 | 0 | 0 | 0
0 | 0 | Expenditures | 0 | 0 | 0 | 0 | 0 | 0 | 0% | 0% |  | 0 | 0 | 0 | 0 | 0 | 0
0 | 0 | Expenditures | 0 | 0 | 0 | 0 | 0 | 0 | 0% | 0% |  | 0 | 0 | 0 | 0 | 0 | 0
0 | 0 | Expenditures | 0 | 0 | 0 | 0 | 0 | 0 | 0% | 0% |  | 0 | 0 | 0 | 0 | 0 | 0
0 | 0 | Expenditures | 0 | 0 | 0 | 0 | 0 | 0 | 0% | 0% |  | 0 | 0 | 0 | 0 | 0 | 0
0 | 0 | Expenditures | 0 | 0 | 0 | 0 | 0 | 0 | 0% | 0% |  | 0 | 0 | 0 | 0 | 0 | 0
0 | 0 | Expenditures | 0 | 0 | 0 | 0 | 0 | 0 | 0% | 0% |  | 0 | 0 | 0 | 0 | 0 | 0
0 | 0 | Expenditures | 0 | 0 | 0 | 0 | 0 | 0 | 0% | 0% |  | 0 | 0 | 0 | 0 | 0 | 0
0 | 0 | Expenditures | 0 | 0 | 0 | 0 | 0 | 0 | 0% | 0% |  | 0 | 0 | 0 | 0 | 0 | 0
|  |  | Total Incentive CWIP Expenditures (Excludes OH) | [8 empty] | 476.6798 | 2423.41 | 29787.516 | 476.6798 | 2423.41 | 29787.516 |  | 9.815 | 8.608 | 17.75 | 17.75 | 17.75 | 17.75 | 17.75 | 17.75 | 17.75 | 17.75 | 17.75 | 2245.237 | 2482.293 | 2482.293 | 2482.293 | 2482.293 | 2482.293 | 2482.293 | 2482.293 | 2482.293 | 2482.293 | 2482.293 | 2482.293 | 2482.293
Kramer-Victor 115 kV to 230 kV Rebuild
Incentive Specifics Forecast
Note: Incentive Specific Projects are loaded for OH and closed based on the specific date
|  |  | WBS | WBS Description | Pin # | Voltage | Forecast Date | Asset Class | Collectible % | ISO % |  | 2025 CWIP | 2026 Total Expenditures | 2027 Total Expenditures | 2025 ISO CWIP Less Collectible | 2026 ISO Expenditures Less Collectible | 2027 ISO Expenditures Less Collectible |  | 2026-01-01 | 2026-02-01 | 2026-03-01 | 2026-04-01 | 2026-05-01 | 2026-06-01 | 2026-07-01 | 2026-08-01 | 2026-09-01 | 2026-10-01 | 2026-11-01 | 2026-12-01 | 2027-01-01 | 2027-02-01 | 2027-03-01 | 2027-04-01 | 2027-05-01 | 2027-06-01 | 2027-07-01 | 2027-08-01 | 2027-09-01 | 2027-10-01 | 2027-11-01 | 2027-12-01
904220880 | Lugo | Closings | CET-ET-TP-RL-861000 | Kramer-Victor 230 kV No. 3 line | 8610 | High | 2028-03-01 | TR-LINEINC | 0% | 100% |  | 2085.6278 | 1259.681 | 10294.665 | 2085.6278 | 1259.681 | 10294.665 |  | 0 | 0 | 0 | 0 | 0 | 0 | 0 | 0 | 0 | 0 | 0 | 0 | 0 | 0 | 0 | 0 | 0 | 0 | 0 | 0 | 0 | 0 | 0 | 0
904220884 | Lugo | Closings | CET-ET-TP-RL-861004 | Kramer Sub - Equip two new 230 kV positions at Kramer..Remove equipment at existing Kramer 115 kV switchrack terminating positions for Kramer-Victor 115 .kV and Kramer-Roadway-Victor 115 kV lines | 8610 | High | 2031-03-01 | TR-SUBINC | 0% | 100% |  | 0 | 0 | 0 | 0 | 0 | 0 |  | 0 | 0 | 0 | 0 | 0 | 0 | 0 | 0 | 0 | 0 | 0 | 0 | 0 | 0 | 0 | 0 | 0 | 0 | 0 | 0 | 0 | 0 | 0 | 0
904220885 | Lugo | Closings | CET-ET-TP-RL-861005 | Victor Sub - Equip two new 230 kV positions at Victor 230 kV | 8610 | High | 2031-03-01 | TR-SUBINC | 0% | 100% |  | 2.387 | 0 | 0 | 2.387 | 0 | 0 |  | 0 | 0 | 0 | 0 | 0 | 0 | 0 | 0 | 0 | 0 | 0 | 0 | 0 | 0 | 0 | 0 | 0 | 0 | 0 | 0 | 0 | 0 | 0 | 0
[13 empty] | 0 | 0 | 0 | 0 | 0 |  | 0 | 0 | 0 | 0 | 0 | 0 | 0 | 0 | 0 | 0 | 0 | 0 | 0 | 0 | 0 | 0 | 0 | 0 | 0 | 0 | 0 | 0 | 0 | 0
[13 empty] | 0 | 0 | 0 | 0 | 0 |  | 0 | 0 | 0 | 0 | 0 | 0 | 0 | 0 | 0 | 0 | 0 | 0 | 0 | 0 | 0 | 0 | 0 | 0 | 0 | 0 | 0 | 0 | 0 | 0
[13 empty] | 0 | 0 | 0 | 0 | 0 |  | 0 | 0 | 0 | 0 | 0 | 0 | 0 | 0 | 0 | 0 | 0 | 0 | 0 | 0 | 0 | 0 | 0 | 0 | 0 | 0 | 0 | 0 | 0 | 0
[13 empty] | 0 | 0 | 0 | 0 | 0 |  | 0 | 0 | 0 | 0 | 0 | 0 | 0 | 0 | 0 | 0 | 0 | 0 | 0 | 0 | 0 | 0 | 0 | 0 | 0 | 0 | 0 | 0 | 0 | 0
[13 empty] | 0 | 0 | 0 | 0 | 0 |  | 0 | 0 | 0 | 0 | 0 | 0 | 0 | 0 | 0 | 0 | 0 | 0 | 0 | 0 | 0 | 0 | 0 | 0 | 0 | 0 | 0 | 0 | 0 | 0
[13 empty] | 0 | 0 | 0 | 0 | 0 |  | 0 | 0 | 0 | 0 | 0 | 0 | 0 | 0 | 0 | 0 | 0 | 0 | 0 | 0 | 0 | 0 | 0 | 0 | 0 | 0 | 0 | 0 | 0 | 0
[13 empty] | 0 | 0 | 0 | 0 | 0 |  | 0 | 0 | 0 | 0 | 0 | 0 | 0 | 0 | 0 | 0 | 0 | 0 | 0 | 0 | 0 | 0 | 0 | 0 | 0 | 0 | 0 | 0 | 0 | 0
[13 empty] | 0 | 0 | 0 | 0 | 0 |  | 0 | 0 | 0 | 0 | 0 | 0 | 0 | 0 | 0 | 0 | 0 | 0 | 0 | 0 | 0 | 0 | 0 | 0 | 0 | 0 | 0 | 0 | 0 | 0
|  | Lugo | Total Specifics | [8 empty] | 2088.0147 | 1259.681 | 10294.665 | 2088.0147 | 1259.681 | 10294.665 |  | 0 | 0 | 0 | 0 | 0 | 0 | 0 | 0 | 0 | 0 | 0 | 0 | 0 | 0 | 0 | 0 | 0 | 0 | 0 | 0 | 0 | 0 | 0 | 0
|  |  | Total Incremental Plant Balance - Kramer-Victor 115 kV to 230 kV Rebuild | [15 empty] | 0 | 0 | 0 | 0 | 0 | 0 | 0 | 0 | 0 | 0 | 0 | 0 | 0 | 0 | 0 | 0 | 0 | 0 | 0 | 0 | 0 | 0 | 0 | 0
CWIP Incentive Expenditure Forecast
Note: Incentive CWIP is part of Rate Base as Expenditures are made, No AFUDC is applied, Includes Incentive LHFFU
|  |  | WBS | WBS Description | Pin # | Voltage | Forecast Date | Asset Class | Collectible % | ISO % |  | 2025 CWIP | 2026 Total Expenditures | 2027 Total Expenditures | 2025 ISO CWIP Less Collectible | 2026 ISO Expenditures Less Collectible | 2027 ISO Expenditures Less Collectible |  | 2026-01-01 | 2026-02-01 | 2026-03-01 | 2026-04-01 | 2026-05-01 | 2026-06-01 | 2026-07-01 | 2026-08-01 | 2026-09-01 | 2026-10-01 | 2026-11-01 | 2026-12-01 | 2027-01-01 | 2027-02-01 | 2027-03-01 | 2027-04-01 | 2027-05-01 | 2027-06-01 | 2027-07-01 | 2027-08-01 | 2027-09-01 | 2027-10-01 | 2027-11-01 | 2027-12-01
904220880 | Lugo | Expenditures | CET-ET-TP-RL-861000 | Kramer-Victor 230 kV No. 3 line | 8610 | High | 2028-03-01 | TR-LINEINC | 0% | 100% |  | 2085.6278 | 1259.681 | 10294.665 | 2085.6278 | 1259.681 | 10294.665 |  | 17.188 | 14.847 | 9.646 | 105 | 105 | 105 | 105 | 105 | 105 | 105 | 105 | 378 | 900 | 900 | 900 | 900 | 900 | 900 | 900 | 900 | 900 | 900 | 570.665 | 724
904220884 | Lugo | Expenditures | CET-ET-TP-RL-861004 | Kramer Sub - Equip two new 230 kV positions at Kramer..Remove equipment at existing Kramer 115 kV switchrack terminating positions for Kramer-Victor 115 .kV and Kramer-Roadway-Victor 115 kV lines | 8610 | High | 2031-03-01 | TR-SUBINC | 0% | 100% |  | 0 | 0 | 0 | 0 | 0 | 0 |  | 0 | 0 | 0 | 0 | 0 | 0 | 0 | 0 | 0 | 0 | 0 | 0 | 0 | 0 | 0 | 0 | 0 | 0 | 0 | 0 | 0 | 0 | 0 | 0
904220885 | Lugo | Expenditures | CET-ET-TP-RL-861005 | Victor Sub - Equip two new 230 kV positions at Victor 230 kV | 8610 | High | 2031-03-01 | TR-SUBINC | 0% | 100% |  | 2.387 | 0 | 0 | 2.387 | 0 | 0 |  | 0 | 0 | 0 | 0 | 0 | 0 | 0 | 0 | 0 | 0 | 0 | 0 | 0 | 0 | 0 | 0 | 0 | 0 | 0 | 0 | 0 | 0 | 0 | 0
0 | 0 | Expenditures | 0 | 0 | 0 | 0 | 0 | 0 | 0% | 0% |  | 0 | 0 | 0 | 0 | 0 | 0
0 | 0 | Expenditures | 0 | 0 | 0 | 0 | 0 | 0 | 0% | 0% |  | 0 | 0 | 0 | 0 | 0 | 0
0 | 0 | Expenditures | 0 | 0 | 0 | 0 | 0 | 0 | 0% | 0% |  | 0 | 0 | 0 | 0 | 0 | 0
0 | 0 | Expenditures | 0 | 0 | 0 | 0 | 0 | 0 | 0% | 0% |  | 0 | 0 | 0 | 0 | 0 | 0
0 | 0 | Expenditures | 0 | 0 | 0 | 0 | 0 | 0 | 0% | 0% |  | 0 | 0 | 0 | 0 | 0 | 0
0 | 0 | Expenditures | 0 | 0 | 0 | 0 | 0 | 0 | 0% | 0% |  | 0 | 0 | 0 | 0 | 0 | 0
0 | 0 | Expenditures | 0 | 0 | 0 | 0 | 0 | 0 | 0% | 0% |  | 0 | 0 | 0 | 0 | 0 | 0
0 | 0 | Expenditures | 0 | 0 | 0 | 0 | 0 | 0 | 0% | 0% |  | 0 | 0 | 0 | 0 | 0 | 0
|  |  | Total Incentive CWIP Expenditures (Excludes OH) | [8 empty] | 2088.0147 | 1259.681 | 10294.665 | 2088.0147 | 1259.681 | 10294.665 |  | 17.188 | 14.847 | 9.646 | 105 | 105 | 105 | 105 | 105 | 105 | 105 | 105 | 378 | 900 | 900 | 900 | 900 | 900 | 900 | 900 | 900 | 900 | 900 | 570.665 | 724
Lugo-Victor 230 kV Lines Reconductor
Incentive Specifics Forecast
Note: Incentive Specific Projects are loaded for OH and closed based on the specific date
|  |  | WBS | WBS Description | Pin # | Voltage | Forecast Date | Asset Class | Collectible % | ISO % |  | 2025 CWIP | 2026 Total Expenditures | 2027 Total Expenditures | 2025 ISO CWIP Less Collectible | 2026 ISO Expenditures Less Collectible | 2027 ISO Expenditures Less Collectible |  | 2026-01-01 | 2026-02-01 | 2026-03-01 | 2026-04-01 | 2026-05-01 | 2026-06-01 | 2026-07-01 | 2026-08-01 | 2026-09-01 | 2026-10-01 | 2026-11-01 | 2026-12-01 | 2027-01-01 | 2027-02-01 | 2027-03-01 | 2027-04-01 | 2027-05-01 | 2027-06-01 | 2027-07-01 | 2027-08-01 | 2027-09-01 | 2027-10-01 | 2027-11-01 | 2027-12-01
904267127 | Lugo | Closings | CET-ET-TP-RN-863100 | Lugo-Victor No. 1 Reconductor approximately 10.8 miles of existing Lugo-Victor No. 2 230 lines with a high temperature low sag (HTLS) conductor | 8631 | High | 2027-04-01 | TR-LINEINC | 0% | 100% |  | 785.7149 | 5478 | 12911 | 785.7149 | 5478 | 12911 |  | 0 | 0 | 0 | 0 | 0 | 0 | 0 | 0 | 0 | 0 | 0 | 0 | 0 | 0 | 0 | 7320.7149 | 322 | 322 | 317 | 1352 | 3646 | 3646 | 1346 | 903
904413132 | Lugo | Closings | CET-ET-TP-RN-863101 | Lugo-Victor No.2: Reconductor approximately 10.8 miles of existing Lugo-Victor No. 2 230 lines with a high temperature low sag (HTLS) conductor. | 8631 | High | 2027-04-01 | TR-LINEINC | 0% | 100% |  | 595.6168 | 2422 | 8907 | 595.6168 | 2422 | 8907 |  | 0 | 0 | 0 | 0 | 0 | 0 | 0 | 0 | 0 | 0 | 0 | 0 | 0 | 0 | 0 | 5412.6168 | 230 | 230 | 224 | 224 | 679 | 2979 | 1254 | 692
904413133 | Lugo | Closings | CET-ET-TP-RN-863102 | Lugo-Victor No.3: Reconductor approximately 10.8 miles of existing Lugo-Victor No. 3 230 lines with a high temperature low sag (HTLS) conductor. | 8631 | High | 2027-12-01 | TR-LINEINC | 0% | 100% |  | 498.2647 | 200 | 16289 | 498.2647 | 200 | 16289 |  | 0 | 0 | 0 | 0 | 0 | 0 | 0 | 0 | 0 | 0 | 0 | 0 | 0 | 0 | 0 | 0 | 0 | 0 | 0 | 0 | 0 | 0 | 0 | 16987.2647
904413134 | Lugo | Closings | CET-ET-TP-RN-863103 | Lugo-Victor No.4: Reconductor approximately 10.8 miles of existing Lugo-Victor No. 4 230 lines with a high temperature low sag (HTLS) conductor. | 8631 | High | 2027-12-01 | TR-LINEINC | 0% | 100% |  | 498.7781 | 200 | 11718 | 498.7781 | 200 | 11718 |  | 0 | 0 | 0 | 0 | 0 | 0 | 0 | 0 | 0 | 0 | 0 | 0 | 0 | 0 | 0 | 0 | 0 | 0 | 0 | 0 | 0 | 0 | 0 | 12416.7781
|  | Closings | [10 empty] | 0 | 0 | 0 | 0 | 0 |  | 0 | 0 | 0 | 0 | 0 | 0 | 0 | 0 | 0 | 0 | 0 | 0 | 0 | 0 | 0 | 0 | 0 | 0 | 0 | 0 | 0 | 0 | 0 | 0
|  | Closings | [10 empty] | 0 | 0 | 0 | 0 | 0 |  | 0 | 0 | 0 | 0 | 0 | 0 | 0 | 0 | 0 | 0 | 0 | 0 | 0 | 0 | 0 | 0 | 0 | 0 | 0 | 0 | 0 | 0 | 0 | 0
|  | Closings | [10 empty] | 0 | 0 | 0 | 0 | 0 |  | 0 | 0 | 0 | 0 | 0 | 0 | 0 | 0 | 0 | 0 | 0 | 0 | 0 | 0 | 0 | 0 | 0 | 0 | 0 | 0 | 0 | 0 | 0 | 0
|  | Closings | [10 empty] | 0 | 0 | 0 | 0 | 0 |  | 0 | 0 | 0 | 0 | 0 | 0 | 0 | 0 | 0 | 0 | 0 | 0 | 0 | 0 | 0 | 0 | 0 | 0 | 0 | 0 | 0 | 0 | 0 | 0
|  | Closings | [10 empty] | 0 | 0 | 0 | 0 | 0 |  | 0 | 0 | 0 | 0 | 0 | 0 | 0 | 0 | 0 | 0 | 0 | 0 | 0 | 0 | 0 | 0 | 0 | 0 | 0 | 0 | 0 | 0 | 0 | 0
|  | Closings | [10 empty] | 0 | 0 | 0 | 0 | 0 |  | 0 | 0 | 0 | 0 | 0 | 0 | 0 | 0 | 0 | 0 | 0 | 0 | 0 | 0 | 0 | 0 | 0 | 0 | 0 | 0 | 0 | 0 | 0 | 0
|  | Closings | [10 empty] | 0 | 0 | 0 | 0 | 0 |  | 0 | 0 | 0 | 0 | 0 | 0 | 0 | 0 | 0 | 0 | 0 | 0 | 0 | 0 | 0 | 0 | 0 | 0 | 0 | 0 | 0 | 0 | 0 | 0
|  | Lugo | Total Specifics | [8 empty] | 2378.3745 | 8300 | 49825 | 2378.3745 | 8300 | 49825 |  | 0 | 0 | 0 | 0 | 0 | 0 | 0 | 0 | 0 | 0 | 0 | 0 | 0 | 0 | 0 | 12733.3317 | 552 | 552 | 541 | 1576 | 4325 | 6625 | 2600 | 30999.0428
|  |  | Total Incremental Plant Balance - Lugo-Victor 230 kV Lines Reconductor | [15 empty] | 0 | 0 | 0 | 0 | 0 | 0 | 0 | 0 | 0 | 0 | 0 | 0 | 0 | 0 | 0 | 12733.3317 | 13285.3317 | 13837.3317 | 14378.3317 | 15954.3317 | 20279.3317 | 26904.3317 | 29504.3317 | 60503.3745
CWIP Incentive Expenditure Forecast
Note: Incentive CWIP is part of Rate Base as Expenditures are made, No AFUDC is applied, Includes Incentive LHFFU
|  |  | WBS | WBS Description | Pin # | Voltage | Forecast Date | Asset Class | Collectible % | ISO % |  | 2025 CWIP | 2026 Total Expenditures | 2027 Total Expenditures | 2025 ISO CWIP Less Collectible | 2026 ISO Expenditures Less Collectible | 2027 ISO Expenditures Less Collectible |  | 2026-01-01 | 2026-02-01 | 2026-03-01 | 2026-04-01 | 2026-05-01 | 2026-06-01 | 2026-07-01 | 2026-08-01 | 2026-09-01 | 2026-10-01 | 2026-11-01 | 2026-12-01 | 2027-01-01 | 2027-02-01 | 2027-03-01 | 2027-04-01 | 2027-05-01 | 2027-06-01 | 2027-07-01 | 2027-08-01 | 2027-09-01 | 2027-10-01 | 2027-11-01 | 2027-12-01
904267127 | Lugo | Expenditures | CET-ET-TP-RN-863100 | Lugo-Victor No. 1 Reconductor approximately 10.8 miles of existing Lugo-Victor No. 2 230 lines with a high temperature low sag (HTLS) conductor | 8631 | High | 2027-04-01 | TR-LINEINC | 0% | 100% |  | 785.7149 | 5478 | 12911 | 785.7149 | 5478 | 12911 |  | 3.064 | 7.739 | 91.665 | 41 | 41 | 41 | 41 | 41 | 41 | 41 | 4718 | 370.532 | 230 | 241 | 264 | 322 | 322 | 322 | 317 | 1352 | 3646 | 3646 | 1346 | 903
904413132 | Lugo | Expenditures | CET-ET-TP-RN-863101 | Lugo-Victor No.2: Reconductor approximately 10.8 miles of existing Lugo-Victor No. 2 230 lines with a high temperature low sag (HTLS) conductor. | 8631 | High | 2027-04-01 | TR-LINEINC | 0% | 100% |  | 595.6168 | 2422 | 8907 | 595.6168 | 2422 | 8907 |  | 0.585 | 2.802 | 114.09 | 40 | 40 | 40 | 40 | 40 | 40 | 40 | 40 | 1984.523 | 173 | 1876 | 173 | 173 | 230 | 230 | 224 | 224 | 679 | 2979 | 1254 | 692
904413133 | Lugo | Expenditures | CET-ET-TP-RN-863102 | Lugo-Victor No.3: Reconductor approximately 10.8 miles of existing Lugo-Victor No. 3 230 lines with a high temperature low sag (HTLS) conductor. | 8631 | High | 2027-12-01 | TR-LINEINC | 0% | 100% |  | 498.2647 | 200 | 16289 | 498.2647 | 200 | 16289 |  | 0.433 | 0.676 | 0 | 17 | 17 | 17 | 17 | 17 | 17 | 17 | 17 | 62.891 | 196 | 5281 | 253 | 253 | 253 | 253 | 707 | 707 | 1851 | 3576 | 2081 | 878
904413134 | Lugo | Expenditures | CET-ET-TP-RN-863103 | Lugo-Victor No.4: Reconductor approximately 10.8 miles of existing Lugo-Victor No. 4 230 lines with a high temperature low sag (HTLS) conductor. | 8631 | High | 2027-12-01 | TR-LINEINC | 0% | 100% |  | 498.7781 | 200 | 11718 | 498.7781 | 200 | 11718 |  | 0.433 | 0.676 | -0.297 | 17 | 17 | 17 | 17 | 17 | 17 | 17 | 17 | 63.188 | 173 | 3847 | 173 | 173 | 230 | 230 | 339 | 339 | 679 | 2979 | 1829 | 727
0 | 0 | Expenditures | 0 | 0 | 0 | 0 | 0 | 0 | 0% | 0% |  | 0 | 0 | 0 | 0 | 0 | 0
0 | 0 | Expenditures | 0 | 0 | 0 | 0 | 0 | 0 | 0% | 0% |  | 0 | 0 | 0 | 0 | 0 | 0
0 | 0 | Expenditures | 0 | 0 | 0 | 0 | 0 | 0 | 0% | 0% |  | 0 | 0 | 0 | 0 | 0 | 0
0 | 0 | Expenditures | 0 | 0 | 0 | 0 | 0 | 0 | 0% | 0% |  | 0 | 0 | 0 | 0 | 0 | 0
0 | 0 | Expenditures | 0 | 0 | 0 | 0 | 0 | 0 | 0% | 0% |  | 0 | 0 | 0 | 0 | 0 | 0
0 | 0 | Expenditures | 0 | 0 | 0 | 0 | 0 | 0 | 0% | 0% |  | 0 | 0 | 0 | 0 | 0 | 0
0 | 0 | Expenditures | 0 | 0 | 0 | 0 | 0 | 0 | 0% | 0% |  | 0 | 0 | 0 | 0 | 0 | 0
|  |  | Total Incentive CWIP Expenditures (Excludes OH) | [8 empty] | 2378.3745 | 8300 | 49825 | 2378.3745 | 8300 | 49825 |  | 4.515 | 11.893 | 205.458 | 115 | 115 | 115 | 115 | 115 | 115 | 115 | 4792 | 2481.134 | 772 | 11245 | 863 | 921 | 1035 | 1035 | 1587 | 2622 | 6855 | 13180 | 6510 | 3200

## Inc CWIP & Plant Summary
(Nominal $000)
Incentive Expenditures
Incentive CWIP Expenditures
| Month |  | Total All Projects | DCR | Tehachapi Segments 1 - 3A | Tehachapi Segments 3B & 3C | Tehachapi Segments 4-11 | Red Bluff Substation | Mesa | Alberhill | Calcite Southern (formerly Jasper; part of South of Kramer) | West of Devers | Colorado River Substation | Whirlwind Substation Expansion Project | ELM Series Caps | Riverside Transmisison Riability Project (RTRP) | Del Amo | Lugo
Recorded | 2025-12-01 | Expenditures | 0 | 0 | 0 | 0 | 0 | 0 | 0 | 0 | 0 | 0 | 0 | 0 | 0 | 0 | 0 | 0
Forecast | 2026-01-01 | Expenditures | 11557.2929 | 0 | 0 | 0 | 0 | 0 | 55.9513 | 251.2026 | 18.794 | 8.259 | 0 | 0 | 221.833 | 10957.287 | 12.448 | 31.518
| 2026-02-01 | Expenditures | 13209.0085 | 0 | 0 | 0 | 0 | 0 | 38.446 | 109.1845 | 45.842 | 14.303 | 0 | 0 | 142.45 | 12818.047 | 5.388 | 35.348
| 2026-03-01 | Expenditures | 23298.6613 | 0 | 0 | 0 | 0 | 0 | 55 | 743.9313 | 68.26 | 50 | 0 | 0 | 11363 | 10765.616 | 20 | 232.854
| 2026-04-01 | Expenditures | 15142.0318 | 0 | 0 | 0 | 0 | 0 | 55 | 161.1908 | 260 | 50 | 0 | 0 | 4908 | 9420.091 | 50 | 237.75
| 2026-05-01 | Expenditures | 13509.0712 | 0 | 0 | 0 | 0 | 0 | 55 | 329.6642 | 260 | 50 | 0 | 0 | 213 | 12313.657 | 50 | 237.75
| 2026-06-01 | Expenditures | 21000.64 | 0 | 0 | 0 | 0 | 0 | 55 | 4034.509 | 260 | 50 | 0 | 0 | 214 | 16099.381 | 50 | 237.75
| 2026-07-01 | Expenditures | 19585.9799 | 0 | 0 | 0 | 0 | 0 | 55 | 577.1329 | 260 | 50 | 0 | 0 | 214 | 18192.097 | 0 | 237.75
| 2026-08-01 | Expenditures | 32419.2401 | 0 | 0 | 0 | 0 | 0 | 55 | 724.7931 | 260 | 50 | 0 | 0 | 212 | 30879.697 | 0 | 237.75
| 2026-09-01 | Expenditures | 24982.1845 | 0 | 0 | 0 | 0 | 0 | 55 | 885.6585 | 260 | 50 | 0 | 0 | 213 | 23280.776 | 0 | 237.75
| 2026-10-01 | Expenditures | 26341.9727 | 0 | 0 | 0 | 0 | 0 | 20 | 442.9697 | 260 | 50 | 0 | 0 | 257 | 25074.253 | 0 | 237.75
| 2026-11-01 | Expenditures | 20635.9899 | 0 | 0 | 0 | 0 | 0 | 20 | 326.1889 | 260 | 50 | 0 | 0 | 340 | 14725.051 | 0 | 4914.75
| 2026-12-01 | Expenditures | 25012.5287 | 0 | 0 | 0 | 0 | 0 | 372.612 | 1063.7717 | 600 | 77.751 | 0 | 0 | 2868.717 | 14925.306 | 0 | 5104.371
| 2027-01-01 | Expenditures | 10833.406 | 0 | 0 | 0 | 0 | 0 | 0 | 0 | 1100 | 0 | 0 | 0 | 10 | 5569.113 | 0 | 4154.293
| 2027-02-01 | Expenditures | 21306.402 | 0 | 0 | 0 | 0 | 0 | 0 | 0 | 1100 | 0 | 0 | 0 | 10 | 5569.109 | 0 | 14627.293
| 2027-03-01 | Expenditures | 10924.402 | 0 | 0 | 0 | 0 | 0 | 0 | 0 | 1100 | 0 | 0 | 0 | 10 | 5569.109 | 0 | 4245.293
| 2027-04-01 | Expenditures | 10982.402 | 0 | 0 | 0 | 0 | 0 | 0 | 0 | 1100 | 0 | 0 | 0 | 10 | 5569.109 | 0 | 4303.293
| 2027-05-01 | Expenditures | 11096.402 | 0 | 0 | 0 | 0 | 0 | 0 | 0 | 1100 | 0 | 0 | 0 | 10 | 5569.109 | 0 | 4417.293
| 2027-06-01 | Expenditures | 11101.402 | 0 | 0 | 0 | 0 | 0 | 0 | 0 | 1100 | 0 | 0 | 0 | 15 | 5569.109 | 0 | 4417.293
| 2027-07-01 | Expenditures | 11653.402 | 0 | 0 | 0 | 0 | 0 | 0 | 0 | 1100 | 0 | 0 | 0 | 15 | 5569.109 | 0 | 4969.293
| 2027-08-01 | Expenditures | 12688.402 | 0 | 0 | 0 | 0 | 0 | 0 | 0 | 1100 | 0 | 0 | 0 | 15 | 5569.109 | 0 | 6004.293
| 2027-09-01 | Expenditures | 16921.402 | 0 | 0 | 0 | 0 | 0 | 0 | 0 | 1100 | 0 | 0 | 0 | 15 | 5569.109 | 0 | 10237.293
| 2027-10-01 | Expenditures | 23246.402 | 0 | 0 | 0 | 0 | 0 | 0 | 0 | 1100 | 0 | 0 | 0 | 15 | 5569.109 | 0 | 16562.293
| 2027-11-01 | Expenditures | 16251.067 | 0 | 0 | 0 | 0 | 0 | 0 | 0 | 1100 | 0 | 0 | 0 | 19 | 5569.109 | 0 | 9562.958
| 2027-12-01 | Expenditures | 95176.4302 | 0 | 0 | 0 | 0 | 0 | 0 | 72588.0282 | 1430 | 0 | 0 | 0 | 9318 | 5434.109 | 0 | 6406.293
| Total |  |  | 0 | 0 | 0 | 0 | 0 | 892.0093 | 82238.2254 | 16342.896 | 550.313 | 0 | 0 | 30629 | 266145.571 | 187.836 | 101890.272
Incentive Closings
Incentive Plant Closings
| Month |  | Total All Projects | DCR | Tehachapi Segments 1 - 3A | Tehachapi Segments 3B & 3C | Tehachapi Segments 4-11 | Red Bluff Substation | Mesa | Alberhill | Calcite Southern (formerly Jasper; part of South of Kramer) | West of Devers | Colorado River Substation | Whirlwind Substation Expansion Project | ELM Series Caps | Riverside Transmisison Riability Project (RTRP) | Del Amo | Lugo
Recorded | 2025-12-01 | Closings | 0 | 0 | 0 | 0 | 0 | 0 | 0 | 0 | 0 | 0 | 0 | 0 | 0 | 0 | 0 | 0
Forecast | 2026-01-01 | Closings | 166.5543 | 0 | 0 | 0 | 0 | 0 | 49.0903 | 0 | 0 | 7.881 | 0 | 0 | 109.583 | 0 | 0 | 0
| 2026-02-01 | Closings | 115.312 | 0 | 0 | 0 | 0 | 0 | 22.109 | 0 | 0 | 14.368 | 0 | 0 | 78.835 | 0 | 0 | 0
| 2026-03-01 | Closings | 148 | 0 | 0 | 0 | 0 | 0 | 35 | 0 | 0 | 50 | 0 | 0 | 63 | 0 | 0 | 0
| 2026-04-01 | Closings | 4843 | 0 | 0 | 0 | 0 | 0 | 35 | 0 | 0 | 50 | 0 | 0 | 4758 | 0 | 0 | 0
| 2026-05-01 | Closings | 148 | 0 | 0 | 0 | 0 | 0 | 35 | 0 | 0 | 50 | 0 | 0 | 63 | 0 | 0 | 0
| 2026-06-01 | Closings | 44893.006 | 0 | 0 | 0 | 0 | 0 | 35 | 0 | 0 | 7727.505 | 0 | 0 | 37130.501 | 0 | 0 | 0
| 2026-07-01 | Closings | 299 | 0 | 0 | 0 | 0 | 0 | 35 | 0 | 0 | 50 | 0 | 0 | 214 | 0 | 0 | 0
| 2026-08-01 | Closings | 297 | 0 | 0 | 0 | 0 | 0 | 35 | 0 | 0 | 50 | 0 | 0 | 212 | 0 | 0 | 0
| 2026-09-01 | Closings | 298 | 0 | 0 | 0 | 0 | 0 | 35 | 0 | 0 | 50 | 0 | 0 | 213 | 0 | 0 | 0
| 2026-10-01 | Closings | 307 | 0 | 0 | 0 | 0 | 0 | 0 | 0 | 0 | 50 | 0 | 0 | 257 | 0 | 0 | 0
| 2026-11-01 | Closings | 390 | 0 | 0 | 0 | 0 | 0 | 0 | 0 | 0 | 50 | 0 | 0 | 340 | 0 | 0 | 0
| 2026-12-01 | Closings | 2972.278 | 0 | 0 | 0 | 0 | 0 | 25.81 | 0 | 0 | 77.751 | 0 | 0 | 2868.717 | 0 | 0 | 0
| 2027-01-01 | Closings | 10 | 0 | 0 | 0 | 0 | 0 | 0 | 0 | 0 | 0 | 0 | 0 | 10 | 0 | 0 | 0
| 2027-02-01 | Closings | 10 | 0 | 0 | 0 | 0 | 0 | 0 | 0 | 0 | 0 | 0 | 0 | 10 | 0 | 0 | 0
| 2027-03-01 | Closings | 2955.4289 | 0 | 0 | 0 | 0 | 0 | 2945.4289 | 0 | 0 | 0 | 0 | 0 | 10 | 0 | 0 | 0
| 2027-04-01 | Closings | 12743.3317 | 0 | 0 | 0 | 0 | 0 | 0 | 0 | 0 | 0 | 0 | 0 | 10 | 0 | 0 | 12733.3317
| 2027-05-01 | Closings | 562 | 0 | 0 | 0 | 0 | 0 | 0 | 0 | 0 | 0 | 0 | 0 | 10 | 0 | 0 | 552
| 2027-06-01 | Closings | 567 | 0 | 0 | 0 | 0 | 0 | 0 | 0 | 0 | 0 | 0 | 0 | 15 | 0 | 0 | 552
| 2027-07-01 | Closings | 556 | 0 | 0 | 0 | 0 | 0 | 0 | 0 | 0 | 0 | 0 | 0 | 15 | 0 | 0 | 541
| 2027-08-01 | Closings | 1591 | 0 | 0 | 0 | 0 | 0 | 0 | 0 | 0 | 0 | 0 | 0 | 15 | 0 | 0 | 1576
| 2027-09-01 | Closings | 4340 | 0 | 0 | 0 | 0 | 0 | 0 | 0 | 0 | 0 | 0 | 0 | 15 | 0 | 0 | 4325
| 2027-10-01 | Closings | 6790.9466 | 0 | 0 | 0 | 0 | 0 | 0 | 0 | 0 | 0 | 0 | 0 | 15 | 150.9466 | 0 | 6625
| 2027-11-01 | Closings | 2619 | 0 | 0 | 0 | 0 | 0 | 0 | 0 | 0 | 0 | 0 | 0 | 19 | 0 | 0 | 2600
| 2027-12-01 | Closings | 40317.0428 | 0 | 0 | 0 | 0 | 0 | 0 | 0 | 0 | 0 | 0 | 0 | 9318 | 0 | 0 | 30999.0428
Beginning CWIP Closed to Plant in Service
2022 CWIP Balances closed in Forecast Period
| Month |  | Total All Projects | DCR | Tehachapi Segments 1 - 3A | Tehachapi Segments 3B & 3C | Tehachapi Segments 4-11 | Red Bluff Substation | Mesa | Alberhill | Calcite Southern (formerly Jasper; part of South of Kramer) | West of Devers | Colorado River Substation | Whirlwind Substation Expansion Project | ELM Series Caps | Riverside Transmisison Riability Project (RTRP) | Del Amo | Lugo
Recorded | 2025-12-01 | Closings | 0 | 0 | 0 | 0 | 0 | 0 | 0 | 0 | 0 | 0 | 0 | 0 | 0 | 0 | 0 | 0
Forecast | 2026-01-01 | Closings | 0 | 0 | 0 | 0 | 0 | 0 | 0 | 0 | 0 | 0 | 0 | 0 | 0 | 0 | 0 | 0
| 2026-02-01 | Closings | 0 | 0 | 0 | 0 | 0 | 0 | 0 | 0 | 0 | 0 | 0 | 0 | 0 | 0 | 0 | 0
| 2026-03-01 | Closings | 0 | 0 | 0 | 0 | 0 | 0 | 0 | 0 | 0 | 0 | 0 | 0 | 0 | 0 | 0 | 0
| 2026-04-01 | Closings | 0 | 0 | 0 | 0 | 0 | 0 | 0 | 0 | 0 | 0 | 0 | 0 | 0 | 0 | 0 | 0
| 2026-05-01 | Closings | 0 | 0 | 0 | 0 | 0 | 0 | 0 | 0 | 0 | 0 | 0 | 0 | 0 | 0 | 0 | 0
| 2026-06-01 | Closings | 32817.828 | 0 | 0 | 0 | 0 | 0 | 0 | 0 | 0 | 7677.192 | 0 | 0 | 25140.636 | 0 | 0 | 0
| 2026-07-01 | Closings | 0 | 0 | 0 | 0 | 0 | 0 | 0 | 0 | 0 | 0 | 0 | 0 | 0 | 0 | 0 | 0
| 2026-08-01 | Closings | 0 | 0 | 0 | 0 | 0 | 0 | 0 | 0 | 0 | 0 | 0 | 0 | 0 | 0 | 0 | 0
| 2026-09-01 | Closings | 0 | 0 | 0 | 0 | 0 | 0 | 0 | 0 | 0 | 0 | 0 | 0 | 0 | 0 | 0 | 0
| 2026-10-01 | Closings | 0 | 0 | 0 | 0 | 0 | 0 | 0 | 0 | 0 | 0 | 0 | 0 | 0 | 0 | 0 | 0
| 2026-11-01 | Closings | 0 | 0 | 0 | 0 | 0 | 0 | 0 | 0 | 0 | 0 | 0 | 0 | 0 | 0 | 0 | 0
| 2026-12-01 | Closings | 0 | 0 | 0 | 0 | 0 | 0 | 0 | 0 | 0 | 0 | 0 | 0 | 0 | 0 | 0 | 0
| 2027-01-01 | Closings | 0 | 0 | 0 | 0 | 0 | 0 | 0 | 0 | 0 | 0 | 0 | 0 | 0 | 0 | 0 | 0
| 2027-02-01 | Closings | 0 | 0 | 0 | 0 | 0 | 0 | 0 | 0 | 0 | 0 | 0 | 0 | 0 | 0 | 0 | 0
| 2027-03-01 | Closings | 2395.4289 | 0 | 0 | 0 | 0 | 0 | 2395.4289 | 0 | 0 | 0 | 0 | 0 | 0 | 0 | 0 | 0
| 2027-04-01 | Closings | 1381.3317 | 0 | 0 | 0 | 0 | 0 | 0 | 0 | 0 | 0 | 0 | 0 | 0 | 0 | 0 | 1381.3317
| 2027-05-01 | Closings | 0 | 0 | 0 | 0 | 0 | 0 | 0 | 0 | 0 | 0 | 0 | 0 | 0 | 0 | 0 | 0
| 2027-06-01 | Closings | 0 | 0 | 0 | 0 | 0 | 0 | 0 | 0 | 0 | 0 | 0 | 0 | 0 | 0 | 0 | 0
| 2027-07-01 | Closings | 0 | 0 | 0 | 0 | 0 | 0 | 0 | 0 | 0 | 0 | 0 | 0 | 0 | 0 | 0 | 0
| 2027-08-01 | Closings | 0 | 0 | 0 | 0 | 0 | 0 | 0 | 0 | 0 | 0 | 0 | 0 | 0 | 0 | 0 | 0
| 2027-09-01 | Closings | 0 | 0 | 0 | 0 | 0 | 0 | 0 | 0 | 0 | 0 | 0 | 0 | 0 | 0 | 0 | 0
| 2027-10-01 | Closings | 10.9466 | 0 | 0 | 0 | 0 | 0 | 0 | 0 | 0 | 0 | 0 | 0 | 0 | 10.9466 | 0 | 0
| 2027-11-01 | Closings | 0 | 0 | 0 | 0 | 0 | 0 | 0 | 0 | 0 | 0 | 0 | 0 | 0 | 0 | 0 | 0
| 2027-12-01 | Closings | 997.0428 | 0 | 0 | 0 | 0 | 0 | 0 | 0 | 0 | 0 | 0 | 0 | 0 | 0 | 0 | 997.0428
Formulas:
Month = EOMONTH([Month, row above],0)+1

## Mesa WO's
Southern California Edison
Mesa: Non-ISO Portions to be Removed
Closings and Expenditures
(Nominal $000)
Expenditures | [7 empty] | Closings
| 900959223 - Upgrade Mesa from a 230 |  |  | Relocate MWD water line |  |  | Total |  | 900959223 - Upgrade Mesa from a 230 |  |  | Relocate MWD water line |  |  | Total
Date | Charges | ISO % | Non-ISO | Charges | ISO % | Non-ISO | Expenditures | Date | Charges | ISO % | Non-ISO | Charges | ISO % | Non-ISO | Closings
2026-01-01 | 0.65172 | 50.84% | 0.32038 |  |  |  | 0.32038 | 2026-01-01 | 0.65172 | 50.84% | 0.32038 |  |  |  | 0.32038
2026-02-01 | 0 | 50.84% | 0 |  |  |  | 0 | 2026-02-01 | 0 | 50.84% | 0 |  |  |  | 0
2026-03-01 | 0 | 50.84% | 0 |  |  |  | 0 | 2026-03-01 | 0 | 50.84% | 0 |  |  |  | 0
2026-04-01 | 0 | 50.84% | 0 |  |  |  | 0 | 2026-04-01 | 0 | 50.84% | 0 |  |  |  | 0
2026-05-01 | 0 | 50.84% | 0 |  |  |  | 0 | 2026-05-01 | 0 | 50.84% | 0 |  |  |  | 0
2026-06-01 | 0 | 50.84% | 0 |  |  |  | 0 | 2026-06-01 | 0 | 50.84% | 0 |  |  |  | 0
2026-07-01 | 0 | 50.84% | 0 |  |  |  | 0 | 2026-07-01 | 0 | 50.84% | 0 |  |  |  | 0
2026-08-01 | 0 | 50.84% | 0 |  |  |  | 0 | 2026-08-01 | 0 | 50.84% | 0 |  |  |  | 0
2026-09-01 | 0 | 50.84% | 0 |  |  |  | 0 | 2026-09-01 | 0 | 50.84% | 0 |  |  |  | 0
2026-10-01 | 0 | 50.84% | 0 |  |  |  | 0 | 2026-10-01 | 0 | 50.84% | 0 |  |  |  | 0
2026-11-01 | 0 | 50.84% | 0 |  |  |  | 0 | 2026-11-01 | 0 | 50.84% | 0 |  |  |  | 0
2026-12-01 | 0 | 50.84% | 0 |  |  |  | 0 | 2026-12-01 | 0 | 50.84% | 0 |  |  |  | 0
2027-01-01 | 0 | 50.84% | 0 |  |  |  | 0 | 2027-01-01 | 0 | 50.84% | 0 |  |  |  | 0
2027-02-01 | 0 | 50.84% | 0 |  |  |  | 0 | 2027-02-01 | 0 | 50.84% | 0 |  |  |  | 0
2027-03-01 | 0 | 50.84% | 0 |  |  |  | 0 | 2027-03-01 | 0 | 50.84% | 0 |  |  |  | 0
2027-04-01 | 0 | 50.84% | 0 |  |  |  | 0 | 2027-04-01 | 0 | 50.84% | 0 |  |  |  | 0
2027-05-01 | 0 | 50.84% | 0 |  |  |  | 0 | 2027-05-01 | 0 | 50.84% | 0 |  |  |  | 0
2027-06-01 | 0 | 50.84% | 0 |  |  |  | 0 | 2027-06-01 | 0 | 50.84% | 0 |  |  |  | 0
2027-07-01 | 0 | 50.84% | 0 |  |  |  | 0 | 2027-07-01 | 0 | 50.84% | 0 |  |  |  | 0
2027-08-01 | 0 | 50.84% | 0 |  |  |  | 0 | 2027-08-01 | 0 | 50.84% | 0 |  |  |  | 0
2027-09-01 | 0 | 50.84% | 0 |  |  |  | 0 | 2027-09-01 | 0 | 50.84% | 0 |  |  |  | 0
2027-10-01 | 0 | 50.84% | 0 |  |  |  | 0 | 2027-10-01 | 0 | 50.84% | 0 |  |  |  | 0
2027-11-01 | 0 | 50.84% | 0 |  |  |  | 0 | 2027-11-01 | 0 | 50.84% | 0 |  |  |  | 0
2027-12-01 | 0 | 50.84% | 0 |  |  |  | 0 | 2027-12-01 | 0 | 50.84% | 0 |  |  |  | 0
Formulas:
Date = [Date]
Date = EDATE([Date, row above],1)

## RTRP WO's
Southern California Edison
RTRP: Non-ISO Portions to be Removed
Closings and Expenditures
(Nominal $000)
Expenditures |  |  |  | Closings
| 801979678 - RTRP-Real Property |  |  |  | 801979678 - RTRP-Real Property
Date | Charges | ISO % | Non-ISO | Date | Charges | ISO % | Non-ISO
2026-01-01 | 0 | 99.9% | 0 | 2026-01-01 | 0 | 99.9% | 0
2026-02-01 | 0 | 99.9% | 0 | 2026-02-01 | 0 | 99.9% | 0
2026-03-01 | 0 | 99.9% | 0 | 2026-03-01 | 0 | 99.9% | 0
2026-04-01 | 0 | 99.9% | 0 | 2026-04-01 | 0 | 99.9% | 0
2026-05-01 | 0 | 99.9% | 0 | 2026-05-01 | 0 | 99.9% | 0
2026-06-01 | 0 | 99.9% | 0 | 2026-06-01 | 0 | 99.9% | 0
2026-07-01 | 0 | 99.9% | 0 | 2026-07-01 | 0 | 99.9% | 0
2026-08-01 | 0 | 99.9% | 0 | 2026-08-01 | 0 | 99.9% | 0
2026-09-01 | 0 | 99.9% | 0 | 2026-09-01 | 0 | 99.9% | 0
2026-10-01 | 0 | 99.9% | 0 | 2026-10-01 | 0 | 99.9% | 0
2026-11-01 | 0 | 99.9% | 0 | 2026-11-01 | 0 | 99.9% | 0
2026-12-01 | 0 | 99.9% | 0 | 2026-12-01 | 0 | 99.9% | 0
2027-01-01 | 0 | 99.9% | 0 | 2027-01-01 | 0 | 99.9% | 0
2027-02-01 | 0 | 99.9% | 0 | 2027-02-01 | 0 | 99.9% | 0
2027-03-01 | 0 | 99.9% | 0 | 2027-03-01 | 0 | 99.9% | 0
2027-04-01 | 0 | 99.9% | 0 | 2027-04-01 | 0 | 99.9% | 0
2027-05-01 | 0 | 99.9% | 0 | 2027-05-01 | 0 | 99.9% | 0
2027-06-01 | 0 | 99.9% | 0 | 2027-06-01 | 0 | 99.9% | 0
2027-07-01 | 0 | 99.9% | 0 | 2027-07-01 | 0 | 99.9% | 0
2027-08-01 | 0 | 99.9% | 0 | 2027-08-01 | 0 | 99.9% | 0
2027-09-01 | 0 | 99.9% | 0 | 2027-09-01 | 0 | 99.9% | 0
2027-10-01 | 0 | 99.9% | 0 | 2027-10-01 | 0 | 99.9% | 0
2027-11-01 | 0 | 99.9% | 0 | 2027-11-01 | 0 | 99.9% | 0
2027-12-01 | 0 | 99.9% | 0 | 2027-12-01 | 0 | 99.9% | 0
Formulas:
Date = [Date]
Date = EDATE([Date, row above],1)

## ELM WO's
Southern California Edison
ELM: Non-ISO Portions to be Removed
Closings and Expenditures
(Nominal $000)
Expenditures |  |  |  | Closings
| 7546-1 - ELM - Potential CO's |  |  |  | 7546-1 - ELM - Potential CO's
Date | Charges | ISO % | Non-ISO | Date | Charges | ISO % | Non-ISO
2026-01-01 | 0 | 100% | 0 | 2026-01-01 | 0 | 100% | 0
2026-02-01 | 0 | 100% | 0 | 2026-02-01 | 0 | 100% | 0
2026-03-01 | 0 | 100% | 0 | 2026-03-01 | 0 | 100% | 0
2026-04-01 | 0 | 100% | 0 | 2026-04-01 | 0 | 100% | 0
2026-05-01 | 0 | 100% | 0 | 2026-05-01 | 0 | 100% | 0
2026-06-01 | 0 | 100% | 0 | 2026-06-01 | 0 | 100% | 0
2026-07-01 | 0 | 100% | 0 | 2026-07-01 | 0 | 100% | 0
2026-08-01 | 0 | 100% | 0 | 2026-08-01 | 0 | 100% | 0
2026-09-01 | 0 | 100% | 0 | 2026-09-01 | 0 | 100% | 0
2026-10-01 | 0 | 100% | 0 | 2026-10-01 | 0 | 100% | 0
2026-11-01 | 0 | 100% | 0 | 2026-11-01 | 0 | 100% | 0
2026-12-01 | 377 | 100% | 0 | 2026-12-01 | 377 | 100% | 0
2027-01-01 | 0 | 100% | 0 | 2027-01-01 | 0 | 100% | 0
2027-02-01 | 0 | 100% | 0 | 2027-02-01 | 0 | 100% | 0
2027-03-01 | 0 | 100% | 0 | 2027-03-01 | 0 | 100% | 0
2027-04-01 | 0 | 100% | 0 | 2027-04-01 | 0 | 100% | 0
2027-05-01 | 0 | 100% | 0 | 2027-05-01 | 0 | 100% | 0
2027-06-01 | 0 | 100% | 0 | 2027-06-01 | 0 | 100% | 0
2027-07-01 | 0 | 100% | 0 | 2027-07-01 | 0 | 100% | 0
2027-08-01 | 0 | 100% | 0 | 2027-08-01 | 0 | 100% | 0
2027-09-01 | 0 | 100% | 0 | 2027-09-01 | 0 | 100% | 0
2027-10-01 | 0 | 100% | 0 | 2027-10-01 | 0 | 100% | 0
2027-11-01 | 0 | 100% | 0 | 2027-11-01 | 0 | 100% | 0
2027-12-01 | 0 | 100% | 0 | 2027-12-01 | 0 | 100% | 0
Formulas:
Date = [Date]
Date = EDATE([Date, row above],1)

## Alberhill WO's
Southern California Edison
Alberhill: Non-ISO Portions to be Removed
Closings and Expenditures
(Nominal $000)
Expenditures |  |  |  | Closings
| 800063633 - Alberhill-Real Property |  |  |  | 800063633 - Alberhill-Real Property
Date | Charges | ISO % | Non-ISO | Date | Charges | ISO % | Non-ISO
2026-01-01 | 328.147 | 52.4% | 156.198 | 2026-01-01 | 0 | 52.4% | 0
2026-02-01 | 207.593 | 52.4% | 98.8143 | 2026-02-01 | 0 | 52.4% | 0
2026-03-01 | 1406.43 | 52.4% | 669.4607 | 2026-03-01 | 0 | 52.4% | 0
2026-04-01 | 173.49 | 52.4% | 82.5812 | 2026-04-01 | 0 | 52.4% | 0
2026-05-01 | 182.676 | 52.4% | 86.9538 | 2026-05-01 | 0 | 52.4% | 0
2026-06-01 | 7052.958 | 52.4% | 3357.208 | 2026-06-01 | 0 | 52.4% | 0
2026-07-01 | 185.58 | 52.4% | 88.3361 | 2026-07-01 | 0 | 52.4% | 0
2026-08-01 | 381.527 | 52.4% | 181.6069 | 2026-08-01 | 0 | 52.4% | 0
2026-09-01 | 763.335 | 52.4% | 363.3475 | 2026-09-01 | 0 | 52.4% | 0
2026-10-01 | 187.841 | 52.4% | 89.4123 | 2026-10-01 | 0 | 52.4% | 0
2026-11-01 | 153.975 | 52.4% | 73.2921 | 2026-11-01 | 0 | 52.4% | 0
2026-12-01 | 1754.2857 | 52.4% | 835.04 | 2026-12-01 | 0 | 52.4% | 0
2027-01-01 | 0 | 52.4% | 0 | 2027-01-01 | 0 | 52.4% | 0
2027-02-01 | 0 | 52.4% | 0 | 2027-02-01 | 0 | 52.4% | 0
2027-03-01 | 0 | 52.4% | 0 | 2027-03-01 | 0 | 52.4% | 0
2027-04-01 | 0 | 52.4% | 0 | 2027-04-01 | 0 | 52.4% | 0
2027-05-01 | 0 | 52.4% | 0 | 2027-05-01 | 0 | 52.4% | 0
2027-06-01 | 0 | 52.4% | 0 | 2027-06-01 | 0 | 52.4% | 0
2027-07-01 | 0 | 52.4% | 0 | 2027-07-01 | 0 | 52.4% | 0
2027-08-01 | 0 | 52.4% | 0 | 2027-08-01 | 0 | 52.4% | 0
2027-09-01 | 0 | 52.4% | 0 | 2027-09-01 | 0 | 52.4% | 0
2027-10-01 | 0 | 52.4% | 0 | 2027-10-01 | 0 | 52.4% | 0
2027-11-01 | 0 | 52.4% | 0 | 2027-11-01 | 0 | 52.4% | 0
2027-12-01 | 86203.443 | 52.4% | 41032.8389 | 2027-12-01 | 0 | 52.4% | 0
Formulas:
Date = [Date]
Date = EDATE([Date, row above],1)

## Alberhill WO's (2)
Southern California Edison
Alberhill: Non-ISO Portions to be Removed
Closings and Expenditures
(Nominal $000)
Expenditures |  |  |  | Closings
| 800796373 - Alberhill-Real Property |  |  |  | 800796373 - Alberhill-Real Property
Date | Charges | ISO % | Non-ISO | Date | Charges | ISO % | Non-ISO
2026-01-01 | 1.346 | 49% | 0.68646 | 2026-01-01 | 0 | 49% | 0
2026-02-01 | 0.828 | 49% | 0.42228 | 2026-02-01 | 0 | 49% | 0
2026-03-01 | 11.8 | 49% | 6.018 | 2026-03-01 | 0 | 49% | 0
2026-04-01 | 11.8 | 49% | 6.018 | 2026-04-01 | 0 | 49% | 0
2026-05-01 | 11.8 | 49% | 6.018 | 2026-05-01 | 0 | 49% | 0
2026-06-01 | 17.7 | 49% | 9.027 | 2026-06-01 | 0 | 49% | 0
2026-07-01 | 17.7 | 49% | 9.027 | 2026-07-01 | 0 | 49% | 0
2026-08-01 | 29.5 | 49% | 15.045 | 2026-08-01 | 0 | 49% | 0
2026-09-01 | 29.5 | 49% | 15.045 | 2026-09-01 | 0 | 49% | 0
2026-10-01 | 29.5 | 49% | 15.045 | 2026-10-01 | 0 | 49% | 0
2026-11-01 | 35.4 | 49% | 18.054 | 2026-11-01 | 0 | 49% | 0
2026-12-01 | 50.9264 | 49% | 25.9725 | 2026-12-01 | 0 | 49% | 0
2027-01-01 | 0 | 49% | 0 | 2027-01-01 | 0 | 49% | 0
2027-02-01 | 0 | 49% | 0 | 2027-02-01 | 0 | 49% | 0
2027-03-01 | 0 | 49% | 0 | 2027-03-01 | 0 | 49% | 0
2027-04-01 | 0 | 49% | 0 | 2027-04-01 | 0 | 49% | 0
2027-05-01 | 0 | 49% | 0 | 2027-05-01 | 0 | 49% | 0
2027-06-01 | 0 | 49% | 0 | 2027-06-01 | 0 | 49% | 0
2027-07-01 | 0 | 49% | 0 | 2027-07-01 | 0 | 49% | 0
2027-08-01 | 0 | 49% | 0 | 2027-08-01 | 0 | 49% | 0
2027-09-01 | 0 | 49% | 0 | 2027-09-01 | 0 | 49% | 0
2027-10-01 | 0 | 49% | 0 | 2027-10-01 | 0 | 49% | 0
2027-11-01 | 0 | 49% | 0 | 2027-11-01 | 0 | 49% | 0
2027-12-01 | 10646.245 | 49% | 5429.585 | 2027-12-01 | 0 | 49% | 0
Formulas:
Date = [Date]
Date = EDATE([Date, row above],1)

## Incentive CWIP
Southern California Edison Company
Incentive CWIP - FERC Projects Detail
Month | TRTP All Segments | DCR | South of Kramer | West of Devers | Red Bluff | Whirlwind | Colorado River | Mesa | Alberhill | Eldorado-Lugo-Mohave | Del Amo | Lugo | Rancho Vista | RTRP | Total
2024-12-01 | 638208.88 | 0 | 7136416.47 | 7150659.16 | 0 | 0 | 0 | 0 | 30295734.17 | 148822787.36 | 1713406.19 | 1175143.81 | 0 | 37116048.2 | 234048404.24
2025-01-01 | 638208.88 | 0 | 7170100.8 | 7209073.27 | 0 | 0 | 0 | 0 | 30448596.55 | 148855523.91 | 1908696.6 | 1345230.59 | 0 | 37483135.63 | 235058566.23
2025-02-01 | 639127.68 | 0 | 7243215.09 | 7217460.23 | 0 | 0 | 0 | 0 | 30696125.97 | 149325389.14 | 2007090.6 | 1578094.28 | 0 | 37690005.05 | 236396508.04
2025-03-01 | 638951.16 | 0 | 7308284 | 7230302.63 | 0 | 0 | 0 | 0 | 31513605.1 | 147526069.2 | 2160665.57 | 2269085.22 | 0 | 38095340.16 | 236742303.04
2025-04-01 | 641693.69 | 0 | 7354861.63 | 7330756.67 | 0 | 0 | 0 | 0 | 32127565.06 | 156929480.13 | 2418749.13 | 2525092.16 | 0 | 44444485.95 | 253772684.42
2025-05-01 | 641379.66 | 0 | 7388058.99 | 7343830.59 | 0 | 0 | 0 | 5005.84 | 32425161.75 | 158941870.85 | 2638010.45 | 2815982.04 | 0 | 47936250.86 | 260135551.03
2025-06-01 | 641379.66 | 0 | 7405819.58 | 7592317.08 | 0 | 0 | 0 | 14509.33 | 32647194.97 | 58906133.22 | 3068365.73 | 3280266.35 | 0 | 51039471.94 | 164595457.86
2025-07-01 | 0 | 0 | 7447013.15 | 7622154.01 | 0 | 0 | 0 | 121517.96 | 32941897.55 | 59041452.94 | 3280155.36 | 3516580.42 | 0 | 54654535.71 | 168625307.1
2025-08-01 | 0 | 0 | 7490183.4 | 7621106.28 | 0 | 0 | 0 | 259679.64 | 33257889.57 | 59126781.01 | 3615717.5 | 3799893.51 | 0 | 60325944.17 | 175497195.08
2025-09-01 | 0 | 0 | 7515695.58 | 7621574.21 | 0 | 0 | 0 | 330545.2 | 33905073 | 74446333.05 | 3697421.75 | 4028221.43 | 0 | 66369981.15 | 197914845.37
2025-10-01 | 0 | 0 | 7579106.87 | 7625942.55 | 0 | 0 | 0 | 351173.1 | 34215877.47 | 74560238.86 | 3944738.03 | 4452804.98 | 0 | 87323298.42 | 220053180.28
2025-11-01 | 0 | 0 | 7591437.54 | 7634087.8 | 0 | 0 | 0 | 374478.36 | 35975921.68 | 74648250.66 | 3737972.81 | 4739945.65 | 0 | 97994336.92 | 232696431.42
2025-12-01 | 0 | 0 | 7677114.7 | 7677191.97 | 0 | 0 | 0 | 2395428.88 | 36562002.28 | 25140635.99 | 3773552.79 | 4943069 | 0 | 105498042.8 | 193667038.41
13 Mo. Avg | 344534.5854 | 0 | 7408254.4462 | 7452035.1115 | 0 | 0 | 0 | 296333.7162 | 32847126.5477 | 102790072.7938 | 2920349.4238 | 3113031.4954 | 0 | 58920836.6892 | 216092574.8092
Check | 0 | 0 | 0 | 0 | 0 | 0 | 0 | 0 | -0.00224 | 0 | 0 | 0 | 0 |  | South of Kramer and Coolwater-Lugo are being combined under South of Kramer
Month | TRTP All Segments | DCR | South of Kramer | West of Devers | Red Bluff | Whirlwind | Colorado River | Mesa | Alberhill | Eldorado-Lugo-Mohave | Del Amo | Lugo | Rancho Vista | RTRP | Total
2024-12-01 | 638208.88 | 0 | 7136416.47 | 7150659.16 | 0 | 0 | 0 | 0 | 30295734.1748 | 148822787.36 | 1713406.19 | 1175143.81 | 0 | 37116048.2 | 234048404.2448
2025-01-01 | 638208.88 | 0 | 7170100.8 | 7209073.27 | 0 | 0 | 0 | 0 | 30448596.5519 | 148855523.91 | 1908696.6 | 1345230.59 | 0 | 37483135.63 | 235058566.2319
2025-02-01 | 639127.68 | 0 | 7243215.09 | 7217460.23 | 0 | 0 | 0 | 0 | 30696125.9654 | 149325389.14 | 2007090.6 | 1578094.28 | 0 | 37690005.05 | 236396508.0354
2025-03-01 | 638951.16 | 0 | 7308284 | 7230302.63 | 0 | 0 | 0 | 0 | 31513605.1005 | 147526069.2 | 2160665.57 | 2269085.22 | 0 | 38095340.16 | 236742303.0405
2025-04-01 | 641693.69 | 0 | 7354861.63 | 7330756.67 | 0 | 0 | 0 | 0 | 32127565.0584 | 156929480.13 | 2418749.13 | 2525092.16 | 0 | 44444485.95 | 253772684.4184
2025-05-01 | 641379.66 | 0 | 7388058.99 | 7343830.59 | 0 | 0 | 0 | 5005.84 | 32425161.7544 | 158941870.85 | 2638010.45 | 2815982.04 | 0 | 47936250.86 | 260135551.0344
2025-06-01 | 641379.66 | 0 | 7405819.58 | 7592317.08 | 0 | 0 | 0 | 14509.33 | 32647194.9733 | 58906133.22 | 3068365.73 | 3280266.35 | 0 | 51039471.94 | 164595457.8633
2025-07-01 | 0 | 0 | 7447013.15 | 7622154.01 | 0 | 0 | 0 | 121517.96 | 32941897.548 | 59041452.94 | 3280155.36 | 3516580.42 | 0 | 54654535.71 | 168625307.098
2025-08-01 | 0 | 0 | 7490183.4 | 7621106.28 | 0 | 0 | 0 | 259679.64 | 33257889.5701 | 59126781.01 | 3615717.5 | 3799893.51 | 0 | 60325944.17 | 175497195.0801
2025-09-01 | 0 | 0 | 7515695.58 | 7621574.21 | 0 | 0 | 0 | 330545.2 | 33905073.0044 | 74446333.05 | 3697421.75 | 4028221.43 | 0 | 66369981.15 | 197914845.3744
2025-10-01 | 0 | 0 | 7579106.87 | 7625942.55 | 0 | 0 | 0 | 351173.1 | 34215877.4684 | 74560238.86 | 3944738.03 | 4452804.98 | 0 | 87323298.42 | 220053180.2784
2025-11-01 | 0 | 0 | 7591437.54 | 7634087.8 | 0 | 0 | 0 | 374478.36 | 35975921.6777 | 74648250.66 | 3737972.81 | 4739945.65 | 0 | 97994336.92 | 232696431.4177
2025-12-01 | 0 | 0 | 7677114.7 | 7677191.97 | 0 | 0 | 0 | 2395428.88 | 36562002.2778 | 25140635.99 | 3773552.79 | 4943069 | 0 | 105498042.8 | 193667038.4078
Check | 0 | 0 | 0 | 0 | 0 | 0 | 0 | 0 | 0 | 0 | 0 | 0 | 0 | 0 | 0
Adjustments
Month | TRTP All Segments | DCR | South of Kramer | West of Devers | Red Bluff | Whirlwind | Colorado River | Mesa | Alberhill | Eldorado-Lugo-Mohave | Eldorado-Lugo-Mohave | Eldorado-Lugo-Mohave | Rancho Vista | RTRP | Total
2024-12-01
2025-01-01
2025-02-01
2025-03-01
2025-04-01
2025-05-01
2025-06-01
2025-07-01
2025-08-01
2025-09-01
2025-10-01
2025-11-01
2025-12-01
Formulas:
Month = EOMONTH([Month, row above],0)+1