## Batch Files (hidden)
Skip | FileName | Status
| D:\home\My Projects\ABC\EEGA\EEGA\Test_Workbooks\Test_Directory\1185-04_IDEEA_SCE_SCE_July04_v1_CPUC.xls |  | X
D:\home\My Projects\ABC\EEGA\EEGA\Test_Workbooks\Test_Directory\1185-04_IDEEA_SCE_SCE_July04_v1_CPUC.xls
X | D:\home\My Projects\ABC\EEGA\EEGA\Test_Workbooks\Test_Directory\1185-04_IDEEA_SCE_SCE_July04_v1_CPUC.xls | Skipped
X | D:\home\My Projects\ABC\EEGA\EEGA\Test_Workbooks\Test_Directory\1185-04_IDEEA_SCE_SCE_PIP_V1[1].6.xls | Skipped
X | D:\home\My Projects\ABC\EEGA\EEGA\Test_Workbooks\Test_Directory\1326-04_pomona_SCE_SCE_July04_v1_CPUC.xls | Skipped
X | D:\home\My Projects\ABC\EEGA\EEGA\Test_Workbooks\Test_Directory\1334-04_HVAC_SDGE_SDGE_PIP_v1[1].5.xls | Skipped
X | D:\home\My Projects\ABC\EEGA\EEGA\Test_Workbooks\Test_Directory\1349-04_SFRebates_SDGE_SDGE_July04_v1_CPUC.xls | Skipped
| Test no file | File Not Found
X | D:\home\My Projects\ABC\EEGA\EEGA\Test_Workbooks\1490-04_UTEEM_Staples_SCE_June04_v1[1].2_IOU.xls | Skipped

## Validation
Sheet | Range | Type |  | Validation Types | Description | EEGA Version | 2 | Import/Export Ranges | Range | Destination | Export Ranges | Range | Destination
4 - Other Performance Goals | B8:B101 | Text |  | Version | Check version | Validator Version | 2.6 | Validation Messages |  |  | 1 - Budget Worksheet | E4 | E4
4 - Other Performance Goals | C8:C101 | Number |  | Text | text must be < 255 characters | Update Version | 2.6 | Validation |  |  | 1 - Budget Worksheet | E9 | E9
4 - Other Performance Goals | D8:D101 | Date |  | Number | must be an number | Stamp Status Location | B4 | Batch Files |  |  | 1 - Budget Worksheet | H3 | H3
4 - Other Performance Goals | E8:AF101 | Percentage |  | Date | must be a date | Stamp Version Location | C4 | Navigation |  |  | 1 - Budget Worksheet | H9:H11 | H9
5 - Marketing Activities | B8:B101 | Text |  | Percentage | must be less than 1? | Standalone Mode | FALSE | Program Summary | B1 | B1 | 2 - ProjectedEEActivities | C4 | C4
5 - Marketing Activities | C8:C101 | Number |  | MustBeFormula | Must be a formula. Can not be hard-coded |  |  | Program Summary | B3:E3 | B3 | 2 - ProjectedEEActivities | C5 | C5
5 - Marketing Activities | D8:D101 | Date |  | SheetProtected | sheet is protected (PIP only) |  |  | Program Summary | F3 | F3 | 2 - ProjectedEEActivities | E4:E8 | E4
5 - Marketing Activities | E8:AF101 | Number |  | BudgetItem | must be a budget item |  |  | 1 - Budget Worksheet | B16:P29 | B16 | 2 - ProjectedEEActivities | G5 | G5
6 - EM&V Activities | C8:C21 | Date |  | PIP | check PIP for locked cells and formulas |  |  | 1 - Budget Worksheet | B32:P53 | B32 | 2 - ProjectedEEActivities | I4 | I4
6 - EM&V Activities | D8:AG21 | Percentage |  | Compare | compare workbook with PIP |  |  | 1 - Budget Worksheet | B56:P71 | B56 | 2 – ProjectedEEActivities | I5 | I5
7 - Subcontractor Activities | C8:C51 | Text | [5 empty] | 1 - Budget Worksheet | B74:P119 | B74
7 - Subcontractor Activities | E8:AF51 | Number | [5 empty] | 1 - Budget Worksheet | B125:P146 | B125
8 - Labor | B8:D66 | Text | [5 empty] | 1 - Budget Worksheet | B154:P161 | B154
8 - Labor | E8:E66 | Percentage | [5 empty] | 1 - Budget Worksheet | B165:P168 | B165
8 - Labor | J8:DQ66 | Number | [5 empty] | 1 - Budget Worksheet | B171:P180 | B171
Program Summary | G1 | Version | [5 empty] | 1 - Budget Worksheet | B183:P190 | B183
1 - Budget Worksheet | B16:B29 | BudgetItem | [5 empty] | 1 - Budget Worksheet | B196:P198 | B196
1 - Budget Worksheet | B32:B53 | BudgetItem | [5 empty] | 1 - Budget Worksheet | B201:P210 | B201
1 - Budget Worksheet | B56:B71 | BudgetItem | Warning |  |  |  |  | 1 - Budget Worksheet | C214:P214 | C214
1 - Budget Worksheet | B74:B119 | BudgetItem | Warning |  |  |  |  | 1 - Budget Worksheet | C216 | C216
1 - Budget Worksheet | B125:B146 | BudgetItem | Warning |  |  |  |  | 1 - Budget Worksheet | H11:I11 | H11
1 - Budget Worksheet | B154:B161 | BudgetItem | Warning |  |  |  |  | 1 - Budget Worksheet | S14:Z218 | S14
1 - Budget Worksheet | B165:B168 | BudgetItem | Warning |  |  |  |  | 1A - Expenditures Worksheet | C9 | C9
1 - Budget Worksheet | B171:B180 | BudgetItem | Warning |  |  |  |  | 1A - Expenditures Worksheet | C214 | C214
1 - Budget Worksheet | B183:B190 | BudgetItem | Warning |  |  |  |  | 1A - Expenditures Worksheet | F14:AH27 | F14
1 - Budget Worksheet | B196:B198 | BudgetItem | Warning |  |  |  |  | 1A - Expenditures Worksheet | F30:AH51 | F30
1 - Budget Worksheet | B201:B210 | BudgetItem | Warning |  |  |  |  | 1A - Expenditures Worksheet | F54:AH69 | F54
1 - Budget Worksheet | C152 | MustBeFormula | [5 empty] | 1A - Expenditures Worksheet | F72:AH117 | F72
1 - Budget Worksheet | C162 | MustBeFormula | [5 empty] | 1A - Expenditures Worksheet | F123:AH144 | F123
1 - Budget Worksheet | C169 | MustBeFormula | [5 empty] | 1A - Expenditures Worksheet | F150:AH150 | F150
1 - Budget Worksheet | C181 | MustBeFormula | [5 empty] | 1A - Expenditures Worksheet | F152:AH159 | F152
1 - Budget Worksheet | C191 | MustBeFormula | [5 empty] | 1A - Expenditures Worksheet | F162:AH166 | F162
2 - ProjectedEEActivities | E4 | MustBeFormula | [5 empty] | 1A - Expenditures Worksheet | F169:AH178 | F169
2 - ProjectedEEActivities | E5 | MustBeFormula | [5 empty] | 1A - Expenditures Worksheet | F181:AH188 | F181
2 - ProjectedEEActivities | E6 | MustBeFormula | [5 empty] | 1A - Expenditures Worksheet | F194:AH196 | F194
2 - ProjectedEEActivities | E7 | MustBeFormula | [5 empty] | 1A - Expenditures Worksheet | F199:AH208 | F199
2 - ProjectedEEActivities | E8 | MustBeFormula | [5 empty] | 1A - Expenditures Worksheet | F212:AH212 | F212
Program Summary | B1 | PIP | [5 empty] | 1A - Expenditures Worksheet | AJ12:AQ216 | AJ12
Program Summary | B3:F3 | PIP | [5 empty] | 2 - ProjectedEEActivities | B11:N310 | B11
1A - Expenditures Worksheet | F14:AH27 | PIP | [5 empty] | 2A - RecordedEEActivities | Q11:AS310 | Q11
1A - Expenditures Worksheet | F30:AH51 | PIP | [5 empty] | 3 - ProjectedNONEEActivities | B8:E101 | B8
1A - Expenditures Worksheet | F54:AH69 | PIP | [5 empty] | 3 - ProjectedNONEEActivities | H8:AJ101 | H8
1A - Expenditures Worksheet | F72:AH117 | PIP | [5 empty] | 4 - Other Performance Goals | B8:AF101 | B8
1A - Expenditures Worksheet | F123:AH144 | PIP | [5 empty] | 5 - Marketing Activities | B8:AF101 | B8
1A - Expenditures Worksheet | F150:AH150 | PIP | [5 empty] | 6 - EM&V Activities | B8:AG21 | B8
1A - Expenditures Worksheet | F152:AH159 | PIP | [5 empty] | 7 - Subcontractor Activities | B8:C51 | B8
1A - Expenditures Worksheet | F162:AH166 | PIP | [5 empty] | 7 - Subcontractor Activities | E8:AF51 | E8
1A - Expenditures Worksheet | F169:AH178 | PIP | [5 empty] | 8 - Labor | B8:E67 | B8
1A - Expenditures Worksheet | F181:AH188 | PIP | [5 empty] | 8 - Labor | J8:DQ67 | J8
1A - Expenditures Worksheet | F194:AH196 | PIP | [5 empty] | LU - Avd. Costs TRC
1A - Expenditures Worksheet | F199:AH208 | PIP | [5 empty] | LU - Avd. Costs PT
1A - Expenditures Worksheet | F212:AH212 | PIP | [5 empty] | LU - Levelized Cost Electric
2A - RecordedEEActivities | Q11:AS310 | PIP | [5 empty] | LU - Levelized Cost Gas
3 - ProjectedNONEEActivities | H8:AJ101 | PIP | [5 empty] | Ref - Budget Categories List
4 - Other Performance Goals | E8:AF101 | PIP
5 - Marketing Activities | B8:AF101 | PIP
6 - EM&V Activities | B8:AG21 | PIP
8 - Labor | B8:E67 | PIP
8 - Labor | J8:DQ67 | PIP
Program Summary | A1 | SheetProtected
1A - Expenditures Worksheet | A1 | SheetProtected
2A - RecordedEEActivities | A1 | SheetProtected
3 - ProjectedNONEEActivities | A1 | SheetProtected
4 - Other Performance Goals | A1 | SheetProtected
5 - Marketing Activities | A1 | SheetProtected
6 - EM&V Activities | A1 | SheetProtected
7 - Subcontractor Activities | A1 | SheetProtected
8 - Labor | A1 | SheetProtected
Program Summary | E3 | StartDate
1 - Budget Worksheet | E4 | Compare
1 - Budget Worksheet | E9 | Compare
1 - Budget Worksheet | H3 | Compare
1 - Budget Worksheet | H9:H11 | Compare
2 - ProjectedEEActivities | C4 | Compare
2 - ProjectedEEActivities | C5 | Compare
2 - ProjectedEEActivities | E4:E8 | Compare
2 - ProjectedEEActivities | G5 | Compare
2 - ProjectedEEActivities | I4 | Compare
2 - ProjectedEEActivities | I5 | Compare
3 - ProjectedNONEEActivities | B8:E11 | Compare
4 - Other Performance Goals | B8:D11 | Compare

## Validation Messages
Main Menu | Workbook: C:\Documents and Settings\hanwayd\My Documents\Monthly Reporting\2005\December 2005\Complete\PGC - SW3 MF Rebates SCE December 2005.xls
Validated Passed!

## Navigation
Failed | 2.6

## Program Summary
| 1236 | Program Summary |  |  | WBVersion | 2 |  |  | CV Result | 1
Gas | Implementer Name | Program Name | IOU Service Area | Report Month | Program Type |  | Program Number
Electric | Southern California Edison | Multi-Family EE Rebates | SCE | Dec-05 | IOU Statewide Program | IOU Statewide Program | 1236-04
Electric and Gas
| Primary Contact Person | Primary Contact Phone | Primary Contact E-mail | Number of Complementary Programs Proposed (i.e. same program in other area or program intended to operate jointly with this program) | Description of Hard to Reach
Yes
No
| Mail Address | Web Address | Organization Type | Total Number of Programs Proposed
Private Firm
Utility Company
Nonprofit Corporation / CBO | Summary Budget (+ Performance Award) | 4236968.7206 | Net Projected Energy Effects |  | Projected Cost Effectiveness
Government Agency | Administrative Budget | 563300 | Net Coincident kW | 2036.459 | Costs (TRC) | 3140814.4806
Utility Company / Local Government Joint Venture | Marketing Budget | 88800 | Net Annual kWh | 12111695.1535 | Benefits (TRC) | 6695461.6239
Other Joint Venture | Direct Implementation Budget | 3347900 | Net Lifecycle kWh | 139723639.1178 | Net Benefits (TRC) | 3554647.1433
Other | EM&V Budget | 236968.7206 | Net Annual Therms | 0 | TRC | 2.1318
IOU Statewide Program | Financing Costs | 0 | Net Lifecycle Therms | 0 | PT | 9.5763
IOU Local Program | Potential Performance Award | 0 |  |  | TRC Levelized Cost Electric | 0.033774
IOU Procurement Program |  |  |  |  | TRC Levelized Cost Gas | #DIV/0!
IOU Partnership Program
Non-IOU Program
| Program Type | Select All That Apply (Yes/No) | Targeted Sectors | Select All That Apply (Yes/No) | NR Customer Size | (Yes/No)
PGE | Incentives or Rebates |  | Agricultural |  | Large (> 500 kW, or > 250,000 therms, or both)
SCE | Direct Install |  | Commercial |  | Medium (100 kW to 500 kW, or 50,000 to 250,000 therms, or both)
SDGE | Education and Training |  | Industrial |  | Small (20 kW to 100 kW, or 10,000 to 50,000 therms, or both)
SCG | Financing |  | Government |  | Very small (< 20 kW, or < 10,000 therms, or both)
PGE | Audits |  | Residential - multi-family |  | List Titles of All Programs Proposed
| Facilitation / Coordination |  | Residential - single family
| Design Assistance |  | Institutional
| Performance Contract |  | Schools
| Building Commissioning |  | New Construction
| Upstream Program |  | Other (Describe)
Other (Describe)
| End Use Measures | Select All That Apply (Y/N) | Market Actors Targeted | Select All That Apply (Y/N)
| Air Conditioning Systems |  | Nonresidential Building, Facility, Plant Manager
| Appliances |  | Corporate Management
| Insulation / Windows / Building Shell |  | Business Owner
| Comprehensive Measures / Whole Building |  | Code Official
| Compressed Air Systems |  | Contractor / Builder
| Custom End Use - Commercial / Industrial |  | Product Dealer / Distributor / Wholesaler
| Food Service Technologies |  | Designer / Architect / Engineer
| Heating Systems |  | Home Owner
| HVAC Controls |  | Lender
| HVAC / Ducts |  | Local / County / State Government
| Lighting - Exterior |  | Product Manufacturer
| Lighting - Interior |  | Multi-Family Building Owner / Manager
| Lighting Controls |  | Nonresidential Building Owner
| Motor Controls |  | Home Buyer
| Motors |  | Purchasing / Procurement Official
| Office Equipment |  | Building Inspector / Real Estate Professional
| Process Optimization |  | Renter
| Pumping Systems |  | Retailer
| Refrigeration - Commercial / Industrial |  | School Administrator / Teacher
| Roof Color |  | Student
| Ventilation Systems |  | Other (Describe)
Water Heating Controls
Water Heating Systems
Appliance Recycling
Other (Describe)
| Implementer Name: | Southern California Edison
| Program Name: | Multi-Family EE Rebates
| IOU Service Area: | SCE
| Program Number: | 1236-04
| Program Type: | IOU Statewide Program
| Month | Dec-05
Jan-04
Feb-04 | Budget and Expenditures | Budget | Dec-05 | % of Bdgt | Cumulative | % of Bdgt | Committed | % of Bdgt | Cumulative & Committed | % of Bdgt | Unspent
Mar-04 | Total | 4236968.7206 | 38830.27 | 0.9165% | 3773991.78 | 89.07% | 0 | 0% | 3773991.78 | 89.07% | 462976.9406
Apr-04 | Admin | 563300 | 26260.72 | 4.662% | 556328.99 | 98.76% | 0 | 0% | 556328.99 | 98.76% | 6971.01
May-04 | Marketing | 88800 | 655.92 | 0.7386% | 30210.3 | 34.02% | 0 | 0% | 30210.3 | 34.02% | 58589.7
Jun-04 | DI | 3347900 | 11913.63 | 0.3559% | 3187452.49 | 95.21% | 0 | 0% | 3187452.49 | 95.21% | 160447.51
Jul-04 | EM&V | 236968.7206 | 0 | 0% | 0 | 0% | 0 | 0% | 0 | 0% | 236968.7206
Aug-04 | Financing | 0 | 0 | NA | 0 | NA | 0 | NA | 0 | NA | 0
Sep-04
Oct-04 | Energy Effects | Goals | Dec-05 | % of Goals | Cumulative | % of Goals | Committed | % of Goals | Cumulative & Committed | % of Goals | Goals Minus Cumulative
Nov-04 | Coinc Peak kW | 2036.459 | 0 | 0% | 2085.1131 | 102.4% | 0 | 0% | 2085.1131 | 102.4% | -48.6541
Dec-04 | Annual kWh | 12111695.1535 | 0 | 0% | 12988619.8372 | 107.2% | 0 | 0% | 12988619.8372 | 107.2% | -876924.6837
Jan-05 | Lifecyc kWh | 139723639.1178 | 0 | 0% | 144450518.3368 | 103.4% | 0 | 0% | 144450518.3368 | 103.4% | -4726879.219
Feb-05 | Annual Therms | 0 | 0 | NA | 0 | NA | 0 | NA | 0 | NA | 0
Mar-05 | Lifecyc Therms | 0 | 0 | NA | 0 | NA | 0 | NA | 0 | NA | 0
Apr-05 | [9 empty] | 3 | 0 | 0 | 0 | 0 | 0 | 0 | 0 | 0 | 0 | 0 | 0 | 0 | 0 | 0 | 0 | 0 | 0 | 0 | 0 | 0 | 0 | 0 | 0 | 3 | 0 | 0 | 0 | 0
May-05 | Content Validation Score |  | 7 |  | 2 |  | 2 |  | 0 |  | 5 | 4 | 2 | 2 | 6 | 5 | 5 | 3 | 4 | 5 | 3 | 1 | 4 | 5 | 3 | 2 | 2 | 5 | 5 | 4 | 4 | 8 | 4 | 3 | 0 | 0 | 0 | 0
Jun-05 | Secondary Budget Items |  |  |  | Total Exp & Com |  | Total Exp |  | Commits |  | Jan-04 | Feb-04 | Mar-04 | Apr-04 | May-04 | Jun-04 | Jul-04 | Aug-04 | Sep-04 | Oct-04 | Nov-04 | Dec-04 | Jan-05 | Feb-05 | Mar-05 | Apr-05 | May-05 | Jun-05 | Jul-05 | Aug-05 | Sep-05 | Oct-05 | Nov-05 | Dec-05 | Jan-06 | Feb-06 | Mar-06 | Apr-06
Jul-05 | Subtotal Managerial and Clerical Labor |  |  |  | 1 |  | 1 |  | 0 |  | 0 | 1 | 0 | 0 | 0 | 0 | 0 | 0 | 0 | 0 | 0 | 0 | 0 | 0 | 0 | 0 | 0 | 1 | 0 | 0 | 0 | 1 | 0 | 0 | 0 | 0 | 0 | 0 | x
Aug-05 | Subtotal HR Support and Development |  |  |  | 0 |  | 0 |  | 0 |  | 0 | 0 | 1 | 1 | 1 | 0 | 0 | 1 | 0 | 0 | 0 | 0 | 1 | 1 | 0 | 0 | 0 | 1 | 0 | 0 | 0 | 1 | 1 | 0 | 0 | 0 | 0 | 0 | x
Sep-05 | Subtotal Travel and Conference Fees |  |  |  | 0 |  | 0 |  | 0 |  | 0 | 0 | 1 | 1 | 1 | 1 | 0 | 1 | 0 | 0 | 1 | 0 | 0 | 1 | 0 | 0 | 1 | 1 | 1 | 1 | 0 | 1 | 1 | 0 | 0 | 0 | 0 | 0 | x
Oct-05 | Subtotal Overhead |  |  |  | 0 |  | 0 |  | 0 |  | 1 | 0 | 0 | 0 | 1 | 1 | 0 | 0 | 0 | 0 | 1 | 0 | 1 | 0 | 0 | 0 | 0 | 0 | 0 | 0 | 0 | 0 | 0 | 0 | 0 | 0 | 0 | 0 | x
Nov-05 | Total Administrative Costs |  |  |  | 0 |  | 0 |  | 0 |  | 0 | 0 | 0 | 0 | 0 | 0 | 0 | 0 | 0 | 0 | 0 | 0 | 0 | 0 | 0 | 0 | 0 | 1 | 0 | 0 | 0 | 1 | 0 | 0 | 0 | 0 | 0 | 0 | x
Dec-05 | Total Marketing/Advertising/Outreach |  |  |  | 0 |  | 0 |  | 0 |  | 1 | 0 | 0 | 0 | 0 | 0 | 1 | 0 | 0 | 0 | 0 | 1 | 1 | 1 | 0 | 0 | 1 | 1 | 1 | 0 | 1 | 1 | 0 | 1 | 0 | 0 | 0 | 0 | x
Jan-06 | Financial Incentives from 2-MeasurableEEActivities |  |  |  | 1 |  | 1 |  | 0 |  | 0 | 0 | 0 | 0 | 1 | 1 | 1 | 0 | 1 | 1 | 0 | 0 | 0 | 0 | 1 | 1 | 0 | 0 | 1 | 1 | 1 | 0 | 0 | 0 | 0 | 0 | 0 | 0 | x
Feb-06 | Subtotal Activity |  |  |  | 0 |  | 0 |  | 0 |  | 0 | 0 | 0 | 0 | 0 | 0 | 0 | 0 | 0 | 0 | 0 | 0 | 0 | 0 | 0 | 0 | 0 | 0 | 0 | 0 | 0 | 0 | 0 | 0 | 0 | 0 | 0 | 0 | x
Mar-06 | Subtotal Installation |  |  |  | 0 |  | 0 |  | 0 |  | 0 | 0 | 0 | 0 | 0 | 0 | 0 | 0 | 0 | 0 | 0 | 0 | 0 | 0 | 0 | 0 | 0 | 0 | 0 | 0 | 0 | 0 | 0 | 0 | 0 | 0 | 0 | 0 | x
Apr-06 | Subtotal Hardware and Materials |  |  |  | 0 |  | 0 |  | 0 |  | 0 | 0 | 0 | 0 | 0 | 0 | 1 | 0 | 0 | 1 | 0 | 0 | 0 | 0 | 0 | 0 | 0 | 0 | 0 | 0 | 0 | 1 | 0 | 0 | 0 | 0 | 0 | 0 | x
May-06 | Subtotal Rebate Processing and Inspection |  |  |  | 0 |  | 0 |  | 0 |  | 1 | 1 | 0 | 0 | 0 | 0 | 0 | 1 | 1 | 1 | 1 | 0 | 1 | 0 | 0 | 0 | 0 | 0 | 0 | 0 | 0 | 0 | 0 | 0 | 0 | 0 | 0 | 0 | x
Jun-06 | Total Direct Implementation |  |  |  | 0 |  | 0 |  | 0 |  | 1 | 1 | 0 | 0 | 1 | 1 | 1 | 0 | 1 | 1 | 0 | 0 | 0 | 1 | 1 | 1 | 0 | 0 | 1 | 1 | 1 | 1 | 1 | 1 | 0 | 0 | 0 | 0 | x
Jul-06 | Subtotal EM&V Activity - Labor |  |  |  | 0 |  | 0 |  | 0 |  | 0 | 0 | 0 | 0 | 0 | 0 | 0 | 0 | 0 | 0 | 0 | 0 | 0 | 0 | 0 | 0 | 0 | 0 | 0 | 0 | 0 | 0 | 0 | 0 | 0 | 0 | 0 | 0 | x
Aug-06 | Subtotal EM&V Overhead |  |  |  | 0 |  | 0 |  | 0 |  | 0 | 0 | 0 | 0 | 0 | 0 | 0 | 0 | 0 | 0 | 0 | 0 | 0 | 0 | 0 | 0 | 0 | 0 | 0 | 0 | 0 | 0 | 0 | 0 | 0 | 0 | 0 | 0 | x
| Total EM&V |  |  |  | 0 |  | 0 |  | 0 |  | 0 | 0 | 0 | 0 | 0 | 0 | 0 | 0 | 0 | 0 | 0 | 0 | 0 | 0 | 0 | 0 | 0 | 0 | 0 | 0 | 0 | 0 | 0 | 0 | 0 | 0 | 0 | 0 | x
| Financing Costs |  |  |  | 0 |  | 0 |  | 0 |  | 0 | 0 | 0 | 0 | 0 | 0 | 0 | 0 | 0 | 0 | 0 | 0 | 0 | 0 | 0 | 0 | 0 | 0 | 0 | 0 | 0 | 0 | 0 | 0 | 0 | 0 | 0 | 0 | x
| Total Budget |  |  |  | 0 |  | 0 |  | 0 |  | 1 | 1 | 0 | 0 | 1 | 1 | 1 | 0 | 1 | 1 | 0 | 0 | 0 | 1 | 1 | 0 | 0 | 0 | 1 | 1 | 1 | 1 | 1 | 1 | 0 | 0 | 0 | 0 | x
| x | x | x | x | x | x | x | x | x | x
| Content Validation Score |  | 0 |  | 0
| Energy Effects |  |  |  | Total Exp & Com/ Energy Effects Ratio |  | Ratio
| Coinc Peak kW |  |  |  | 0 |  | 86.99%
| Annual kWh |  |  |  | 0 |  | 83.06%
| Lifecyc kWh |  |  |  | 0 |  | 86.16%
| Annual Therms |  |  |  | 0 |  | NA
| Lifecyc Therms |  |  |  | 0 |  | NA
|  |  | Total | Limit
| Content Validation Score |  | 7 | 5
Note on F83: Indicates if the program is over budget for the line item
Note on H103: Indicates the percentage by which the ratio of achieved energy effects over goals is out of proportion compared to the ratio of total expenditures over budget.
Note on L83: For All Months: Indicates if the line item expenditures are out of the expected range

## 1 - Budget Worksheet
1236 - Southern California Edison - Multi-Family EE Rebates - SCE service area - IOU Statewide Program - Dec-05 Report | [10 empty] | x
1 - Budget Worksheet | [10 empty] | x
Projected Benefit / Cost |  | Total Program Budget | 4236968.7206 | (%) | Total Direct Implementation | 3347900 | 79.02% | Net Projected Energy Effects |  |  | x
TRC Net Benefits | 3554647.1433 | Total Administrative | 563300 | 13.29% | Financial Incentives | 2897500 | 68.39%
TRC Ratio | 2.1318 | Managerial & Clerical | 244100 | 5.761% | Activity | 0 | 0% | Net Coincident Peak kW | 2036.459 |  | x
PT Net Benefits | 17358359.1904 | HR Support & Development | 24400 | 0.5759% | Installation | 0 | 0% | Net Annual kWh | 12111695.1535 |  | x
PT Ratio | 9.5763 | Travel & Conference Fees | 33200 | 0.7836% | Hardware & Materials | 20000 | 0.472% | Net Lifecycle kWh | 139723639.1178 |  | x
TRC Levelized Cost Electric | 0.033774 | Overhead | 261600 | 6.174% | Rebate Processing & Inspection | 430400 | 10.16% | Net Annual Therms | 0 |  | x
TRC Levelized Cost Gas | #DIV/0! | Total EM&V Costs | 236968.7206 | 5.593% | Total Marketing | 88800 | 2.096% | Net Lifecycle Therms | 0 |  | x
|  | EM&V Activity | 130108.7086 | 3.071% | Financing Costs | 0 | 0%
|  | EM&V Overhead | 106860.0119 | 2.522% | Potential Performance Award | 0 | 0% |  |  |  | x
Budget Items | Budget | Allocation Rate (%) | Allocation Base ($) | Notes | [6 empty] | x | "Scratch Paper"
(Choose from list) |  | If Applicable | If Applicable | Describe base upon which allocation rate is applied. | [6 empty] | x
Administrative | [10 empty] | x
Managerial and Clerical Labor | [10 empty] | x
Labor - Staff Management | 71700 | [9 empty] | x
Labor - Program/Project Management | 172400
Labor - Clerical | [10 empty] | x
|  |  |  | Consultant Labor | [6 empty] | x
x
x
x
x
x
x
x
x
x
x
Subtotal Managerial and Clerical Labor | 244100 | [9 empty] | x
Human Resource Support and Development | [10 empty] | x
Labor - Staff Development and Training | 24400 | [9 empty] | x
x
x
x
x
x
x
x
x
x
x
x
x
x
x
x
x
x
x
x
x
x
Subtotal HR Support and Development | 24400 | [9 empty] | x
Travel and Conference Fees | [10 empty] | x
Conference Fees | 30000 | [9 empty] | x
Travel - Mileage | 3200 | [9 empty] | x
x
x
x
x
x
x
x
x
x
x
x
x
x
x
Subtotal Travel and Conference Fees | 33200 | [9 empty] | x
Overhead (General and Administrative) - Labor and Materials | [10 empty] | x
Equipment - Computing | 10000 | [9 empty] | x
Equipment - Transportation | 3600 | [9 empty] | x
Labor - Administrative | 42000 | [9 empty] | x
Labor - Regulatory Reporting | 48000 | [9 empty] | x
Labor - Communications | 50000 | [9 empty] | x
Office Supplies | 4000 | [9 empty] | x
Postage | 4000 | [9 empty] | x
Labor - Information Technology | 100000 | [9 empty] | x
x
x
x
x
x
x
x
x
x
x
x
x
x
x
x
x
x
x
x
x
x
x
x
x
x
x
x
x
x
x
x
x
x
x
x
x
x
x
Subtotal Overhead | 261600 | [9 empty] | x
Total Administrative Costs | 563300 | [9 empty] | x
x
Marketing/Advertising/Outreach | [10 empty] | x
x
Advertisements / Media Promotions | 30000 | [9 empty] | x
Brochures | 56000 | [9 empty] | x
Bill Inserts | 2800 | [9 empty] | x
x
x
x
x
x
x
x
x
x
x
x
x
x
x
x
x
x
x
x
x
Total Marketing/Advertising/Outreach | 88800 | [9 empty] | x
x
Direct Implementation | [10 empty] | x
Financial Incentives to Customers | [10 empty] | x
Financial Incentives from 2-MeasurableEEActivities | 2897500 | [9 empty] | x
Activity - Labor | [10 empty] | x
x
x
x
x
x
x
x
x
Subtotal Activity | 0 | [9 empty] | x
Installation and Service - Labor | [10 empty] | x
Installation and Service from 2-MeasurableEEActivities | 0 | [9 empty] | x
x
x
x
x
Subtotal Installation | 0 | [9 empty] | x
Hardware and Materials - Installation and Other DI Activity | [10 empty] | x
Energy Measurement Tools | 20000 | [9 empty] | x
x
x
x
x
x
x
x
x
x
Subtotal Hardware and Materials | 20000 | [9 empty] | x
Rebate Processing and Inspection - Labor and Materials | [10 empty] | x
Labor - Rebate Processing | 387800 | [9 empty] | x
Labor - Rebate Processing | 42600 | [9 empty] | x
x
x
x
x
x
x
Subtotal Rebate Processing and Inspection | 430400 | [9 empty] | x
Total Direct Implementation | 3347900 | [9 empty] | x
x
Evaluation, Measurement and Verification | [10 empty] | x
EM&V Labor and Materials | [10 empty] | x
Labor - EM&V | 25500 | [9 empty] | x
Materials - EM&V | 1500 | [9 empty] | x
Subcontractor Labor - EM&V | 103108.7086 | [9 empty] | x
Subtotal EM&V Activity - Labor | 130108.7086 | [9 empty] | x
EM&V Overhead | [10 empty] | x
Overhead - EM&V | 10500 | [9 empty] | x
Subcontractor Benefits - EM&V Labor | 12373.045 | [9 empty] | x
Subcontractor Overhead - EM&V | 61865.2252 | [9 empty] | x
Subcontractor Payroll Tax - EM&V Labor | 7217.6096 | [9 empty] | x
Subcontractor Pension - EM&V Labor | 8248.6967 | [9 empty] | x
Subcontractor Travel - EM&V | 5155.4354 | [9 empty] | x
Travel - EM&V | 1500 | [9 empty] | x
x
x
x
Subtotal EM&V Overhead | 106860.0119 | [9 empty] | x
Total EM&V | 236968.7206 | [9 empty] | x
x
Financing Costs | [10 empty] | x
Potential Performance Award | [10 empty] | x
x
Total Budget | 4236968.7206 | [9 empty] | x
Labor - Clerical | Benefits - Administrative Labor | Conference Fees | Equipment - Communications | Advertisements / Media Promotions | Labor - Curriculum Development | Labor - Customer Equipment Repair and Servicing | Audit Applications and Forms | Labor - Field Verification | Labor - EM&V | Benefits - EM&V Labor
Labor - Program Design | Benefits - Direct Implementation Labor | Labor - Conference Attendance | Equipment - Computing | Bill Inserts | Labor - Customer Education and Training | Labor - Measure Installation | Direct Implementation Literature | Labor - Rebate Processing | Materials - EM&V | Overhead - EM&V
Labor - Program Development | Benefits - Marketing/Advertising/Outreach Labor | Subcontractor - Conference Fees | Equipment - Document Reproduction | Brochures | Labor - Customer Equipment Testing and Diagnostics | Subcontractor Labor - Customer Equipment Repair and Servicing | Education Materials | Labor - Site Inspections | Subcontractor Labor - EM&V | Payroll Tax - EM&V Labor
Labor - Program Planning | Labor - Human Resources | Subcontractor - Travel - Airfare | Equipment - General Office | Door Hangers | Labor - Facilities Audits | Subcontractor Labor - Measure Installation | Energy Measurement Tools | Rebate Applications |  | Pension - EM&V Labor
Labor - Program/Project Management | Labor - Staff Development and Training | Subcontractor - Travel - Lodging | Equipment - Transportation | Labor - Business Outreach | Subcontractor Labor - Facilities Audits |  | Installation Hardware | Subcontractor - Rebate Applications |  | Subcontractor Benefits - EM&V Labor
Labor - Staff Management | Payroll Tax - Administrative Labor | Subcontractor - Travel - Meals | Facilities - Lease/Rent Payment | Labor - Customer Outreach | Subcontractor Labor - Curriculum Development |  | Subcontractor - Direct Implementation Literature | Subcontractor Labor - Field Verification |  | Subcontractor Overhead - EM&V
Labor - Staff Supervision | Payroll Tax - Direct Implementation Labor | Subcontractor - Travel - Mileage | Labor - Accounts Payable | Labor - Customer Relations | Subcontractor Labor - Customer Education and Training |  | Subcontractor - Education Materials | Subcontractor Labor - Rebate Processing |  | Subcontractor Payroll Tax - EM&V Labor
Subcontractor Labor - Clerical | Payroll Tax - Marketing/Advertising/Outreach Labor | Subcontractor - Travel - Parking | Labor - Accounts Receivable | Labor - Marketing | Subcontractor Labor - Customer Equipment Testing and Diagnostics |  | Subcontractor - Energy Measurement Tools | Subcontractor Labor - Site Inspections |  | Subcontractor Pension - EM&V Labor
Subcontractor Labor - Program Design | Pension - Administrative Labor | Subcontractor - Travel - Per Diem for Misc. Expenses | Labor - Administrative | Print Advertisements |  |  | Subcontractor - Installation Hardware |  |  | Subcontractor Travel - EM&V
Subcontractor Labor - Program Development | Pension - Direct Implementation Labor | Subcontractor Labor - Conference Attendance | Labor - Automated Systems | Radio Spots |  |  | Subcontractor -Audit Applications and Forms |  |  | Travel - EM&V
Subcontractor Labor - Program Planning | Pension - Marketing/Advertising/Outreach Labor | Travel - Airfare | Labor - Communications | Subcontractor - Bill Inserts
Subcontractor Labor - Program/Project Management | Subcontractor Benefits - Administrative Labor | Travel - Lodging | Labor - Contract Reporting | Subcontractor - Brochures
Subcontractor Labor - Staff Management | Subcontractor Benefits - Direct Implementation Labor | Travel - Meals | Labor - Corporate Services | Subcontractor - Door Hangers
Subcontractor Labor - Staff Supervision | Subcontractor Benefits - Marketing/Advertising/Outreach Labor | Travel - Mileage | Labor - Facilities Maintenance | Subcontractor - Print Advertisements
| Subcontractor Labor - Human Resources | Travel - Parking | Labor - Information Technology | Subcontractor - Radio Spots
| Subcontractor Labor - Staff Development and Training | Travel - Per Diem for Misc. Expenses | Labor - Materials Management | Subcontractor - Television Spots
| Subcontractor Payroll Tax - Administrative Labor |  | Labor - Procurement | Subcontractor Labor - Business Outreach
| Subcontractor Payroll Tax - Direct Implementation Labor |  | Labor - Regulatory Reporting | Subcontractor Labor - Customer Outreach
| Subcontractor Payroll Tax - Marketing/Advertising/Outreach Labor |  | Labor - Shop Services | Subcontractor Labor - Customer Relations
| Subcontractor Pension - Administrative Labor |  | Labor - Telecommunications | Subcontractor Labor - Marketing
| Subcontractor Pension - Direct Implementation Labor |  | Labor - Transportation Services | Television Spots
| Subcontractor Pension - Marketing/Advertising/Outreach Labor |  | Office Supplies | Website Development
|  |  | Postage | Labor - Media Production
|  |  | Subcontractor - Equipment - Communications | Subcontractor Labor - Media Production
Subcontractor - Equipment - Computing
Subcontractor - Equipment - Document Reproduction
Subcontractor - Equipment - General Office
Subcontractor - Equipment - Transportation
Subcontractor - Facilities - Lease/Rent Payment
Subcontractor - Office Supplies
Subcontractor - Postage
Subcontractor Labor - Accounts Payable
Subcontractor Labor - Accounts Receivable
Subcontractor Labor - Administrative
Subcontractor Labor - Automated Systems
Subcontractor Labor - Communications
Subcontractor Labor - Contract Reporting
Subcontractor Labor - Corporate Services
Subcontractor Labor - Facilities Maintenance
Subcontractor Labor - Information Technology
Subcontractor Labor - Materials Management
Subcontractor Labor - Procurement
Subcontractor Labor - Regulatory Reporting
Subcontractor Labor - Shop Services
Subcontractor Labor - Telecommunications
Subcontractor Labor - Transportation Services
Food Service
Labor - Accounting Support
Subcontractor Labor - Accounting Support

## 1A - Expenditures Worksheet
1236 - Southern California Edison - Multi-Family EE Rebates - SCE service area - IOU Statewide Program - Dec-05 Report | [21 empty] | x | [10 empty] | x
1A - Expenditures Worksheet | Budget | Total Exp & Com | Total Exp | Commitments | Jan-04 | Feb-04 | Mar-04 | Apr-04 | May-04 | Jun-04 | Jul-04 | Aug-04 | Sep-04 | Oct-04 | Nov-04 | Dec-04 | Jan-05 | Feb-05 | Mar-05 | Apr-05 | May-05 | Jun-05 | Jul-05 | Aug-05 | Sep-05 | Oct-05 | Nov-05 | Dec-05 | Jan-06 | Feb-06 | Mar-06 | Apr-06 | x
Total | 4236968.7206 | 3773991.78 | 3773991.78 | 0 | 28001.45 | 26460.79 | 245901.52 | 251236.79 | 44025.38 | 35262.56 | 56998.94 | 221549.91 | 71308.02 | 87831.58 | 343939.62 | 320529.14 | 160635.81 | 29052.08 | 642143.48 | 481133.02 | 406315.46 | 360199.16 | 11016.81 | 27641.91 | -178786.66 | 27560.78 | 35203.96 | 38830.27 | 0 | 0 | 0 | 0 | x
Total Administrative Costs | 563300 | 556328.99 | 556328.99 | 0 | 20311.7 | 19769.48 | 25554.84 | 29802.85 | 18729.62 | 22532.87 | 27258 | 34177.47 | 26955.65 | 27160.75 | 19621.93 | 26288.48 | 18150.31 | 16864.97 | 42016.04 | 33812.45 | 30806.28 | -1984.13 | 24617.19 | 15849.19 | 29015.77 | -1066.61 | 23823.17 | 26260.72 | 0 | 0 | 0 | 0 | x
Total Marketing/Advertising/Outreach | 88800 | 30210.3 | 30210.3 | 0 | 135.38 | 0 | 0 | 0 | 6904.62 | 2959.41 | 14314 | 2250 | 0 | 0 | 0 | 1195.25 | 18289.1 | 400 | 6615 | 0 | 1546 | 875 | -26849.6 | 0 | 670 | 250.22 | 0 | 655.92 | 0 | 0 | 0 | 0 | x
Total Direct Implementation | 3347900 | 3187452.49 | 3187452.49 | 0 | 7554.37 | 6691.31 | 220346.68 | 221433.94 | 18391.14 | 9770.28 | 15426.94 | 185122.44 | 44352.37 | 60670.83 | 324317.69 | 293045.41 | 124196.4 | 11787.11 | 593512.44 | 447320.57 | 373963.18 | 361308.29 | 13249.22 | 11792.72 | -208472.43 | 28377.17 | 11380.79 | 11913.63 | 0 | 0 | 0 | 0 | x
Total EM&V | 236968.7206 | 0 | 0 | 0 | 0 | 0 | 0 | 0 | 0 | 0 | 0 | 0 | 0 | 0 | 0 | 0 | 0 | 0 | 0 | 0 | 0 | 0 | 0 | 0 | 0 | 0 | 0 | 0 | 0 | 0 | 0 | 0 | x
Financing Costs | 0 | 0 | 0 | 0 | 0 | 0 | 0 | 0 | 0 | 0 | 0 | 0 | 0 | 0 | 0 | 0 | 0 | 0 | 0 | 0 | 0 | 0 | 0 | 0 | 0 | 0 | 0 | 0 | 0 | 0 | 0 | 0 | x
Potential Performance Award | 0 | 0 | 0 | 0 | 0 | 0 | 0 | 0 | 0 | 0 | 0 | 0 | 0 | 0 | 0 | 0 | 0 | 0 | 0 | 0 | 0 | 0 | 0 | 0 | 0 | 0 | 0 | 0 | 0 | 0 | 0 | 0 | x
Budget Items | Budget | Total Expenditures | Total Expenditures | Total Commitments | Jan-04 | Feb-04 | Mar-04 | Apr-04 | May-04 | Jun-04 | Jul-04 | Aug-04 | Sep-04 | Oct-04 | Nov-04 | Dec-04 | Jan-05 | Feb-05 | Mar-05 | Apr-05 | May-05 | Jun-05 | Jul-05 | Aug-05 | Sep-05 | Oct-05 | Nov-05 | Dec-05 | Jan-06 | Feb-06 | Mar-06 | Apr-06 | x | "Scratch Paper"
|  | & Commitments | [30 empty] | x
Administrative | [32 empty] | x
Managerial and Clerical Labor | [32 empty] | x
Labor - Staff Management | 71700 | 70493.14 | 70493.14 |  | 3067.19 | 2908.22 | 3738.35 | 1816.8 | 4182.54 | 2689.42 | 3125.81 | 3614.29 | 3578.57 | 1114.36 | 3316.06 | 2874.5 | 2347.02 | 2524.17 | 3309.55 | 2967.28 | 3433.68 | 3413.11 | 3134.27 | 1475.93 | 4419.67 | 2356.01 | 2950.76 | 2135.58 |  |  |  |  | x
Labor - Program/Project Management | 172400 | 202397.86 | 202397.86 |  | 10035.05 |  | 6851.51 | 15215.43 | 9742.79 | 12894.06 | 12001.54 | 11950.4 | 12253.78 | 11950.99 | 10761.92 | 9569.13 | 11613.89 | 7604.99 | 21085.14 | 18734.13 | 14956.43 | -20574.81 | 7840.13 | 6633.94 | 9444.31 | -12456.41 | 7408.51 | 6881.01 |  |  |  |  | x
Labor - Clerical | 0 | 1827 | 1827 |  |  |  | 26.87 | 791.17 | 642.43 | 1968.46 | 1452.73 | 0 | [7 empty] | 87.04 |  | 0 |  |  | 21.76 | -3163.46 | [6 empty] | x
0 | 0 | 2625 | 2625 | [15 empty] | 1750 |  |  | 875 | [10 empty] | x
0 | 0 | 0 | 0 | [29 empty] | x
0 | 0 | 0 | 0 | [29 empty] | x
0 | 0 | 0 | 0 | [29 empty] | x
0 | 0 | 0 | 0 | [29 empty] | x
0 | 0 | 0 | 0 | [29 empty] | x
0 | 0 | 0 | 0 | [29 empty] | x
0 | 0 | 0 | 0 | [29 empty] | x
0 | 0 | 0 | 0 | [29 empty] | x
0 | 0 | 0 | 0 | 0 | [28 empty] | x
0 | 0 | 0 | 0 | 0 | [28 empty] | x
Subtotal Managerial and Clerical Labor | 244100 | 277343 | 277343 | 0 | 13102.24 | 2908.22 | 10616.73 | 17823.4 | 14567.76 | 17551.94 | 16580.08 | 15564.69 | 15832.35 | 13065.35 | 14077.98 | 12443.63 | 13960.91 | 10129.16 | 26144.69 | 21788.45 | 18390.11 | -16286.7 | 10974.4 | 8109.87 | 13885.74 | -13263.86 | 10359.27 | 9016.59 | 0 | 0 | 0 | 0 | x
Human Resource Support and Development | [32 empty] | x
Labor - Staff Development and Training | 24400 | 20518.06 | 20518.06 |  | 1248.58 | 602.84 | 3950.44 | 352.41 | -1072.44 | 2099.23 | 1335.05 | -96.03 | 699.99 | 717.27 | 840.11 | 532.92 | 177.33 | 134.66 | 551.07 | 1295.34 | 561.11 | 282.03 | 1240.85 | 793.77 | 654.7 | 403.38 | 418.39 | 2795.06 |  |  |  |  | x
0 | 0 | 0 | 0 | [29 empty] | x
0 | 0 | 0 | 0 | [29 empty] | x
0 | 0 | 0 | 0 | [29 empty] | x
0 | 0 | 0 | 0 | [29 empty] | x
0 | 0 | 0 | 0 | [29 empty] | x
0 | 0 | 0 | 0 | [29 empty] | x
0 | 0 | 0 | 0 | [29 empty] | x
0 | 0 | 0 | 0 | [29 empty] | x
0 | 0 | 0 | 0 | [29 empty] | x
0 | 0 | 0 | 0 | [29 empty] | x
0 | 0 | 0 | 0 | [29 empty] | x
0 | 0 | 0 | 0 | [29 empty] | x
0 | 0 | 0 | 0 | [29 empty] | x
0 | 0 | 0 | 0 | [29 empty] | x
0 | 0 | 0 | 0 | [29 empty] | x
0 | 0 | 0 | 0 | [29 empty] | x
0 | 0 | 0 | 0 | [29 empty] | x
0 | 0 | 0 | 0 | [29 empty] | x
0 | 0 | 0 | 0 | 0 | [28 empty] | x
0 | 0 | 0 | 0 | 0 | [28 empty] | x
0 | 0 | 0 | 0 | 0 | [28 empty] | x
Subtotal HR Support and Development | 24400 | 20518.06 | 20518.06 | 0 | 1248.58 | 602.84 | 3950.44 | 352.41 | -1072.44 | 2099.23 | 1335.05 | -96.03 | 699.99 | 717.27 | 840.11 | 532.92 | 177.33 | 134.66 | 551.07 | 1295.34 | 561.11 | 282.03 | 1240.85 | 793.77 | 654.7 | 403.38 | 418.39 | 2795.06 | 0 | 0 | 0 | 0 | x
Travel and Conference Fees | [32 empty] | x
Conference Fees | 30000 | 6497.27 | 6497.27 |  | 706 |  |  | 307.5 | 205 |  |  |  | 762.79 | 2547.24 | -263.8 | 1092.64 | 711 | 0 |  | 428.9 |  | 301.82 |  | -301.82 | [8 empty] | x
Travel - Mileage | 3200 | 4704.73 | 4704.73 |  |  |  | 119.63 | 151.88 | 16.13 | 63.25 |  | 36.75 | 167.5 | 128.25 | 409.4 | 1242.35 |  | 129.6 |  | 643.08 | 110.16 |  | 24.7 | 93.96 |  | 26.99 | 56.86 | 1284.24 |  |  |  |  | x
0 | 0 | 0 | 0 | [29 empty] | x
0 | 0 | 0 | 0 | [29 empty] | x
0 | 0 | 0 | 0 | [29 empty] | x
0 | 0 | 0 | 0 | [29 empty] | x
0 | 0 | 0 | 0 | [29 empty] | x
0 | 0 | 0 | 0 | [29 empty] | x
0 | 0 | 0 | 0 | [29 empty] | x
0 | 0 | 0 | 0 | [29 empty] | x
0 | 0 | 0 | 0 | [29 empty] | x
0 | 0 | 0 | 0 | 0 | [28 empty] | x
0 | 0 | 0 | 0 | 0 | [28 empty] | x
0 | 0 | 0 | 0 | 0 | [28 empty] | x
0 | 0 | 0 | 0 | 0 | [28 empty] | x
0 | 0 | 0 | 0 | 0 | [28 empty] | x
Subtotal Travel and Conference Fees | 33200 | 11202 | 11202 | 0 | 706 | 0 | 119.63 | 459.38 | 221.13 | 63.25 | 0 | 36.75 | 930.29 | 2675.49 | 145.6 | 2334.99 | 711 | 129.6 | 0 | 1071.98 | 110.16 | 301.82 | 24.7 | -207.86 | 0 | 26.99 | 56.86 | 1284.24 | 0 | 0 | 0 | 0 | x
Overhead (General and Administrative) - Labor and Materials |  |  |  | 0 | [28 empty] | x
Equipment - Computing | 10000 | 4969.71 | 4969.71 |  |  | 9132.91 | 2082.43 | -6438.25 | 178.43 | 278.57 | 179.59 | 182.17 | 179.45 | 78.86 | -1354.07 | 40 | 41.23 | 41.23 | 41.23 | 41.23 | 223.47 | 41.23 | [10 empty] | x
Equipment - Transportation |  | 3162.76 | 3162.76 |  |  | 1219.6 | 44.18 | -1080.86 | 50.82 | 40.72 | 21.45 | 485.92 | 485.92 | 485.92 | 485.92 |  | 923.17 | [15 empty] | x
Labor - Administrative | 42000 | 52054.68 | 52054.68 |  | 2359.03 | 2000.27 | 2387.01 | 1255.03 | 1500.76 | 1863.5 | 2645.2 | 1946.05 | 2311.48 | 1953.49 | 2068.31 | 3381.1 | 1565.84 | 1676.24 | 2503.03 | 2914.64 | 1773.96 | 2272.98 | 1594.31 | 1281.15 | 2397.26 | 1804.47 | 1841.9 | 4757.67 |  |  |  |  | x
Labor - Regulatory Reporting | 48000 | 48542.96 | 48542.96 |  | 1906.99 | 2248.79 | 4743.69 | 7509.16 | 547.29 | -5118.57 | 2736.77 | 1811.67 | 1788.95 | 2569.31 | 995.04 | 995.18 | 1115.88 | 1150.67 | 1805.26 | 2324.15 | 2752.1 | 2033.98 | 4475.59 | 1535.33 | 3030.41 | 1941.85 | 2055.01 | 1588.46 |  |  |  |  | x
Labor - Communications | 50000 | 44717.78 | 44717.78 |  | 981.63 | 1153.88 | 1606.21 | 5717.58 | 585.71 | 1941.72 | 1548.85 | 2257.35 | 2090.36 | 1800.73 | 1901.94 | 2979.99 | 1014.55 | 2268.16 | 2374.41 | 1869.07 | 1127.72 | 1560.29 | 1525.17 | 1146.99 | 2241.89 | 1522.48 | 1548.55 | 1952.55 |  |  |  |  | x
Office Supplies | 4000 | 13489.61 | 13489.61 |  | 7.23 | 502.97 | 4.52 | 707 | 813.21 | 646.59 | -701.14 | 6915.88 | 399.75 | 17.38 | 67.18 | 171.5 | 42.45 | 6.68 | 98.78 | 86.29 | 732.59 | 507.51 | 905.4 | 105.02 | 372.29 | 248.96 | 410.3 | 421.27 |  |  |  |  | x
Postage | 4000 | 0 | 0 | [29 empty] | x
Labor - Information Technology | 100000 | 80328.43 | 80328.43 |  |  |  |  | 3498 | 1336.95 | 3165.92 | 2912.15 | 5073.02 | 2237.11 | 3796.95 | 393.92 | 3409.17 | -1402.05 | 1328.57 | 8497.57 | 2421.3 | 5135.06 | 7302.73 | 3876.77 | 3084.92 | 6433.48 | 6249.12 | 7132.89 | 4444.88 |  |  |  |  | x
0 | 0 | 0 | 0 | [29 empty] | x
0 | 0 | 0 | 0 | [29 empty] | x
0 | 0 | 0 | 0 | [29 empty] | x
0 | 0 | 0 | 0 | [29 empty] | x
0 | 0 | 0 | 0 | [29 empty] | x
0 | 0 | 0 | 0 | [29 empty] | x
0 | 0 | 0 | 0 | [29 empty] | x
0 | 0 | 0 | 0 | [29 empty] | x
0 | 0 | 0 | 0 | [29 empty] | x
0 | 0 | 0 | 0 | [29 empty] | x
0 | 0 | 0 | 0 | [29 empty] | x
0 | 0 | 0 | 0 | [29 empty] | x
0 | 0 | 0 | 0 | [29 empty] | x
0 | 0 | 0 | 0 | [29 empty] | x
0 | 0 | 0 | 0 | [29 empty] | x
0 | 0 | 0 | 0 | [29 empty] | x
0 | 0 | 0 | 0 | [29 empty] | x
0 | 0 | 0 | 0 | [29 empty] | x
0 | 0 | 0 | 0 | [29 empty] | x
0 | 0 | 0 | 0 | [29 empty] | x
0 | 0 | 0 | 0 | [29 empty] | x
0 | 0 | 0 | 0 | 0 | [28 empty] | x
0 | 0 | 0 | 0 | 0 | [28 empty] | x
0 | 0 | 0 | 0 | 0 | [28 empty] | x
0 | 0 | 0 | 0 | 0 | [28 empty] | x
0 | 0 | 0 | 0 | 0 | [28 empty] | x
0 | 0 | 0 | 0 | 0 | [28 empty] | x
0 | 0 | 0 | 0 | 0 | [28 empty] | x
0 | 0 | 0 | 0 | 0 | [28 empty] | x
0 | 0 | 0 | 0 | 0 | [28 empty] | x
0 | 0 | 0 | 0 | 0 | [28 empty] | x
0 | 0 | 0 | 0 | 0 | [28 empty] | x
0 | 0 | 0 | 0 | 0 | [28 empty] | x
0 | 0 | 0 | 0 | 0 | [28 empty] | x
0 | 0 | 0 | 0 | 0 | [28 empty] | x
0 | 0 | 0 | 0 | 0 | [28 empty] | x
0 | 0 | 0 | 0 | 0 | [28 empty] | x
0 | 0 | 0 | 0 | 0 | [28 empty] | x
Subtotal Overhead | 261600 | 247265.93 | 247265.93 | 0 | 5254.88 | 16258.42 | 10868.04 | 11167.66 | 5013.17 | 2818.45 | 9342.87 | 18672.06 | 9493.02 | 10702.64 | 4558.24 | 10976.94 | 3301.07 | 6471.55 | 15320.28 | 9656.68 | 11744.9 | 13718.72 | 12377.24 | 7153.41 | 14475.33 | 11766.88 | 12988.65 | 13164.83 | 0 | 0 | 0 | 0 | x
Total Administrative Costs | 563300 | 556328.99 | 556328.99 | 0 | 20311.7 | 19769.48 | 25554.84 | 29802.85 | 18729.62 | 22532.87 | 27258 | 34177.47 | 26955.65 | 27160.75 | 19621.93 | 26288.48 | 18150.31 | 16864.97 | 42016.04 | 33812.45 | 30806.28 | -1984.13 | 24617.19 | 15849.19 | 29015.77 | -1066.61 | 23823.17 | 26260.72 | 0 | 0 | 0 | 0 | x
0 | [32 empty] | x
Marketing/Advertising/Outreach | [32 empty] | x
0 | [32 empty] | x
Advertisements / Media Promotions | 30000 | 17464.9 | 17464.9 | [5 empty] | 6904.62 | 2959.41 | 13384.4 | 1675 | -8129.03 |  |  |  | 18289.1 | 400 | 6615 |  | 1546 |  | -26849.6 |  | 670 | [7 empty] | x
Brochures | 56000 | 11839.26 | 11839.26 |  | 135.38 | [5 empty] | 929.6 | 575 | 8129.03 |  |  | 1195.25 | [5 empty] | 875 | [10 empty] | x
Bill Inserts | 2800 | 0 | 0 | [29 empty] | x
0 | 0 | 906.14 | 906.14 | [22 empty] | 250.22 |  | 655.92 |  |  |  |  | x
0 | 0 | 0 | 0 | [29 empty] | x
0 | 0 | 0 | 0 | [29 empty] | x
0 | 0 | 0 | 0 | 0 | [28 empty] | x
0 | 0 | 0 | 0 | 0 | [28 empty] | x
0 | 0 | 0 | 0 | 0 | [28 empty] | x
0 | 0 | 0 | 0 | 0 | [28 empty] | x
0 | 0 | 0 | 0 | 0 | [28 empty] | x
0 | 0 | 0 | 0 | 0 | [28 empty] | x
0 | 0 | 0 | 0 | 0 | [28 empty] | x
0 | 0 | 0 | 0 | 0 | [28 empty] | x
0 | 0 | 0 | 0 | 0 | [28 empty] | x
0 | 0 | 0 | 0 | 0 | [28 empty] | x
0 | 0 | 0 | 0 | 0 | [28 empty] | x
0 | 0 | 0 | 0 | 0 | [28 empty] | x
0 | 0 | 0 | 0 | 0 | [28 empty] | x
0 | 0 | 0 | 0 | 0 | [28 empty] | x
0 | 0 | 0 | 0 | 0 | [28 empty] | x
0 | 0 | 0 | 0 | 0 | [28 empty] | x
0 | [32 empty] | x
Total Marketing/Advertising/Outreach | 88800 | 30210.3 | 30210.3 | 0 | 135.38 | 0 | 0 | 0 | 6904.62 | 2959.41 | 14314 | 2250 | 0 | 0 | 0 | 1195.25 | 18289.1 | 400 | 6615 | 0 | 1546 | 875 | -26849.6 | 0 | 670 | 250.22 | 0 | 655.92 | 0 | 0 | 0 | 0 | x
0 | [32 empty] | x
Direct Implementation |  |  |  | 0 | [28 empty] | x
Financial Incentives to Customers | [32 empty] | x
Financial Incentives from 2-MeasurableEEActivities | 2897500 | 2897807.27 | 2897807.27 |  | 0 | 0 | 211219.75 | 207847.23 | 1282.64 | -148.27 | -2811.6 | 176425.75 | 36073 | 55678.75 | 320442.99 | 277931.25 | 117119 | 0 | 583454.38 | 429982.22 | 359018.75 | 347112.93 | -2282 | 2282 | -222821.5 | 0 | 0 | 0 | 0 | 0 | 0 | 0 | x
Activity - Labor | [32 empty] | x
0 | 0 | 0 | 0 | [29 empty] | x
0 | 0 | 0 | 0 | [29 empty] | x
0 | 0 | 0 | 0 | [29 empty] | x
0 | 0 | 0 | 0 | [29 empty] | x
0 | 0 | 0 | 0 | [29 empty] | x
0 | 0 | 0 | 0 | [29 empty] | x
0 | 0 | 0 | 0 | [29 empty] | x
0 | 0 | 0 | 0 | [29 empty] | x
Subtotal Activity | 0 | 0 | 0 | 0 | 0 | 0 | 0 | 0 | 0 | 0 | 0 | 0 | 0 | 0 | 0 | 0 | 0 | 0 | 0 | 0 | 0 | 0 | 0 | 0 | 0 | 0 | 0 | 0 | 0 | 0 | 0 | 0 | x
Installation and Service - Labor | [32 empty] | x
Installation and Service from 2-MeasurableEEActivities | 0 | 0 | 0 | 0 | 0 | 0 | 0 | 0 | 0 | 0 | 0 | 0 | 0 | 0 | 0 | 0 | 0 | 0 | 0 | 0 | 0 | 0 | 0 | 0 | 0 | 0 | 0 | 0 | 0 | 0 | 0 | 0 | x
0 | 0 | 0 | 0 | 0 | [28 empty] | x
0 | 0 | 0 | 0 | 0 | [28 empty] | x
0 | 0 | 0 | 0 | 0 | [28 empty] | x
0 | 0 | 0 | 0 | 0 | [28 empty] | x
Subtotal Installation | 0 | 0 | 0 | 0 | 0 | 0 | 0 | 0 | 0 | 0 | 0 | 0 | 0 | 0 | 0 | 0 | 0 | 0 | 0 | 0 | 0 | 0 | 0 | 0 | 0 | 0 | 0 | 0 | 0 | 0 | 0 | 0 | x
Hardware and Materials - Installation and Other DI Activity | [32 empty] | x
Energy Measurement Tools | 20000 | 11331.71 | 11331.71 |  |  | 845 |  | 1875.44 |  |  | 4263.99 | 1704.33 | 886.45 | 108.25 |  |  |  | 845 |  |  |  | 695 |  |  |  | 108.25 | [6 empty] | x
0 | 0 | 0 | 0 | [29 empty] | x
0 | 0 | 0 | 0 | [29 empty] | x
0 | 0 | 0 | 0 | 0 | [28 empty] | x
0 | 0 | 0 | 0 | 0 | [28 empty] | x
0 | 0 | 0 | 0 | 0 | [28 empty] | x
0 | 0 | 0 | 0 | 0 | [28 empty] | x
0 | 0 | 0 | 0 | 0 | [28 empty] | x
0 | 0 | 0 | 0 | 0 | [28 empty] | x
0 | 0 | 0 | 0 | 0 | [28 empty] | x
Subtotal Hardware and Materials | 20000 | 11331.71 | 11331.71 | 0 | 0 | 845 | 0 | 1875.44 | 0 | 0 | 4263.99 | 1704.33 | 886.45 | 108.25 | 0 | 0 | 0 | 845 | 0 | 0 | 0 | 695 | 0 | 0 | 0 | 108.25 | 0 | 0 | 0 | 0 | 0 | 0 | x
Rebate Processing and Inspection - Labor and Materials | [32 empty] | x
Labor - Rebate Processing | 387800 | 268702.66 | 268702.66 |  | 7246.87 | 5610.56 | 8604.18 | 11383.27 | 17108.5 | 9579.6 | 12754.27 | 6209.38 | 7044.42 | 4134.79 | 3468.24 | 14428.29 | 7077.4 | 10725.01 | 9882.29 | 16766.07 | 14944.43 | 12980.61 | 15274.17 | 9246.2 | 13545.05 | 28268.92 | 11131.1 | 11289.04 |  |  |  |  | x
Labor - Rebate Processing | 42600 | 9610.85 | 9610.85 | 0 | 307.5 | 235.75 | 522.75 | 328 |  | 338.95 | 1220.28 | 782.98 | 348.5 | 749.04 | 406.46 | 685.87 |  | 217.1 | 175.77 | 572.28 |  | 519.75 | 257.05 | 264.52 | 804.02 |  | 249.69 | 624.59 |  |  |  |  | x
0 | 0 | 0 | 0 | 0 | [28 empty] | x
0 | 0 | 0 | 0 | 0 | [28 empty] | x
0 | 0 | 0 | 0 | 0 | [28 empty] | x
0 | 0 | 0 | 0 | 0 | [28 empty] | x
0 | 0 | 0 | 0 | 0 | [28 empty] | x
0 | 0 | 0 | 0 | 0 | [28 empty] | x
Subtotal Rebate Processing and Inspection | 430400 | 278313.51 | 278313.51 | 0 | 7554.37 | 5846.31 | 9126.93 | 11711.27 | 17108.5 | 9918.55 | 13974.55 | 6992.36 | 7392.92 | 4883.83 | 3874.7 | 15114.16 | 7077.4 | 10942.11 | 10058.06 | 17338.35 | 14944.43 | 13500.36 | 15531.22 | 9510.72 | 14349.07 | 28268.92 | 11380.79 | 11913.63 | 0 | 0 | 0 | 0 | x
Total Direct Implementation | 3347900 | 3187452.49 | 3187452.49 | 0 | 7554.37 | 6691.31 | 220346.68 | 221433.94 | 18391.14 | 9770.28 | 15426.94 | 185122.44 | 44352.37 | 60670.83 | 324317.69 | 293045.41 | 124196.4 | 11787.11 | 593512.44 | 447320.57 | 373963.18 | 361308.29 | 13249.22 | 11792.72 | -208472.43 | 28377.17 | 11380.79 | 11913.63 | 0 | 0 | 0 | 0 | x
0 | [32 empty] | x
Evaluation, Measurement and Verification | [32 empty] | x
EM&V Labor and Materials | [32 empty] | x
Labor - EM&V | 25500 | 0 | 0 | [29 empty] | x
Materials - EM&V | 1500 | 0 | 0 | 0 | [28 empty] | x
Subcontractor Labor - EM&V | 103108.7086 | 0 | 0 | 0 | [28 empty] | x
Subtotal EM&V Activity - Labor | 130108.7086 | 0 | 0 | 0 | 0 | 0 | 0 | 0 | 0 | 0 | 0 | 0 | 0 | 0 | 0 | 0 | 0 | 0 | 0 | 0 | 0 | 0 | 0 | 0 | 0 | 0 | 0 | 0 | 0 | 0 | 0 | 0 | x
EM&V Overhead | [32 empty] | x
Overhead - EM&V | 10500 | 0 | 0 | 0 | [28 empty] | x
Subcontractor Benefits - EM&V Labor | 12373.045 | 0 | 0 | 0 | [28 empty] | x
Subcontractor Overhead - EM&V | 61865.2252 | 0 | 0 | 0 | [28 empty] | x
Subcontractor Payroll Tax - EM&V Labor | 7217.6096 | 0 | 0 | 0 | [28 empty] | x
Subcontractor Pension - EM&V Labor | 8248.6967 | 0 | 0 | 0 | [28 empty] | x
Subcontractor Travel - EM&V | 5155.4354 | 0 | 0 | 0 | [28 empty] | x
Travel - EM&V | 1500 | 0 | 0 | 0 | [28 empty] | x
0 | 0 | 0 | 0 | 0 | [28 empty] | x
0 | 0 | 0 | 0 | 0 | [28 empty] | x
0 | 0 | 0 | 0 | 0 | [28 empty] | x
Subtotal EM&V Overhead | 106860.0119 | 0 | 0 | 0 | 0 | 0 | 0 | 0 | 0 | 0 | 0 | 0 | 0 | 0 | 0 | 0 | 0 | 0 | 0 | 0 | 0 | 0 | 0 | 0 | 0 | 0 | 0 | 0 | 0 | 0 | 0 | 0
Total EM&V | 236968.7206 | 0 | 0 | 0 | 0 | 0 | 0 | 0 | 0 | 0 | 0 | 0 | 0 | 0 | 0 | 0 | 0 | 0 | 0 | 0 | 0 | 0 | 0 | 0 | 0 | 0 | 0 | 0 | 0 | 0 | 0 | 0 | x
0 | [32 empty] | x
Financing Costs | 0 |  |  | 0 | [28 empty] | x
0
Potential Performance Award | [32 empty] | x
0 | [32 empty] | x
Total Budget | 4236968.7206 | 3773991.78 | 3773991.78 | 0 | 28001.45 | 26460.79 | 245901.52 | 251236.79 | 44025.38 | 35262.56 | 56998.94 | 221549.91 | 71308.02 | 87831.58 | 343939.62 | 320529.14 | 160635.81 | 29052.08 | 642143.48 | 481133.02 | 406315.46 | 360199.16 | 11016.81 | 27641.91 | -178786.66 | 27560.78 | 35203.96 | 38830.27 | 0 | 0 | 0 | 0 | x

## 2 - ProjectedEEActivities
1236 - Southern California Edison - Multi-Family EE Rebates - SCE service area - IOU Statewide Program - Dec-05 Report
2 - ProjectedEEActivities
Projected Total Resource Costs and Benefits |  | Net Projected Energy Effects |  | Direct Implementation Budget |  | Projected Participant Costs and Benefits
TRC Costs | 3140814.4806 | Net Coincident Peak kW | 2036.459 | Total Direct Implementation | 3347900 | PT Costs | 2023984
TRC Benefits | 6695461.6239 | Net Annual kWh | 12111695.1535 | Financial Incentives | 2897500 | PT Benefits | 19382343.1904
TRC Net Benefits | 3554647.1433 | Net Lifecycle kWh | 139723639.1178 | Activity | 0 | PT Net Benefits | 17358359.1904
TRC Ratio | 2.1318 | Net Annual Therms | 0 | Installation | 0 | PT Ratio | 9.5763
TRC Levelized Cost Electric | 0.033774 | Net Lifecycle Therms | 0 | Hardware & Materials | 20000 | [50 empty] | LOAD INCREASES
TRC Levelized Cost Gas | #DIV/0! |  |  | Rebate Processing & Inspection | 430400 | [50 empty] | 0 | 0 | 0 | 0
MEASURE TYPE / END USE LOAD Select from List | TARGET SECTOR Select From List See Instructions For List Definitions | MEASURE / ACTIVITY NAME Provide Measure Descriptions in Proposal Narrative | UNIT GOALS | UNIT DEFINITION | FINANCIAL INCENTIVE PER UNIT | INSTALLATION, SERVICE, AND REPAIR LABOR COSTS PER UNIT | GROSS COINCIDENT PEAK DEMAND REDUCTION PER UNIT (kW) | GROSS ANNUAL ENERGY SAVINGS PER UNIT (kWh) | GROSS ANNUAL ENERGY SAVINGS PER UNIT (THERMS) | GROSS IMC | EUL | NTG | FINANCIAL INCENTIVE PER MEASURE | INSTALLATION, SERVICE, AND REPAIR LABOR COSTS PER MEASURE | TOTAL GROSS INCREMENTAL MEASURE COST PER MEASURE | TOTAL NET INCREMENTAL MEASURE COST PER MEASURE | PROJECTED NET COINCIDENT PEAK DEMAND REDUCTION (KW) | PROJECTED ANNUAL NET KWH SAVINGS | PROJECTED ANNUAL NET THERM SAVINGS | PROJECTED LIFECYCLE NET KWH SAVINGS | PROJECTED LIFECYCLE NET THERM SAVINGS | PRESENT VALUE OF ANNUALIZED ELECTRIC SAVINGS per KWH - TRC | PRESENT VALUE OF ANNUALIZED GAS SAVINGS per THERM - TRC | PG&E Res | PG&E Small Comm | PG&E Med Comm | PG&E Large Comm | PG&E Ag | SCE Res | SCE Small Comm | SCE Med Comm | SCE Large Comm | SCE Ag | SDGE Res | SDGE Small Comm | SDGE Med Comm | SDGE Large Comm | SDGE Ag | PRESENT VALUE OF ANNUALIZED ELECTRIC SAVINGS per KWH - PT | PG&E Res | PG&E Small Comm | PG&E Med Comm | PG&E Large Comm | PG&E Ag | SCG Res | SCG Small Comm | SCG Med Comm | SCG Large Comm | SCG Ag | SDGE Res | SDGE Small Comm | SDGE Med Comm | SDGE Large Comm | SDGE Ag | PRESENT VALUE OF ANNUALIZED GAS SAVINGS per THERM - PT | GROSS ELECTRICITY BENEFITS - PT | GROSS GAS BENEFITS - PT | NET ELECTRICITY BENEFITS - TRC | NET GAS BENEFITS -TRC | GROSS RESOURCE BENEFITS | NET RESOURCE BENEFITS
Lighting - Exterior | RES | ES Screw-in CFL 13 Watt-Exterior | 400 | Unit | 5 |  | 0 | 105 |  | 4.28 | 8 | 0.89 | 2000 | 0 | 1712 | 1523.68 | 0 | 37380 | 0 | 299040 | 0 | 0.42074 | 2.9897 | 0 | 0 | 0 | 0 | 0 | 0.94301 | 0 | 0 | 0 | 0 | 0 | 0 | 0 | 0 | 0 | 0.94301 | 0 | 0 | 0 | 0 | 0 | 0 | 0 | 0 | 0 | 0 | 0 | 0 | 0 | 0 | 0 | 0 | 39606.279 | 0 | 15727.1303 | 0 | 39606.279 | 15727.1303
Lighting - Exterior | RES | ES Screw-in CFL 20 Watt-Exterior | 1000 | Unit | 6.5 |  | 0 | 161 |  | 4.28 | 8 | 0.89 | 6500 | 0 | 4280 | 3809.2 | 0 | 143290 | 0 | 1146320 | 0 | 0.42074 | 2.9897 | 0 | 0 | 0 | 0 | 0 | 0.94301 | 0 | 0 | 0 | 0 | 0 | 0 | 0 | 0 | 0 | 0.94301 | 0 | 0 | 0 | 0 | 0 | 0 | 0 | 0 | 0 | 0 | 0 | 0 | 0 | 0 | 0 | 0 | 151824.0696 | 0 | 60287.3328 | 0 | 151824.0696 | 60287.3328
Lighting - Exterior | RES | ES Screw-in CFL 25 Watt-Exterior | 2800 | Unit | 7.25 |  | 0 | 219 |  | 4.28 | 8 | 0.89 | 20300 | 0 | 11984 | 10665.76 | 0 | 545748 | 0 | 4365984 | 0 | 0.42074 | 2.9897 | 0 | 0 | 0 | 0 | 0 | 0.94301 | 0 | 0 | 0 | 0 | 0 | 0 | 0 | 0 | 0 | 0.94301 | 0 | 0 | 0 | 0 | 0 | 0 | 0 | 0 | 0 | 0 | 0 | 0 | 0 | 0 | 0 | 0 | 578251.6739 | 0 | 229616.1025 | 0 | 578251.6739 | 229616.1025
Lighting - Interior | RES | ES Screw-in CFL 13 Watt-Interior | 8000 | Unit | 5 |  | 0.006 | 46 |  | 4.28 | 8 | 0.89 | 40000 | 0 | 34240 | 30473.6 | 42.72 | 327520 | 0 | 2620160 | 0 | 0.42074 | 2.9897 | 0 | 0 | 0 | 0 | 0 | 0.94301 | 0 | 0 | 0 | 0 | 0 | 0 | 0 | 0 | 0 | 0.94301 | 0 | 0 | 0 | 0 | 0 | 0 | 0 | 0 | 0 | 0 | 0 | 0 | 0 | 0 | 0 | 0 | 347026.4449 | 0 | 137799.6179 | 0 | 347026.4449 | 137799.6179
Lighting - Interior | RES | ES Screw-in CFL 20 Watt-Interior | 42000 | Unit | 6.5 |  | 0.009 | 70 |  | 4.28 | 8 | 0.89 | 273000 | 0 | 179760 | 159986.4 | 336.42 | 2616600 | 0 | 20932800 | 0 | 0.42074 | 2.9897 | 0 | 0 | 0 | 0 | 0 | 0.94301 | 0 | 0 | 0 | 0 | 0 | 0 | 0 | 0 | 0 | 0.94301 | 0 | 0 | 0 | 0 | 0 | 0 | 0 | 0 | 0 | 0 | 0 | 0 | 0 | 0 | 0 | 0 | 2772439.5326 | 0 | 1100899.1214 | 0 | 2772439.5326 | 1100899.1214
Lighting - Interior | RES | ES Screw-in CFL 25 Watt-Interior | 15000 | Unit | 7.25 |  | 0.012 | 96 |  | 4.28 | 8 | 0.89 | 108750 | 0 | 64200 | 57138 | 160.2 | 1281600 | 0 | 10252800 | 0 | 0.42074 | 2.9897 | 0 | 0 | 0 | 0 | 0 | 0.94301 | 0 | 0 | 0 | 0 | 0 | 0 | 0 | 0 | 0 | 0.94301 | 0 | 0 | 0 | 0 | 0 | 0 | 0 | 0 | 0 | 0 | 0 | 0 | 0 | 0 | 0 | 0 | 1357929.567 | 0 | 539215.8962 | 0 | 1357929.567 | 539215.8962
Lighting - Interior | RES | ES R30 Reflector CFL 15 Watt | 3000 | Unit | 10 |  | 0.01 | 149 |  | 4.28 | 8 | 0.89 | 30000 | 0 | 12840 | 11427.6 | 26.7 | 397830 | 0 | 3182640 | 0 | 0.42074 | 2.9897 | 0 | 0 | 0 | 0 | 0 | 0.94301 | 0 | 0 | 0 | 0 | 0 | 0 | 0 | 0 | 0 | 0.94301 | 0 | 0 | 0 | 0 | 0 | 0 | 0 | 0 | 0 | 0 | 0 | 0 | 0 | 0 | 0 | 0 | 421523.9698 | 0 | 167381.6011 | 0 | 421523.9698 | 167381.6011
Lighting - Interior | RES | ES R40 Reflector CFL 23 Watt | 1000 | Unit | 12 |  | 0.0154 | 229.46 |  | 4.28 | 8 | 0.89 | 12000 | 0 | 4280 | 3809.2 | 13.706 | 204219.4 | 0 | 1633755.2 | 0 | 0.42074 | 2.9897 | 0 | 0 | 0 | 0 | 0 | 0.94301 | 0 | 0 | 0 | 0 | 0 | 0 | 0 | 0 | 0 | 0.94301 | 0 | 0 | 0 | 0 | 0 | 0 | 0 | 0 | 0 | 0 | 0 | 0 | 0 | 0 | 0 | 0 | 216382.3045 | 0 | 85922.5552 | 0 | 216382.3045 | 85922.5552
Lighting - Interior | RES | ES Indoor Fluorescent Fixtures | 31700 | Unit | 50 |  | 0.014 | 89 |  | 32 | 16 | 0.89 | 1585000 | 0 | 1014400 | 902816 | 394.982 | 2510957 | 0 | 40175312 | 0 | 0.71598 | 4.9297 | 0 | 0 | 0 | 0 | 0 | 1.5385 | 0 | 0 | 0 | 0 | 0 | 0 | 0 | 0 | 0 | 1.5385 | 0 | 0 | 0 | 0 | 0 | 0 | 0 | 0 | 0 | 0 | 0 | 0 | 0 | 0 | 0 | 0 | 4340563.7333 | 0 | 1797793.6778 | 0 | 4340563.7333 | 1797793.6778
Lighting - Exterior | RES | ES Exterior Fluorescent Fixtures 13 Watt | 6000 | Unit | 30 |  | 0.0074 | 110 |  | 13 | 16 | 0.89 | 180000 | 0 | 78000 | 69420 | 39.516 | 587400 | 0 | 9398400 | 0 | 0.71598 | 4.9297 | 0 | 0 | 0 | 0 | 0 | 1.5385 | 0 | 0 | 0 | 0 | 0 | 0 | 0 | 0 | 0 | 1.5385 | 0 | 0 | 0 | 0 | 0 | 0 | 0 | 0 | 0 | 0 | 0 | 0 | 0 | 0 | 0 | 0 | 1015408.5223 | 0 | 420566.3444 | 0 | 1015408.5223 | 420566.3444
Lighting - Exterior | RES | ES Exterior Fluorescent Fixtures 27 Watt | 0 | Unit | 30 |  | 0.0146 | 218 |  | 19 | 16 | 0.89 | 0 | 0 | 0 | 0 | 0 | 0 | 0 | 0 | 0 | 0.71598 | 4.9297 | 0 | 0 | 0 | 0 | 0 | 1.5385 | 0 | 0 | 0 | 0 | 0 | 0 | 0 | 0 | 0 | 1.5385 | 0 | 0 | 0 | 0 | 0 | 0 | 0 | 0 | 0 | 0 | 0 | 0 | 0 | 0 | 0 | 0 | 0 | 0 | 0 | 0 | 0 | 0
Lighting - Interior | RES | T-8 or T-5 Lamp and Electronic, 2-foot lamp installed 1st lamp | 0 | lamp | 32 |  | 0.0099 | 82.3878 |  | 21 | 16 | 0.89 | 0 | 0 | 0 | 0 | 0 | 0 | 0 | 0 | 0 | 0.71598 | 4.9297 | 0 | 0 | 0 | 0 | 0 | 1.5385 | 0 | 0 | 0 | 0 | 0 | 0 | 0 | 0 | 0 | 1.5385 | 0 | 0 | 0 | 0 | 0 | 0 | 0 | 0 | 0 | 0 | 0 | 0 | 0 | 0 | 0 | 0 | 0 | 0 | 0 | 0 | 0 | 0
Lighting - Interior | RES | T-8 or T-5 Lamp and Electronic, 2-foot lamp installed 2nd lamp | 0 | lamp | 2 |  | 0.0099 | 82.3878 |  | 21 | 16 | 0.89 | 0 | 0 | 0 | 0 | 0 | 0 | 0 | 0 | 0 | 0.71598 | 4.9297 | 0 | 0 | 0 | 0 | 0 | 1.5385 | 0 | 0 | 0 | 0 | 0 | 0 | 0 | 0 | 0 | 1.5385 | 0 | 0 | 0 | 0 | 0 | 0 | 0 | 0 | 0 | 0 | 0 | 0 | 0 | 0 | 0 | 0 | 0 | 0 | 0 | 0 | 0 | 0
Lighting - Interior | RES | T-8 or T-5 Lamp and Electronic, 2-foot lamp installed 3rd lamp | 0 | lamp | 4 |  | 0.0099 | 82.3878 |  | 21 | 16 | 0.89 | 0 | 0 | 0 | 0 | 0 | 0 | 0 | 0 | 0 | 0.71598 | 4.9297 | 0 | 0 | 0 | 0 | 0 | 1.5385 | 0 | 0 | 0 | 0 | 0 | 0 | 0 | 0 | 0 | 1.5385 | 0 | 0 | 0 | 0 | 0 | 0 | 0 | 0 | 0 | 0 | 0 | 0 | 0 | 0 | 0 | 0 | 0 | 0 | 0 | 0 | 0 | 0
Lighting - Interior | RES | T-8 or T-5 Lamp and Electronic, 2-foot lamp installed 4th lamp | 0 | lamp | 7 |  | 0.0099 | 82.3878 |  | 21 | 16 | 0.89 | 0 | 0 | 0 | 0 | 0 | 0 | 0 | 0 | 0 | 0.71598 | 4.9297 | 0 | 0 | 0 | 0 | 0 | 1.5385 | 0 | 0 | 0 | 0 | 0 | 0 | 0 | 0 | 0 | 1.5385 | 0 | 0 | 0 | 0 | 0 | 0 | 0 | 0 | 0 | 0 | 0 | 0 | 0 | 0 | 0 | 0 | 0 | 0 | 0 | 0 | 0 | 0
Lighting - Interior | RES | T-8 or T-5 Lamp and Electronic, 2-foot lamp Removed | 0 | lamp | 4 |  | 0.0375 | 312.075 |  | 19 | 16 | 0.89 | 0 | 0 | 0 | 0 | 0 | 0 | 0 | 0 | 0 | 0.71598 | 4.9297 | 0 | 0 | 0 | 0 | 0 | 1.5385 | 0 | 0 | 0 | 0 | 0 | 0 | 0 | 0 | 0 | 1.5385 | 0 | 0 | 0 | 0 | 0 | 0 | 0 | 0 | 0 | 0 | 0 | 0 | 0 | 0 | 0 | 0 | 0 | 0 | 0 | 0 | 0 | 0
Lighting - Interior | RES | T-8 or T-5 Lamp and Electronic, 3-foot lamp installed 1st lamp | 0 | lamp | 32 |  | 0.0116 | 96.5352 |  | 21 | 16 | 0.89 | 0 | 0 | 0 | 0 | 0 | 0 | 0 | 0 | 0 | 0.71598 | 4.9297 | 0 | 0 | 0 | 0 | 0 | 1.5385 | 0 | 0 | 0 | 0 | 0 | 0 | 0 | 0 | 0 | 1.5385 | 0 | 0 | 0 | 0 | 0 | 0 | 0 | 0 | 0 | 0 | 0 | 0 | 0 | 0 | 0 | 0 | 0 | 0 | 0 | 0 | 0 | 0
Lighting - Interior | RES | T-8 or T-5 Lamp and Electronic, 3-foot lamp installed 2nd lamp | 0 | lamp | 2 |  | 0.0116 | 96.5352 |  | 21 | 16 | 0.89 | 0 | 0 | 0 | 0 | 0 | 0 | 0 | 0 | 0 | 0.71598 | 4.9297 | 0 | 0 | 0 | 0 | 0 | 1.5385 | 0 | 0 | 0 | 0 | 0 | 0 | 0 | 0 | 0 | 1.5385 | 0 | 0 | 0 | 0 | 0 | 0 | 0 | 0 | 0 | 0 | 0 | 0 | 0 | 0 | 0 | 0 | 0 | 0 | 0 | 0 | 0 | 0
Lighting - Interior | RES | T-8 or T-5 Lamp and Electronic, 3-foot lamp installed 3rd lamp | 0 | lamp | 4 |  | 0.0116 | 96.5352 |  | 21 | 16 | 0.89 | 0 | 0 | 0 | 0 | 0 | 0 | 0 | 0 | 0 | 0.71598 | 4.9297 | 0 | 0 | 0 | 0 | 0 | 1.5385 | 0 | 0 | 0 | 0 | 0 | 0 | 0 | 0 | 0 | 1.5385 | 0 | 0 | 0 | 0 | 0 | 0 | 0 | 0 | 0 | 0 | 0 | 0 | 0 | 0 | 0 | 0 | 0 | 0 | 0 | 0 | 0 | 0
Lighting - Interior | RES | T-8 or T-5 Lamp and Electronic, 3-foot lamp installed 4th lamp | 0 | lamp | 7 |  | 0.0116 | 96.5352 |  | 21 | 16 | 0.89 | 0 | 0 | 0 | 0 | 0 | 0 | 0 | 0 | 0 | 0.71598 | 4.9297 | 0 | 0 | 0 | 0 | 0 | 1.5385 | 0 | 0 | 0 | 0 | 0 | 0 | 0 | 0 | 0 | 1.5385 | 0 | 0 | 0 | 0 | 0 | 0 | 0 | 0 | 0 | 0 | 0 | 0 | 0 | 0 | 0 | 0 | 0 | 0 | 0 | 0 | 0 | 0
Lighting - Interior | RES | T-8 or T-5 Lamp and Electronic, 3-foot lamp removed | 0 | lamp | 4 |  | 0.044 | 366.168 |  | 19 | 16 | 0.89 | 0 | 0 | 0 | 0 | 0 | 0 | 0 | 0 | 0 | 0.71598 | 4.9297 | 0 | 0 | 0 | 0 | 0 | 1.5385 | 0 | 0 | 0 | 0 | 0 | 0 | 0 | 0 | 0 | 1.5385 | 0 | 0 | 0 | 0 | 0 | 0 | 0 | 0 | 0 | 0 | 0 | 0 | 0 | 0 | 0 | 0 | 0 | 0 | 0 | 0 | 0 | 0
Lighting - Interior | RES | T-8 or T-5 Lamp and Electronic, 4-foot lamp installed 1st lamp | 6000 | lamp | 32 |  | 0.0107 | 89.0454 |  | 4.49 | 16 | 0.89 | 192000 | 0 | 26940 | 23976.6 | 57.138 | 475502.436 | 0 | 7608038.976 | 0 | 0.71598 | 4.9297 | 0 | 0 | 0 | 0 | 0 | 1.5385 | 0 | 0 | 0 | 0 | 0 | 0 | 0 | 0 | 0 | 1.5385 | 0 | 0 | 0 | 0 | 0 | 0 | 0 | 0 | 0 | 0 | 0 | 0 | 0 | 0 | 0 | 0 | 821976.8912 | 0 | 340449.9851 | 0 | 821976.8912 | 340449.9851
Lighting - Interior | RES | T-8 or T-5 Lamp and Electronic, 4-foot lamp installed 2nd lamp | 6000 | lamp | 2 |  | 0.0107 | 89.0454 |  | 4.49 | 16 | 0.89 | 12000 | 0 | 26940 | 23976.6 | 57.138 | 475502.436 | 0 | 7608038.976 | 0 | 0.71598 | 4.9297 | 0 | 0 | 0 | 0 | 0 | 1.5385 | 0 | 0 | 0 | 0 | 0 | 0 | 0 | 0 | 0 | 1.5385 | 0 | 0 | 0 | 0 | 0 | 0 | 0 | 0 | 0 | 0 | 0 | 0 | 0 | 0 | 0 | 0 | 821976.8912 | 0 | 340449.9851 | 0 | 821976.8912 | 340449.9851
Lighting - Interior | RES | T-8 or T-5 Lamp and Electronic, 4-foot lamp installed 3rd lamp | 1000 | lamp | 4 |  | 0.0107 | 89.0454 |  | 4.49 | 16 | 0.89 | 4000 | 0 | 4490 | 3996.1 | 9.523 | 79250.406 | 0 | 1268006.496 | 0 | 0.71598 | 4.9297 | 0 | 0 | 0 | 0 | 0 | 1.5385 | 0 | 0 | 0 | 0 | 0 | 0 | 0 | 0 | 0 | 1.5385 | 0 | 0 | 0 | 0 | 0 | 0 | 0 | 0 | 0 | 0 | 0 | 0 | 0 | 0 | 0 | 0 | 136996.1485 | 0 | 56741.6642 | 0 | 136996.1485 | 56741.6642
Lighting - Interior | RES | T-8 or T-5 Lamp and Electronic, 4-foot lamp installed 4th lamp | 1000 | lamp | 7 |  | 0.0107 | 89.0454 |  | 4.49 | 16 | 0.89 | 7000 | 0 | 4490 | 3996.1 | 9.523 | 79250.406 | 0 | 1268006.496 | 0 | 0.71598 | 4.9297 | 0 | 0 | 0 | 0 | 0 | 1.5385 | 0 | 0 | 0 | 0 | 0 | 0 | 0 | 0 | 0 | 1.5385 | 0 | 0 | 0 | 0 | 0 | 0 | 0 | 0 | 0 | 0 | 0 | 0 | 0 | 0 | 0 | 0 | 136996.1485 | 0 | 56741.6642 | 0 | 136996.1485 | 56741.6642
Lighting - Interior | RES | T-8 or T-5 Lamp and Electronic, 4-foot lamp removed | 400 | lamp | 6 |  | 0.043 | 357.846 |  | 35 | 16 | 0.89 | 2400 | 0 | 14000 | 12460 | 15.308 | 127393.176 | 0 | 2038290.816 | 0 | 0.71598 | 4.9297 | 0 | 0 | 0 | 0 | 0 | 1.5385 | 0 | 0 | 0 | 0 | 0 | 0 | 0 | 0 | 0 | 1.5385 | 0 | 0 | 0 | 0 | 0 | 0 | 0 | 0 | 0 | 0 | 0 | 0 | 0 | 0 | 0 | 0 | 220218.1079 | 0 | 91210.8994 | 0 | 220218.1079 | 91210.8994
Lighting - Interior | RES | T-8 or T-5 Lamp and Electronic, 8-foot lamp installed 1st lamp | 600 | lamp | 32 |  | 0.009 | 74.898 |  | 19.5 | 16 | 0.89 | 19200 | 0 | 11700 | 10413 | 4.806 | 39995.532 | 0 | 639928.512 | 0 | 0.71598 | 4.9297 | 0 | 0 | 0 | 0 | 0 | 1.5385 | 0 | 0 | 0 | 0 | 0 | 0 | 0 | 0 | 0 | 1.5385 | 0 | 0 | 0 | 0 | 0 | 0 | 0 | 0 | 0 | 0 | 0 | 0 | 0 | 0 | 0 | 0 | 69138.2432 | 0 | 28635.9801 | 0 | 69138.2432 | 28635.9801
Lighting - Interior | RES | T-8 or T-5 Lamp and Electronic, 8-foot lamp installed 2nd lamp |  | lamp | 2 |  | 0.009 | 74.898 |  | 19.5 | 16 | 0.89 | 0 | 0 | 0 | 0 | 0 | 0 | 0 | 0 | 0 | 0.71598 | 4.9297 | 0 | 0 | 0 | 0 | 0 | 1.5385 | 0 | 0 | 0 | 0 | 0 | 0 | 0 | 0 | 0 | 1.5385 | 0 | 0 | 0 | 0 | 0 | 0 | 0 | 0 | 0 | 0 | 0 | 0 | 0 | 0 | 0 | 0 | 0 | 0 | 0 | 0 | 0 | 0
Lighting - Interior | RES | T-8 or T-5 Lamp and Electronic, 8-foot lamp installed 3rd lamp | 0 | lamp | 4 |  | 0.009 | 74.898 |  | 19.5 | 16 | 0.89 | 0 | 0 | 0 | 0 | 0 | 0 | 0 | 0 | 0 | 0.71598 | 4.9297 | 0 | 0 | 0 | 0 | 0 | 1.5385 | 0 | 0 | 0 | 0 | 0 | 0 | 0 | 0 | 0 | 1.5385 | 0 | 0 | 0 | 0 | 0 | 0 | 0 | 0 | 0 | 0 | 0 | 0 | 0 | 0 | 0 | 0 | 0 | 0 | 0 | 0 | 0 | 0
Lighting - Interior | RES | T-8 or T-5 Lamp and Electronic, 8-foot lamp installed 4th lamp | 0 | lamp | 7 |  | 0.009 | 74.898 |  | 19.5 | 16 | 0.89 | 0 | 0 | 0 | 0 | 0 | 0 | 0 | 0 | 0 | 0.71598 | 4.9297 | 0 | 0 | 0 | 0 | 0 | 1.5385 | 0 | 0 | 0 | 0 | 0 | 0 | 0 | 0 | 0 | 1.5385 | 0 | 0 | 0 | 0 | 0 | 0 | 0 | 0 | 0 | 0 | 0 | 0 | 0 | 0 | 0 | 0 | 0 | 0 | 0 | 0 | 0 | 0
Lighting - Interior | RES | T-8 or T-5 Lamp and Electronic, 8-foot lamp removed | 100 | lamp | 9 |  | 0.079 | 657.438 |  | 50 | 16 | 0.89 | 900 | 0 | 5000 | 4450 | 7.031 | 58511.982 | 0 | 936191.712 | 0 | 0.71598 | 4.9297 | 0 | 0 | 0 | 0 | 0 | 1.5385 | 0 | 0 | 0 | 0 | 0 | 0 | 0 | 0 | 0 | 1.5385 | 0 | 0 | 0 | 0 | 0 | 0 | 0 | 0 | 0 | 0 | 0 | 0 | 0 | 0 | 0 | 0 | 101146.6891 | 0 | 41893.3782 | 0 | 101146.6891 | 41893.3782
Lighting - Comprehensive Measures | RES | Electronic Ballast, Non-Dimming | 0 | lamp controlled | 10 |  | 0.007 | 58.254 |  | 13 | 16 | 0.89 | 0 | 0 | 0 | 0 | 0 | 0 | 0 | 0 | 0 | 0.71598 | 4.9297 | 0 | 0 | 0 | 0 | 0 | 1.5385 | 0 | 0 | 0 | 0 | 0 | 0 | 0 | 0 | 0 | 1.5385 | 0 | 0 | 0 | 0 | 0 | 0 | 0 | 0 | 0 | 0 | 0 | 0 | 0 | 0 | 0 | 0 | 0 | 0 | 0 | 0 | 0 | 0
Lighting - Comprehensive Measures | RES | Energy Star Ceiling Fan w/ CFL | 0 | Unit | 20 |  | 0.0172 | 32.5 |  | 50 | 15 | 0.89 | 0 | 0 | 0 | 0 | 0 | 0 | 0 | 0 | 0 | 0.68336 | 4.7167 | 0 | 0 | 0 | 0 | 0 | 1.4782 | 0 | 0 | 0 | 0 | 0 | 0 | 0 | 0 | 0 | 1.4782 | 0 | 0 | 0 | 0 | 0 | 0 | 0 | 0 | 0 | 0 | 0 | 0 | 0 | 0 | 0 | 0 | 0 | 0 | 0 | 0 | 0 | 0
HVAC - Air Conditioning Systems | RES | Room A/C - 5,000 to 18,000 btuh | 100 | Unit | 50 |  | 0.14732 | 127 |  | 106 | 15 | 0.89 | 5000 | 0 | 10600 | 9434 | 13.1115 | 11303 | 0 | 169545 | 0 | 0.68336 | 4.7167 | 0 | 0 | 0 | 0 | 0 | 1.4782 | 0 | 0 | 0 | 0 | 0 | 0 | 0 | 0 | 0 | 1.4782 | 0 | 0 | 0 | 0 | 0 | 0 | 0 | 0 | 0 | 0 | 0 | 0 | 0 | 0 | 0 | 0 | 18772.7117 | 0 | 7724.0575 | 0 | 18772.7117 | 7724.0575
Building Shell - Windows | RES | High Performance Window | 10000 | sq. ft. | 1 |  | 0.0014234 | 1.4422 |  | 1.68 | 20 | 0.89 | 10000 | 0 | 16800 | 14952 | 12.6684 | 12835.511 | 0 | 256710.2205 | 0 | 0.83625 | 5.6989 | 0 | 0 | 0 | 0 | 0 | 1.7479 | 0 | 0 | 0 | 0 | 0 | 0 | 0 | 0 | 0 | 1.7479 | 0 | 0 | 0 | 0 | 0 | 0 | 0 | 0 | 0 | 0 | 0 | 0 | 0 | 0 | 0 | 0 | 25208.7196 | 0 | 10733.6822 | 0 | 25208.7196 | 10733.6822
HVAC - Controls | RES | Programmable Thermostat | 7356 | Unit | 50 |  | 0.12 | 293.3894 |  | 58 | 11 | 0.89 | 367800 | 0 | 426648 | 379716.72 | 785.6208 | 1920773.2735 | 0 | 21128506.0083 | 0 | 0.54143 | 3.7855 | 0 | 0 | 0 | 0 | 0 | 1.1989 | 0 | 0 | 0 | 0 | 0 | 0 | 0 | 0 | 0 | 1.1989 | 0 | 0 | 0 | 0 | 0 | 0 | 0 | 0 | 0 | 0 | 0 | 0 | 0 | 0 | 0 | 0 | 2587429.7481 | 0 | 1039957.7802 | 0 | 2587429.7481 | 1039957.7802
Building Shell - Insulation | RES | Attic Insulation | 0 | sq. ft. | 0.3 |  | 2.342e-05 | 0.030431 |  | 0.5 | 20 | 0.89 | 0 | 0 | 0 | 0 | 0 | 0 | 0 | 0 | 0 | 0.83625 | 5.6989 | 0 | 0 | 0 | 0 | 0 | 1.7479 | 0 | 0 | 0 | 0 | 0 | 0 | 0 | 0 | 0 | 1.7479 | 0 | 0 | 0 | 0 | 0 | 0 | 0 | 0 | 0 | 0 | 0 | 0 | 0 | 0 | 0 | 0 | 0 | 0 | 0 | 0 | 0 | 0
Building Shell - Insulation | RES | Wall Insulation | 0 | sq. ft. | 0.3 |  | 6.8817e-05 | 0.046163 |  | 0.9 | 20 | 0.89 | 0 | 0 | 0 | 0 | 0 | 0 | 0 | 0 | 0 | 0.83625 | 5.6989 | 0 | 0 | 0 | 0 | 0 | 1.7479 | 0 | 0 | 0 | 0 | 0 | 0 | 0 | 0 | 0 | 1.7479 | 0 | 0 | 0 | 0 | 0 | 0 | 0 | 0 | 0 | 0 | 0 | 0 | 0 | 0 | 0 | 0 | 0 | 0 | 0 | 0 | 0 | 0
HVAC - Air Conditioning Systems | RES | Energy Star AC - Tier I | 20 | Unit | 200 |  | 0.7455 | 395.875 |  | 636 | 15 | 0.89 | 4000 | 0 | 12720 | 11320.8 | 13.27 | 7046.575 | 0 | 105698.625 | 0 | 0.68336 | 4.7167 | 0 | 0 | 0 | 0 | 0 | 1.4782 | 0 | 0 | 0 | 0 | 0 | 0 | 0 | 0 | 0 | 1.4782 | 0 | 0 | 0 | 0 | 0 | 0 | 0 | 0 | 0 | 0 | 0 | 0 | 0 | 0 | 0 | 0 | 11703.3815 | 0 | 4815.3721 | 0 | 11703.3815 | 4815.3721
HVAC - Air Conditioning Systems | RES | Energy Star AC - Tier I with TXV | 0 | Unit | 225 |  | 0.79769 | 423.5863 |  | 636 | 15 | 0.89 | 0 | 0 | 0 | 0 | 0 | 0 | 0 | 0 | 0 | 0.68336 | 4.7167 | 0 | 0 | 0 | 0 | 0 | 1.4782 | 0 | 0 | 0 | 0 | 0 | 0 | 0 | 0 | 0 | 1.4782 | 0 | 0 | 0 | 0 | 0 | 0 | 0 | 0 | 0 | 0 | 0 | 0 | 0 | 0 | 0 | 0 | 0 | 0 | 0 | 0 | 0 | 0
HVAC - Air Conditioning Systems | RES | Central AC - Tier II2 | 0 | Unit | 425 |  | 1.0153 | 540.4375 |  | 1684 | 15 | 0.89 | 0 | 0 | 0 | 0 | 0 | 0 | 0 | 0 | 0 | 0.68336 | 4.7167 | 0 | 0 | 0 | 0 | 0 | 1.4782 | 0 | 0 | 0 | 0 | 0 | 0 | 0 | 0 | 0 | 1.4782 | 0 | 0 | 0 | 0 | 0 | 0 | 0 | 0 | 0 | 0 | 0 | 0 | 0 | 0 | 0 | 0 | 0 | 0 | 0 | 0 | 0 | 0
HVAC - Heating Systems | RES | Energy Star HP - Tier I | 0 | Unit | 275 |  | 0.65375 | 526.58 |  | 398 | 15 | 0.89 | 0 | 0 | 0 | 0 | 0 | 0 | 0 | 0 | 0 | 0.68336 | 4.7167 | 0 | 0 | 0 | 0 | 0 | 1.4782 | 0 | 0 | 0 | 0 | 0 | 0 | 0 | 0 | 0 | 1.4782 | 0 | 0 | 0 | 0 | 0 | 0 | 0 | 0 | 0 | 0 | 0 | 0 | 0 | 0 | 0 | 0 | 0 | 0 | 0 | 0 | 0 | 0
HVAC - Heating Systems | RES | Energy Star HP - Tier I with TXV | 0 | Unit | 300 |  | 0.69951 | 563.4406 |  | 398 | 15 | 0.89 | 0 | 0 | 0 | 0 | 0 | 0 | 0 | 0 | 0 | 0.68336 | 4.7167 | 0 | 0 | 0 | 0 | 0 | 1.4782 | 0 | 0 | 0 | 0 | 0 | 0 | 0 | 0 | 0 | 1.4782 | 0 | 0 | 0 | 0 | 0 | 0 | 0 | 0 | 0 | 0 | 0 | 0 | 0 | 0 | 0 | 0 | 0 | 0 | 0 | 0 | 0 | 0
HVAC - Heating Systems | RES | Central Heat Pump - Tier II | 0 | Unit | 500 |  | 0.95 | 1054.445 |  | 613 | 15 | 0.89 | 0 | 0 | 0 | 0 | 0 | 0 | 0 | 0 | 0 | 0.68336 | 4.7167 | 0 | 0 | 0 | 0 | 0 | 1.4782 | 0 | 0 | 0 | 0 | 0 | 0 | 0 | 0 | 0 | 1.4782 | 0 | 0 | 0 | 0 | 0 | 0 | 0 | 0 | 0 | 0 | 0 | 0 | 0 | 0 | 0 | 0 | 0 | 0 | 0 | 0 | 0 | 0
HVAC - Air Conditioning Systems | RES | Package Terminal AC (>2, <50 tons) | 0 | Unit | 100 |  | 0.471 | 1149.24 |  | 195 | 15 | 0.89 | 0 | 0 | 0 | 0 | 0 | 0 | 0 | 0 | 0 | 0.68336 | 4.7167 | 0 | 0 | 0 | 0 | 0 | 1.4782 | 0 | 0 | 0 | 0 | 0 | 0 | 0 | 0 | 0 | 1.4782 | 0 | 0 | 0 | 0 | 0 | 0 | 0 | 0 | 0 | 0 | 0 | 0 | 0 | 0 | 0 | 0 | 0 | 0 | 0 | 0 | 0 | 0
HVAC - Heating Systems | RES | Package Terminal HP | 10 | Unit | 100 |  | 1.83 | 1001 |  | 338 | 15 | 0.89 | 1000 | 0 | 3380 | 3008.2 | 16.287 | 8908.9 | 0 | 133633.5 | 0 | 0.68336 | 4.7167 | 0 | 0 | 0 | 0 | 0 | 1.4782 | 0 | 0 | 0 | 0 | 0 | 0 | 0 | 0 | 0 | 1.4782 | 0 | 0 | 0 | 0 | 0 | 0 | 0 | 0 | 0 | 0 | 0 | 0 | 0 | 0 | 0 | 0 | 14796.4444 | 0 | 6088.017 | 0 | 14796.4444 | 6088.017
Lighting - Controls | RES | Occupancy Sensor wall mounted | 40 | Unit | 10 |  | 0.089 | 93.45 |  | 47 | 8 | 0.89 | 400 | 0 | 1880 | 1673.2 | 3.1684 | 3326.82 | 0 | 26614.56 | 0 | 0.42074 | 2.9897 | 0 | 0 | 0 | 0 | 0 | 0.94301 | 0 | 0 | 0 | 0 | 0 | 0 | 0 | 0 | 0 | 0.94301 | 0 | 0 | 0 | 0 | 0 | 0 | 0 | 0 | 0 | 0 | 0 | 0 | 0 | 0 | 0 | 0 | 3524.9588 | 0 | 1399.7146 | 0 | 3524.9588 | 1399.7146
Lighting - Controls | RES | Occupancy Sensor ceiling mounted | 0 | Unit | 10 |  | 0.089 | 93.45 |  | 119 | 8 | 0.89 | 0 | 0 | 0 | 0 | 0 | 0 | 0 | 0 | 0 | 0.42074 | 2.9897 | 0 | 0 | 0 | 0 | 0 | 0.94301 | 0 | 0 | 0 | 0 | 0 | 0 | 0 | 0 | 0 | 0.94301 | 0 | 0 | 0 | 0 | 0 | 0 | 0 | 0 | 0 | 0 | 0 | 0 | 0 | 0 | 0 | 0 | 0 | 0 | 0 | 0 | 0 | 0
Lighting - Controls | RES | Photocell | 0 | Unit | 10 |  | 0 | 106 |  | 107 | 8 | 0.89 | 0 | 0 | 0 | 0 | 0 | 0 | 0 | 0 | 0 | 0.42074 | 2.9897 | 0 | 0 | 0 | 0 | 0 | 0.94301 | 0 | 0 | 0 | 0 | 0 | 0 | 0 | 0 | 0 | 0.94301 | 0 | 0 | 0 | 0 | 0 | 0 | 0 | 0 | 0 | 0 | 0 | 0 | 0 | 0 | 0 | 0 | 0 | 0 | 0 | 0 | 0 | 0
Lighting - Comprehensive Measures | RES | Exit Sign Retrofit Kit (LED) | 0 | fixture | 4.5 |  | 0.025 | 219 |  | 32 | 16 | 0.89 | 0 | 0 | 0 | 0 | 0 | 0 | 0 | 0 | 0 | 0.71598 | 4.9297 | 0 | 0 | 0 | 0 | 0 | 1.5385 | 0 | 0 | 0 | 0 | 0 | 0 | 0 | 0 | 0 | 1.5385 | 0 | 0 | 0 | 0 | 0 | 0 | 0 | 0 | 0 | 0 | 0 | 0 | 0 | 0 | 0 | 0 | 0 | 0 | 0 | 0 | 0 | 0
Lighting - Comprehensive Measures | RES | LED Exit Sign | 550 | fixture | 25 |  | 0.036 | 315.36 |  | 94 | 16 | 0.89 | 13750 | 0 | 51700 | 46013 | 17.622 | 154368.72 | 0 | 2469899.52 | 0 | 0.71598 | 4.9297 | 0 | 0 | 0 | 0 | 0 | 1.5385 | 0 | 0 | 0 | 0 | 0 | 0 | 0 | 0 | 0 | 1.5385 | 0 | 0 | 0 | 0 | 0 | 0 | 0 | 0 | 0 | 0 | 0 | 0 | 0 | 0 | 0 | 0 | 266849.3597 | 0 | 110524.8353 | 0 | 266849.3597 | 110524.8353
Water Heating - Controls | RES | 2.0 gpm Showerhead | 20 | Unit | 5 |  | 0 | 150.6 |  | 20 | 10 | 0.89 | 100 | 0 | 400 | 356 | 0 | 2680.68 | 0 | 26806.8 | 0 | 0.50271 | 3.5343 | 0 | 0 | 0 | 0 | 0 | 1.1185 | 0 | 0 | 0 | 0 | 0 | 0 | 0 | 0 | 0 | 1.1185 | 0 | 0 | 0 | 0 | 0 | 0 | 0 | 0 | 0 | 0 | 0 | 0 | 0 | 0 | 0 | 0 | 3368.8056 | 0 | 1347.5979 | 0 | 3368.8056 | 1347.5979
Residential - Comprehensive Measures | RES | Faucet Aerator | 0 | Unit | 1.25 |  | 0 | 11.7 |  | 4.82 | 10 | 0.89 | 0 | 0 | 0 | 0 | 0 | 0 | 0 | 0 | 0 | 0.50271 | 3.5343 | 0 | 0 | 0 | 0 | 0 | 1.1185 | 0 | 0 | 0 | 0 | 0 | 0 | 0 | 0 | 0 | 1.1185 | 0 | 0 | 0 | 0 | 0 | 0 | 0 | 0 | 0 | 0 | 0 | 0 | 0 | 0 | 0 | 0 | 0 | 0 | 0 | 0 | 0 | 0
Residential - Comprehensive Measures | RES | Duct Test - Multifamily | 0 | unit | 50 |  | 0 | 0 |  | 100 | 10 | 0.89 | 0 | 0 | 0 | 0 | 0 | 0 | 0 | 0 | 0 | 0.50271 | 3.5343 | 0 | 0 | 0 | 0 | 0 | 1.1185 | 0 | 0 | 0 | 0 | 0 | 0 | 0 | 0 | 0 | 1.1185 | 0 | 0 | 0 | 0 | 0 | 0 | 0 | 0 | 0 | 0 | 0 | 0 | 0 | 0 | 0 | 0 | 0 | 0 | 0 | 0 | 0 | 0
Residential - Comprehensive Measures | RES | Duct Test - Mobile Homes | 0 | unit | 50 |  | 0 | 0 |  | 100 | 10 | 0.89 | 0 | 0 | 0 | 0 | 0 | 0 | 0 | 0 | 0 | 0.50271 | 3.5343 | 0 | 0 | 0 | 0 | 0 | 1.1185 | 0 | 0 | 0 | 0 | 0 | 0 | 0 | 0 | 0 | 1.1185 | 0 | 0 | 0 | 0 | 0 | 0 | 0 | 0 | 0 | 0 | 0 | 0 | 0 | 0 | 0 | 0 | 0 | 0 | 0 | 0 | 0 | 0
Residential - Comprehensive Measures | RES | Duct Sealing - Multi Family | 0 | site | 200 |  | 0.2 | 302.75 |  | 358.38 | 18 | 0.89 | 0 | 0 | 0 | 0 | 0 | 0 | 0 | 0 | 0 | 0.77786 | 5.3306 | 0 | 0 | 0 | 0 | 0 | 1.6492 | 0 | 0 | 0 | 0 | 0 | 0 | 0 | 0 | 0 | 1.6492 | 0 | 0 | 0 | 0 | 0 | 0 | 0 | 0 | 0 | 0 | 0 | 0 | 0 | 0 | 0 | 0 | 0 | 0 | 0 | 0 | 0 | 0
Residential - Comprehensive Measures | RES | Duct Sealing - Mobile Homes | 0 | site | 200 |  | 0.2 | 302.75 |  | 358.38 | 18 | 0.89 | 0 | 0 | 0 | 0 | 0 | 0 | 0 | 0 | 0 | 0.77786 | 5.3306 | 0 | 0 | 0 | 0 | 0 | 1.6492 | 0 | 0 | 0 | 0 | 0 | 0 | 0 | 0 | 0 | 1.6492 | 0 | 0 | 0 | 0 | 0 | 0 | 0 | 0 | 0 | 0 | 0 | 0 | 0 | 0 | 0 | 0 | 0 | 0 | 0 | 0 | 0 | 0
Lighting - Comprehensive Measures | RES | Turn-In-Torchiere Floor Lamps replacing halogen lamps | 0 | Unit | 75 |  | 0 | 276 |  | 29.5 | 9 | 0.89 | 0 | 0 | 0 | 0 | 0 | 0 | 0 | 0 | 0 | 0.4625 | 3.2675 | 0 | 0 | 0 | 0 | 0 | 1.0333 | 0 | 0 | 0 | 0 | 0 | 0 | 0 | 0 | 0 | 1.0333 | 0 | 0 | 0 | 0 | 0 | 0 | 0 | 0 | 0 | 0 | 0 | 0 | 0 | 0 | 0 | 0 | 0 | 0 | 0 | 0 | 0 | 0
Water Heating - Systems | RES | Electric Water Heater EF .93 | 10 | Unit | 40 |  | 0 | 281 |  | 60 | 13 | 0.89 | 400 | 0 | 600 | 534 | 0 | 2500.9 | 0 | 32511.7 | 0 | 0.61483 | 4.2688 | 0 | 0 | 0 | 0 | 0 | 1.3466 | 0 | 0 | 0 | 0 | 0 | 0 | 0 | 0 | 0 | 1.3466 | 0 | 0 | 0 | 0 | 0 | 0 | 0 | 0 | 0 | 0 | 0 | 0 | 0 | 0 | 0 | 0 | 3783.8442 | 0 | 1537.6312 | 0 | 3783.8442 | 1537.6312
[13 empty] | 0 | 0 | 0 | 0 | 0 | 0 | 0 | 0 | 0 | 0 | 0 | 0 | 0 | 0 | 0 | 0 | 0 | 0 | 0 | 0 | 0 | 0 | 0 | 0 | 0 | 0 | 0 | 0 | 0 | 0 | 0 | 0 | 0 | 0 | 0 | 0 | 0 | 0 | 0 | 0 | 0 | 0 | 0 | 0 | 0 | 0 | 0 | 0 | 0
[13 empty] | 0 | 0 | 0 | 0 | 0 | 0 | 0 | 0 | 0 | 0 | 0 | 0 | 0 | 0 | 0 | 0 | 0 | 0 | 0 | 0 | 0 | 0 | 0 | 0 | 0 | 0 | 0 | 0 | 0 | 0 | 0 | 0 | 0 | 0 | 0 | 0 | 0 | 0 | 0 | 0 | 0 | 0 | 0 | 0 | 0 | 0 | 0 | 0 | 0
[13 empty] | 0 | 0 | 0 | 0 | 0 | 0 | 0 | 0 | 0 | 0 | 0 | 0 | 0 | 0 | 0 | 0 | 0 | 0 | 0 | 0 | 0 | 0 | 0 | 0 | 0 | 0 | 0 | 0 | 0 | 0 | 0 | 0 | 0 | 0 | 0 | 0 | 0 | 0 | 0 | 0 | 0 | 0 | 0 | 0 | 0 | 0 | 0 | 0 | 0
[13 empty] | 0 | 0 | 0 | 0 | 0 | 0 | 0 | 0 | 0 | 0 | 0 | 0 | 0 | 0 | 0 | 0 | 0 | 0 | 0 | 0 | 0 | 0 | 0 | 0 | 0 | 0 | 0 | 0 | 0 | 0 | 0 | 0 | 0 | 0 | 0 | 0 | 0 | 0 | 0 | 0 | 0 | 0 | 0 | 0 | 0 | 0 | 0 | 0 | 0
[13 empty] | 0 | 0 | 0 | 0 | 0 | 0 | 0 | 0 | 0 | 0 | 0 | 0 | 0 | 0 | 0 | 0 | 0 | 0 | 0 | 0 | 0 | 0 | 0 | 0 | 0 | 0 | 0 | 0 | 0 | 0 | 0 | 0 | 0 | 0 | 0 | 0 | 0 | 0 | 0 | 0 | 0 | 0 | 0 | 0 | 0 | 0 | 0 | 0 | 0
[13 empty] | 0 | 0 | 0 | 0 | 0 | 0 | 0 | 0 | 0 | 0 | 0 | 0 | 0 | 0 | 0 | 0 | 0 | 0 | 0 | 0 | 0 | 0 | 0 | 0 | 0 | 0 | 0 | 0 | 0 | 0 | 0 | 0 | 0 | 0 | 0 | 0 | 0 | 0 | 0 | 0 | 0 | 0 | 0 | 0 | 0 | 0 | 0 | 0 | 0
[13 empty] | 0 | 0 | 0 | 0 | 0 | 0 | 0 | 0 | 0 | 0 | 0 | 0 | 0 | 0 | 0 | 0 | 0 | 0 | 0 | 0 | 0 | 0 | 0 | 0 | 0 | 0 | 0 | 0 | 0 | 0 | 0 | 0 | 0 | 0 | 0 | 0 | 0 | 0 | 0 | 0 | 0 | 0 | 0 | 0 | 0 | 0 | 0 | 0 | 0
[13 empty] | 0 | 0 | 0 | 0 | 0 | 0 | 0 | 0 | 0 | 0 | 0 | 0 | 0 | 0 | 0 | 0 | 0 | 0 | 0 | 0 | 0 | 0 | 0 | 0 | 0 | 0 | 0 | 0 | 0 | 0 | 0 | 0 | 0 | 0 | 0 | 0 | 0 | 0 | 0 | 0 | 0 | 0 | 0 | 0 | 0 | 0 | 0 | 0 | 0
[13 empty] | 0 | 0 | 0 | 0 | 0 | 0 | 0 | 0 | 0 | 0 | 0 | 0 | 0 | 0 | 0 | 0 | 0 | 0 | 0 | 0 | 0 | 0 | 0 | 0 | 0 | 0 | 0 | 0 | 0 | 0 | 0 | 0 | 0 | 0 | 0 | 0 | 0 | 0 | 0 | 0 | 0 | 0 | 0 | 0 | 0 | 0 | 0 | 0 | 0
[13 empty] | 0 | 0 | 0 | 0 | 0 | 0 | 0 | 0 | 0 | 0 | 0 | 0 | 0 | 0 | 0 | 0 | 0 | 0 | 0 | 0 | 0 | 0 | 0 | 0 | 0 | 0 | 0 | 0 | 0 | 0 | 0 | 0 | 0 | 0 | 0 | 0 | 0 | 0 | 0 | 0 | 0 | 0 | 0 | 0 | 0 | 0 | 0 | 0 | 0
[13 empty] | 0 | 0 | 0 | 0 | 0 | 0 | 0 | 0 | 0 | 0 | 0 | 0 | 0 | 0 | 0 | 0 | 0 | 0 | 0 | 0 | 0 | 0 | 0 | 0 | 0 | 0 | 0 | 0 | 0 | 0 | 0 | 0 | 0 | 0 | 0 | 0 | 0 | 0 | 0 | 0 | 0 | 0 | 0 | 0 | 0 | 0 | 0 | 0 | 0
[13 empty] | 0 | 0 | 0 | 0 | 0 | 0 | 0 | 0 | 0 | 0 | 0 | 0 | 0 | 0 | 0 | 0 | 0 | 0 | 0 | 0 | 0 | 0 | 0 | 0 | 0 | 0 | 0 | 0 | 0 | 0 | 0 | 0 | 0 | 0 | 0 | 0 | 0 | 0 | 0 | 0 | 0 | 0 | 0 | 0 | 0 | 0 | 0 | 0 | 0
[13 empty] | 0 | 0 | 0 | 0 | 0 | 0 | 0 | 0 | 0 | 0 | 0 | 0 | 0 | 0 | 0 | 0 | 0 | 0 | 0 | 0 | 0 | 0 | 0 | 0 | 0 | 0 | 0 | 0 | 0 | 0 | 0 | 0 | 0 | 0 | 0 | 0 | 0 | 0 | 0 | 0 | 0 | 0 | 0 | 0 | 0 | 0 | 0 | 0 | 0
[13 empty] | 0 | 0 | 0 | 0 | 0 | 0 | 0 | 0 | 0 | 0 | 0 | 0 | 0 | 0 | 0 | 0 | 0 | 0 | 0 | 0 | 0 | 0 | 0 | 0 | 0 | 0 | 0 | 0 | 0 | 0 | 0 | 0 | 0 | 0 | 0 | 0 | 0 | 0 | 0 | 0 | 0 | 0 | 0 | 0 | 0 | 0 | 0 | 0 | 0
[13 empty] | 0 | 0 | 0 | 0 | 0 | 0 | 0 | 0 | 0 | 0 | 0 | 0 | 0 | 0 | 0 | 0 | 0 | 0 | 0 | 0 | 0 | 0 | 0 | 0 | 0 | 0 | 0 | 0 | 0 | 0 | 0 | 0 | 0 | 0 | 0 | 0 | 0 | 0 | 0 | 0 | 0 | 0 | 0 | 0 | 0 | 0 | 0 | 0 | 0
[13 empty] | 0 | 0 | 0 | 0 | 0 | 0 | 0 | 0 | 0 | 0 | 0 | 0 | 0 | 0 | 0 | 0 | 0 | 0 | 0 | 0 | 0 | 0 | 0 | 0 | 0 | 0 | 0 | 0 | 0 | 0 | 0 | 0 | 0 | 0 | 0 | 0 | 0 | 0 | 0 | 0 | 0 | 0 | 0 | 0 | 0 | 0 | 0 | 0 | 0
[13 empty] | 0 | 0 | 0 | 0 | 0 | 0 | 0 | 0 | 0 | 0 | 0 | 0 | 0 | 0 | 0 | 0 | 0 | 0 | 0 | 0 | 0 | 0 | 0 | 0 | 0 | 0 | 0 | 0 | 0 | 0 | 0 | 0 | 0 | 0 | 0 | 0 | 0 | 0 | 0 | 0 | 0 | 0 | 0 | 0 | 0 | 0 | 0 | 0 | 0
[13 empty] | 0 | 0 | 0 | 0 | 0 | 0 | 0 | 0 | 0 | 0 | 0 | 0 | 0 | 0 | 0 | 0 | 0 | 0 | 0 | 0 | 0 | 0 | 0 | 0 | 0 | 0 | 0 | 0 | 0 | 0 | 0 | 0 | 0 | 0 | 0 | 0 | 0 | 0 | 0 | 0 | 0 | 0 | 0 | 0 | 0 | 0 | 0 | 0 | 0
[13 empty] | 0 | 0 | 0 | 0 | 0 | 0 | 0 | 0 | 0 | 0 | 0 | 0 | 0 | 0 | 0 | 0 | 0 | 0 | 0 | 0 | 0 | 0 | 0 | 0 | 0 | 0 | 0 | 0 | 0 | 0 | 0 | 0 | 0 | 0 | 0 | 0 | 0 | 0 | 0 | 0 | 0 | 0 | 0 | 0 | 0 | 0 | 0 | 0 | 0
[13 empty] | 0 | 0 | 0 | 0 | 0 | 0 | 0 | 0 | 0 | 0 | 0 | 0 | 0 | 0 | 0 | 0 | 0 | 0 | 0 | 0 | 0 | 0 | 0 | 0 | 0 | 0 | 0 | 0 | 0 | 0 | 0 | 0 | 0 | 0 | 0 | 0 | 0 | 0 | 0 | 0 | 0 | 0 | 0 | 0 | 0 | 0 | 0 | 0 | 0
[13 empty] | 0 | 0 | 0 | 0 | 0 | 0 | 0 | 0 | 0 | 0 | 0 | 0 | 0 | 0 | 0 | 0 | 0 | 0 | 0 | 0 | 0 | 0 | 0 | 0 | 0 | 0 | 0 | 0 | 0 | 0 | 0 | 0 | 0 | 0 | 0 | 0 | 0 | 0 | 0 | 0 | 0 | 0 | 0 | 0 | 0 | 0 | 0 | 0 | 0
[13 empty] | 0 | 0 | 0 | 0 | 0 | 0 | 0 | 0 | 0 | 0 | 0 | 0 | 0 | 0 | 0 | 0 | 0 | 0 | 0 | 0 | 0 | 0 | 0 | 0 | 0 | 0 | 0 | 0 | 0 | 0 | 0 | 0 | 0 | 0 | 0 | 0 | 0 | 0 | 0 | 0 | 0 | 0 | 0 | 0 | 0 | 0 | 0 | 0 | 0
[13 empty] | 0 | 0 | 0 | 0 | 0 | 0 | 0 | 0 | 0 | 0 | 0 | 0 | 0 | 0 | 0 | 0 | 0 | 0 | 0 | 0 | 0 | 0 | 0 | 0 | 0 | 0 | 0 | 0 | 0 | 0 | 0 | 0 | 0 | 0 | 0 | 0 | 0 | 0 | 0 | 0 | 0 | 0 | 0 | 0 | 0 | 0 | 0 | 0 | 0
[13 empty] | 0 | 0 | 0 | 0 | 0 | 0 | 0 | 0 | 0 | 0 | 0 | 0 | 0 | 0 | 0 | 0 | 0 | 0 | 0 | 0 | 0 | 0 | 0 | 0 | 0 | 0 | 0 | 0 | 0 | 0 | 0 | 0 | 0 | 0 | 0 | 0 | 0 | 0 | 0 | 0 | 0 | 0 | 0 | 0 | 0 | 0 | 0 | 0 | 0
[13 empty] | 0 | 0 | 0 | 0 | 0 | 0 | 0 | 0 | 0 | 0 | 0 | 0 | 0 | 0 | 0 | 0 | 0 | 0 | 0 | 0 | 0 | 0 | 0 | 0 | 0 | 0 | 0 | 0 | 0 | 0 | 0 | 0 | 0 | 0 | 0 | 0 | 0 | 0 | 0 | 0 | 0 | 0 | 0 | 0 | 0 | 0 | 0 | 0 | 0
[13 empty] | 0 | 0 | 0 | 0 | 0 | 0 | 0 | 0 | 0 | 0 | 0 | 0 | 0 | 0 | 0 | 0 | 0 | 0 | 0 | 0 | 0 | 0 | 0 | 0 | 0 | 0 | 0 | 0 | 0 | 0 | 0 | 0 | 0 | 0 | 0 | 0 | 0 | 0 | 0 | 0 | 0 | 0 | 0 | 0 | 0 | 0 | 0 | 0 | 0
[13 empty] | 0 | 0 | 0 | 0 | 0 | 0 | 0 | 0 | 0 | 0 | 0 | 0 | 0 | 0 | 0 | 0 | 0 | 0 | 0 | 0 | 0 | 0 | 0 | 0 | 0 | 0 | 0 | 0 | 0 | 0 | 0 | 0 | 0 | 0 | 0 | 0 | 0 | 0 | 0 | 0 | 0 | 0 | 0 | 0 | 0 | 0 | 0 | 0 | 0
[13 empty] | 0 | 0 | 0 | 0 | 0 | 0 | 0 | 0 | 0 | 0 | 0 | 0 | 0 | 0 | 0 | 0 | 0 | 0 | 0 | 0 | 0 | 0 | 0 | 0 | 0 | 0 | 0 | 0 | 0 | 0 | 0 | 0 | 0 | 0 | 0 | 0 | 0 | 0 | 0 | 0 | 0 | 0 | 0 | 0 | 0 | 0 | 0 | 0 | 0
[13 empty] | 0 | 0 | 0 | 0 | 0 | 0 | 0 | 0 | 0 | 0 | 0 | 0 | 0 | 0 | 0 | 0 | 0 | 0 | 0 | 0 | 0 | 0 | 0 | 0 | 0 | 0 | 0 | 0 | 0 | 0 | 0 | 0 | 0 | 0 | 0 | 0 | 0 | 0 | 0 | 0 | 0 | 0 | 0 | 0 | 0 | 0 | 0 | 0 | 0
[13 empty] | 0 | 0 | 0 | 0 | 0 | 0 | 0 | 0 | 0 | 0 | 0 | 0 | 0 | 0 | 0 | 0 | 0 | 0 | 0 | 0 | 0 | 0 | 0 | 0 | 0 | 0 | 0 | 0 | 0 | 0 | 0 | 0 | 0 | 0 | 0 | 0 | 0 | 0 | 0 | 0 | 0 | 0 | 0 | 0 | 0 | 0 | 0 | 0 | 0
[13 empty] | 0 | 0 | 0 | 0 | 0 | 0 | 0 | 0 | 0 | 0 | 0 | 0 | 0 | 0 | 0 | 0 | 0 | 0 | 0 | 0 | 0 | 0 | 0 | 0 | 0 | 0 | 0 | 0 | 0 | 0 | 0 | 0 | 0 | 0 | 0 | 0 | 0 | 0 | 0 | 0 | 0 | 0 | 0 | 0 | 0 | 0 | 0 | 0 | 0
[13 empty] | 0 | 0 | 0 | 0 | 0 | 0 | 0 | 0 | 0 | 0 | 0 | 0 | 0 | 0 | 0 | 0 | 0 | 0 | 0 | 0 | 0 | 0 | 0 | 0 | 0 | 0 | 0 | 0 | 0 | 0 | 0 | 0 | 0 | 0 | 0 | 0 | 0 | 0 | 0 | 0 | 0 | 0 | 0 | 0 | 0 | 0 | 0 | 0 | 0
[13 empty] | 0 | 0 | 0 | 0 | 0 | 0 | 0 | 0 | 0 | 0 | 0 | 0 | 0 | 0 | 0 | 0 | 0 | 0 | 0 | 0 | 0 | 0 | 0 | 0 | 0 | 0 | 0 | 0 | 0 | 0 | 0 | 0 | 0 | 0 | 0 | 0 | 0 | 0 | 0 | 0 | 0 | 0 | 0 | 0 | 0 | 0 | 0 | 0 | 0
[13 empty] | 0 | 0 | 0 | 0 | 0 | 0 | 0 | 0 | 0 | 0 | 0 | 0 | 0 | 0 | 0 | 0 | 0 | 0 | 0 | 0 | 0 | 0 | 0 | 0 | 0 | 0 | 0 | 0 | 0 | 0 | 0 | 0 | 0 | 0 | 0 | 0 | 0 | 0 | 0 | 0 | 0 | 0 | 0 | 0 | 0 | 0 | 0 | 0 | 0
[13 empty] | 0 | 0 | 0 | 0 | 0 | 0 | 0 | 0 | 0 | 0 | 0 | 0 | 0 | 0 | 0 | 0 | 0 | 0 | 0 | 0 | 0 | 0 | 0 | 0 | 0 | 0 | 0 | 0 | 0 | 0 | 0 | 0 | 0 | 0 | 0 | 0 | 0 | 0 | 0 | 0 | 0 | 0 | 0 | 0 | 0 | 0 | 0 | 0 | 0
[13 empty] | 0 | 0 | 0 | 0 | 0 | 0 | 0 | 0 | 0 | 0 | 0 | 0 | 0 | 0 | 0 | 0 | 0 | 0 | 0 | 0 | 0 | 0 | 0 | 0 | 0 | 0 | 0 | 0 | 0 | 0 | 0 | 0 | 0 | 0 | 0 | 0 | 0 | 0 | 0 | 0 | 0 | 0 | 0 | 0 | 0 | 0 | 0 | 0 | 0
[13 empty] | 0 | 0 | 0 | 0 | 0 | 0 | 0 | 0 | 0 | 0 | 0 | 0 | 0 | 0 | 0 | 0 | 0 | 0 | 0 | 0 | 0 | 0 | 0 | 0 | 0 | 0 | 0 | 0 | 0 | 0 | 0 | 0 | 0 | 0 | 0 | 0 | 0 | 0 | 0 | 0 | 0 | 0 | 0 | 0 | 0 | 0 | 0 | 0 | 0
[13 empty] | 0 | 0 | 0 | 0 | 0 | 0 | 0 | 0 | 0 | 0 | 0 | 0 | 0 | 0 | 0 | 0 | 0 | 0 | 0 | 0 | 0 | 0 | 0 | 0 | 0 | 0 | 0 | 0 | 0 | 0 | 0 | 0 | 0 | 0 | 0 | 0 | 0 | 0 | 0 | 0 | 0 | 0 | 0 | 0 | 0 | 0 | 0 | 0 | 0
[13 empty] | 0 | 0 | 0 | 0 | 0 | 0 | 0 | 0 | 0 | 0 | 0 | 0 | 0 | 0 | 0 | 0 | 0 | 0 | 0 | 0 | 0 | 0 | 0 | 0 | 0 | 0 | 0 | 0 | 0 | 0 | 0 | 0 | 0 | 0 | 0 | 0 | 0 | 0 | 0 | 0 | 0 | 0 | 0 | 0 | 0 | 0 | 0 | 0 | 0
[13 empty] | 0 | 0 | 0 | 0 | 0 | 0 | 0 | 0 | 0 | 0 | 0 | 0 | 0 | 0 | 0 | 0 | 0 | 0 | 0 | 0 | 0 | 0 | 0 | 0 | 0 | 0 | 0 | 0 | 0 | 0 | 0 | 0 | 0 | 0 | 0 | 0 | 0 | 0 | 0 | 0 | 0 | 0 | 0 | 0 | 0 | 0 | 0 | 0 | 0
[13 empty] | 0 | 0 | 0 | 0 | 0 | 0 | 0 | 0 | 0 | 0 | 0 | 0 | 0 | 0 | 0 | 0 | 0 | 0 | 0 | 0 | 0 | 0 | 0 | 0 | 0 | 0 | 0 | 0 | 0 | 0 | 0 | 0 | 0 | 0 | 0 | 0 | 0 | 0 | 0 | 0 | 0 | 0 | 0 | 0 | 0 | 0 | 0 | 0 | 0
[13 empty] | 0 | 0 | 0 | 0 | 0 | 0 | 0 | 0 | 0 | 0 | 0 | 0 | 0 | 0 | 0 | 0 | 0 | 0 | 0 | 0 | 0 | 0 | 0 | 0 | 0 | 0 | 0 | 0 | 0 | 0 | 0 | 0 | 0 | 0 | 0 | 0 | 0 | 0 | 0 | 0 | 0 | 0 | 0 | 0 | 0 | 0 | 0 | 0 | 0
[13 empty] | 0 | 0 | 0 | 0 | 0 | 0 | 0 | 0 | 0 | 0 | 0 | 0 | 0 | 0 | 0 | 0 | 0 | 0 | 0 | 0 | 0 | 0 | 0 | 0 | 0 | 0 | 0 | 0 | 0 | 0 | 0 | 0 | 0 | 0 | 0 | 0 | 0 | 0 | 0 | 0 | 0 | 0 | 0 | 0 | 0 | 0 | 0 | 0 | 0
[13 empty] | 0 | 0 | 0 | 0 | 0 | 0 | 0 | 0 | 0 | 0 | 0 | 0 | 0 | 0 | 0 | 0 | 0 | 0 | 0 | 0 | 0 | 0 | 0 | 0 | 0 | 0 | 0 | 0 | 0 | 0 | 0 | 0 | 0 | 0 | 0 | 0 | 0 | 0 | 0 | 0 | 0 | 0 | 0 | 0 | 0 | 0 | 0 | 0 | 0
[13 empty] | 0 | 0 | 0 | 0 | 0 | 0 | 0 | 0 | 0 | 0 | 0 | 0 | 0 | 0 | 0 | 0 | 0 | 0 | 0 | 0 | 0 | 0 | 0 | 0 | 0 | 0 | 0 | 0 | 0 | 0 | 0 | 0 | 0 | 0 | 0 | 0 | 0 | 0 | 0 | 0 | 0 | 0 | 0 | 0 | 0 | 0 | 0 | 0 | 0
[13 empty] | 0 | 0 | 0 | 0 | 0 | 0 | 0 | 0 | 0 | 0 | 0 | 0 | 0 | 0 | 0 | 0 | 0 | 0 | 0 | 0 | 0 | 0 | 0 | 0 | 0 | 0 | 0 | 0 | 0 | 0 | 0 | 0 | 0 | 0 | 0 | 0 | 0 | 0 | 0 | 0 | 0 | 0 | 0 | 0 | 0 | 0 | 0 | 0 | 0
[13 empty] | 0 | 0 | 0 | 0 | 0 | 0 | 0 | 0 | 0 | 0 | 0 | 0 | 0 | 0 | 0 | 0 | 0 | 0 | 0 | 0 | 0 | 0 | 0 | 0 | 0 | 0 | 0 | 0 | 0 | 0 | 0 | 0 | 0 | 0 | 0 | 0 | 0 | 0 | 0 | 0 | 0 | 0 | 0 | 0 | 0 | 0 | 0 | 0 | 0
[13 empty] | 0 | 0 | 0 | 0 | 0 | 0 | 0 | 0 | 0 | 0 | 0 | 0 | 0 | 0 | 0 | 0 | 0 | 0 | 0 | 0 | 0 | 0 | 0 | 0 | 0 | 0 | 0 | 0 | 0 | 0 | 0 | 0 | 0 | 0 | 0 | 0 | 0 | 0 | 0 | 0 | 0 | 0 | 0 | 0 | 0 | 0 | 0 | 0 | 0
[13 empty] | 0 | 0 | 0 | 0 | 0 | 0 | 0 | 0 | 0 | 0 | 0 | 0 | 0 | 0 | 0 | 0 | 0 | 0 | 0 | 0 | 0 | 0 | 0 | 0 | 0 | 0 | 0 | 0 | 0 | 0 | 0 | 0 | 0 | 0 | 0 | 0 | 0 | 0 | 0 | 0 | 0 | 0 | 0 | 0 | 0 | 0 | 0 | 0 | 0
[13 empty] | 0 | 0 | 0 | 0 | 0 | 0 | 0 | 0 | 0 | 0 | 0 | 0 | 0 | 0 | 0 | 0 | 0 | 0 | 0 | 0 | 0 | 0 | 0 | 0 | 0 | 0 | 0 | 0 | 0 | 0 | 0 | 0 | 0 | 0 | 0 | 0 | 0 | 0 | 0 | 0 | 0 | 0 | 0 | 0 | 0 | 0 | 0 | 0 | 0
[13 empty] | 0 | 0 | 0 | 0 | 0 | 0 | 0 | 0 | 0 | 0 | 0 | 0 | 0 | 0 | 0 | 0 | 0 | 0 | 0 | 0 | 0 | 0 | 0 | 0 | 0 | 0 | 0 | 0 | 0 | 0 | 0 | 0 | 0 | 0 | 0 | 0 | 0 | 0 | 0 | 0 | 0 | 0 | 0 | 0 | 0 | 0 | 0 | 0 | 0
[13 empty] | 0 | 0 | 0 | 0 | 0 | 0 | 0 | 0 | 0 | 0 | 0 | 0 | 0 | 0 | 0 | 0 | 0 | 0 | 0 | 0 | 0 | 0 | 0 | 0 | 0 | 0 | 0 | 0 | 0 | 0 | 0 | 0 | 0 | 0 | 0 | 0 | 0 | 0 | 0 | 0 | 0 | 0 | 0 | 0 | 0 | 0 | 0 | 0 | 0
[13 empty] | 0 | 0 | 0 | 0 | 0 | 0 | 0 | 0 | 0 | 0 | 0 | 0 | 0 | 0 | 0 | 0 | 0 | 0 | 0 | 0 | 0 | 0 | 0 | 0 | 0 | 0 | 0 | 0 | 0 | 0 | 0 | 0 | 0 | 0 | 0 | 0 | 0 | 0 | 0 | 0 | 0 | 0 | 0 | 0 | 0 | 0 | 0 | 0 | 0
[13 empty] | 0 | 0 | 0 | 0 | 0 | 0 | 0 | 0 | 0 | 0 | 0 | 0 | 0 | 0 | 0 | 0 | 0 | 0 | 0 | 0 | 0 | 0 | 0 | 0 | 0 | 0 | 0 | 0 | 0 | 0 | 0 | 0 | 0 | 0 | 0 | 0 | 0 | 0 | 0 | 0 | 0 | 0 | 0 | 0 | 0 | 0 | 0 | 0 | 0
[13 empty] | 0 | 0 | 0 | 0 | 0 | 0 | 0 | 0 | 0 | 0 | 0 | 0 | 0 | 0 | 0 | 0 | 0 | 0 | 0 | 0 | 0 | 0 | 0 | 0 | 0 | 0 | 0 | 0 | 0 | 0 | 0 | 0 | 0 | 0 | 0 | 0 | 0 | 0 | 0 | 0 | 0 | 0 | 0 | 0 | 0 | 0 | 0 | 0 | 0
[13 empty] | 0 | 0 | 0 | 0 | 0 | 0 | 0 | 0 | 0 | 0 | 0 | 0 | 0 | 0 | 0 | 0 | 0 | 0 | 0 | 0 | 0 | 0 | 0 | 0 | 0 | 0 | 0 | 0 | 0 | 0 | 0 | 0 | 0 | 0 | 0 | 0 | 0 | 0 | 0 | 0 | 0 | 0 | 0 | 0 | 0 | 0 | 0 | 0 | 0
[13 empty] | 0 | 0 | 0 | 0 | 0 | 0 | 0 | 0 | 0 | 0 | 0 | 0 | 0 | 0 | 0 | 0 | 0 | 0 | 0 | 0 | 0 | 0 | 0 | 0 | 0 | 0 | 0 | 0 | 0 | 0 | 0 | 0 | 0 | 0 | 0 | 0 | 0 | 0 | 0 | 0 | 0 | 0 | 0 | 0 | 0 | 0 | 0 | 0 | 0
[13 empty] | 0 | 0 | 0 | 0 | 0 | 0 | 0 | 0 | 0 | 0 | 0 | 0 | 0 | 0 | 0 | 0 | 0 | 0 | 0 | 0 | 0 | 0 | 0 | 0 | 0 | 0 | 0 | 0 | 0 | 0 | 0 | 0 | 0 | 0 | 0 | 0 | 0 | 0 | 0 | 0 | 0 | 0 | 0 | 0 | 0 | 0 | 0 | 0 | 0
[13 empty] | 0 | 0 | 0 | 0 | 0 | 0 | 0 | 0 | 0 | 0 | 0 | 0 | 0 | 0 | 0 | 0 | 0 | 0 | 0 | 0 | 0 | 0 | 0 | 0 | 0 | 0 | 0 | 0 | 0 | 0 | 0 | 0 | 0 | 0 | 0 | 0 | 0 | 0 | 0 | 0 | 0 | 0 | 0 | 0 | 0 | 0 | 0 | 0 | 0
[13 empty] | 0 | 0 | 0 | 0 | 0 | 0 | 0 | 0 | 0 | 0 | 0 | 0 | 0 | 0 | 0 | 0 | 0 | 0 | 0 | 0 | 0 | 0 | 0 | 0 | 0 | 0 | 0 | 0 | 0 | 0 | 0 | 0 | 0 | 0 | 0 | 0 | 0 | 0 | 0 | 0 | 0 | 0 | 0 | 0 | 0 | 0 | 0 | 0 | 0
[13 empty] | 0 | 0 | 0 | 0 | 0 | 0 | 0 | 0 | 0 | 0 | 0 | 0 | 0 | 0 | 0 | 0 | 0 | 0 | 0 | 0 | 0 | 0 | 0 | 0 | 0 | 0 | 0 | 0 | 0 | 0 | 0 | 0 | 0 | 0 | 0 | 0 | 0 | 0 | 0 | 0 | 0 | 0 | 0 | 0 | 0 | 0 | 0 | 0 | 0
[13 empty] | 0 | 0 | 0 | 0 | 0 | 0 | 0 | 0 | 0 | 0 | 0 | 0 | 0 | 0 | 0 | 0 | 0 | 0 | 0 | 0 | 0 | 0 | 0 | 0 | 0 | 0 | 0 | 0 | 0 | 0 | 0 | 0 | 0 | 0 | 0 | 0 | 0 | 0 | 0 | 0 | 0 | 0 | 0 | 0 | 0 | 0 | 0 | 0 | 0
[13 empty] | 0 | 0 | 0 | 0 | 0 | 0 | 0 | 0 | 0 | 0 | 0 | 0 | 0 | 0 | 0 | 0 | 0 | 0 | 0 | 0 | 0 | 0 | 0 | 0 | 0 | 0 | 0 | 0 | 0 | 0 | 0 | 0 | 0 | 0 | 0 | 0 | 0 | 0 | 0 | 0 | 0 | 0 | 0 | 0 | 0 | 0 | 0 | 0 | 0
[13 empty] | 0 | 0 | 0 | 0 | 0 | 0 | 0 | 0 | 0 | 0 | 0 | 0 | 0 | 0 | 0 | 0 | 0 | 0 | 0 | 0 | 0 | 0 | 0 | 0 | 0 | 0 | 0 | 0 | 0 | 0 | 0 | 0 | 0 | 0 | 0 | 0 | 0 | 0 | 0 | 0 | 0 | 0 | 0 | 0 | 0 | 0 | 0 | 0 | 0
[13 empty] | 0 | 0 | 0 | 0 | 0 | 0 | 0 | 0 | 0 | 0 | 0 | 0 | 0 | 0 | 0 | 0 | 0 | 0 | 0 | 0 | 0 | 0 | 0 | 0 | 0 | 0 | 0 | 0 | 0 | 0 | 0 | 0 | 0 | 0 | 0 | 0 | 0 | 0 | 0 | 0 | 0 | 0 | 0 | 0 | 0 | 0 | 0 | 0 | 0
[13 empty] | 0 | 0 | 0 | 0 | 0 | 0 | 0 | 0 | 0 | 0 | 0 | 0 | 0 | 0 | 0 | 0 | 0 | 0 | 0 | 0 | 0 | 0 | 0 | 0 | 0 | 0 | 0 | 0 | 0 | 0 | 0 | 0 | 0 | 0 | 0 | 0 | 0 | 0 | 0 | 0 | 0 | 0 | 0 | 0 | 0 | 0 | 0 | 0 | 0
[13 empty] | 0 | 0 | 0 | 0 | 0 | 0 | 0 | 0 | 0 | 0 | 0 | 0 | 0 | 0 | 0 | 0 | 0 | 0 | 0 | 0 | 0 | 0 | 0 | 0 | 0 | 0 | 0 | 0 | 0 | 0 | 0 | 0 | 0 | 0 | 0 | 0 | 0 | 0 | 0 | 0 | 0 | 0 | 0 | 0 | 0 | 0 | 0 | 0 | 0
[13 empty] | 0 | 0 | 0 | 0 | 0 | 0 | 0 | 0 | 0 | 0 | 0 | 0 | 0 | 0 | 0 | 0 | 0 | 0 | 0 | 0 | 0 | 0 | 0 | 0 | 0 | 0 | 0 | 0 | 0 | 0 | 0 | 0 | 0 | 0 | 0 | 0 | 0 | 0 | 0 | 0 | 0 | 0 | 0 | 0 | 0 | 0 | 0 | 0 | 0
[13 empty] | 0 | 0 | 0 | 0 | 0 | 0 | 0 | 0 | 0 | 0 | 0 | 0 | 0 | 0 | 0 | 0 | 0 | 0 | 0 | 0 | 0 | 0 | 0 | 0 | 0 | 0 | 0 | 0 | 0 | 0 | 0 | 0 | 0 | 0 | 0 | 0 | 0 | 0 | 0 | 0 | 0 | 0 | 0 | 0 | 0 | 0 | 0 | 0 | 0
[13 empty] | 0 | 0 | 0 | 0 | 0 | 0 | 0 | 0 | 0 | 0 | 0 | 0 | 0 | 0 | 0 | 0 | 0 | 0 | 0 | 0 | 0 | 0 | 0 | 0 | 0 | 0 | 0 | 0 | 0 | 0 | 0 | 0 | 0 | 0 | 0 | 0 | 0 | 0 | 0 | 0 | 0 | 0 | 0 | 0 | 0 | 0 | 0 | 0 | 0
[13 empty] | 0 | 0 | 0 | 0 | 0 | 0 | 0 | 0 | 0 | 0 | 0 | 0 | 0 | 0 | 0 | 0 | 0 | 0 | 0 | 0 | 0 | 0 | 0 | 0 | 0 | 0 | 0 | 0 | 0 | 0 | 0 | 0 | 0 | 0 | 0 | 0 | 0 | 0 | 0 | 0 | 0 | 0 | 0 | 0 | 0 | 0 | 0 | 0 | 0
[13 empty] | 0 | 0 | 0 | 0 | 0 | 0 | 0 | 0 | 0 | 0 | 0 | 0 | 0 | 0 | 0 | 0 | 0 | 0 | 0 | 0 | 0 | 0 | 0 | 0 | 0 | 0 | 0 | 0 | 0 | 0 | 0 | 0 | 0 | 0 | 0 | 0 | 0 | 0 | 0 | 0 | 0 | 0 | 0 | 0 | 0 | 0 | 0 | 0 | 0
[13 empty] | 0 | 0 | 0 | 0 | 0 | 0 | 0 | 0 | 0 | 0 | 0 | 0 | 0 | 0 | 0 | 0 | 0 | 0 | 0 | 0 | 0 | 0 | 0 | 0 | 0 | 0 | 0 | 0 | 0 | 0 | 0 | 0 | 0 | 0 | 0 | 0 | 0 | 0 | 0 | 0 | 0 | 0 | 0 | 0 | 0 | 0 | 0 | 0 | 0
[13 empty] | 0 | 0 | 0 | 0 | 0 | 0 | 0 | 0 | 0 | 0 | 0 | 0 | 0 | 0 | 0 | 0 | 0 | 0 | 0 | 0 | 0 | 0 | 0 | 0 | 0 | 0 | 0 | 0 | 0 | 0 | 0 | 0 | 0 | 0 | 0 | 0 | 0 | 0 | 0 | 0 | 0 | 0 | 0 | 0 | 0 | 0 | 0 | 0 | 0
[13 empty] | 0 | 0 | 0 | 0 | 0 | 0 | 0 | 0 | 0 | 0 | 0 | 0 | 0 | 0 | 0 | 0 | 0 | 0 | 0 | 0 | 0 | 0 | 0 | 0 | 0 | 0 | 0 | 0 | 0 | 0 | 0 | 0 | 0 | 0 | 0 | 0 | 0 | 0 | 0 | 0 | 0 | 0 | 0 | 0 | 0 | 0 | 0 | 0 | 0
[13 empty] | 0 | 0 | 0 | 0 | 0 | 0 | 0 | 0 | 0 | 0 | 0 | 0 | 0 | 0 | 0 | 0 | 0 | 0 | 0 | 0 | 0 | 0 | 0 | 0 | 0 | 0 | 0 | 0 | 0 | 0 | 0 | 0 | 0 | 0 | 0 | 0 | 0 | 0 | 0 | 0 | 0 | 0 | 0 | 0 | 0 | 0 | 0 | 0 | 0
[13 empty] | 0 | 0 | 0 | 0 | 0 | 0 | 0 | 0 | 0 | 0 | 0 | 0 | 0 | 0 | 0 | 0 | 0 | 0 | 0 | 0 | 0 | 0 | 0 | 0 | 0 | 0 | 0 | 0 | 0 | 0 | 0 | 0 | 0 | 0 | 0 | 0 | 0 | 0 | 0 | 0 | 0 | 0 | 0 | 0 | 0 | 0 | 0 | 0 | 0
[13 empty] | 0 | 0 | 0 | 0 | 0 | 0 | 0 | 0 | 0 | 0 | 0 | 0 | 0 | 0 | 0 | 0 | 0 | 0 | 0 | 0 | 0 | 0 | 0 | 0 | 0 | 0 | 0 | 0 | 0 | 0 | 0 | 0 | 0 | 0 | 0 | 0 | 0 | 0 | 0 | 0 | 0 | 0 | 0 | 0 | 0 | 0 | 0 | 0 | 0
[13 empty] | 0 | 0 | 0 | 0 | 0 | 0 | 0 | 0 | 0 | 0 | 0 | 0 | 0 | 0 | 0 | 0 | 0 | 0 | 0 | 0 | 0 | 0 | 0 | 0 | 0 | 0 | 0 | 0 | 0 | 0 | 0 | 0 | 0 | 0 | 0 | 0 | 0 | 0 | 0 | 0 | 0 | 0 | 0 | 0 | 0 | 0 | 0 | 0 | 0
[13 empty] | 0 | 0 | 0 | 0 | 0 | 0 | 0 | 0 | 0 | 0 | 0 | 0 | 0 | 0 | 0 | 0 | 0 | 0 | 0 | 0 | 0 | 0 | 0 | 0 | 0 | 0 | 0 | 0 | 0 | 0 | 0 | 0 | 0 | 0 | 0 | 0 | 0 | 0 | 0 | 0 | 0 | 0 | 0 | 0 | 0 | 0 | 0 | 0 | 0
[13 empty] | 0 | 0 | 0 | 0 | 0 | 0 | 0 | 0 | 0 | 0 | 0 | 0 | 0 | 0 | 0 | 0 | 0 | 0 | 0 | 0 | 0 | 0 | 0 | 0 | 0 | 0 | 0 | 0 | 0 | 0 | 0 | 0 | 0 | 0 | 0 | 0 | 0 | 0 | 0 | 0 | 0 | 0 | 0 | 0 | 0 | 0 | 0 | 0 | 0
[13 empty] | 0 | 0 | 0 | 0 | 0 | 0 | 0 | 0 | 0 | 0 | 0 | 0 | 0 | 0 | 0 | 0 | 0 | 0 | 0 | 0 | 0 | 0 | 0 | 0 | 0 | 0 | 0 | 0 | 0 | 0 | 0 | 0 | 0 | 0 | 0 | 0 | 0 | 0 | 0 | 0 | 0 | 0 | 0 | 0 | 0 | 0 | 0 | 0 | 0
[13 empty] | 0 | 0 | 0 | 0 | 0 | 0 | 0 | 0 | 0 | 0 | 0 | 0 | 0 | 0 | 0 | 0 | 0 | 0 | 0 | 0 | 0 | 0 | 0 | 0 | 0 | 0 | 0 | 0 | 0 | 0 | 0 | 0 | 0 | 0 | 0 | 0 | 0 | 0 | 0 | 0 | 0 | 0 | 0 | 0 | 0 | 0 | 0 | 0 | 0
[13 empty] | 0 | 0 | 0 | 0 | 0 | 0 | 0 | 0 | 0 | 0 | 0 | 0 | 0 | 0 | 0 | 0 | 0 | 0 | 0 | 0 | 0 | 0 | 0 | 0 | 0 | 0 | 0 | 0 | 0 | 0 | 0 | 0 | 0 | 0 | 0 | 0 | 0 | 0 | 0 | 0 | 0 | 0 | 0 | 0 | 0 | 0 | 0 | 0 | 0
[13 empty] | 0 | 0 | 0 | 0 | 0 | 0 | 0 | 0 | 0 | 0 | 0 | 0 | 0 | 0 | 0 | 0 | 0 | 0 | 0 | 0 | 0 | 0 | 0 | 0 | 0 | 0 | 0 | 0 | 0 | 0 | 0 | 0 | 0 | 0 | 0 | 0 | 0 | 0 | 0 | 0 | 0 | 0 | 0 | 0 | 0 | 0 | 0 | 0 | 0
[13 empty] | 0 | 0 | 0 | 0 | 0 | 0 | 0 | 0 | 0 | 0 | 0 | 0 | 0 | 0 | 0 | 0 | 0 | 0 | 0 | 0 | 0 | 0 | 0 | 0 | 0 | 0 | 0 | 0 | 0 | 0 | 0 | 0 | 0 | 0 | 0 | 0 | 0 | 0 | 0 | 0 | 0 | 0 | 0 | 0 | 0 | 0 | 0 | 0 | 0
[13 empty] | 0 | 0 | 0 | 0 | 0 | 0 | 0 | 0 | 0 | 0 | 0 | 0 | 0 | 0 | 0 | 0 | 0 | 0 | 0 | 0 | 0 | 0 | 0 | 0 | 0 | 0 | 0 | 0 | 0 | 0 | 0 | 0 | 0 | 0 | 0 | 0 | 0 | 0 | 0 | 0 | 0 | 0 | 0 | 0 | 0 | 0 | 0 | 0 | 0
[13 empty] | 0 | 0 | 0 | 0 | 0 | 0 | 0 | 0 | 0 | 0 | 0 | 0 | 0 | 0 | 0 | 0 | 0 | 0 | 0 | 0 | 0 | 0 | 0 | 0 | 0 | 0 | 0 | 0 | 0 | 0 | 0 | 0 | 0 | 0 | 0 | 0 | 0 | 0 | 0 | 0 | 0 | 0 | 0 | 0 | 0 | 0 | 0 | 0 | 0
[13 empty] | 0 | 0 | 0 | 0 | 0 | 0 | 0 | 0 | 0 | 0 | 0 | 0 | 0 | 0 | 0 | 0 | 0 | 0 | 0 | 0 | 0 | 0 | 0 | 0 | 0 | 0 | 0 | 0 | 0 | 0 | 0 | 0 | 0 | 0 | 0 | 0 | 0 | 0 | 0 | 0 | 0 | 0 | 0 | 0 | 0 | 0 | 0 | 0 | 0
[13 empty] | 0 | 0 | 0 | 0 | 0 | 0 | 0 | 0 | 0 | 0 | 0 | 0 | 0 | 0 | 0 | 0 | 0 | 0 | 0 | 0 | 0 | 0 | 0 | 0 | 0 | 0 | 0 | 0 | 0 | 0 | 0 | 0 | 0 | 0 | 0 | 0 | 0 | 0 | 0 | 0 | 0 | 0 | 0 | 0 | 0 | 0 | 0 | 0 | 0
[13 empty] | 0 | 0 | 0 | 0 | 0 | 0 | 0 | 0 | 0 | 0 | 0 | 0 | 0 | 0 | 0 | 0 | 0 | 0 | 0 | 0 | 0 | 0 | 0 | 0 | 0 | 0 | 0 | 0 | 0 | 0 | 0 | 0 | 0 | 0 | 0 | 0 | 0 | 0 | 0 | 0 | 0 | 0 | 0 | 0 | 0 | 0 | 0 | 0 | 0
[13 empty] | 0 | 0 | 0 | 0 | 0 | 0 | 0 | 0 | 0 | 0 | 0 | 0 | 0 | 0 | 0 | 0 | 0 | 0 | 0 | 0 | 0 | 0 | 0 | 0 | 0 | 0 | 0 | 0 | 0 | 0 | 0 | 0 | 0 | 0 | 0 | 0 | 0 | 0 | 0 | 0 | 0 | 0 | 0 | 0 | 0 | 0 | 0 | 0 | 0
[13 empty] | 0 | 0 | 0 | 0 | 0 | 0 | 0 | 0 | 0 | 0 | 0 | 0 | 0 | 0 | 0 | 0 | 0 | 0 | 0 | 0 | 0 | 0 | 0 | 0 | 0 | 0 | 0 | 0 | 0 | 0 | 0 | 0 | 0 | 0 | 0 | 0 | 0 | 0 | 0 | 0 | 0 | 0 | 0 | 0 | 0 | 0 | 0 | 0 | 0
[13 empty] | 0 | 0 | 0 | 0 | 0 | 0 | 0 | 0 | 0 | 0 | 0 | 0 | 0 | 0 | 0 | 0 | 0 | 0 | 0 | 0 | 0 | 0 | 0 | 0 | 0 | 0 | 0 | 0 | 0 | 0 | 0 | 0 | 0 | 0 | 0 | 0 | 0 | 0 | 0 | 0 | 0 | 0 | 0 | 0 | 0 | 0 | 0 | 0 | 0
[13 empty] | 0 | 0 | 0 | 0 | 0 | 0 | 0 | 0 | 0 | 0 | 0 | 0 | 0 | 0 | 0 | 0 | 0 | 0 | 0 | 0 | 0 | 0 | 0 | 0 | 0 | 0 | 0 | 0 | 0 | 0 | 0 | 0 | 0 | 0 | 0 | 0 | 0 | 0 | 0 | 0 | 0 | 0 | 0 | 0 | 0 | 0 | 0 | 0 | 0
[13 empty] | 0 | 0 | 0 | 0 | 0 | 0 | 0 | 0 | 0 | 0 | 0 | 0 | 0 | 0 | 0 | 0 | 0 | 0 | 0 | 0 | 0 | 0 | 0 | 0 | 0 | 0 | 0 | 0 | 0 | 0 | 0 | 0 | 0 | 0 | 0 | 0 | 0 | 0 | 0 | 0 | 0 | 0 | 0 | 0 | 0 | 0 | 0 | 0 | 0
[13 empty] | 0 | 0 | 0 | 0 | 0 | 0 | 0 | 0 | 0 | 0 | 0 | 0 | 0 | 0 | 0 | 0 | 0 | 0 | 0 | 0 | 0 | 0 | 0 | 0 | 0 | 0 | 0 | 0 | 0 | 0 | 0 | 0 | 0 | 0 | 0 | 0 | 0 | 0 | 0 | 0 | 0 | 0 | 0 | 0 | 0 | 0 | 0 | 0 | 0
[13 empty] | 0 | 0 | 0 | 0 | 0 | 0 | 0 | 0 | 0 | 0 | 0 | 0 | 0 | 0 | 0 | 0 | 0 | 0 | 0 | 0 | 0 | 0 | 0 | 0 | 0 | 0 | 0 | 0 | 0 | 0 | 0 | 0 | 0 | 0 | 0 | 0 | 0 | 0 | 0 | 0 | 0 | 0 | 0 | 0 | 0 | 0 | 0 | 0 | 0
[13 empty] | 0 | 0 | 0 | 0 | 0 | 0 | 0 | 0 | 0 | 0 | 0 | 0 | 0 | 0 | 0 | 0 | 0 | 0 | 0 | 0 | 0 | 0 | 0 | 0 | 0 | 0 | 0 | 0 | 0 | 0 | 0 | 0 | 0 | 0 | 0 | 0 | 0 | 0 | 0 | 0 | 0 | 0 | 0 | 0 | 0 | 0 | 0 | 0 | 0
[13 empty] | 0 | 0 | 0 | 0 | 0 | 0 | 0 | 0 | 0 | 0 | 0 | 0 | 0 | 0 | 0 | 0 | 0 | 0 | 0 | 0 | 0 | 0 | 0 | 0 | 0 | 0 | 0 | 0 | 0 | 0 | 0 | 0 | 0 | 0 | 0 | 0 | 0 | 0 | 0 | 0 | 0 | 0 | 0 | 0 | 0 | 0 | 0 | 0 | 0
[13 empty] | 0 | 0 | 0 | 0 | 0 | 0 | 0 | 0 | 0 | 0 | 0 | 0 | 0 | 0 | 0 | 0 | 0 | 0 | 0 | 0 | 0 | 0 | 0 | 0 | 0 | 0 | 0 | 0 | 0 | 0 | 0 | 0 | 0 | 0 | 0 | 0 | 0 | 0 | 0 | 0 | 0 | 0 | 0 | 0 | 0 | 0 | 0 | 0 | 0
[13 empty] | 0 | 0 | 0 | 0 | 0 | 0 | 0 | 0 | 0 | 0 | 0 | 0 | 0 | 0 | 0 | 0 | 0 | 0 | 0 | 0 | 0 | 0 | 0 | 0 | 0 | 0 | 0 | 0 | 0 | 0 | 0 | 0 | 0 | 0 | 0 | 0 | 0 | 0 | 0 | 0 | 0 | 0 | 0 | 0 | 0 | 0 | 0 | 0 | 0
[13 empty] | 0 | 0 | 0 | 0 | 0 | 0 | 0 | 0 | 0 | 0 | 0 | 0 | 0 | 0 | 0 | 0 | 0 | 0 | 0 | 0 | 0 | 0 | 0 | 0 | 0 | 0 | 0 | 0 | 0 | 0 | 0 | 0 | 0 | 0 | 0 | 0 | 0 | 0 | 0 | 0 | 0 | 0 | 0 | 0 | 0 | 0 | 0 | 0 | 0
[13 empty] | 0 | 0 | 0 | 0 | 0 | 0 | 0 | 0 | 0 | 0 | 0 | 0 | 0 | 0 | 0 | 0 | 0 | 0 | 0 | 0 | 0 | 0 | 0 | 0 | 0 | 0 | 0 | 0 | 0 | 0 | 0 | 0 | 0 | 0 | 0 | 0 | 0 | 0 | 0 | 0 | 0 | 0 | 0 | 0 | 0 | 0 | 0 | 0 | 0
[13 empty] | 0 | 0 | 0 | 0 | 0 | 0 | 0 | 0 | 0 | 0 | 0 | 0 | 0 | 0 | 0 | 0 | 0 | 0 | 0 | 0 | 0 | 0 | 0 | 0 | 0 | 0 | 0 | 0 | 0 | 0 | 0 | 0 | 0 | 0 | 0 | 0 | 0 | 0 | 0 | 0 | 0 | 0 | 0 | 0 | 0 | 0 | 0 | 0 | 0
[13 empty] | 0 | 0 | 0 | 0 | 0 | 0 | 0 | 0 | 0 | 0 | 0 | 0 | 0 | 0 | 0 | 0 | 0 | 0 | 0 | 0 | 0 | 0 | 0 | 0 | 0 | 0 | 0 | 0 | 0 | 0 | 0 | 0 | 0 | 0 | 0 | 0 | 0 | 0 | 0 | 0 | 0 | 0 | 0 | 0 | 0 | 0 | 0 | 0 | 0
[13 empty] | 0 | 0 | 0 | 0 | 0 | 0 | 0 | 0 | 0 | 0 | 0 | 0 | 0 | 0 | 0 | 0 | 0 | 0 | 0 | 0 | 0 | 0 | 0 | 0 | 0 | 0 | 0 | 0 | 0 | 0 | 0 | 0 | 0 | 0 | 0 | 0 | 0 | 0 | 0 | 0 | 0 | 0 | 0 | 0 | 0 | 0 | 0 | 0 | 0
[13 empty] | 0 | 0 | 0 | 0 | 0 | 0 | 0 | 0 | 0 | 0 | 0 | 0 | 0 | 0 | 0 | 0 | 0 | 0 | 0 | 0 | 0 | 0 | 0 | 0 | 0 | 0 | 0 | 0 | 0 | 0 | 0 | 0 | 0 | 0 | 0 | 0 | 0 | 0 | 0 | 0 | 0 | 0 | 0 | 0 | 0 | 0 | 0 | 0 | 0
[13 empty] | 0 | 0 | 0 | 0 | 0 | 0 | 0 | 0 | 0 | 0 | 0 | 0 | 0 | 0 | 0 | 0 | 0 | 0 | 0 | 0 | 0 | 0 | 0 | 0 | 0 | 0 | 0 | 0 | 0 | 0 | 0 | 0 | 0 | 0 | 0 | 0 | 0 | 0 | 0 | 0 | 0 | 0 | 0 | 0 | 0 | 0 | 0 | 0 | 0
[13 empty] | 0 | 0 | 0 | 0 | 0 | 0 | 0 | 0 | 0 | 0 | 0 | 0 | 0 | 0 | 0 | 0 | 0 | 0 | 0 | 0 | 0 | 0 | 0 | 0 | 0 | 0 | 0 | 0 | 0 | 0 | 0 | 0 | 0 | 0 | 0 | 0 | 0 | 0 | 0 | 0 | 0 | 0 | 0 | 0 | 0 | 0 | 0 | 0 | 0
[13 empty] | 0 | 0 | 0 | 0 | 0 | 0 | 0 | 0 | 0 | 0 | 0 | 0 | 0 | 0 | 0 | 0 | 0 | 0 | 0 | 0 | 0 | 0 | 0 | 0 | 0 | 0 | 0 | 0 | 0 | 0 | 0 | 0 | 0 | 0 | 0 | 0 | 0 | 0 | 0 | 0 | 0 | 0 | 0 | 0 | 0 | 0 | 0 | 0 | 0
[13 empty] | 0 | 0 | 0 | 0 | 0 | 0 | 0 | 0 | 0 | 0 | 0 | 0 | 0 | 0 | 0 | 0 | 0 | 0 | 0 | 0 | 0 | 0 | 0 | 0 | 0 | 0 | 0 | 0 | 0 | 0 | 0 | 0 | 0 | 0 | 0 | 0 | 0 | 0 | 0 | 0 | 0 | 0 | 0 | 0 | 0 | 0 | 0 | 0 | 0
[13 empty] | 0 | 0 | 0 | 0 | 0 | 0 | 0 | 0 | 0 | 0 | 0 | 0 | 0 | 0 | 0 | 0 | 0 | 0 | 0 | 0 | 0 | 0 | 0 | 0 | 0 | 0 | 0 | 0 | 0 | 0 | 0 | 0 | 0 | 0 | 0 | 0 | 0 | 0 | 0 | 0 | 0 | 0 | 0 | 0 | 0 | 0 | 0 | 0 | 0
[13 empty] | 0 | 0 | 0 | 0 | 0 | 0 | 0 | 0 | 0 | 0 | 0 | 0 | 0 | 0 | 0 | 0 | 0 | 0 | 0 | 0 | 0 | 0 | 0 | 0 | 0 | 0 | 0 | 0 | 0 | 0 | 0 | 0 | 0 | 0 | 0 | 0 | 0 | 0 | 0 | 0 | 0 | 0 | 0 | 0 | 0 | 0 | 0 | 0 | 0
[13 empty] | 0 | 0 | 0 | 0 | 0 | 0 | 0 | 0 | 0 | 0 | 0 | 0 | 0 | 0 | 0 | 0 | 0 | 0 | 0 | 0 | 0 | 0 | 0 | 0 | 0 | 0 | 0 | 0 | 0 | 0 | 0 | 0 | 0 | 0 | 0 | 0 | 0 | 0 | 0 | 0 | 0 | 0 | 0 | 0 | 0 | 0 | 0 | 0 | 0
[13 empty] | 0 | 0 | 0 | 0 | 0 | 0 | 0 | 0 | 0 | 0 | 0 | 0 | 0 | 0 | 0 | 0 | 0 | 0 | 0 | 0 | 0 | 0 | 0 | 0 | 0 | 0 | 0 | 0 | 0 | 0 | 0 | 0 | 0 | 0 | 0 | 0 | 0 | 0 | 0 | 0 | 0 | 0 | 0 | 0 | 0 | 0 | 0 | 0 | 0
[13 empty] | 0 | 0 | 0 | 0 | 0 | 0 | 0 | 0 | 0 | 0 | 0 | 0 | 0 | 0 | 0 | 0 | 0 | 0 | 0 | 0 | 0 | 0 | 0 | 0 | 0 | 0 | 0 | 0 | 0 | 0 | 0 | 0 | 0 | 0 | 0 | 0 | 0 | 0 | 0 | 0 | 0 | 0 | 0 | 0 | 0 | 0 | 0 | 0 | 0
[13 empty] | 0 | 0 | 0 | 0 | 0 | 0 | 0 | 0 | 0 | 0 | 0 | 0 | 0 | 0 | 0 | 0 | 0 | 0 | 0 | 0 | 0 | 0 | 0 | 0 | 0 | 0 | 0 | 0 | 0 | 0 | 0 | 0 | 0 | 0 | 0 | 0 | 0 | 0 | 0 | 0 | 0 | 0 | 0 | 0 | 0 | 0 | 0 | 0 | 0
[13 empty] | 0 | 0 | 0 | 0 | 0 | 0 | 0 | 0 | 0 | 0 | 0 | 0 | 0 | 0 | 0 | 0 | 0 | 0 | 0 | 0 | 0 | 0 | 0 | 0 | 0 | 0 | 0 | 0 | 0 | 0 | 0 | 0 | 0 | 0 | 0 | 0 | 0 | 0 | 0 | 0 | 0 | 0 | 0 | 0 | 0 | 0 | 0 | 0 | 0
[13 empty] | 0 | 0 | 0 | 0 | 0 | 0 | 0 | 0 | 0 | 0 | 0 | 0 | 0 | 0 | 0 | 0 | 0 | 0 | 0 | 0 | 0 | 0 | 0 | 0 | 0 | 0 | 0 | 0 | 0 | 0 | 0 | 0 | 0 | 0 | 0 | 0 | 0 | 0 | 0 | 0 | 0 | 0 | 0 | 0 | 0 | 0 | 0 | 0 | 0
[13 empty] | 0 | 0 | 0 | 0 | 0 | 0 | 0 | 0 | 0 | 0 | 0 | 0 | 0 | 0 | 0 | 0 | 0 | 0 | 0 | 0 | 0 | 0 | 0 | 0 | 0 | 0 | 0 | 0 | 0 | 0 | 0 | 0 | 0 | 0 | 0 | 0 | 0 | 0 | 0 | 0 | 0 | 0 | 0 | 0 | 0 | 0 | 0 | 0 | 0
[13 empty] | 0 | 0 | 0 | 0 | 0 | 0 | 0 | 0 | 0 | 0 | 0 | 0 | 0 | 0 | 0 | 0 | 0 | 0 | 0 | 0 | 0 | 0 | 0 | 0 | 0 | 0 | 0 | 0 | 0 | 0 | 0 | 0 | 0 | 0 | 0 | 0 | 0 | 0 | 0 | 0 | 0 | 0 | 0 | 0 | 0 | 0 | 0 | 0 | 0
[13 empty] | 0 | 0 | 0 | 0 | 0 | 0 | 0 | 0 | 0 | 0 | 0 | 0 | 0 | 0 | 0 | 0 | 0 | 0 | 0 | 0 | 0 | 0 | 0 | 0 | 0 | 0 | 0 | 0 | 0 | 0 | 0 | 0 | 0 | 0 | 0 | 0 | 0 | 0 | 0 | 0 | 0 | 0 | 0 | 0 | 0 | 0 | 0 | 0 | 0
[13 empty] | 0 | 0 | 0 | 0 | 0 | 0 | 0 | 0 | 0 | 0 | 0 | 0 | 0 | 0 | 0 | 0 | 0 | 0 | 0 | 0 | 0 | 0 | 0 | 0 | 0 | 0 | 0 | 0 | 0 | 0 | 0 | 0 | 0 | 0 | 0 | 0 | 0 | 0 | 0 | 0 | 0 | 0 | 0 | 0 | 0 | 0 | 0 | 0 | 0
[13 empty] | 0 | 0 | 0 | 0 | 0 | 0 | 0 | 0 | 0 | 0 | 0 | 0 | 0 | 0 | 0 | 0 | 0 | 0 | 0 | 0 | 0 | 0 | 0 | 0 | 0 | 0 | 0 | 0 | 0 | 0 | 0 | 0 | 0 | 0 | 0 | 0 | 0 | 0 | 0 | 0 | 0 | 0 | 0 | 0 | 0 | 0 | 0 | 0 | 0
[13 empty] | 0 | 0 | 0 | 0 | 0 | 0 | 0 | 0 | 0 | 0 | 0 | 0 | 0 | 0 | 0 | 0 | 0 | 0 | 0 | 0 | 0 | 0 | 0 | 0 | 0 | 0 | 0 | 0 | 0 | 0 | 0 | 0 | 0 | 0 | 0 | 0 | 0 | 0 | 0 | 0 | 0 | 0 | 0 | 0 | 0 | 0 | 0 | 0 | 0
[13 empty] | 0 | 0 | 0 | 0 | 0 | 0 | 0 | 0 | 0 | 0 | 0 | 0 | 0 | 0 | 0 | 0 | 0 | 0 | 0 | 0 | 0 | 0 | 0 | 0 | 0 | 0 | 0 | 0 | 0 | 0 | 0 | 0 | 0 | 0 | 0 | 0 | 0 | 0 | 0 | 0 | 0 | 0 | 0 | 0 | 0 | 0 | 0 | 0 | 0
[13 empty] | 0 | 0 | 0 | 0 | 0 | 0 | 0 | 0 | 0 | 0 | 0 | 0 | 0 | 0 | 0 | 0 | 0 | 0 | 0 | 0 | 0 | 0 | 0 | 0 | 0 | 0 | 0 | 0 | 0 | 0 | 0 | 0 | 0 | 0 | 0 | 0 | 0 | 0 | 0 | 0 | 0 | 0 | 0 | 0 | 0 | 0 | 0 | 0 | 0
[13 empty] | 0 | 0 | 0 | 0 | 0 | 0 | 0 | 0 | 0 | 0 | 0 | 0 | 0 | 0 | 0 | 0 | 0 | 0 | 0 | 0 | 0 | 0 | 0 | 0 | 0 | 0 | 0 | 0 | 0 | 0 | 0 | 0 | 0 | 0 | 0 | 0 | 0 | 0 | 0 | 0 | 0 | 0 | 0 | 0 | 0 | 0 | 0 | 0 | 0
[13 empty] | 0 | 0 | 0 | 0 | 0 | 0 | 0 | 0 | 0 | 0 | 0 | 0 | 0 | 0 | 0 | 0 | 0 | 0 | 0 | 0 | 0 | 0 | 0 | 0 | 0 | 0 | 0 | 0 | 0 | 0 | 0 | 0 | 0 | 0 | 0 | 0 | 0 | 0 | 0 | 0 | 0 | 0 | 0 | 0 | 0 | 0 | 0 | 0 | 0
[13 empty] | 0 | 0 | 0 | 0 | 0 | 0 | 0 | 0 | 0 | 0 | 0 | 0 | 0 | 0 | 0 | 0 | 0 | 0 | 0 | 0 | 0 | 0 | 0 | 0 | 0 | 0 | 0 | 0 | 0 | 0 | 0 | 0 | 0 | 0 | 0 | 0 | 0 | 0 | 0 | 0 | 0 | 0 | 0 | 0 | 0 | 0 | 0 | 0 | 0
[13 empty] | 0 | 0 | 0 | 0 | 0 | 0 | 0 | 0 | 0 | 0 | 0 | 0 | 0 | 0 | 0 | 0 | 0 | 0 | 0 | 0 | 0 | 0 | 0 | 0 | 0 | 0 | 0 | 0 | 0 | 0 | 0 | 0 | 0 | 0 | 0 | 0 | 0 | 0 | 0 | 0 | 0 | 0 | 0 | 0 | 0 | 0 | 0 | 0 | 0
[13 empty] | 0 | 0 | 0 | 0 | 0 | 0 | 0 | 0 | 0 | 0 | 0 | 0 | 0 | 0 | 0 | 0 | 0 | 0 | 0 | 0 | 0 | 0 | 0 | 0 | 0 | 0 | 0 | 0 | 0 | 0 | 0 | 0 | 0 | 0 | 0 | 0 | 0 | 0 | 0 | 0 | 0 | 0 | 0 | 0 | 0 | 0 | 0 | 0 | 0
[13 empty] | 0 | 0 | 0 | 0 | 0 | 0 | 0 | 0 | 0 | 0 | 0 | 0 | 0 | 0 | 0 | 0 | 0 | 0 | 0 | 0 | 0 | 0 | 0 | 0 | 0 | 0 | 0 | 0 | 0 | 0 | 0 | 0 | 0 | 0 | 0 | 0 | 0 | 0 | 0 | 0 | 0 | 0 | 0 | 0 | 0 | 0 | 0 | 0 | 0
[13 empty] | 0 | 0 | 0 | 0 | 0 | 0 | 0 | 0 | 0 | 0 | 0 | 0 | 0 | 0 | 0 | 0 | 0 | 0 | 0 | 0 | 0 | 0 | 0 | 0 | 0 | 0 | 0 | 0 | 0 | 0 | 0 | 0 | 0 | 0 | 0 | 0 | 0 | 0 | 0 | 0 | 0 | 0 | 0 | 0 | 0 | 0 | 0 | 0 | 0
[13 empty] | 0 | 0 | 0 | 0 | 0 | 0 | 0 | 0 | 0 | 0 | 0 | 0 | 0 | 0 | 0 | 0 | 0 | 0 | 0 | 0 | 0 | 0 | 0 | 0 | 0 | 0 | 0 | 0 | 0 | 0 | 0 | 0 | 0 | 0 | 0 | 0 | 0 | 0 | 0 | 0 | 0 | 0 | 0 | 0 | 0 | 0 | 0 | 0 | 0
[13 empty] | 0 | 0 | 0 | 0 | 0 | 0 | 0 | 0 | 0 | 0 | 0 | 0 | 0 | 0 | 0 | 0 | 0 | 0 | 0 | 0 | 0 | 0 | 0 | 0 | 0 | 0 | 0 | 0 | 0 | 0 | 0 | 0 | 0 | 0 | 0 | 0 | 0 | 0 | 0 | 0 | 0 | 0 | 0 | 0 | 0 | 0 | 0 | 0 | 0
[13 empty] | 0 | 0 | 0 | 0 | 0 | 0 | 0 | 0 | 0 | 0 | 0 | 0 | 0 | 0 | 0 | 0 | 0 | 0 | 0 | 0 | 0 | 0 | 0 | 0 | 0 | 0 | 0 | 0 | 0 | 0 | 0 | 0 | 0 | 0 | 0 | 0 | 0 | 0 | 0 | 0 | 0 | 0 | 0 | 0 | 0 | 0 | 0 | 0 | 0
[13 empty] | 0 | 0 | 0 | 0 | 0 | 0 | 0 | 0 | 0 | 0 | 0 | 0 | 0 | 0 | 0 | 0 | 0 | 0 | 0 | 0 | 0 | 0 | 0 | 0 | 0 | 0 | 0 | 0 | 0 | 0 | 0 | 0 | 0 | 0 | 0 | 0 | 0 | 0 | 0 | 0 | 0 | 0 | 0 | 0 | 0 | 0 | 0 | 0 | 0
[13 empty] | 0 | 0 | 0 | 0 | 0 | 0 | 0 | 0 | 0 | 0 | 0 | 0 | 0 | 0 | 0 | 0 | 0 | 0 | 0 | 0 | 0 | 0 | 0 | 0 | 0 | 0 | 0 | 0 | 0 | 0 | 0 | 0 | 0 | 0 | 0 | 0 | 0 | 0 | 0 | 0 | 0 | 0 | 0 | 0 | 0 | 0 | 0 | 0 | 0
[13 empty] | 0 | 0 | 0 | 0 | 0 | 0 | 0 | 0 | 0 | 0 | 0 | 0 | 0 | 0 | 0 | 0 | 0 | 0 | 0 | 0 | 0 | 0 | 0 | 0 | 0 | 0 | 0 | 0 | 0 | 0 | 0 | 0 | 0 | 0 | 0 | 0 | 0 | 0 | 0 | 0 | 0 | 0 | 0 | 0 | 0 | 0 | 0 | 0 | 0
[13 empty] | 0 | 0 | 0 | 0 | 0 | 0 | 0 | 0 | 0 | 0 | 0 | 0 | 0 | 0 | 0 | 0 | 0 | 0 | 0 | 0 | 0 | 0 | 0 | 0 | 0 | 0 | 0 | 0 | 0 | 0 | 0 | 0 | 0 | 0 | 0 | 0 | 0 | 0 | 0 | 0 | 0 | 0 | 0 | 0 | 0 | 0 | 0 | 0 | 0
[13 empty] | 0 | 0 | 0 | 0 | 0 | 0 | 0 | 0 | 0 | 0 | 0 | 0 | 0 | 0 | 0 | 0 | 0 | 0 | 0 | 0 | 0 | 0 | 0 | 0 | 0 | 0 | 0 | 0 | 0 | 0 | 0 | 0 | 0 | 0 | 0 | 0 | 0 | 0 | 0 | 0 | 0 | 0 | 0 | 0 | 0 | 0 | 0 | 0 | 0
[13 empty] | 0 | 0 | 0 | 0 | 0 | 0 | 0 | 0 | 0 | 0 | 0 | 0 | 0 | 0 | 0 | 0 | 0 | 0 | 0 | 0 | 0 | 0 | 0 | 0 | 0 | 0 | 0 | 0 | 0 | 0 | 0 | 0 | 0 | 0 | 0 | 0 | 0 | 0 | 0 | 0 | 0 | 0 | 0 | 0 | 0 | 0 | 0 | 0 | 0
[13 empty] | 0 | 0 | 0 | 0 | 0 | 0 | 0 | 0 | 0 | 0 | 0 | 0 | 0 | 0 | 0 | 0 | 0 | 0 | 0 | 0 | 0 | 0 | 0 | 0 | 0 | 0 | 0 | 0 | 0 | 0 | 0 | 0 | 0 | 0 | 0 | 0 | 0 | 0 | 0 | 0 | 0 | 0 | 0 | 0 | 0 | 0 | 0 | 0 | 0
[13 empty] | 0 | 0 | 0 | 0 | 0 | 0 | 0 | 0 | 0 | 0 | 0 | 0 | 0 | 0 | 0 | 0 | 0 | 0 | 0 | 0 | 0 | 0 | 0 | 0 | 0 | 0 | 0 | 0 | 0 | 0 | 0 | 0 | 0 | 0 | 0 | 0 | 0 | 0 | 0 | 0 | 0 | 0 | 0 | 0 | 0 | 0 | 0 | 0 | 0
[13 empty] | 0 | 0 | 0 | 0 | 0 | 0 | 0 | 0 | 0 | 0 | 0 | 0 | 0 | 0 | 0 | 0 | 0 | 0 | 0 | 0 | 0 | 0 | 0 | 0 | 0 | 0 | 0 | 0 | 0 | 0 | 0 | 0 | 0 | 0 | 0 | 0 | 0 | 0 | 0 | 0 | 0 | 0 | 0 | 0 | 0 | 0 | 0 | 0 | 0
[13 empty] | 0 | 0 | 0 | 0 | 0 | 0 | 0 | 0 | 0 | 0 | 0 | 0 | 0 | 0 | 0 | 0 | 0 | 0 | 0 | 0 | 0 | 0 | 0 | 0 | 0 | 0 | 0 | 0 | 0 | 0 | 0 | 0 | 0 | 0 | 0 | 0 | 0 | 0 | 0 | 0 | 0 | 0 | 0 | 0 | 0 | 0 | 0 | 0 | 0
[13 empty] | 0 | 0 | 0 | 0 | 0 | 0 | 0 | 0 | 0 | 0 | 0 | 0 | 0 | 0 | 0 | 0 | 0 | 0 | 0 | 0 | 0 | 0 | 0 | 0 | 0 | 0 | 0 | 0 | 0 | 0 | 0 | 0 | 0 | 0 | 0 | 0 | 0 | 0 | 0 | 0 | 0 | 0 | 0 | 0 | 0 | 0 | 0 | 0 | 0
[13 empty] | 0 | 0 | 0 | 0 | 0 | 0 | 0 | 0 | 0 | 0 | 0 | 0 | 0 | 0 | 0 | 0 | 0 | 0 | 0 | 0 | 0 | 0 | 0 | 0 | 0 | 0 | 0 | 0 | 0 | 0 | 0 | 0 | 0 | 0 | 0 | 0 | 0 | 0 | 0 | 0 | 0 | 0 | 0 | 0 | 0 | 0 | 0 | 0 | 0
[13 empty] | 0 | 0 | 0 | 0 | 0 | 0 | 0 | 0 | 0 | 0 | 0 | 0 | 0 | 0 | 0 | 0 | 0 | 0 | 0 | 0 | 0 | 0 | 0 | 0 | 0 | 0 | 0 | 0 | 0 | 0 | 0 | 0 | 0 | 0 | 0 | 0 | 0 | 0 | 0 | 0 | 0 | 0 | 0 | 0 | 0 | 0 | 0 | 0 | 0
[13 empty] | 0 | 0 | 0 | 0 | 0 | 0 | 0 | 0 | 0 | 0 | 0 | 0 | 0 | 0 | 0 | 0 | 0 | 0 | 0 | 0 | 0 | 0 | 0 | 0 | 0 | 0 | 0 | 0 | 0 | 0 | 0 | 0 | 0 | 0 | 0 | 0 | 0 | 0 | 0 | 0 | 0 | 0 | 0 | 0 | 0 | 0 | 0 | 0 | 0
[13 empty] | 0 | 0 | 0 | 0 | 0 | 0 | 0 | 0 | 0 | 0 | 0 | 0 | 0 | 0 | 0 | 0 | 0 | 0 | 0 | 0 | 0 | 0 | 0 | 0 | 0 | 0 | 0 | 0 | 0 | 0 | 0 | 0 | 0 | 0 | 0 | 0 | 0 | 0 | 0 | 0 | 0 | 0 | 0 | 0 | 0 | 0 | 0 | 0 | 0
[13 empty] | 0 | 0 | 0 | 0 | 0 | 0 | 0 | 0 | 0 | 0 | 0 | 0 | 0 | 0 | 0 | 0 | 0 | 0 | 0 | 0 | 0 | 0 | 0 | 0 | 0 | 0 | 0 | 0 | 0 | 0 | 0 | 0 | 0 | 0 | 0 | 0 | 0 | 0 | 0 | 0 | 0 | 0 | 0 | 0 | 0 | 0 | 0 | 0 | 0
[13 empty] | 0 | 0 | 0 | 0 | 0 | 0 | 0 | 0 | 0 | 0 | 0 | 0 | 0 | 0 | 0 | 0 | 0 | 0 | 0 | 0 | 0 | 0 | 0 | 0 | 0 | 0 | 0 | 0 | 0 | 0 | 0 | 0 | 0 | 0 | 0 | 0 | 0 | 0 | 0 | 0 | 0 | 0 | 0 | 0 | 0 | 0 | 0 | 0 | 0
[13 empty] | 0 | 0 | 0 | 0 | 0 | 0 | 0 | 0 | 0 | 0 | 0 | 0 | 0 | 0 | 0 | 0 | 0 | 0 | 0 | 0 | 0 | 0 | 0 | 0 | 0 | 0 | 0 | 0 | 0 | 0 | 0 | 0 | 0 | 0 | 0 | 0 | 0 | 0 | 0 | 0 | 0 | 0 | 0 | 0 | 0 | 0 | 0 | 0 | 0
[13 empty] | 0 | 0 | 0 | 0 | 0 | 0 | 0 | 0 | 0 | 0 | 0 | 0 | 0 | 0 | 0 | 0 | 0 | 0 | 0 | 0 | 0 | 0 | 0 | 0 | 0 | 0 | 0 | 0 | 0 | 0 | 0 | 0 | 0 | 0 | 0 | 0 | 0 | 0 | 0 | 0 | 0 | 0 | 0 | 0 | 0 | 0 | 0 | 0 | 0
[13 empty] | 0 | 0 | 0 | 0 | 0 | 0 | 0 | 0 | 0 | 0 | 0 | 0 | 0 | 0 | 0 | 0 | 0 | 0 | 0 | 0 | 0 | 0 | 0 | 0 | 0 | 0 | 0 | 0 | 0 | 0 | 0 | 0 | 0 | 0 | 0 | 0 | 0 | 0 | 0 | 0 | 0 | 0 | 0 | 0 | 0 | 0 | 0 | 0 | 0
[13 empty] | 0 | 0 | 0 | 0 | 0 | 0 | 0 | 0 | 0 | 0 | 0 | 0 | 0 | 0 | 0 | 0 | 0 | 0 | 0 | 0 | 0 | 0 | 0 | 0 | 0 | 0 | 0 | 0 | 0 | 0 | 0 | 0 | 0 | 0 | 0 | 0 | 0 | 0 | 0 | 0 | 0 | 0 | 0 | 0 | 0 | 0 | 0 | 0 | 0
[13 empty] | 0 | 0 | 0 | 0 | 0 | 0 | 0 | 0 | 0 | 0 | 0 | 0 | 0 | 0 | 0 | 0 | 0 | 0 | 0 | 0 | 0 | 0 | 0 | 0 | 0 | 0 | 0 | 0 | 0 | 0 | 0 | 0 | 0 | 0 | 0 | 0 | 0 | 0 | 0 | 0 | 0 | 0 | 0 | 0 | 0 | 0 | 0 | 0 | 0
[13 empty] | 0 | 0 | 0 | 0 | 0 | 0 | 0 | 0 | 0 | 0 | 0 | 0 | 0 | 0 | 0 | 0 | 0 | 0 | 0 | 0 | 0 | 0 | 0 | 0 | 0 | 0 | 0 | 0 | 0 | 0 | 0 | 0 | 0 | 0 | 0 | 0 | 0 | 0 | 0 | 0 | 0 | 0 | 0 | 0 | 0 | 0 | 0 | 0 | 0
[13 empty] | 0 | 0 | 0 | 0 | 0 | 0 | 0 | 0 | 0 | 0 | 0 | 0 | 0 | 0 | 0 | 0 | 0 | 0 | 0 | 0 | 0 | 0 | 0 | 0 | 0 | 0 | 0 | 0 | 0 | 0 | 0 | 0 | 0 | 0 | 0 | 0 | 0 | 0 | 0 | 0 | 0 | 0 | 0 | 0 | 0 | 0 | 0 | 0 | 0
[13 empty] | 0 | 0 | 0 | 0 | 0 | 0 | 0 | 0 | 0 | 0 | 0 | 0 | 0 | 0 | 0 | 0 | 0 | 0 | 0 | 0 | 0 | 0 | 0 | 0 | 0 | 0 | 0 | 0 | 0 | 0 | 0 | 0 | 0 | 0 | 0 | 0 | 0 | 0 | 0 | 0 | 0 | 0 | 0 | 0 | 0 | 0 | 0 | 0 | 0
[13 empty] | 0 | 0 | 0 | 0 | 0 | 0 | 0 | 0 | 0 | 0 | 0 | 0 | 0 | 0 | 0 | 0 | 0 | 0 | 0 | 0 | 0 | 0 | 0 | 0 | 0 | 0 | 0 | 0 | 0 | 0 | 0 | 0 | 0 | 0 | 0 | 0 | 0 | 0 | 0 | 0 | 0 | 0 | 0 | 0 | 0 | 0 | 0 | 0 | 0
[13 empty] | 0 | 0 | 0 | 0 | 0 | 0 | 0 | 0 | 0 | 0 | 0 | 0 | 0 | 0 | 0 | 0 | 0 | 0 | 0 | 0 | 0 | 0 | 0 | 0 | 0 | 0 | 0 | 0 | 0 | 0 | 0 | 0 | 0 | 0 | 0 | 0 | 0 | 0 | 0 | 0 | 0 | 0 | 0 | 0 | 0 | 0 | 0 | 0 | 0
[13 empty] | 0 | 0 | 0 | 0 | 0 | 0 | 0 | 0 | 0 | 0 | 0 | 0 | 0 | 0 | 0 | 0 | 0 | 0 | 0 | 0 | 0 | 0 | 0 | 0 | 0 | 0 | 0 | 0 | 0 | 0 | 0 | 0 | 0 | 0 | 0 | 0 | 0 | 0 | 0 | 0 | 0 | 0 | 0 | 0 | 0 | 0 | 0 | 0 | 0
[13 empty] | 0 | 0 | 0 | 0 | 0 | 0 | 0 | 0 | 0 | 0 | 0 | 0 | 0 | 0 | 0 | 0 | 0 | 0 | 0 | 0 | 0 | 0 | 0 | 0 | 0 | 0 | 0 | 0 | 0 | 0 | 0 | 0 | 0 | 0 | 0 | 0 | 0 | 0 | 0 | 0 | 0 | 0 | 0 | 0 | 0 | 0 | 0 | 0 | 0
[13 empty] | 0 | 0 | 0 | 0 | 0 | 0 | 0 | 0 | 0 | 0 | 0 | 0 | 0 | 0 | 0 | 0 | 0 | 0 | 0 | 0 | 0 | 0 | 0 | 0 | 0 | 0 | 0 | 0 | 0 | 0 | 0 | 0 | 0 | 0 | 0 | 0 | 0 | 0 | 0 | 0 | 0 | 0 | 0 | 0 | 0 | 0 | 0 | 0 | 0
[13 empty] | 0 | 0 | 0 | 0 | 0 | 0 | 0 | 0 | 0 | 0 | 0 | 0 | 0 | 0 | 0 | 0 | 0 | 0 | 0 | 0 | 0 | 0 | 0 | 0 | 0 | 0 | 0 | 0 | 0 | 0 | 0 | 0 | 0 | 0 | 0 | 0 | 0 | 0 | 0 | 0 | 0 | 0 | 0 | 0 | 0 | 0 | 0 | 0 | 0
[13 empty] | 0 | 0 | 0 | 0 | 0 | 0 | 0 | 0 | 0 | 0 | 0 | 0 | 0 | 0 | 0 | 0 | 0 | 0 | 0 | 0 | 0 | 0 | 0 | 0 | 0 | 0 | 0 | 0 | 0 | 0 | 0 | 0 | 0 | 0 | 0 | 0 | 0 | 0 | 0 | 0 | 0 | 0 | 0 | 0 | 0 | 0 | 0 | 0 | 0
[13 empty] | 0 | 0 | 0 | 0 | 0 | 0 | 0 | 0 | 0 | 0 | 0 | 0 | 0 | 0 | 0 | 0 | 0 | 0 | 0 | 0 | 0 | 0 | 0 | 0 | 0 | 0 | 0 | 0 | 0 | 0 | 0 | 0 | 0 | 0 | 0 | 0 | 0 | 0 | 0 | 0 | 0 | 0 | 0 | 0 | 0 | 0 | 0 | 0 | 0
[13 empty] | 0 | 0 | 0 | 0 | 0 | 0 | 0 | 0 | 0 | 0 | 0 | 0 | 0 | 0 | 0 | 0 | 0 | 0 | 0 | 0 | 0 | 0 | 0 | 0 | 0 | 0 | 0 | 0 | 0 | 0 | 0 | 0 | 0 | 0 | 0 | 0 | 0 | 0 | 0 | 0 | 0 | 0 | 0 | 0 | 0 | 0 | 0 | 0 | 0
[13 empty] | 0 | 0 | 0 | 0 | 0 | 0 | 0 | 0 | 0 | 0 | 0 | 0 | 0 | 0 | 0 | 0 | 0 | 0 | 0 | 0 | 0 | 0 | 0 | 0 | 0 | 0 | 0 | 0 | 0 | 0 | 0 | 0 | 0 | 0 | 0 | 0 | 0 | 0 | 0 | 0 | 0 | 0 | 0 | 0 | 0 | 0 | 0 | 0 | 0
[13 empty] | 0 | 0 | 0 | 0 | 0 | 0 | 0 | 0 | 0 | 0 | 0 | 0 | 0 | 0 | 0 | 0 | 0 | 0 | 0 | 0 | 0 | 0 | 0 | 0 | 0 | 0 | 0 | 0 | 0 | 0 | 0 | 0 | 0 | 0 | 0 | 0 | 0 | 0 | 0 | 0 | 0 | 0 | 0 | 0 | 0 | 0 | 0 | 0 | 0
[13 empty] | 0 | 0 | 0 | 0 | 0 | 0 | 0 | 0 | 0 | 0 | 0 | 0 | 0 | 0 | 0 | 0 | 0 | 0 | 0 | 0 | 0 | 0 | 0 | 0 | 0 | 0 | 0 | 0 | 0 | 0 | 0 | 0 | 0 | 0 | 0 | 0 | 0 | 0 | 0 | 0 | 0 | 0 | 0 | 0 | 0 | 0 | 0 | 0 | 0
[13 empty] | 0 | 0 | 0 | 0 | 0 | 0 | 0 | 0 | 0 | 0 | 0 | 0 | 0 | 0 | 0 | 0 | 0 | 0 | 0 | 0 | 0 | 0 | 0 | 0 | 0 | 0 | 0 | 0 | 0 | 0 | 0 | 0 | 0 | 0 | 0 | 0 | 0 | 0 | 0 | 0 | 0 | 0 | 0 | 0 | 0 | 0 | 0 | 0 | 0
[13 empty] | 0 | 0 | 0 | 0 | 0 | 0 | 0 | 0 | 0 | 0 | 0 | 0 | 0 | 0 | 0 | 0 | 0 | 0 | 0 | 0 | 0 | 0 | 0 | 0 | 0 | 0 | 0 | 0 | 0 | 0 | 0 | 0 | 0 | 0 | 0 | 0 | 0 | 0 | 0 | 0 | 0 | 0 | 0 | 0 | 0 | 0 | 0 | 0 | 0
[13 empty] | 0 | 0 | 0 | 0 | 0 | 0 | 0 | 0 | 0 | 0 | 0 | 0 | 0 | 0 | 0 | 0 | 0 | 0 | 0 | 0 | 0 | 0 | 0 | 0 | 0 | 0 | 0 | 0 | 0 | 0 | 0 | 0 | 0 | 0 | 0 | 0 | 0 | 0 | 0 | 0 | 0 | 0 | 0 | 0 | 0 | 0 | 0 | 0 | 0
[13 empty] | 0 | 0 | 0 | 0 | 0 | 0 | 0 | 0 | 0 | 0 | 0 | 0 | 0 | 0 | 0 | 0 | 0 | 0 | 0 | 0 | 0 | 0 | 0 | 0 | 0 | 0 | 0 | 0 | 0 | 0 | 0 | 0 | 0 | 0 | 0 | 0 | 0 | 0 | 0 | 0 | 0 | 0 | 0 | 0 | 0 | 0 | 0 | 0 | 0
[13 empty] | 0 | 0 | 0 | 0 | 0 | 0 | 0 | 0 | 0 | 0 | 0 | 0 | 0 | 0 | 0 | 0 | 0 | 0 | 0 | 0 | 0 | 0 | 0 | 0 | 0 | 0 | 0 | 0 | 0 | 0 | 0 | 0 | 0 | 0 | 0 | 0 | 0 | 0 | 0 | 0 | 0 | 0 | 0 | 0 | 0 | 0 | 0 | 0 | 0
[13 empty] | 0 | 0 | 0 | 0 | 0 | 0 | 0 | 0 | 0 | 0 | 0 | 0 | 0 | 0 | 0 | 0 | 0 | 0 | 0 | 0 | 0 | 0 | 0 | 0 | 0 | 0 | 0 | 0 | 0 | 0 | 0 | 0 | 0 | 0 | 0 | 0 | 0 | 0 | 0 | 0 | 0 | 0 | 0 | 0 | 0 | 0 | 0 | 0 | 0
[13 empty] | 0 | 0 | 0 | 0 | 0 | 0 | 0 | 0 | 0 | 0 | 0 | 0 | 0 | 0 | 0 | 0 | 0 | 0 | 0 | 0 | 0 | 0 | 0 | 0 | 0 | 0 | 0 | 0 | 0 | 0 | 0 | 0 | 0 | 0 | 0 | 0 | 0 | 0 | 0 | 0 | 0 | 0 | 0 | 0 | 0 | 0 | 0 | 0 | 0
[13 empty] | 0 | 0 | 0 | 0 | 0 | 0 | 0 | 0 | 0 | 0 | 0 | 0 | 0 | 0 | 0 | 0 | 0 | 0 | 0 | 0 | 0 | 0 | 0 | 0 | 0 | 0 | 0 | 0 | 0 | 0 | 0 | 0 | 0 | 0 | 0 | 0 | 0 | 0 | 0 | 0 | 0 | 0 | 0 | 0 | 0 | 0 | 0 | 0 | 0
[13 empty] | 0 | 0 | 0 | 0 | 0 | 0 | 0 | 0 | 0 | 0 | 0 | 0 | 0 | 0 | 0 | 0 | 0 | 0 | 0 | 0 | 0 | 0 | 0 | 0 | 0 | 0 | 0 | 0 | 0 | 0 | 0 | 0 | 0 | 0 | 0 | 0 | 0 | 0 | 0 | 0 | 0 | 0 | 0 | 0 | 0 | 0 | 0 | 0 | 0
[13 empty] | 0 | 0 | 0 | 0 | 0 | 0 | 0 | 0 | 0 | 0 | 0 | 0 | 0 | 0 | 0 | 0 | 0 | 0 | 0 | 0 | 0 | 0 | 0 | 0 | 0 | 0 | 0 | 0 | 0 | 0 | 0 | 0 | 0 | 0 | 0 | 0 | 0 | 0 | 0 | 0 | 0 | 0 | 0 | 0 | 0 | 0 | 0 | 0 | 0
[13 empty] | 0 | 0 | 0 | 0 | 0 | 0 | 0 | 0 | 0 | 0 | 0 | 0 | 0 | 0 | 0 | 0 | 0 | 0 | 0 | 0 | 0 | 0 | 0 | 0 | 0 | 0 | 0 | 0 | 0 | 0 | 0 | 0 | 0 | 0 | 0 | 0 | 0 | 0 | 0 | 0 | 0 | 0 | 0 | 0 | 0 | 0 | 0 | 0 | 0
[13 empty] | 0 | 0 | 0 | 0 | 0 | 0 | 0 | 0 | 0 | 0 | 0 | 0 | 0 | 0 | 0 | 0 | 0 | 0 | 0 | 0 | 0 | 0 | 0 | 0 | 0 | 0 | 0 | 0 | 0 | 0 | 0 | 0 | 0 | 0 | 0 | 0 | 0 | 0 | 0 | 0 | 0 | 0 | 0 | 0 | 0 | 0 | 0 | 0 | 0
[13 empty] | 0 | 0 | 0 | 0 | 0 | 0 | 0 | 0 | 0 | 0 | 0 | 0 | 0 | 0 | 0 | 0 | 0 | 0 | 0 | 0 | 0 | 0 | 0 | 0 | 0 | 0 | 0 | 0 | 0 | 0 | 0 | 0 | 0 | 0 | 0 | 0 | 0 | 0 | 0 | 0 | 0 | 0 | 0 | 0 | 0 | 0 | 0 | 0 | 0
[13 empty] | 0 | 0 | 0 | 0 | 0 | 0 | 0 | 0 | 0 | 0 | 0 | 0 | 0 | 0 | 0 | 0 | 0 | 0 | 0 | 0 | 0 | 0 | 0 | 0 | 0 | 0 | 0 | 0 | 0 | 0 | 0 | 0 | 0 | 0 | 0 | 0 | 0 | 0 | 0 | 0 | 0 | 0 | 0 | 0 | 0 | 0 | 0 | 0 | 0
[13 empty] | 0 | 0 | 0 | 0 | 0 | 0 | 0 | 0 | 0 | 0 | 0 | 0 | 0 | 0 | 0 | 0 | 0 | 0 | 0 | 0 | 0 | 0 | 0 | 0 | 0 | 0 | 0 | 0 | 0 | 0 | 0 | 0 | 0 | 0 | 0 | 0 | 0 | 0 | 0 | 0 | 0 | 0 | 0 | 0 | 0 | 0 | 0 | 0 | 0
[13 empty] | 0 | 0 | 0 | 0 | 0 | 0 | 0 | 0 | 0 | 0 | 0 | 0 | 0 | 0 | 0 | 0 | 0 | 0 | 0 | 0 | 0 | 0 | 0 | 0 | 0 | 0 | 0 | 0 | 0 | 0 | 0 | 0 | 0 | 0 | 0 | 0 | 0 | 0 | 0 | 0 | 0 | 0 | 0 | 0 | 0 | 0 | 0 | 0 | 0
[13 empty] | 0 | 0 | 0 | 0 | 0 | 0 | 0 | 0 | 0 | 0 | 0 | 0 | 0 | 0 | 0 | 0 | 0 | 0 | 0 | 0 | 0 | 0 | 0 | 0 | 0 | 0 | 0 | 0 | 0 | 0 | 0 | 0 | 0 | 0 | 0 | 0 | 0 | 0 | 0 | 0 | 0 | 0 | 0 | 0 | 0 | 0 | 0 | 0 | 0
[13 empty] | 0 | 0 | 0 | 0 | 0 | 0 | 0 | 0 | 0 | 0 | 0 | 0 | 0 | 0 | 0 | 0 | 0 | 0 | 0 | 0 | 0 | 0 | 0 | 0 | 0 | 0 | 0 | 0 | 0 | 0 | 0 | 0 | 0 | 0 | 0 | 0 | 0 | 0 | 0 | 0 | 0 | 0 | 0 | 0 | 0 | 0 | 0 | 0 | 0
[13 empty] | 0 | 0 | 0 | 0 | 0 | 0 | 0 | 0 | 0 | 0 | 0 | 0 | 0 | 0 | 0 | 0 | 0 | 0 | 0 | 0 | 0 | 0 | 0 | 0 | 0 | 0 | 0 | 0 | 0 | 0 | 0 | 0 | 0 | 0 | 0 | 0 | 0 | 0 | 0 | 0 | 0 | 0 | 0 | 0 | 0 | 0 | 0 | 0 | 0
[13 empty] | 0 | 0 | 0 | 0 | 0 | 0 | 0 | 0 | 0 | 0 | 0 | 0 | 0 | 0 | 0 | 0 | 0 | 0 | 0 | 0 | 0 | 0 | 0 | 0 | 0 | 0 | 0 | 0 | 0 | 0 | 0 | 0 | 0 | 0 | 0 | 0 | 0 | 0 | 0 | 0 | 0 | 0 | 0 | 0 | 0 | 0 | 0 | 0 | 0
[13 empty] | 0 | 0 | 0 | 0 | 0 | 0 | 0 | 0 | 0 | 0 | 0 | 0 | 0 | 0 | 0 | 0 | 0 | 0 | 0 | 0 | 0 | 0 | 0 | 0 | 0 | 0 | 0 | 0 | 0 | 0 | 0 | 0 | 0 | 0 | 0 | 0 | 0 | 0 | 0 | 0 | 0 | 0 | 0 | 0 | 0 | 0 | 0 | 0 | 0
[13 empty] | 0 | 0 | 0 | 0 | 0 | 0 | 0 | 0 | 0 | 0 | 0 | 0 | 0 | 0 | 0 | 0 | 0 | 0 | 0 | 0 | 0 | 0 | 0 | 0 | 0 | 0 | 0 | 0 | 0 | 0 | 0 | 0 | 0 | 0 | 0 | 0 | 0 | 0 | 0 | 0 | 0 | 0 | 0 | 0 | 0 | 0 | 0 | 0 | 0
[13 empty] | 0 | 0 | 0 | 0 | 0 | 0 | 0 | 0 | 0 | 0 | 0 | 0 | 0 | 0 | 0 | 0 | 0 | 0 | 0 | 0 | 0 | 0 | 0 | 0 | 0 | 0 | 0 | 0 | 0 | 0 | 0 | 0 | 0 | 0 | 0 | 0 | 0 | 0 | 0 | 0 | 0 | 0 | 0 | 0 | 0 | 0 | 0 | 0 | 0
[13 empty] | 0 | 0 | 0 | 0 | 0 | 0 | 0 | 0 | 0 | 0 | 0 | 0 | 0 | 0 | 0 | 0 | 0 | 0 | 0 | 0 | 0 | 0 | 0 | 0 | 0 | 0 | 0 | 0 | 0 | 0 | 0 | 0 | 0 | 0 | 0 | 0 | 0 | 0 | 0 | 0 | 0 | 0 | 0 | 0 | 0 | 0 | 0 | 0 | 0
[13 empty] | 0 | 0 | 0 | 0 | 0 | 0 | 0 | 0 | 0 | 0 | 0 | 0 | 0 | 0 | 0 | 0 | 0 | 0 | 0 | 0 | 0 | 0 | 0 | 0 | 0 | 0 | 0 | 0 | 0 | 0 | 0 | 0 | 0 | 0 | 0 | 0 | 0 | 0 | 0 | 0 | 0 | 0 | 0 | 0 | 0 | 0 | 0 | 0 | 0
[13 empty] | 0 | 0 | 0 | 0 | 0 | 0 | 0 | 0 | 0 | 0 | 0 | 0 | 0 | 0 | 0 | 0 | 0 | 0 | 0 | 0 | 0 | 0 | 0 | 0 | 0 | 0 | 0 | 0 | 0 | 0 | 0 | 0 | 0 | 0 | 0 | 0 | 0 | 0 | 0 | 0 | 0 | 0 | 0 | 0 | 0 | 0 | 0 | 0 | 0
[13 empty] | 0 | 0 | 0 | 0 | 0 | 0 | 0 | 0 | 0 | 0 | 0 | 0 | 0 | 0 | 0 | 0 | 0 | 0 | 0 | 0 | 0 | 0 | 0 | 0 | 0 | 0 | 0 | 0 | 0 | 0 | 0 | 0 | 0 | 0 | 0 | 0 | 0 | 0 | 0 | 0 | 0 | 0 | 0 | 0 | 0 | 0 | 0 | 0 | 0
[13 empty] | 0 | 0 | 0 | 0 | 0 | 0 | 0 | 0 | 0 | 0 | 0 | 0 | 0 | 0 | 0 | 0 | 0 | 0 | 0 | 0 | 0 | 0 | 0 | 0 | 0 | 0 | 0 | 0 | 0 | 0 | 0 | 0 | 0 | 0 | 0 | 0 | 0 | 0 | 0 | 0 | 0 | 0 | 0 | 0 | 0 | 0 | 0 | 0 | 0
[13 empty] | 0 | 0 | 0 | 0 | 0 | 0 | 0 | 0 | 0 | 0 | 0 | 0 | 0 | 0 | 0 | 0 | 0 | 0 | 0 | 0 | 0 | 0 | 0 | 0 | 0 | 0 | 0 | 0 | 0 | 0 | 0 | 0 | 0 | 0 | 0 | 0 | 0 | 0 | 0 | 0 | 0 | 0 | 0 | 0 | 0 | 0 | 0 | 0 | 0
[13 empty] | 0 | 0 | 0 | 0 | 0 | 0 | 0 | 0 | 0 | 0 | 0 | 0 | 0 | 0 | 0 | 0 | 0 | 0 | 0 | 0 | 0 | 0 | 0 | 0 | 0 | 0 | 0 | 0 | 0 | 0 | 0 | 0 | 0 | 0 | 0 | 0 | 0 | 0 | 0 | 0 | 0 | 0 | 0 | 0 | 0 | 0 | 0 | 0 | 0
[13 empty] | 0 | 0 | 0 | 0 | 0 | 0 | 0 | 0 | 0 | 0 | 0 | 0 | 0 | 0 | 0 | 0 | 0 | 0 | 0 | 0 | 0 | 0 | 0 | 0 | 0 | 0 | 0 | 0 | 0 | 0 | 0 | 0 | 0 | 0 | 0 | 0 | 0 | 0 | 0 | 0 | 0 | 0 | 0 | 0 | 0 | 0 | 0 | 0 | 0
[13 empty] | 0 | 0 | 0 | 0 | 0 | 0 | 0 | 0 | 0 | 0 | 0 | 0 | 0 | 0 | 0 | 0 | 0 | 0 | 0 | 0 | 0 | 0 | 0 | 0 | 0 | 0 | 0 | 0 | 0 | 0 | 0 | 0 | 0 | 0 | 0 | 0 | 0 | 0 | 0 | 0 | 0 | 0 | 0 | 0 | 0 | 0 | 0 | 0 | 0
[13 empty] | 0 | 0 | 0 | 0 | 0 | 0 | 0 | 0 | 0 | 0 | 0 | 0 | 0 | 0 | 0 | 0 | 0 | 0 | 0 | 0 | 0 | 0 | 0 | 0 | 0 | 0 | 0 | 0 | 0 | 0 | 0 | 0 | 0 | 0 | 0 | 0 | 0 | 0 | 0 | 0 | 0 | 0 | 0 | 0 | 0 | 0 | 0 | 0 | 0
[13 empty] | 0 | 0 | 0 | 0 | 0 | 0 | 0 | 0 | 0 | 0 | 0 | 0 | 0 | 0 | 0 | 0 | 0 | 0 | 0 | 0 | 0 | 0 | 0 | 0 | 0 | 0 | 0 | 0 | 0 | 0 | 0 | 0 | 0 | 0 | 0 | 0 | 0 | 0 | 0 | 0 | 0 | 0 | 0 | 0 | 0 | 0 | 0 | 0 | 0
[13 empty] | 0 | 0 | 0 | 0 | 0 | 0 | 0 | 0 | 0 | 0 | 0 | 0 | 0 | 0 | 0 | 0 | 0 | 0 | 0 | 0 | 0 | 0 | 0 | 0 | 0 | 0 | 0 | 0 | 0 | 0 | 0 | 0 | 0 | 0 | 0 | 0 | 0 | 0 | 0 | 0 | 0 | 0 | 0 | 0 | 0 | 0 | 0 | 0 | 0
[13 empty] | 0 | 0 | 0 | 0 | 0 | 0 | 0 | 0 | 0 | 0 | 0 | 0 | 0 | 0 | 0 | 0 | 0 | 0 | 0 | 0 | 0 | 0 | 0 | 0 | 0 | 0 | 0 | 0 | 0 | 0 | 0 | 0 | 0 | 0 | 0 | 0 | 0 | 0 | 0 | 0 | 0 | 0 | 0 | 0 | 0 | 0 | 0 | 0 | 0
[13 empty] | 0 | 0 | 0 | 0 | 0 | 0 | 0 | 0 | 0 | 0 | 0 | 0 | 0 | 0 | 0 | 0 | 0 | 0 | 0 | 0 | 0 | 0 | 0 | 0 | 0 | 0 | 0 | 0 | 0 | 0 | 0 | 0 | 0 | 0 | 0 | 0 | 0 | 0 | 0 | 0 | 0 | 0 | 0 | 0 | 0 | 0 | 0 | 0 | 0
[13 empty] | 0 | 0 | 0 | 0 | 0 | 0 | 0 | 0 | 0 | 0 | 0 | 0 | 0 | 0 | 0 | 0 | 0 | 0 | 0 | 0 | 0 | 0 | 0 | 0 | 0 | 0 | 0 | 0 | 0 | 0 | 0 | 0 | 0 | 0 | 0 | 0 | 0 | 0 | 0 | 0 | 0 | 0 | 0 | 0 | 0 | 0 | 0 | 0 | 0
[13 empty] | 0 | 0 | 0 | 0 | 0 | 0 | 0 | 0 | 0 | 0 | 0 | 0 | 0 | 0 | 0 | 0 | 0 | 0 | 0 | 0 | 0 | 0 | 0 | 0 | 0 | 0 | 0 | 0 | 0 | 0 | 0 | 0 | 0 | 0 | 0 | 0 | 0 | 0 | 0 | 0 | 0 | 0 | 0 | 0 | 0 | 0 | 0 | 0 | 0
[13 empty] | 0 | 0 | 0 | 0 | 0 | 0 | 0 | 0 | 0 | 0 | 0 | 0 | 0 | 0 | 0 | 0 | 0 | 0 | 0 | 0 | 0 | 0 | 0 | 0 | 0 | 0 | 0 | 0 | 0 | 0 | 0 | 0 | 0 | 0 | 0 | 0 | 0 | 0 | 0 | 0 | 0 | 0 | 0 | 0 | 0 | 0 | 0 | 0 | 0
[13 empty] | 0 | 0 | 0 | 0 | 0 | 0 | 0 | 0 | 0 | 0 | 0 | 0 | 0 | 0 | 0 | 0 | 0 | 0 | 0 | 0 | 0 | 0 | 0 | 0 | 0 | 0 | 0 | 0 | 0 | 0 | 0 | 0 | 0 | 0 | 0 | 0 | 0 | 0 | 0 | 0 | 0 | 0 | 0 | 0 | 0 | 0 | 0 | 0 | 0
[13 empty] | 0 | 0 | 0 | 0 | 0 | 0 | 0 | 0 | 0 | 0 | 0 | 0 | 0 | 0 | 0 | 0 | 0 | 0 | 0 | 0 | 0 | 0 | 0 | 0 | 0 | 0 | 0 | 0 | 0 | 0 | 0 | 0 | 0 | 0 | 0 | 0 | 0 | 0 | 0 | 0 | 0 | 0 | 0 | 0 | 0 | 0 | 0 | 0 | 0
[13 empty] | 0 | 0 | 0 | 0 | 0 | 0 | 0 | 0 | 0 | 0 | 0 | 0 | 0 | 0 | 0 | 0 | 0 | 0 | 0 | 0 | 0 | 0 | 0 | 0 | 0 | 0 | 0 | 0 | 0 | 0 | 0 | 0 | 0 | 0 | 0 | 0 | 0 | 0 | 0 | 0 | 0 | 0 | 0 | 0 | 0 | 0 | 0 | 0 | 0
[13 empty] | 0 | 0 | 0 | 0 | 0 | 0 | 0 | 0 | 0 | 0 | 0 | 0 | 0 | 0 | 0 | 0 | 0 | 0 | 0 | 0 | 0 | 0 | 0 | 0 | 0 | 0 | 0 | 0 | 0 | 0 | 0 | 0 | 0 | 0 | 0 | 0 | 0 | 0 | 0 | 0 | 0 | 0 | 0 | 0 | 0 | 0 | 0 | 0 | 0
[13 empty] | 0 | 0 | 0 | 0 | 0 | 0 | 0 | 0 | 0 | 0 | 0 | 0 | 0 | 0 | 0 | 0 | 0 | 0 | 0 | 0 | 0 | 0 | 0 | 0 | 0 | 0 | 0 | 0 | 0 | 0 | 0 | 0 | 0 | 0 | 0 | 0 | 0 | 0 | 0 | 0 | 0 | 0 | 0 | 0 | 0 | 0 | 0 | 0 | 0
[13 empty] | 0 | 0 | 0 | 0 | 0 | 0 | 0 | 0 | 0 | 0 | 0 | 0 | 0 | 0 | 0 | 0 | 0 | 0 | 0 | 0 | 0 | 0 | 0 | 0 | 0 | 0 | 0 | 0 | 0 | 0 | 0 | 0 | 0 | 0 | 0 | 0 | 0 | 0 | 0 | 0 | 0 | 0 | 0 | 0 | 0 | 0 | 0 | 0 | 0
[13 empty] | 0 | 0 | 0 | 0 | 0 | 0 | 0 | 0 | 0 | 0 | 0 | 0 | 0 | 0 | 0 | 0 | 0 | 0 | 0 | 0 | 0 | 0 | 0 | 0 | 0 | 0 | 0 | 0 | 0 | 0 | 0 | 0 | 0 | 0 | 0 | 0 | 0 | 0 | 0 | 0 | 0 | 0 | 0 | 0 | 0 | 0 | 0 | 0 | 0
[13 empty] | 0 | 0 | 0 | 0 | 0 | 0 | 0 | 0 | 0 | 0 | 0 | 0 | 0 | 0 | 0 | 0 | 0 | 0 | 0 | 0 | 0 | 0 | 0 | 0 | 0 | 0 | 0 | 0 | 0 | 0 | 0 | 0 | 0 | 0 | 0 | 0 | 0 | 0 | 0 | 0 | 0 | 0 | 0 | 0 | 0 | 0 | 0 | 0 | 0
[13 empty] | 0 | 0 | 0 | 0 | 0 | 0 | 0 | 0 | 0 | 0 | 0 | 0 | 0 | 0 | 0 | 0 | 0 | 0 | 0 | 0 | 0 | 0 | 0 | 0 | 0 | 0 | 0 | 0 | 0 | 0 | 0 | 0 | 0 | 0 | 0 | 0 | 0 | 0 | 0 | 0 | 0 | 0 | 0 | 0 | 0 | 0 | 0 | 0 | 0
[13 empty] | 0 | 0 | 0 | 0 | 0 | 0 | 0 | 0 | 0 | 0 | 0 | 0 | 0 | 0 | 0 | 0 | 0 | 0 | 0 | 0 | 0 | 0 | 0 | 0 | 0 | 0 | 0 | 0 | 0 | 0 | 0 | 0 | 0 | 0 | 0 | 0 | 0 | 0 | 0 | 0 | 0 | 0 | 0 | 0 | 0 | 0 | 0 | 0 | 0
[13 empty] | 0 | 0 | 0 | 0 | 0 | 0 | 0 | 0 | 0 | 0 | 0 | 0 | 0 | 0 | 0 | 0 | 0 | 0 | 0 | 0 | 0 | 0 | 0 | 0 | 0 | 0 | 0 | 0 | 0 | 0 | 0 | 0 | 0 | 0 | 0 | 0 | 0 | 0 | 0 | 0 | 0 | 0 | 0 | 0 | 0 | 0 | 0 | 0 | 0
[13 empty] | 0 | 0 | 0 | 0 | 0 | 0 | 0 | 0 | 0 | 0 | 0 | 0 | 0 | 0 | 0 | 0 | 0 | 0 | 0 | 0 | 0 | 0 | 0 | 0 | 0 | 0 | 0 | 0 | 0 | 0 | 0 | 0 | 0 | 0 | 0 | 0 | 0 | 0 | 0 | 0 | 0 | 0 | 0 | 0 | 0 | 0 | 0 | 0 | 0
[13 empty] | 0 | 0 | 0 | 0 | 0 | 0 | 0 | 0 | 0 | 0 | 0 | 0 | 0 | 0 | 0 | 0 | 0 | 0 | 0 | 0 | 0 | 0 | 0 | 0 | 0 | 0 | 0 | 0 | 0 | 0 | 0 | 0 | 0 | 0 | 0 | 0 | 0 | 0 | 0 | 0 | 0 | 0 | 0 | 0 | 0 | 0 | 0 | 0 | 0
[13 empty] | 0 | 0 | 0 | 0 | 0 | 0 | 0 | 0 | 0 | 0 | 0 | 0 | 0 | 0 | 0 | 0 | 0 | 0 | 0 | 0 | 0 | 0 | 0 | 0 | 0 | 0 | 0 | 0 | 0 | 0 | 0 | 0 | 0 | 0 | 0 | 0 | 0 | 0 | 0 | 0 | 0 | 0 | 0 | 0 | 0 | 0 | 0 | 0 | 0
[13 empty] | 0 | 0 | 0 | 0 | 0 | 0 | 0 | 0 | 0 | 0 | 0 | 0 | 0 | 0 | 0 | 0 | 0 | 0 | 0 | 0 | 0 | 0 | 0 | 0 | 0 | 0 | 0 | 0 | 0 | 0 | 0 | 0 | 0 | 0 | 0 | 0 | 0 | 0 | 0 | 0 | 0 | 0 | 0 | 0 | 0 | 0 | 0 | 0 | 0
[13 empty] | 0 | 0 | 0 | 0 | 0 | 0 | 0 | 0 | 0 | 0 | 0 | 0 | 0 | 0 | 0 | 0 | 0 | 0 | 0 | 0 | 0 | 0 | 0 | 0 | 0 | 0 | 0 | 0 | 0 | 0 | 0 | 0 | 0 | 0 | 0 | 0 | 0 | 0 | 0 | 0 | 0 | 0 | 0 | 0 | 0 | 0 | 0 | 0 | 0
[13 empty] | 0 | 0 | 0 | 0 | 0 | 0 | 0 | 0 | 0 | 0 | 0 | 0 | 0 | 0 | 0 | 0 | 0 | 0 | 0 | 0 | 0 | 0 | 0 | 0 | 0 | 0 | 0 | 0 | 0 | 0 | 0 | 0 | 0 | 0 | 0 | 0 | 0 | 0 | 0 | 0 | 0 | 0 | 0 | 0 | 0 | 0 | 0 | 0 | 0
[13 empty] | 0 | 0 | 0 | 0 | 0 | 0 | 0 | 0 | 0 | 0 | 0 | 0 | 0 | 0 | 0 | 0 | 0 | 0 | 0 | 0 | 0 | 0 | 0 | 0 | 0 | 0 | 0 | 0 | 0 | 0 | 0 | 0 | 0 | 0 | 0 | 0 | 0 | 0 | 0 | 0 | 0 | 0 | 0 | 0 | 0 | 0 | 0 | 0 | 0
[13 empty] | 0 | 0 | 0 | 0 | 0 | 0 | 0 | 0 | 0 | 0 | 0 | 0 | 0 | 0 | 0 | 0 | 0 | 0 | 0 | 0 | 0 | 0 | 0 | 0 | 0 | 0 | 0 | 0 | 0 | 0 | 0 | 0 | 0 | 0 | 0 | 0 | 0 | 0 | 0 | 0 | 0 | 0 | 0 | 0 | 0 | 0 | 0 | 0 | 0
[13 empty] | 0 | 0 | 0 | 0 | 0 | 0 | 0 | 0 | 0 | 0 | 0 | 0 | 0 | 0 | 0 | 0 | 0 | 0 | 0 | 0 | 0 | 0 | 0 | 0 | 0 | 0 | 0 | 0 | 0 | 0 | 0 | 0 | 0 | 0 | 0 | 0 | 0 | 0 | 0 | 0 | 0 | 0 | 0 | 0 | 0 | 0 | 0 | 0 | 0
[13 empty] | 0 | 0 | 0 | 0 | 0 | 0 | 0 | 0 | 0 | 0 | 0 | 0 | 0 | 0 | 0 | 0 | 0 | 0 | 0 | 0 | 0 | 0 | 0 | 0 | 0 | 0 | 0 | 0 | 0 | 0 | 0 | 0 | 0 | 0 | 0 | 0 | 0 | 0 | 0 | 0 | 0 | 0 | 0 | 0 | 0 | 0 | 0 | 0 | 0
[13 empty] | 0 | 0 | 0 | 0 | 0 | 0 | 0 | 0 | 0 | 0 | 0 | 0 | 0 | 0 | 0 | 0 | 0 | 0 | 0 | 0 | 0 | 0 | 0 | 0 | 0 | 0 | 0 | 0 | 0 | 0 | 0 | 0 | 0 | 0 | 0 | 0 | 0 | 0 | 0 | 0 | 0 | 0 | 0 | 0 | 0 | 0 | 0 | 0 | 0
[13 empty] | 0 | 0 | 0 | 0 | 0 | 0 | 0 | 0 | 0 | 0 | 0 | 0 | 0 | 0 | 0 | 0 | 0 | 0 | 0 | 0 | 0 | 0 | 0 | 0 | 0 | 0 | 0 | 0 | 0 | 0 | 0 | 0 | 0 | 0 | 0 | 0 | 0 | 0 | 0 | 0 | 0 | 0 | 0 | 0 | 0 | 0 | 0 | 0 | 0
[13 empty] | 0 | 0 | 0 | 0 | 0 | 0 | 0 | 0 | 0 | 0 | 0 | 0 | 0 | 0 | 0 | 0 | 0 | 0 | 0 | 0 | 0 | 0 | 0 | 0 | 0 | 0 | 0 | 0 | 0 | 0 | 0 | 0 | 0 | 0 | 0 | 0 | 0 | 0 | 0 | 0 | 0 | 0 | 0 | 0 | 0 | 0 | 0 | 0 | 0
[13 empty] | 0 | 0 | 0 | 0 | 0 | 0 | 0 | 0 | 0 | 0 | 0 | 0 | 0 | 0 | 0 | 0 | 0 | 0 | 0 | 0 | 0 | 0 | 0 | 0 | 0 | 0 | 0 | 0 | 0 | 0 | 0 | 0 | 0 | 0 | 0 | 0 | 0 | 0 | 0 | 0 | 0 | 0 | 0 | 0 | 0 | 0 | 0 | 0 | 0
[13 empty] | 0 | 0 | 0 | 0 | 0 | 0 | 0 | 0 | 0 | 0 | 0 | 0 | 0 | 0 | 0 | 0 | 0 | 0 | 0 | 0 | 0 | 0 | 0 | 0 | 0 | 0 | 0 | 0 | 0 | 0 | 0 | 0 | 0 | 0 | 0 | 0 | 0 | 0 | 0 | 0 | 0 | 0 | 0 | 0 | 0 | 0 | 0 | 0 | 0
x | x | x | x | x | x | x | x | x | x | x | x | x | x | x | x | x | x | x | x | x | x | x | x | x | x | x | x | x | x | x | x | x | x | x | x | x | x | x | x | x | x | x | x | x | x | x | x | x | x | x | x | x | x | x | x | x | x | x | x | x | x
Appliance Recycling | RES | [11 empty] | 0 | 0 | 0 | 0 | 0 | 0 | 0 | 0 | 0 | 0 | 0 | 0 | 0 | 0 | 0 | 0 | 0 | 0 | 0 | 0 | 0 | 0 | 0 | 0 | 0 | 0 | 0 | 0 | 0 | 0 | 0 | 0 | 0 | 0 | 0 | 0 | 0 | 0 | 0 | 0 | 0 | 0 | 0 | 0 | 0 | 0 | 0 | 0 | 0
Appliances | VS or S NR
Building Shell - Insulation | M NR
Building Shell - Roof Color | L NR
Building Shell - Windows | AG
HVAC - Air Conditioning Systems
HVAC - Controls
HVAC - Heating Systems
HVAC - Tune-up
HVAC - Ventilation Systems
Lighting - Comprehensive Measures
Lighting - Controls
Lighting - Exterior
Lighting - Interior
Nonresidential - Comprehensive Measures
Nonresidential - Compressed Air Systems
Nonresidential - Custom End Use
Nonresidential - Food Service & Processing
Nonresidential - Motor Controls
Nonresidential - Motors
Nonresidential - Office Equipment
Nonresidential - Process Optimization
Nonresidential - Pumping Systems
Nonresidential - Refrigeration
Residential - Comprehensive Measures
Water Heating - Systems
Water Heating - Controls
Other

## 2A - RecordedEEActivities
1236 - Southern California Edison - Multi-Family EE Rebates - SCE service area - IOU Statewide Program - Dec-05 Report | [11 empty] | Projected | Recorded | Total | Commitments | Jan-04 | Feb-04 | Mar-04 | Apr-04 | May-04 | Jun-04 | Jul-04 | Aug-04 | Sep-04 | Oct-04 | Nov-04 | Dec-04 | Jan-05 | Feb-05 | Mar-05 | Apr-05 | May-05 | Jun-05 | Jul-05 | Aug-05 | Sep-05 | Oct-05 | Nov-05 | Dec-05 | Jan-06 | Feb-06 | Mar-06 | Apr-06
2A - RecordedEEActivities | Total Resource Cost Test |  | Incentives | è | [7 empty] | 2897500 | 2923623.38 | 2923623.38 | 0 | 0 | 0 | 252263.75 | 165126 | 0 | 0 | 0 | 176425.75 | 53493 | 38258.75 | 320569.75 | 279305.5 | 115775.25 | 0 | 513454.38 | 427403 | 309670.87 | 399147.5 | -4549.62 | 2282 | -125002.5 | 0 | 0 | 0 | 0 | 0 | 0 | 0
| Projected | Recorded | Installation | è | [7 empty] | 0 | 0 | 0 | 0 | 0 | 0 | 0 | 0 | 0 | 0 | 0 | 0 | 0 | 0 | 0 | 0 | 0 | 0 | 0 | 0 | 0 | 0 | 0 | 0 | 0 | 0 | 0 | 0 | 0 | 0 | 0 | 0
Lev Cost Elec | 0.033774 | 0.027942 | Participant Test |  | Net Effects | [6 empty] | Projected | Recorded | Total | Commitments | Jan-04 | Feb-04 | Mar-04 | Apr-04 | May-04 | Jun-04 | Jul-04 | Aug-04 | Sep-04 | Oct-04 | Nov-04 | Dec-04 | Jan-05 | Feb-05 | Mar-05 | Apr-05 | May-05 | Jun-05 | Jul-05 | Aug-05 | Sep-05 | Oct-05 | Nov-05 | Dec-05 | Jan-06 | Feb-06 | Mar-06 | Apr-06
Lev Cost Gas | #DIV/0! | #DIV/0! | Projected | Recorded | Coinc Peak kW | [6 empty] | 2036.459 | 2085.1131 | 2085.1131 | 0 | 0 | 0 | 176.4123 | 102.3202 | 0 | 0 | 0 | 123.7112 | 28.3857 | 15.6384 | 171.0504 | 233.3337 | 148.0382 | 0 | 373.7379 | 289.6072 | 142.7809 | 314.4875 | -1.3739 | 0.68655 | -33.7031 | 0 | 0 | 0 | 0 | 0 | 0 | 0
Costs | 3140814.4806 | 2598454.0242 | 2023984 | 1934789.0384 | Annual kWh | [6 empty] | 12111695.1535 | 12988619.8372 | 12988619.8372 | 0 | 0 | 0 | 1204054.4301 | 787556.9705 | 0 | 0 | 0 | 578390.0339 | 149084.0768 | 164129.9569 | 1269038.9697 | 1100357.5326 | 1178475.2749 | 0 | 2150092.5527 | 1533456.5007 | 1180021.7039 | 1959951.7599 | -11180.7266 | 5652.4434 | -260461.6421 | 0 | 0 | 0 | 0 | 0 | 0 | 0
Benefits | 6695461.6239 | 6978593.305 | 19382343.1904 | 2923640.1442 | Lifecyc kWh | [6 empty] | 139723639.1178 | 144450518.3368 | 144450518.3368 | 0 | 0 | 0 | 12852748.8758 | 8185892.8865 | 0 | 0 | 0 | 8177919.8085 | 2000156.4921 | 1693222.5626 | 14386901.6323 | 13549139.4174 | 9879206.6098 | 0 | 24082729.3799 | 18266999.3921 | 14532361.0766 | 20851770.6991 | -143701.9304 | 72467.7872 | -3937296.3529 | 0 | 0 | 0 | 0 | 0 | 0 | 0
Net Benefits | 3554647.1433 | 4380139.2808 | 17358359.1904 | 988851.1058 | Annual Therms | [6 empty] | 0 | 0 | 0 | 0 | 0 | 0 | 0 | 0 | 0 | 0 | 0 | 0 | 0 | 0 | 0 | 0 | 0 | 0 | 0 | 0 | 0 | 0 | 0 | 0 | 0 | 0 | 0 | 0 | 0 | 0 | 0 | 0 | [43 empty] | LOAD INCREASES
Ratio | 2.1318 | 2.6857 | 9.5763 | 1.5111 | Lifecyc Therms | [6 empty] | 0 | 0 | 0 | 0 | 0 | 0 | 0 | 0 | 0 | 0 | 0 | 0 | 0 | 0 | 0 | 0 | 0 | 0 | 0 | 0 | 0 | 0 | 0 | 0 | 0 | 0 | 0 | 0 | 0 | 0 | 0 | 0 | [43 empty] | 0 | 0 | 0 | 0
MEASURE TYPE / END USE LOAD Select from List | TARGET SECTOR Select From List See Instructions For List Definitions | MEASURE / ACTIVITY NAME Provide Measure Descriptions in Proposal Narrative | UNIT DEFINITION | FINANCIAL INCENTIVE PER UNIT | INSTALLATION, SERVICE, AND REPAIR LABOR COSTS PER UNIT | GROSS COINCIDENT PEAK DEMAND REDUCTION PER UNIT (kW) | GROSS ANNUAL ENERGY SAVINGS PER UNIT (kWh) | GROSS ANNUAL ENERGY SAVINGS PER UNIT (THERMS) | GROSS IMC | EUL | NTG | UNIT GOALS | Total Recorded Units (Actual + Commitments) | Total Units | Commitments | 2004-01-01 | 2004-02-01 | 2004-03-01 | 2004-04-01 | 2004-05-01 | 2004-06-01 | 2004-07-01 | 2004-08-01 | 2004-09-01 | 2004-10-01 | 2004-11-01 | 2004-12-01 | 2005-01-01 | 2005-02-01 | 2005-03-01 | 2005-04-01 | 2005-05-01 | 2005-06-01 | 2005-07-01 | 2005-08-01 | 2005-09-01 | 2005-10-01 | 2005-11-01 | 2005-12-01 | 2006-01-01 | 2006-02-01 | 2006-03-01 | 2006-04-01 | FINANCIAL INCENTIVE PER MEASURE | INSTALLATION, SERVICE, AND REPAIR LABOR COSTS PER MEASURE | TOTAL GROSS INCREMENTAL MEASURE COST PER MEASURE | TOTAL NET INCREMENTAL MEASURE COST PER MEASURE | RECORDED NET COINCIDENT PEAK DEMAND REDUCTION (KW) | RECORDED ANNUAL NET KWH SAVINGS | RECORDED ANNUAL NET THERM SAVINGS | RECORDED LIFECYCLE NET KWH SAVINGS | RECORDED LIFECYCLE NET THERM SAVINGS | PRESENT VALUE OF ANNUALIZED ELECTRIC SAVINGS per KWH - TRC | PRESENT VALUE OF ANNUALIZED GAS SAVINGS per THERM - TRC | PG&E Res | PG&E Small Comm | PG&E Med Comm | PG&E Large Comm | PG&E Ag | SCE Res | SCE Small Comm | SCE Med Comm | SCE Large Comm | SCE Ag | SDGE Res | SDGE Small Comm | SDGE Med Comm | SDGE Large Comm | SDGE Ag | PRESENT VALUE OF ANNUALIZED ELECTRIC SAVINGS per KWH - PT | PG&E Res | PG&E Small Comm | PG&E Med Comm | PG&E Large Comm | PG&E Ag | SCG Res | SCG Small Comm | SCG Med Comm | SCG Large Comm | SCG Ag | SDGE Res | SDGE Small Comm | SDGE Med Comm | SDGE Large Comm | SDGE Ag | PRESENT VALUE OF ANNUALIZED GAS SAVINGS per THERM - PT | GROSS ELECTRICITY BENEFITS - PT | GROSS GAS BENEFITS - PT | NET ELECTRICITY BENEFITS - TRC | NET GAS BENEFITS -TRC | GROSS RESOURCE BENEFITS | NET RESOURCE BENEFITS
Lighting - Exterior | RES | ES Screw-in CFL 13 Watt-Exterior | Unit | 5 | 0 | 0 | 105 | 0 | 4.28 | 8 | 0.89 | 400 | 264 | 264 |  | 2004-03-01: 0; 2004-04-01: 0; 2004-08-01: 30; 2004-09-01: 0; 2004-10-01: 0; 2004-11-01: 0; 2004-12-01: 160; 2005-01-01: 32; 2005-03-01: 0; 2005-04-01: 42; 2005-05-01: 0; 2005-06-01: 0; 2005-08-01: 0; 2005-09-01: 0 | 1320 | 0 | 1129.92 | 1005.6288 | 0 | 24670.8 | 0 | 197366.4 | 0 | 0.42074 | 2.9897 | 0 | 0 | 0 | 0 | 0 | 0.94301 | 0 | 0 | 0 | 0 | 0 | 0 | 0 | 0 | 0 | 0.94301 | 0 | 0 | 0 | 0 | 0 | 0 | 0 | 0 | 0 | 0 | 0 | 0 | 0 | 0 | 0 | 0 | 26140.1442 | 0 | 10379.906 | 0 | 26140.1442 | 10379.906
Lighting - Exterior | RES | ES Screw-in CFL 20 Watt-Exterior | Unit | 6.5 | 0 | 0 | 161 | 0 | 4.28 | 8 | 0.89 | 1000 | 1329 | 1329 |  | 2004-03-01: 143; 2004-04-01: 49; 2004-05-01: 0; 2004-08-01: 36; 2004-09-01: 411; 2004-10-01: 3; 2004-11-01: 62; 2004-12-01: 0; 2005-01-01: 11; 2005-03-01: 220; 2005-04-01: 188; 2005-05-01: 149; 2005-06-01: 57; 2005-08-01: 0; 2005-09-01: 0 | 8638.5 | 0 | 5688.12 | 5062.4268 | 0 | 190432.41 | 0 | 1523459.28 | 0 | 0.42074 | 2.9897 | 0 | 0 | 0 | 0 | 0 | 0 | 0 | 0 | 0 | 0 | 0 | 0 | 0 | 0 | 0 | 0 | 0 | 0 | 0 | 0 | 0 | 0 | 0 | 0 | 0 | 0 | 0 | 0 | 0 | 0 | 0 | 0 | 0 | 0 | 80121.8653 | 0 | 0 | 80121.8653
Lighting - Exterior | RES | ES Screw-in CFL 25 Watt-Exterior | Unit | 7.25 | 0 | 0 | 219 | 0 | 4.28 | 8 | 0.89 | 2800 | 611 | 611 |  | 2004-03-01: 30; 2004-04-01: 232; 2004-08-01: 43; 2004-09-01: -218; 2004-10-01: 294; 2004-11-01: 52; 2004-12-01: 60; 2005-01-01: 42; 2005-03-01: 40; 2005-04-01: 18; 2005-05-01: 12; 2005-06-01: 6; 2005-08-01: 0; 2005-09-01: 0 | 4429.75 | 0 | 2615.08 | 2327.4212 | 0 | 119090.01 | 0 | 952720.08 | 0 | 0.42074 | 2.9897 | 0 | 0 | 0 | 0 | 0 | 0 | 0 | 0 | 0 | 0 | 0 | 0 | 0 | 0 | 0 | 0 | 0 | 0 | 0 | 0 | 0 | 0 | 0 | 0 | 0 | 0 | 0 | 0 | 0 | 0 | 0 | 0 | 0 | 0 | 50105.5138 | 0 | 0 | 50105.5138
Lighting - Interior | RES | ES Screw-in CFL 13 Watt-Interior | Unit | 5 | 0 | 0.006 | 46 | 0 | 4.28 | 8 | 0.89 | 8000 | 3893 | 3893 |  | 2004-03-01: 44; 2004-04-01: 0; 2004-08-01: 0; 2004-09-01: 0; 2004-10-01: 224; 2004-11-01: 332; 2004-12-01: 76; 2005-01-01: 345; 2005-03-01: 501; 2005-04-01: 610; 2005-05-01: 0; 2005-06-01: 1761; 2005-08-01: 0; 2005-09-01: 0 | 19465 | 0 | 16662.04 | 14829.2156 | 20.7886 | 159379.42 | 0 | 1275035.36 | 0 | 0.42074 | 2.9897 | 0 | 0 | 0 | 0 | 0 | 0 | 0 | 0 | 0 | 0 | 0 | 0 | 0 | 0 | 0 | 0 | 0 | 0 | 0 | 0 | 0 | 0 | 0 | 0 | 0 | 0 | 0 | 0 | 0 | 0 | 0 | 0 | 0 | 0 | 67056.7391 | 0 | 0 | 67056.7391
Lighting - Interior | RES | ES Screw-in CFL 20 Watt-Interior | Unit | 6.5 | 0 | 0.009 | 70 | 0 | 4.28 | 8 | 0.89 | 42000 | 65598 | 65598 |  | 2004-03-01: 5193; 2004-04-01: 4761; 2004-08-01: 0; 2004-09-01: 0; 2004-10-01: 938; 2004-11-01: 9841; 2004-12-01: 3184; 2005-01-01: 7541; 2005-03-01: 11352; 2005-04-01: 7594; 2005-05-01: 0; 2005-06-01: 15428; 2005-08-01: 0; 2005-09-01: -234 | 426387 | 0 | 280759.44 | 249875.9016 | 525.44 | 4086755.4 | 0 | 32694043.2 | 0 | 0.42074 | 2.9897 | 0 | 0 | 0 | 0 | 0 | 0 | 0 | 0 | 0 | 0 | 0 | 0 | 0 | 0 | 0 | 0 | 0 | 0 | 0 | 0 | 0 | 0 | 0 | 0 | 0 | 0 | 0 | 0 | 0 | 0 | 0 | 0 | 0 | 0 | 1719447.1563 | 0 | 0 | 1719447.1563
Lighting - Interior | RES | ES Screw-in CFL 25 Watt-Interior | Unit | 7.25 | 0 | 0.012 | 96 | 0 | 4.28 | 8 | 0.89 | 15000 | 13575 | 13575 |  | 2004-03-01: 3305; 2004-04-01: 1280; 2004-08-01: 0; 2004-09-01: 232; 2004-10-01: -133; 2004-11-01: 101; 2004-12-01: 890; 2005-01-01: 539; 2005-03-01: 2190; 2005-04-01: 246; 2005-05-01: 3469; 2005-06-01: 1622; 2005-08-01: 0; 2005-09-01: -166 | 98418.75 | 0 | 58101 | 51709.89 | 144.981 | 1159848 | 0 | 9278784 | 0 | 0.42074 | 2.9897 | 0 | 0 | 0 | 0 | 0 | 0 | 0 | 0 | 0 | 0 | 0 | 0 | 0 | 0 | 0 | 0 | 0 | 0 | 0 | 0 | 0 | 0 | 0 | 0 | 0 | 0 | 0 | 0 | 0 | 0 | 0 | 0 | 0 | 0 | 487990.3861 | 0 | 0 | 487990.3861
Lighting - Interior | RES | ES R30 Reflector CFL 15 Watt | Unit | 10 | 0 | 0.01 | 149 | 0 | 4.28 | 8 | 0.89 | 3000 | 5823 | 5823 |  | 2004-03-01: 733; 2004-04-01: 73; 2004-08-01: 84; 2004-09-01: 0; 2004-10-01: 0; 2004-11-01: 92; 2004-12-01: 0; 2005-01-01: 3864; 2005-03-01: 631; 2005-04-01: 103; 2005-05-01: 224; 2005-06-01: 19; 2005-08-01: 0; 2005-09-01: 0 | 58230 | 0 | 24922.44 | 22180.9716 | 51.8247 | 772188.03 | 0 | 6177504.24 | 0 | 0.42074 | 2.9897 | 0 | 0 | 0 | 0 | 0 | 0 | 0 | 0 | 0 | 0 | 0 | 0 | 0 | 0 | 0 | 0 | 0 | 0 | 0 | 0 | 0 | 0 | 0 | 0 | 0 | 0 | 0 | 0 | 0 | 0 | 0 | 0 | 0 | 0 | 324887.6878 | 0 | 0 | 324887.6878
Lighting - Interior | RES | ES R40 Reflector CFL 23 Watt | Unit | 12 | 0 | 0.0154 | 229.46 | 0 | 4.28 | 8 | 0.89 | 1000 | 1443 | 1443 |  | 2004-03-01: 0; 2004-04-01: 302; 2004-08-01: 0; 2004-09-01: 0; 2004-10-01: 0; 2004-11-01: 201; 2004-12-01: 12; 2005-03-01: 63; 2005-04-01: 0; 2005-05-01: 865; 2005-06-01: 11; 2005-07-01: -22; 2005-08-01: 11; 2005-09-01: 0 | 17316 | 0 | 6176.04 | 5496.6756 | 19.7778 | 294688.5942 | 0 | 2357508.7536 | 0 | 0.42074 | 2.9897 | 0 | 0 | 0 | 0 | 0 | 0 | 0 | 0 | 0 | 0 | 0 | 0 | 0 | 0 | 0 | 0 | 0 | 0 | 0 | 0 | 0 | 0 | 0 | 0 | 0 | 0 | 0 | 0 | 0 | 0 | 0 | 0 | 0 | 0 | 123986.2472 | 0 | 0 | 123986.2472
Lighting - Interior | RES | ES Indoor Fluorescent Fixtures | Unit | 50 | 0 | 0.014 | 89 | 0 | 32 | 16 | 0.89 | 31700 | 28203 | 28203 |  | 2004-03-01: 2526; 2004-04-01: 1528; 2004-08-01: 2477; 2004-09-01: 550; 2004-10-01: 755; 2004-11-01: 3524; 2004-12-01: 2876; 2005-03-01: 4933; 2005-04-01: 3747; 2005-05-01: 3345; 2005-06-01: 3989; 2005-07-01: -86; 2005-08-01: 43; 2005-09-01: -2004 | 1410150 | 0 | 902496 | 803221.44 | 351.4094 | 2233959.63 | 0 | 35743354.08 | 0 | 0.71598 | 4.9297 | 0 | 0 | 0 | 0 | 0 | 0 | 0 | 0 | 0 | 0 | 0 | 0 | 0 | 0 | 0 | 0 | 0 | 0 | 0 | 0 | 0 | 0 | 0 | 0 | 0 | 0 | 0 | 0 | 0 | 0 | 0 | 0 | 0 | 0 | 1599469.2459 | 0 | 0 | 1599469.2459
Lighting - Exterior | RES | ES Exterior Fluorescent Fixtures 13 Watt | Unit | 30 | 0 | 0.0074 | 110 | 0 | 13 | 16 | 0.89 | 6000 | 7124 | 7124 |  | 2004-03-01: 1140; 2004-04-01: 521; 2004-08-01: 0; 2004-09-01: 0; 2004-10-01: 218; 2004-11-01: 1312; 2004-12-01: 315; 2005-03-01: 2338; 2005-04-01: 1045; 2005-05-01: 946; 2005-06-01: 0; 2005-08-01: 0; 2005-09-01: -711 | 213720 | 0 | 92612 | 82424.68 | 46.9187 | 697439.6 | 0 | 11159033.6 | 0 | 0.71598 | 4.9297 | 0 | 0 | 0 | 0 | 0 | 0 | 0 | 0 | 0 | 0 | 0 | 0 | 0 | 0 | 0 | 0 | 0 | 0 | 0 | 0 | 0 | 0 | 0 | 0 | 0 | 0 | 0 | 0 | 0 | 0 | 0 | 0 | 0 | 0 | 499352.4396 | 0 | 0 | 499352.4396
Lighting - Exterior | RES | ES Exterior Fluorescent Fixtures 27 Watt | Unit | 30 | 0 | 0.0146 | 218 | 0 | 19 | 16 | 0.89 | 0 | 0 | 0 |  | 2004-03-01: 0; 2004-04-01: 0; 2004-08-01: 0; 2004-09-01: 0; 2004-10-01: 0; 2004-11-01: 0; 2004-12-01: 0; 2005-03-01: 0; 2005-04-01: 0; 2005-05-01: 0; 2005-06-01: 0; 2005-08-01: 0; 2005-09-01: 0 | 0 | 0 | 0 | 0 | 0 | 0 | 0 | 0 | 0 | 0.71598 | 4.9297 | 0 | 0 | 0 | 0 | 0 | 0 | 0 | 0 | 0 | 0 | 0 | 0 | 0 | 0 | 0 | 0 | 0 | 0 | 0 | 0 | 0 | 0 | 0 | 0 | 0 | 0 | 0 | 0 | 0 | 0 | 0 | 0 | 0 | 0 | 0 | 0 | 0 | 0
Lighting - Interior | RES | T-8 or T-5 Lamp and Electronic, 2-foot lamp installed 1st lamp | lamp | 32 | 0 | 0.0099 | 82.3878 | 0 | 21 | 16 | 0.89 | 0 | 0 | 0 |  | 2004-03-01: 0; 2004-04-01: 0; 2004-08-01: 0; 2004-09-01: 0; 2004-10-01: 0; 2004-11-01: 0; 2004-12-01: 0; 2005-03-01: 22; 2005-04-01: 0; 2005-05-01: 0; 2005-06-01: 0; 2005-08-01: 0; 2005-09-01: -22 | 0 | 0 | 0 | 0 | 0 | 0 | 0 | 0 | 0 | 0.71598 | 4.9297 | 0 | 0 | 0 | 0 | 0 | 0 | 0 | 0 | 0 | 0 | 0 | 0 | 0 | 0 | 0 | 0 | 0 | 0 | 0 | 0 | 0 | 0 | 0 | 0 | 0 | 0 | 0 | 0 | 0 | 0 | 0 | 0 | 0 | 0 | 0 | 0 | 0 | 0
Lighting - Interior | RES | T-8 or T-5 Lamp and Electronic, 2-foot lamp installed 2nd lamp | lamp | 2 | 0 | 0.0099 | 82.3878 | 0 | 21 | 16 | 0.89 | 0 | 0 | 0 |  | 2004-03-01: 0; 2004-04-01: 0; 2004-08-01: 0; 2004-09-01: 0; 2004-10-01: 0; 2004-11-01: 0; 2004-12-01: 0; 2005-03-01: 0; 2005-04-01: 0; 2005-05-01: 0; 2005-06-01: 0; 2005-08-01: 0; 2005-09-01: 0 | 0 | 0 | 0 | 0 | 0 | 0 | 0 | 0 | 0 | 0.71598 | 4.9297 | 0 | 0 | 0 | 0 | 0 | 0 | 0 | 0 | 0 | 0 | 0 | 0 | 0 | 0 | 0 | 0 | 0 | 0 | 0 | 0 | 0 | 0 | 0 | 0 | 0 | 0 | 0 | 0 | 0 | 0 | 0 | 0 | 0 | 0 | 0 | 0 | 0 | 0
Lighting - Interior | RES | T-8 or T-5 Lamp and Electronic, 2-foot lamp installed 3rd lamp | lamp | 4 | 0 | 0.0099 | 82.3878 | 0 | 21 | 16 | 0.89 | 0 | 0 | 0 |  | 2004-03-01: 0; 2004-04-01: 0; 2004-08-01: 0; 2004-09-01: 0; 2004-10-01: 0; 2004-11-01: 0; 2004-12-01: 0; 2005-03-01: 0; 2005-04-01: 0; 2005-05-01: 0; 2005-06-01: 0; 2005-08-01: 0; 2005-09-01: 0 | 0 | 0 | 0 | 0 | 0 | 0 | 0 | 0 | 0 | 0.71598 | 4.9297 | 0 | 0 | 0 | 0 | 0 | 0 | 0 | 0 | 0 | 0 | 0 | 0 | 0 | 0 | 0 | 0 | 0 | 0 | 0 | 0 | 0 | 0 | 0 | 0 | 0 | 0 | 0 | 0 | 0 | 0 | 0 | 0 | 0 | 0 | 0 | 0 | 0 | 0
Lighting - Interior | RES | T-8 or T-5 Lamp and Electronic, 2-foot lamp installed 4th lamp | lamp | 7 | 0 | 0.0099 | 82.3878 | 0 | 21 | 16 | 0.89 | 0 | 0 | 0 |  | 2004-03-01: 0; 2004-04-01: 0; 2004-08-01: 0; 2004-09-01: 0; 2004-10-01: 0; 2004-11-01: 0; 2004-12-01: 0; 2005-03-01: 0; 2005-04-01: 0; 2005-05-01: 0; 2005-06-01: 0; 2005-08-01: 0; 2005-09-01: 0 | 0 | 0 | 0 | 0 | 0 | 0 | 0 | 0 | 0 | 0.71598 | 4.9297 | 0 | 0 | 0 | 0 | 0 | 0 | 0 | 0 | 0 | 0 | 0 | 0 | 0 | 0 | 0 | 0 | 0 | 0 | 0 | 0 | 0 | 0 | 0 | 0 | 0 | 0 | 0 | 0 | 0 | 0 | 0 | 0 | 0 | 0 | 0 | 0 | 0 | 0
Lighting - Interior | RES | T-8 or T-5 Lamp and Electronic, 2-foot lamp Removed | lamp | 4 | 0 | 0.0375 | 312.075 | 0 | 19 | 16 | 0.89 | 0 | 0 | 0 |  | 2004-03-01: 0; 2004-04-01: 0; 2004-08-01: 0; 2004-09-01: 0; 2004-10-01: 0; 2004-11-01: 0; 2004-12-01: 0; 2005-03-01: 0; 2005-04-01: 0; 2005-05-01: 0; 2005-06-01: 0; 2005-08-01: 0; 2005-09-01: 0 | 0 | 0 | 0 | 0 | 0 | 0 | 0 | 0 | 0 | 0.71598 | 4.9297 | 0 | 0 | 0 | 0 | 0 | 0 | 0 | 0 | 0 | 0 | 0 | 0 | 0 | 0 | 0 | 0 | 0 | 0 | 0 | 0 | 0 | 0 | 0 | 0 | 0 | 0 | 0 | 0 | 0 | 0 | 0 | 0 | 0 | 0 | 0 | 0 | 0 | 0
Lighting - Interior | RES | T-8 or T-5 Lamp and Electronic, 3-foot lamp installed 1st lamp | lamp | 32 | 0 | 0.0116 | 96.5352 | 0 | 21 | 16 | 0.89 | 0 | 1 | 1 |  | 2004-03-01: 1; 2004-04-01: 0; 2004-08-01: 0; 2004-09-01: 0; 2004-10-01: 0; 2004-11-01: 0; 2004-12-01: 0; 2005-03-01: 0; 2005-04-01: 0; 2005-05-01: 0; 2005-06-01: 0; 2005-09-01: 0 | 32 | 0 | 21 | 18.69 | 0.010324 | 85.9163 | 0 | 1374.6612 | 0 | 0.71598 | 4.9297 | 0 | 0 | 0 | 0 | 0 | 0 | 0 | 0 | 0 | 0 | 0 | 0 | 0 | 0 | 0 | 0 | 0 | 0 | 0 | 0 | 0 | 0 | 0 | 0 | 0 | 0 | 0 | 0 | 0 | 0 | 0 | 0 | 0 | 0 | 61.5143 | 0 | 0 | 61.5143
Lighting - Interior | RES | T-8 or T-5 Lamp and Electronic, 3-foot lamp installed 2nd lamp | lamp | 2 | 0 | 0.0116 | 96.5352 | 0 | 21 | 16 | 0.89 | 0 | 1 | 1 |  | 2004-03-01: 1; 2004-04-01: 0; 2004-08-01: 0; 2004-09-01: 0; 2004-10-01: 0; 2004-11-01: 0; 2004-12-01: 0; 2005-03-01: 0; 2005-04-01: 0; 2005-05-01: 0; 2005-06-01: 0; 2005-09-01: 0 | 2 | 0 | 21 | 18.69 | 0.010324 | 85.9163 | 0 | 1374.6612 | 0 | 0.71598 | 4.9297 | 0 | 0 | 0 | 0 | 0 | 0 | 0 | 0 | 0 | 0 | 0 | 0 | 0 | 0 | 0 | 0 | 0 | 0 | 0 | 0 | 0 | 0 | 0 | 0 | 0 | 0 | 0 | 0 | 0 | 0 | 0 | 0 | 0 | 0 | 61.5143 | 0 | 0 | 61.5143
Lighting - Interior | RES | T-8 or T-5 Lamp and Electronic, 3-foot lamp installed 3rd lamp | lamp | 4 | 0 | 0.0116 | 96.5352 | 0 | 21 | 16 | 0.89 | 0 | 0 | 0 |  | 2004-03-01: 0; 2004-04-01: 0; 2004-08-01: 0; 2004-09-01: 0; 2004-10-01: 0; 2004-11-01: 0; 2004-12-01: 0; 2005-03-01: 0; 2005-04-01: 0; 2005-05-01: 0; 2005-06-01: 0; 2005-09-01: 0 | 0 | 0 | 0 | 0 | 0 | 0 | 0 | 0 | 0 | 0.71598 | 4.9297 | 0 | 0 | 0 | 0 | 0 | 0 | 0 | 0 | 0 | 0 | 0 | 0 | 0 | 0 | 0 | 0 | 0 | 0 | 0 | 0 | 0 | 0 | 0 | 0 | 0 | 0 | 0 | 0 | 0 | 0 | 0 | 0 | 0 | 0 | 0 | 0 | 0 | 0
Lighting - Interior | RES | T-8 or T-5 Lamp and Electronic, 3-foot lamp installed 4th lamp | lamp | 7 | 0 | 0.0116 | 96.5352 | 0 | 21 | 16 | 0.89 | 0 | 0 | 0 |  | 2004-03-01: 0; 2004-04-01: 0; 2004-08-01: 0; 2004-09-01: 0; 2004-10-01: 0; 2004-11-01: 0; 2004-12-01: 0; 2005-03-01: 0; 2005-04-01: 0; 2005-05-01: 0; 2005-06-01: 0; 2005-09-01: 0 | 0 | 0 | 0 | 0 | 0 | 0 | 0 | 0 | 0 | 0.71598 | 4.9297 | 0 | 0 | 0 | 0 | 0 | 0 | 0 | 0 | 0 | 0 | 0 | 0 | 0 | 0 | 0 | 0 | 0 | 0 | 0 | 0 | 0 | 0 | 0 | 0 | 0 | 0 | 0 | 0 | 0 | 0 | 0 | 0 | 0 | 0 | 0 | 0 | 0 | 0
Lighting - Interior | RES | T-8 or T-5 Lamp and Electronic, 3-foot lamp removed | lamp | 4 | 0 | 0.044 | 366.168 | 0 | 19 | 16 | 0.89 | 0 | 0 | 0 |  | 2004-03-01: 0; 2004-04-01: 0; 2004-08-01: 0; 2004-09-01: 0; 2004-10-01: 0; 2004-11-01: 0; 2004-12-01: 0; 2005-03-01: 0; 2005-04-01: 0; 2005-05-01: 0; 2005-06-01: 0; 2005-09-01: 0 | 0 | 0 | 0 | 0 | 0 | 0 | 0 | 0 | 0 | 0.71598 | 4.9297 | 0 | 0 | 0 | 0 | 0 | 0 | 0 | 0 | 0 | 0 | 0 | 0 | 0 | 0 | 0 | 0 | 0 | 0 | 0 | 0 | 0 | 0 | 0 | 0 | 0 | 0 | 0 | 0 | 0 | 0 | 0 | 0 | 0 | 0 | 0 | 0 | 0 | 0
Lighting - Interior | RES | T-8 or T-5 Lamp and Electronic, 4-foot lamp installed 1st lamp | lamp | 32 | 0 | 0.0107 | 89.0454 | 0 | 4.49 | 16 | 0.89 | 6000 | 8796 | 8796 |  | 2004-03-01: 30; 2004-04-01: 542; 2004-08-01: 484; 2004-09-01: 542; 2004-10-01: -494; 2004-11-01: 655; 2004-12-01: 760; 2005-03-01: 484; 2005-04-01: 2639; 2005-05-01: 2092; 2005-06-01: 1062; 2005-09-01: 0 | 281472 | 0 | 39494.04 | 35149.6956 | 83.7643 | 697086.5712 | 0 | 11153385.1388 | 0 | 0.71598 | 4.9297 | 0 | 0 | 0 | 0 | 0 | 0 | 0 | 0 | 0 | 0 | 0 | 0 | 0 | 0 | 0 | 0 | 0 | 0 | 0 | 0 | 0 | 0 | 0 | 0 | 0 | 0 | 0 | 0 | 0 | 0 | 0 | 0 | 0 | 0 | 499099.6782 | 0 | 0 | 499099.6782
Lighting - Interior | RES | T-8 or T-5 Lamp and Electronic, 4-foot lamp installed 2nd lamp | lamp | 2 | 0 | 0.0107 | 89.0454 | 0 | 4.49 | 16 | 0.89 | 6000 | 5298 | 5298 |  | 2004-03-01: 523; 2004-04-01: 19; 2004-08-01: 38; 2004-09-01: 38; 2004-10-01: -26; 2004-11-01: 324; 2004-12-01: 665; 2005-03-01: 498; 2005-04-01: 0; 2005-05-01: 1280; 2005-06-01: 1961; 2005-09-01: -22 | 10596 | 0 | 23788.02 | 21171.3378 | 50.4529 | 419868.651 | 0 | 6717898.4158 | 0 | 0.71598 | 4.9297 | 0 | 0 | 0 | 0 | 0 | 0 | 0 | 0 | 0 | 0 | 0 | 0 | 0 | 0 | 0 | 0 | 0 | 0 | 0 | 0 | 0 | 0 | 0 | 0 | 0 | 0 | 0 | 0 | 0 | 0 | 0 | 0 | 0 | 0 | 300617.3368 | 0 | 0 | 300617.3368
Lighting - Interior | RES | T-8 or T-5 Lamp and Electronic, 4-foot lamp installed 3rd lamp | lamp | 4 | 0 | 0.0107 | 89.0454 | 0 | 4.49 | 16 | 0.89 | 1000 | 349 | 349 |  | 2004-03-01: 0; 2004-04-01: 19; 2004-08-01: 0; 2004-09-01: 0; 2004-10-01: 0; 2004-11-01: 95; 2004-12-01: 143; 2005-03-01: 11; 2005-04-01: 8; 2005-05-01: 4; 2005-06-01: 69; 2005-09-01: 0 | 1396 | 0 | 1567.01 | 1394.6389 | 3.3235 | 27658.3917 | 0 | 442534.2671 | 0 | 0.71598 | 4.9297 | 0 | 0 | 0 | 0 | 0 | 0 | 0 | 0 | 0 | 0 | 0 | 0 | 0 | 0 | 0 | 0 | 0 | 0 | 0 | 0 | 0 | 0 | 0 | 0 | 0 | 0 | 0 | 0 | 0 | 0 | 0 | 0 | 0 | 0 | 19802.8408 | 0 | 0 | 19802.8408
Lighting - Interior | RES | T-8 or T-5 Lamp and Electronic, 4-foot lamp installed 4th lamp | lamp | 7 | 0 | 0.0107 | 89.0454 | 0 | 4.49 | 16 | 0.89 | 1000 | 349 | 349 |  | 2004-03-01: 19; 2004-04-01: 0; 2004-08-01: 0; 2004-09-01: 0; 2004-10-01: 0; 2004-11-01: 95; 2004-12-01: 143; 2005-03-01: 11; 2005-04-01: 8; 2005-05-01: 4; 2005-06-01: 69; 2005-09-01: 0 | 2443 | 0 | 1567.01 | 1394.6389 | 3.3235 | 27658.3917 | 0 | 442534.2671 | 0 | 0.71598 | 4.9297 | 0 | 0 | 0 | 0 | 0 | 0 | 0 | 0 | 0 | 0 | 0 | 0 | 0 | 0 | 0 | 0 | 0 | 0 | 0 | 0 | 0 | 0 | 0 | 0 | 0 | 0 | 0 | 0 | 0 | 0 | 0 | 0 | 0 | 0 | 19802.8408 | 0 | 0 | 19802.8408
Lighting - Interior | RES | T-8 or T-5 Lamp and Electronic, 4-foot lamp removed | lamp | 6 | 0 | 0.043 | 357.846 | 0 | 35 | 16 | 0.89 | 400 | 446 | 446 |  | 2004-03-01: 0; 2004-04-01: 0; 2004-08-01: 446; 2004-09-01: 0; 2004-10-01: 0; 2004-11-01: 0; 2004-12-01: 0; 2005-03-01: 0; 2005-04-01: 0; 2005-05-01: 0; 2005-06-01: 0; 2005-09-01: 0 | 2676 | 0 | 15610 | 13892.9 | 17.0684 | 142043.3912 | 0 | 2272694.2598 | 0 | 0.71598 | 4.9297 | 0 | 0 | 0 | 0 | 0 | 0 | 0 | 0 | 0 | 0 | 0 | 0 | 0 | 0 | 0 | 0 | 0 | 0 | 0 | 0 | 0 | 0 | 0 | 0 | 0 | 0 | 0 | 0 | 0 | 0 | 0 | 0 | 0 | 0 | 101700.1529 | 0 | 0 | 101700.1529
Lighting - Interior | RES | T-8 or T-5 Lamp and Electronic, 8-foot lamp installed 1st lamp | lamp | 32 | 0 | 0.009 | 74.898 | 0 | 19.5 | 16 | 0.89 | 600 | 48 | 48 |  | 2004-03-01: 0; 2004-04-01: 0; 2004-08-01: 0; 2004-09-01: 0; 2004-10-01: 0; 2004-11-01: 48; 2004-12-01: 0; 2005-03-01: 0; 2005-04-01: 0; 2005-05-01: 0; 2005-09-01: 0 | 1536 | 0 | 936 | 833.04 | 0.38448 | 3199.6426 | 0 | 51194.281 | 0 | 0.71598 | 4.9297 | 0 | 0 | 0 | 0 | 0 | 0 | 0 | 0 | 0 | 0 | 0 | 0 | 0 | 0 | 0 | 0 | 0 | 0 | 0 | 0 | 0 | 0 | 0 | 0 | 0 | 0 | 0 | 0 | 0 | 0 | 0 | 0 | 0 | 0 | 2290.8784 | 0 | 0 | 2290.8784
Lighting - Interior | RES | T-8 or T-5 Lamp and Electronic, 8-foot lamp installed 2nd lamp | lamp | 2 | 0 | 0.009 | 74.898 | 0 | 19.5 | 16 | 0.89 | 0 | 0 | 0 |  | 2004-03-01: 0; 2004-04-01: 0; 2004-08-01: 0; 2004-09-01: 0; 2004-10-01: 0; 2004-11-01: 0; 2004-12-01: 0; 2005-03-01: 0; 2005-04-01: 0; 2005-05-01: 0; 2005-09-01: 0 | 0 | 0 | 0 | 0 | 0 | 0 | 0 | 0 | 0 | 0.71598 | 4.9297 | 0 | 0 | 0 | 0 | 0 | 0 | 0 | 0 | 0 | 0 | 0 | 0 | 0 | 0 | 0 | 0 | 0 | 0 | 0 | 0 | 0 | 0 | 0 | 0 | 0 | 0 | 0 | 0 | 0 | 0 | 0 | 0 | 0 | 0 | 0 | 0 | 0 | 0
Lighting - Interior | RES | T-8 or T-5 Lamp and Electronic, 8-foot lamp installed 3rd lamp | lamp | 4 | 0 | 0.009 | 74.898 | 0 | 19.5 | 16 | 0.89 | 0 | 0 | 0 |  | 2004-03-01: 0; 2004-04-01: 0; 2004-08-01: 0; 2004-09-01: 0; 2004-10-01: 0; 2004-11-01: 0; 2004-12-01: 0; 2005-03-01: 0; 2005-04-01: 0; 2005-05-01: 0; 2005-09-01: 0 | 0 | 0 | 0 | 0 | 0 | 0 | 0 | 0 | 0 | 0.71598 | 4.9297 | 0 | 0 | 0 | 0 | 0 | 0 | 0 | 0 | 0 | 0 | 0 | 0 | 0 | 0 | 0 | 0 | 0 | 0 | 0 | 0 | 0 | 0 | 0 | 0 | 0 | 0 | 0 | 0 | 0 | 0 | 0 | 0 | 0 | 0 | 0 | 0 | 0 | 0
Lighting - Interior | RES | T-8 or T-5 Lamp and Electronic, 8-foot lamp installed 4th lamp | lamp | 7 | 0 | 0.009 | 74.898 | 0 | 19.5 | 16 | 0.89 | 0 | 0 | 0 |  | 2004-03-01: 0; 2004-04-01: 0; 2004-08-01: 0; 2004-09-01: 0; 2004-10-01: 0; 2004-11-01: 0; 2004-12-01: 0; 2005-03-01: 0; 2005-04-01: 0; 2005-05-01: 0; 2005-09-01: 0 | 0 | 0 | 0 | 0 | 0 | 0 | 0 | 0 | 0 | 0.71598 | 4.9297 | 0 | 0 | 0 | 0 | 0 | 0 | 0 | 0 | 0 | 0 | 0 | 0 | 0 | 0 | 0 | 0 | 0 | 0 | 0 | 0 | 0 | 0 | 0 | 0 | 0 | 0 | 0 | 0 | 0 | 0 | 0 | 0 | 0 | 0 | 0 | 0 | 0 | 0
Lighting - Interior | RES | T-8 or T-5 Lamp and Electronic, 8-foot lamp removed | lamp | 9 | 0 | 0.079 | 657.438 | 0 | 50 | 16 | 0.89 | 100 | 0 | 0 |  | 2004-03-01: 0; 2004-04-01: 0; 2004-08-01: 0; 2004-09-01: 0; 2004-10-01: 0; 2004-11-01: 0; 2004-12-01: 0; 2005-03-01: 0; 2005-04-01: 0; 2005-05-01: 0; 2005-09-01: 0 | 0 | 0 | 0 | 0 | 0 | 0 | 0 | 0 | 0 | 0.71598 | 4.9297 | 0 | 0 | 0 | 0 | 0 | 0 | 0 | 0 | 0 | 0 | 0 | 0 | 0 | 0 | 0 | 0 | 0 | 0 | 0 | 0 | 0 | 0 | 0 | 0 | 0 | 0 | 0 | 0 | 0 | 0 | 0 | 0 | 0 | 0 | 0 | 0 | 0 | 0
Lighting - Comprehensive Measures | RES | Electronic Ballast, Non-Dimming | lamp controlled | 10 | 0 | 0.007 | 58.254 | 0 | 13 | 16 | 0.89 | 0 | 0 | 0 |  | 2004-03-01: 0; 2004-04-01: 0; 2004-08-01: 0; 2004-09-01: 0; 2004-10-01: 0; 2004-11-01: 0; 2004-12-01: 0; 2005-03-01: 0; 2005-04-01: 0; 2005-05-01: 0; 2005-09-01: 0 | 0 | 0 | 0 | 0 | 0 | 0 | 0 | 0 | 0 | 0.71598 | 4.9297 | 0 | 0 | 0 | 0 | 0 | 0 | 0 | 0 | 0 | 0 | 0 | 0 | 0 | 0 | 0 | 0 | 0 | 0 | 0 | 0 | 0 | 0 | 0 | 0 | 0 | 0 | 0 | 0 | 0 | 0 | 0 | 0 | 0 | 0 | 0 | 0 | 0 | 0
Lighting - Comprehensive Measures | RES | Energy Star Ceiling Fan w/ CFL | Unit | 20 | 0 | 0.0172 | 32.5 | 0 | 50 | 15 | 0.89 | 0 | 5 | 5 |  | 2004-03-01: 0; 2004-04-01: 0; 2004-08-01: 0; 2004-09-01: 0; 2004-10-01: 5; 2004-11-01: -5; 2004-12-01: 5; 2005-03-01: 0; 2005-04-01: 0; 2005-05-01: 0; 2005-09-01: 0 | 100 | 0 | 250 | 222.5 | 0.07654 | 144.625 | 0 | 2169.375 | 0 | 0.68336 | 4.7167 | 0 | 0 | 0 | 0 | 0 | 0 | 0 | 0 | 0 | 0 | 0 | 0 | 0 | 0 | 0 | 0 | 0 | 0 | 0 | 0 | 0 | 0 | 0 | 0 | 0 | 0 | 0 | 0 | 0 | 0 | 0 | 0 | 0 | 0 | 98.8314 | 0 | 0 | 98.8314
HVAC - Air Conditioning Systems | RES | Room A/C - 5,000 to 18,000 btuh | Unit | 50 | 0 | 0.14732 | 127 | 0 | 106 | 15 | 0.89 | 100 | 55 | 55 |  | 2004-03-01: 0; 2004-04-01: 0; 2004-08-01: 0; 2004-09-01: 47; 2004-10-01: 0; 2004-11-01: 0; 2004-12-01: 0; 2005-03-01: 0; 2005-04-01: 6; 2005-05-01: 0; 2005-06-01: 2; 2005-09-01: 0 | 2750 | 0 | 5830 | 5188.7 | 7.2113 | 6216.65 | 0 | 93249.75 | 0 | 0.68336 | 4.7167 | 0 | 0 | 0 | 0 | 0 | 0 | 0 | 0 | 0 | 0 | 0 | 0 | 0 | 0 | 0 | 0 | 0 | 0 | 0 | 0 | 0 | 0 | 0 | 0 | 0 | 0 | 0 | 0 | 0 | 0 | 0 | 0 | 0 | 0 | 4248.2316 | 0 | 0 | 4248.2316
Building Shell - Windows | RES | High Performance Window | sq. ft. | 1 | 0 | 0.0014234 | 1.4422 | 0 | 1.68 | 20 | 0.89 | 10000 | 7430.38 | 7430.38 |  | 2004-03-01: 1378; 2004-04-01: 1857; 2004-08-01: 0; 2004-09-01: 0; 2004-10-01: 0; 2004-11-01: 0; 2004-12-01: 0; 2005-03-01: 3748.88; 2005-04-01: 80; 2005-05-01: 367.12; 2005-06-01: 0; 2005-07-01: -0.62; 2005-09-01: 0 | 7430.38 | 0 | 12483.0384 | 11109.9042 | 9.4131 | 9537.2724 | 0 | 190745.4488 | 0 | 0.83625 | 5.6989 | 0 | 0 | 0 | 0 | 0 | 0 | 0 | 0 | 0 | 0 | 0 | 0 | 0 | 0 | 0 | 0 | 0 | 0 | 0 | 0 | 0 | 0 | 0 | 0 | 0 | 0 | 0 | 0 | 0 | 0 | 0 | 0 | 0 | 0 | 7975.5337 | 0 | 0 | 7975.5337
HVAC - Controls | RES | Programmable Thermostat | Unit | 50 | 0 | 0.12 | 293.3894 | 0 | 58 | 11 | 0.89 | 7356 | 6842 | 6842 |  | 2004-03-01: 436; 2004-04-01: 144; 2004-08-01: 656; 2004-09-01: 69; 2004-10-01: 16; 2004-11-01: 197; 2004-12-01: 1226; 2005-01-01: 410; 2005-03-01: 1480; 2005-04-01: 1321; 2005-05-01: 106; 2005-06-01: 781; 2005-09-01: 0 | 342100 | 0 | 396836 | 353184.04 | 730.7256 | 1786559.3716 | 0 | 19652153.0872 | 0 | 0.54143 | 3.7855 | 0 | 0 | 0 | 0 | 0 | 0 | 0 | 0 | 0 | 0 | 0 | 0 | 0 | 0 | 0 | 0 | 0 | 0 | 0 | 0 | 0 | 0 | 0 | 0 | 0 | 0 | 0 | 0 | 0 | 0 | 0 | 0 | 0 | 0 | 967290.801 | 0 | 0 | 967290.801
Building Shell - Insulation | RES | Attic Insulation | sq. ft. | 0.3 | 0 | 2.342e-05 | 0.030431 | 0 | 0.5 | 20 | 0.89 | 0 | 0 | 0 |  | 2004-03-01: 0; 2004-08-01: 0; 2004-10-01: 0; 2004-11-01: 0; 2004-12-01: 0; 2005-03-01: 0; 2005-04-01: 0; 2005-05-01: 0; 2005-09-01: 0 | 0 | 0 | 0 | 0 | 0 | 0 | 0 | 0 | 0 | 0.83625 | 5.6989 | 0 | 0 | 0 | 0 | 0 | 0 | 0 | 0 | 0 | 0 | 0 | 0 | 0 | 0 | 0 | 0 | 0 | 0 | 0 | 0 | 0 | 0 | 0 | 0 | 0 | 0 | 0 | 0 | 0 | 0 | 0 | 0 | 0 | 0 | 0 | 0 | 0 | 0
Building Shell - Insulation | RES | Wall Insulation | sq. ft. | 0.3 | 0 | 6.8817e-05 | 0.046163 | 0 | 0.9 | 20 | 0.89 | 0 | 0 | 0 |  | 2004-03-01: 0; 2004-08-01: 0; 2004-10-01: 0; 2004-11-01: 0; 2004-12-01: 0; 2005-03-01: 0; 2005-04-01: 0; 2005-05-01: 0; 2005-09-01: 0 | 0 | 0 | 0 | 0 | 0 | 0 | 0 | 0 | 0 | 0.83625 | 5.6989 | 0 | 0 | 0 | 0 | 0 | 0 | 0 | 0 | 0 | 0 | 0 | 0 | 0 | 0 | 0 | 0 | 0 | 0 | 0 | 0 | 0 | 0 | 0 | 0 | 0 | 0 | 0 | 0 | 0 | 0 | 0 | 0 | 0 | 0 | 0 | 0 | 0 | 0
HVAC - Air Conditioning Systems | RES | Energy Star AC - Tier I | Unit | 200 | 0 | 0.7455 | 395.875 | 0 | 636 | 15 | 0.89 | 20 | 0 | 0 |  | 2004-03-01: 0; 2004-08-01: 0; 2004-10-01: 0; 2004-11-01: 0; 2004-12-01: 0; 2005-03-01: 0; 2005-04-01: 0; 2005-09-01: 0 | 0 | 0 | 0 | 0 | 0 | 0 | 0 | 0 | 0 | 0.68336 | 4.7167 | 0 | 0 | 0 | 0 | 0 | 0 | 0 | 0 | 0 | 0 | 0 | 0 | 0 | 0 | 0 | 0 | 0 | 0 | 0 | 0 | 0 | 0 | 0 | 0 | 0 | 0 | 0 | 0 | 0 | 0 | 0 | 0 | 0 | 0 | 0 | 0 | 0 | 0
HVAC - Air Conditioning Systems | RES | Energy Star AC - Tier I with TXV | Unit | 225 | 0 | 0.79769 | 423.5863 | 0 | 636 | 15 | 0.89 | 0 | 1 | 1 |  | 2004-03-01: 0; 2004-08-01: 0; 2004-10-01: 0; 2004-11-01: 0; 2004-12-01: 1; 2005-03-01: 0; 2005-04-01: 0; 2005-09-01: 0 | 225 | 0 | 636 | 566.04 | 0.70994 | 376.9918 | 0 | 5654.8764 | 0 | 0.68336 | 4.7167 | 0 | 0 | 0 | 0 | 0 | 0 | 0 | 0 | 0 | 0 | 0 | 0 | 0 | 0 | 0 | 0 | 0 | 0 | 0 | 0 | 0 | 0 | 0 | 0 | 0 | 0 | 0 | 0 | 0 | 0 | 0 | 0 | 0 | 0 | 257.6224 | 0 | 0 | 257.6224
HVAC - Air Conditioning Systems | RES | Central AC - Tier II2 | Unit | 425 | 0 | 1.0153 | 540.4375 | 0 | 1684 | 15 | 0.89 | 0 | 0 | 0 |  | 2004-03-01: 0; 2004-08-01: 0; 2004-10-01: 0; 2004-11-01: 0; 2004-12-01: 0; 2005-03-01: 0; 2005-04-01: 0; 2005-09-01: 0 | 0 | 0 | 0 | 0 | 0 | 0 | 0 | 0 | 0 | 0.68336 | 4.7167 | 0 | 0 | 0 | 0 | 0 | 0 | 0 | 0 | 0 | 0 | 0 | 0 | 0 | 0 | 0 | 0 | 0 | 0 | 0 | 0 | 0 | 0 | 0 | 0 | 0 | 0 | 0 | 0 | 0 | 0 | 0 | 0 | 0 | 0 | 0 | 0 | 0 | 0
HVAC - Heating Systems | RES | Energy Star HP - Tier I | Unit | 275 | 0 | 0.65375 | 526.58 | 0 | 398 | 15 | 0.89 | 0 | 0 | 0 |  | 2004-03-01: 0; 2004-08-01: 0; 2004-10-01: 0; 2004-11-01: 0; 2004-12-01: 0; 2005-03-01: 0; 2005-04-01: 0; 2005-09-01: 0 | 0 | 0 | 0 | 0 | 0 | 0 | 0 | 0 | 0 | 0.68336 | 4.7167 | 0 | 0 | 0 | 0 | 0 | 0 | 0 | 0 | 0 | 0 | 0 | 0 | 0 | 0 | 0 | 0 | 0 | 0 | 0 | 0 | 0 | 0 | 0 | 0 | 0 | 0 | 0 | 0 | 0 | 0 | 0 | 0 | 0 | 0 | 0 | 0 | 0 | 0
HVAC - Heating Systems | RES | Energy Star HP - Tier I with TXV | Unit | 300 | 0 | 0.69951 | 563.4406 | 0 | 398 | 15 | 0.89 | 0 | 5 | 5 |  | 2004-03-01: 0; 2004-08-01: 0; 2004-10-01: 0; 2004-11-01: 0; 2004-12-01: 5; 2005-03-01: 0; 2005-04-01: 0; 2005-09-01: 0 | 1500 | 0 | 1990 | 1771.1 | 3.1128 | 2507.3107 | 0 | 37609.66 | 0 | 0.68336 | 4.7167 | 0 | 0 | 0 | 0 | 0 | 0 | 0 | 0 | 0 | 0 | 0 | 0 | 0 | 0 | 0 | 0 | 0 | 0 | 0 | 0 | 0 | 0 | 0 | 0 | 0 | 0 | 0 | 0 | 0 | 0 | 0 | 0 | 0 | 0 | 1713.4046 | 0 | 0 | 1713.4046
HVAC - Heating Systems | RES | Central Heat Pump - Tier II | Unit | 500 | 0 | 0.95 | 1054.445 | 0 | 613 | 15 | 0.89 | 0 | 0 | 0 |  | 2004-03-01: 0; 2004-08-01: 0; 2004-10-01: 0; 2004-11-01: 0; 2004-12-01: 0; 2005-03-01: 0; 2005-04-01: 0; 2005-09-01: 0 | 0 | 0 | 0 | 0 | 0 | 0 | 0 | 0 | 0 | 0.68336 | 4.7167 | 0 | 0 | 0 | 0 | 0 | 0 | 0 | 0 | 0 | 0 | 0 | 0 | 0 | 0 | 0 | 0 | 0 | 0 | 0 | 0 | 0 | 0 | 0 | 0 | 0 | 0 | 0 | 0 | 0 | 0 | 0 | 0 | 0 | 0 | 0 | 0 | 0 | 0
HVAC - Air Conditioning Systems | RES | Package Terminal AC (>2, <50 tons) | Unit | 100 | 0 | 0.471 | 1149.24 | 0 | 195 | 15 | 0.89 | 0 | 0 | 0 |  | 2004-03-01: 0; 2004-08-01: 0; 2004-10-01: 0; 2004-11-01: 0; 2004-12-01: 0; 2005-03-01: 0; 2005-04-01: 0; 2005-09-01: 0 | 0 | 0 | 0 | 0 | 0 | 0 | 0 | 0 | 0 | 0.68336 | 4.7167 | 0 | 0 | 0 | 0 | 0 | 0 | 0 | 0 | 0 | 0 | 0 | 0 | 0 | 0 | 0 | 0 | 0 | 0 | 0 | 0 | 0 | 0 | 0 | 0 | 0 | 0 | 0 | 0 | 0 | 0 | 0 | 0 | 0 | 0 | 0 | 0 | 0 | 0
HVAC - Heating Systems | RES | Package Terminal HP | Unit | 100 | 0 | 1.83 | 1001 | 0 | 338 | 15 | 0.89 | 10 | 0 | 0 |  | 2004-03-01: 0; 2004-08-01: 0; 2004-10-01: 0; 2004-11-01: 0; 2004-12-01: 0; 2005-03-01: 0; 2005-04-01: 0; 2005-09-01: 0 | 0 | 0 | 0 | 0 | 0 | 0 | 0 | 0 | 0 | 0.68336 | 4.7167 | 0 | 0 | 0 | 0 | 0 | 0 | 0 | 0 | 0 | 0 | 0 | 0 | 0 | 0 | 0 | 0 | 0 | 0 | 0 | 0 | 0 | 0 | 0 | 0 | 0 | 0 | 0 | 0 | 0 | 0 | 0 | 0 | 0 | 0 | 0 | 0 | 0 | 0
Lighting - Controls | RES | Occupancy Sensor wall mounted | Unit | 10 | 0 | 0.089 | 93.45 | 0 | 47 | 8 | 0.89 | 40 | 0 | 0 |  | 2004-03-01: 0; 2004-08-01: 0; 2004-10-01: 0; 2004-11-01: 0; 2004-12-01: 0; 2005-03-01: 0; 2005-04-01: 0; 2005-09-01: 0 | 0 | 0 | 0 | 0 | 0 | 0 | 0 | 0 | 0 | 0.42074 | 2.9897 | 0 | 0 | 0 | 0 | 0 | 0 | 0 | 0 | 0 | 0 | 0 | 0 | 0 | 0 | 0 | 0 | 0 | 0 | 0 | 0 | 0 | 0 | 0 | 0 | 0 | 0 | 0 | 0 | 0 | 0 | 0 | 0 | 0 | 0 | 0 | 0 | 0 | 0
Lighting - Controls | RES | Occupancy Sensor ceiling mounted | Unit | 10 | 0 | 0.089 | 93.45 | 0 | 119 | 8 | 0.89 | 0 | 0 | 0 |  | 2004-03-01: 0; 2004-08-01: 0; 2004-10-01: 0; 2004-11-01: 0; 2004-12-01: 0; 2005-03-01: 0; 2005-04-01: 0; 2005-09-01: 0 | 0 | 0 | 0 | 0 | 0 | 0 | 0 | 0 | 0 | 0.42074 | 2.9897 | 0 | 0 | 0 | 0 | 0 | 0 | 0 | 0 | 0 | 0 | 0 | 0 | 0 | 0 | 0 | 0 | 0 | 0 | 0 | 0 | 0 | 0 | 0 | 0 | 0 | 0 | 0 | 0 | 0 | 0 | 0 | 0 | 0 | 0 | 0 | 0 | 0 | 0
Lighting - Controls | RES | Photocell | Unit | 10 | 0 | 0 | 106 | 0 | 107 | 8 | 0.89 | 0 | 2 | 2 |  | 2004-08-01: 0; 2004-10-01: 0; 2004-11-01: 0; 2004-12-01: 0; 2005-03-01: 0; 2005-04-01: 2; 2005-09-01: 0 | 20 | 0 | 214 | 190.46 | 0 | 188.68 | 0 | 1509.44 | 0 | 0.42074 | 2.9897 | 0 | 0 | 0 | 0 | 0 | 0 | 0 | 0 | 0 | 0 | 0 | 0 | 0 | 0 | 0 | 0 | 0 | 0 | 0 | 0 | 0 | 0 | 0 | 0 | 0 | 0 | 0 | 0 | 0 | 0 | 0 | 0 | 0 | 0 | 79.3846 | 0 | 0 | 79.3846
Lighting - Comprehensive Measures | RES | Exit Sign Retrofit Kit (LED) | fixture | 4.5 | 0 | 0.025 | 219 | 0 | 32 | 16 | 0.89 | 0 | 0 | 0 |  | 2004-03-01: 0; 2004-08-01: 0; 2004-10-01: 0; 2004-11-01: 0; 2004-12-01: 0; 2005-03-01: 0; 2005-09-01: 0 | 0 | 0 | 0 | 0 | 0 | 0 | 0 | 0 | 0 | 0.71598 | 4.9297 | 0 | 0 | 0 | 0 | 0 | 0 | 0 | 0 | 0 | 0 | 0 | 0 | 0 | 0 | 0 | 0 | 0 | 0 | 0 | 0 | 0 | 0 | 0 | 0 | 0 | 0 | 0 | 0 | 0 | 0 | 0 | 0 | 0 | 0 | 0 | 0 | 0 | 0
Lighting - Comprehensive Measures | RES | LED Exit Sign | fixture | 25 | 0 | 0.036 | 315.36 | 0 | 94 | 16 | 0.89 | 550 | 449 | 449 |  | 2004-03-01: 0; 2004-08-01: 0; 2004-10-01: 21; 2004-11-01: 24; 2004-12-01: 272; 2005-01-01: 58; 2005-03-01: 26; 2005-04-01: 36; 2005-06-01: 12; 2005-09-01: 0 | 11225 | 0 | 42206 | 37563.34 | 14.386 | 126021.0096 | 0 | 2016336.1536 | 0 | 0.71598 | 4.9297 | 0 | 0 | 0 | 0 | 0 | 0 | 0 | 0 | 0 | 0 | 0 | 0 | 0 | 0 | 0 | 0 | 0 | 0 | 0 | 0 | 0 | 0 | 0 | 0 | 0 | 0 | 0 | 0 | 0 | 0 | 0 | 0 | 0 | 0 | 90228.4565 | 0 | 0 | 90228.4565
Water Heating - Controls | RES | 2.0 gpm Showerhead | Unit | 5 | 0 | 0 | 150.6 | 0 | 20 | 10 | 0.89 | 20 | 6 | 6 |  | 2004-03-01: 0; 2004-08-01: 0; 2004-10-01: 0; 2005-03-01: 0; 2005-04-01: 6; 2005-09-01: 0 | 30 | 0 | 120 | 106.8 | 0 | 804.204 | 0 | 8042.04 | 0 | 0.50271 | 3.5343 | 0 | 0 | 0 | 0 | 0 | 0 | 0 | 0 | 0 | 0 | 0 | 0 | 0 | 0 | 0 | 0 | 0 | 0 | 0 | 0 | 0 | 0 | 0 | 0 | 0 | 0 | 0 | 0 | 0 | 0 | 0 | 0 | 0 | 0 | 404.2794 | 0 | 0 | 404.2794
Residential - Comprehensive Measures | RES | Faucet Aerator | Unit | 1.25 | 0 | 0 | 11.7 | 0 | 4.82 | 10 | 0.89 | 0 | 12 | 12 |  | 2004-03-01: 0; 2004-08-01: 0; 2004-10-01: 0; 2004-11-01: 0; 2004-12-01: 0; 2005-07-01: 12; 2005-09-01: 0 | 15 | 0 | 57.84 | 51.4776 | 0 | 124.956 | 0 | 1249.56 | 0 | 0.50271 | 3.5343 | 0 | 0 | 0 | 0 | 0 | 0 | 0 | 0 | 0 | 0 | 0 | 0 | 0 | 0 | 0 | 0 | 0 | 0 | 0 | 0 | 0 | 0 | 0 | 0 | 0 | 0 | 0 | 0 | 0 | 0 | 0 | 0 | 0 | 0 | 62.8163 | 0 | 0 | 62.8163
Residential - Comprehensive Measures | RES | Duct Test - Multifamily | unit | 50 | 0 | 0 | 0 | 0 | 100 | 10 | 0.89 | 0 | 0 | 0 |  | 2004-03-01: 0; 2004-08-01: 0; 2004-10-01: 0; 2004-11-01: 0; 2004-12-01: 0; 2005-03-01: 0; 2005-04-01: 0; 2005-09-01: 0 | 0 | 0 | 0 | 0 | 0 | 0 | 0 | 0 | 0 | 0.50271 | 3.5343 | 0 | 0 | 0 | 0 | 0 | 0 | 0 | 0 | 0 | 0 | 0 | 0 | 0 | 0 | 0 | 0 | 0 | 0 | 0 | 0 | 0 | 0 | 0 | 0 | 0 | 0 | 0 | 0 | 0 | 0 | 0 | 0 | 0 | 0 | 0 | 0 | 0 | 0
Residential - Comprehensive Measures | RES | Duct Test - Mobile Homes | unit | 50 | 0 | 0 | 0 | 0 | 100 | 10 | 0.89 | 0 | 0 | 0 |  | 2004-03-01: 0; 2004-08-01: 0; 2004-10-01: 0; 2004-11-01: 0; 2004-12-01: 0; 2005-04-01: 0; 2005-09-01: 0 | 0 | 0 | 0 | 0 | 0 | 0 | 0 | 0 | 0 | 0.50271 | 3.5343 | 0 | 0 | 0 | 0 | 0 | 0 | 0 | 0 | 0 | 0 | 0 | 0 | 0 | 0 | 0 | 0 | 0 | 0 | 0 | 0 | 0 | 0 | 0 | 0 | 0 | 0 | 0 | 0 | 0 | 0 | 0 | 0 | 0 | 0 | 0 | 0 | 0 | 0
Residential - Comprehensive Measures | RES | Duct Sealing - Multi Family | site | 200 | 0 | 0.2 | 302.75 | 0 | 358.38 | 18 | 0.89 | 0 | 0 | 0 |  | 2004-03-01: 0; 2004-08-01: 0; 2004-10-01: 0; 2004-11-01: 0; 2004-12-01: 0; 2005-03-01: 0; 2005-04-01: 0; 2005-09-01: 0 | 0 | 0 | 0 | 0 | 0 | 0 | 0 | 0 | 0 | 0.77786 | 5.3306 | 0 | 0 | 0 | 0 | 0 | 0 | 0 | 0 | 0 | 0 | 0 | 0 | 0 | 0 | 0 | 0 | 0 | 0 | 0 | 0 | 0 | 0 | 0 | 0 | 0 | 0 | 0 | 0 | 0 | 0 | 0 | 0 | 0 | 0 | 0 | 0 | 0 | 0
Residential - Comprehensive Measures | RES | Duct Sealing - Mobile Homes | site | 200 | 0 | 0.2 | 302.75 | 0 | 358.38 | 18 | 0.89 | 0 | 0 | 0 |  | 2004-03-01: 0; 2004-08-01: 0; 2004-10-01: 0; 2004-11-01: 0; 2004-12-01: 0; 2005-03-01: 0; 2005-04-01: 0; 2005-09-01: 0 | 0 | 0 | 0 | 0 | 0 | 0 | 0 | 0 | 0 | 0.77786 | 5.3306 | 0 | 0 | 0 | 0 | 0 | 0 | 0 | 0 | 0 | 0 | 0 | 0 | 0 | 0 | 0 | 0 | 0 | 0 | 0 | 0 | 0 | 0 | 0 | 0 | 0 | 0 | 0 | 0 | 0 | 0 | 0 | 0 | 0 | 0 | 0 | 0 | 0 | 0
Lighting - Comprehensive Measures | RES | Turn-In-Torchiere Floor Lamps replacing halogen lamps | Unit | 75 | 0 | 0 | 276 | 0 | 29.5 | 9 | 0.89 | 0 | 0 | 0 |  | 2004-03-01: 0; 2004-08-01: 0; 2004-10-01: 0; 2004-11-01: 0; 2004-12-01: 0; 2005-03-01: 0; 2005-04-01: 0; 2005-09-01: 0 | 0 | 0 | 0 | 0 | 0 | 0 | 0 | 0 | 0 | 0.4625 | 3.2675 | 0 | 0 | 0 | 0 | 0 | 0 | 0 | 0 | 0 | 0 | 0 | 0 | 0 | 0 | 0 | 0 | 0 | 0 | 0 | 0 | 0 | 0 | 0 | 0 | 0 | 0 | 0 | 0 | 0 | 0 | 0 | 0 | 0 | 0 | 0 | 0 | 0 | 0
Water Heating - Systems | RES | Electric Water Heater EF .93 | Unit | 40 | 0 | 0 | 281 | 0 | 60 | 13 | 0.89 | 10 | 0 | 0 |  | 2004-03-01: 0; 2004-08-01: 0; 2004-10-01: 0; 2004-11-01: 0; 2004-12-01: 0; 2005-04-01: 0; 2005-09-01: 0 | 0 | 0 | 0 | 0 | 0 | 0 | 0 | 0 | 0 | 0.61483 | 4.2688 | 0 | 0 | 0 | 0 | 0 | 0 | 0 | 0 | 0 | 0 | 0 | 0 | 0 | 0 | 0 | 0 | 0 | 0 | 0 | 0 | 0 | 0 | 0 | 0 | 0 | 0 | 0 | 0 | 0 | 0 | 0 | 0 | 0 | 0 | 0 | 0 | 0 | 0
0 | 0 | 0 | 0 | 0 | 0 | 0 | 0 | 0 | 0 | 0 | 0 | 0 | 0 | 0 |  | 2005-09-01: 0 | 0 | 0 | 0 | 0 | 0 | 0 | 0 | 0 | 0 | 0 | 0 | 0 | 0 | 0 | 0 | 0 | 0 | 0 | 0 | 0 | 0 | 0 | 0 | 0 | 0 | 0 | 0 | 0 | 0 | 0 | 0 | 0 | 0 | 0 | 0 | 0 | 0 | 0 | 0 | 0 | 0 | 0 | 0 | 0 | 0 | 0 | 0 | 0 | 0
0 | 0 | 0 | 0 | 0 | 0 | 0 | 0 | 0 | 0 | 0 | 0 | 0 | 0 | 0 | [29 empty] | 0 | 0 | 0 | 0 | 0 | 0 | 0 | 0 | 0 | 0 | 0 | 0 | 0 | 0 | 0 | 0 | 0 | 0 | 0 | 0 | 0 | 0 | 0 | 0 | 0 | 0 | 0 | 0 | 0 | 0 | 0 | 0 | 0 | 0 | 0 | 0 | 0 | 0 | 0 | 0 | 0 | 0 | 0 | 0 | 0 | 0 | 0 | 0 | 0
0 | 0 | 0 | 0 | 0 | 0 | 0 | 0 | 0 | 0 | 0 | 0 | 0 | 0 | 0 | [29 empty] | 0 | 0 | 0 | 0 | 0 | 0 | 0 | 0 | 0 | 0 | 0 | 0 | 0 | 0 | 0 | 0 | 0 | 0 | 0 | 0 | 0 | 0 | 0 | 0 | 0 | 0 | 0 | 0 | 0 | 0 | 0 | 0 | 0 | 0 | 0 | 0 | 0 | 0 | 0 | 0 | 0 | 0 | 0 | 0 | 0 | 0 | 0 | 0 | 0
0 | 0 | 0 | 0 | 0 | 0 | 0 | 0 | 0 | 0 | 0 | 0 | 0 | 0 | 0 | [29 empty] | 0 | 0 | 0 | 0 | 0 | 0 | 0 | 0 | 0 | 0 | 0 | 0 | 0 | 0 | 0 | 0 | 0 | 0 | 0 | 0 | 0 | 0 | 0 | 0 | 0 | 0 | 0 | 0 | 0 | 0 | 0 | 0 | 0 | 0 | 0 | 0 | 0 | 0 | 0 | 0 | 0 | 0 | 0 | 0 | 0 | 0 | 0 | 0 | 0
0 | 0 | 0 | 0 | 0 | 0 | 0 | 0 | 0 | 0 | 0 | 0 | 0 | 0 | 0 | [29 empty] | 0 | 0 | 0 | 0 | 0 | 0 | 0 | 0 | 0 | 0 | 0 | 0 | 0 | 0 | 0 | 0 | 0 | 0 | 0 | 0 | 0 | 0 | 0 | 0 | 0 | 0 | 0 | 0 | 0 | 0 | 0 | 0 | 0 | 0 | 0 | 0 | 0 | 0 | 0 | 0 | 0 | 0 | 0 | 0 | 0 | 0 | 0 | 0 | 0
0 | 0 | 0 | 0 | 0 | 0 | 0 | 0 | 0 | 0 | 0 | 0 | 0 | 0 | 0 | [29 empty] | 0 | 0 | 0 | 0 | 0 | 0 | 0 | 0 | 0 | 0 | 0 | 0 | 0 | 0 | 0 | 0 | 0 | 0 | 0 | 0 | 0 | 0 | 0 | 0 | 0 | 0 | 0 | 0 | 0 | 0 | 0 | 0 | 0 | 0 | 0 | 0 | 0 | 0 | 0 | 0 | 0 | 0 | 0 | 0 | 0 | 0 | 0 | 0 | 0
0 | 0 | 0 | 0 | 0 | 0 | 0 | 0 | 0 | 0 | 0 | 0 | 0 | 0 | 0 | [29 empty] | 0 | 0 | 0 | 0 | 0 | 0 | 0 | 0 | 0 | 0 | 0 | 0 | 0 | 0 | 0 | 0 | 0 | 0 | 0 | 0 | 0 | 0 | 0 | 0 | 0 | 0 | 0 | 0 | 0 | 0 | 0 | 0 | 0 | 0 | 0 | 0 | 0 | 0 | 0 | 0 | 0 | 0 | 0 | 0 | 0 | 0 | 0 | 0 | 0
0 | 0 | 0 | 0 | 0 | 0 | 0 | 0 | 0 | 0 | 0 | 0 | 0 | 0 | 0 | [29 empty] | 0 | 0 | 0 | 0 | 0 | 0 | 0 | 0 | 0 | 0 | 0 | 0 | 0 | 0 | 0 | 0 | 0 | 0 | 0 | 0 | 0 | 0 | 0 | 0 | 0 | 0 | 0 | 0 | 0 | 0 | 0 | 0 | 0 | 0 | 0 | 0 | 0 | 0 | 0 | 0 | 0 | 0 | 0 | 0 | 0 | 0 | 0 | 0 | 0
0 | 0 | 0 | 0 | 0 | 0 | 0 | 0 | 0 | 0 | 0 | 0 | 0 | 0 | 0 | [29 empty] | 0 | 0 | 0 | 0 | 0 | 0 | 0 | 0 | 0 | 0 | 0 | 0 | 0 | 0 | 0 | 0 | 0 | 0 | 0 | 0 | 0 | 0 | 0 | 0 | 0 | 0 | 0 | 0 | 0 | 0 | 0 | 0 | 0 | 0 | 0 | 0 | 0 | 0 | 0 | 0 | 0 | 0 | 0 | 0 | 0 | 0 | 0 | 0 | 0
0 | 0 | 0 | 0 | 0 | 0 | 0 | 0 | 0 | 0 | 0 | 0 | 0 | 0 | 0 | [29 empty] | 0 | 0 | 0 | 0 | 0 | 0 | 0 | 0 | 0 | 0 | 0 | 0 | 0 | 0 | 0 | 0 | 0 | 0 | 0 | 0 | 0 | 0 | 0 | 0 | 0 | 0 | 0 | 0 | 0 | 0 | 0 | 0 | 0 | 0 | 0 | 0 | 0 | 0 | 0 | 0 | 0 | 0 | 0 | 0 | 0 | 0 | 0 | 0 | 0
0 | 0 | 0 | 0 | 0 | 0 | 0 | 0 | 0 | 0 | 0 | 0 | 0 | 0 | 0 | [29 empty] | 0 | 0 | 0 | 0 | 0 | 0 | 0 | 0 | 0 | 0 | 0 | 0 | 0 | 0 | 0 | 0 | 0 | 0 | 0 | 0 | 0 | 0 | 0 | 0 | 0 | 0 | 0 | 0 | 0 | 0 | 0 | 0 | 0 | 0 | 0 | 0 | 0 | 0 | 0 | 0 | 0 | 0 | 0 | 0 | 0 | 0 | 0 | 0 | 0
0 | 0 | 0 | 0 | 0 | 0 | 0 | 0 | 0 | 0 | 0 | 0 | 0 | 0 | 0 | [29 empty] | 0 | 0 | 0 | 0 | 0 | 0 | 0 | 0 | 0 | 0 | 0 | 0 | 0 | 0 | 0 | 0 | 0 | 0 | 0 | 0 | 0 | 0 | 0 | 0 | 0 | 0 | 0 | 0 | 0 | 0 | 0 | 0 | 0 | 0 | 0 | 0 | 0 | 0 | 0 | 0 | 0 | 0 | 0 | 0 | 0 | 0 | 0 | 0 | 0
0 | 0 | 0 | 0 | 0 | 0 | 0 | 0 | 0 | 0 | 0 | 0 | 0 | 0 | 0 | [29 empty] | 0 | 0 | 0 | 0 | 0 | 0 | 0 | 0 | 0 | 0 | 0 | 0 | 0 | 0 | 0 | 0 | 0 | 0 | 0 | 0 | 0 | 0 | 0 | 0 | 0 | 0 | 0 | 0 | 0 | 0 | 0 | 0 | 0 | 0 | 0 | 0 | 0 | 0 | 0 | 0 | 0 | 0 | 0 | 0 | 0 | 0 | 0 | 0 | 0
0 | 0 | 0 | 0 | 0 | 0 | 0 | 0 | 0 | 0 | 0 | 0 | 0 | 0 | 0 | [29 empty] | 0 | 0 | 0 | 0 | 0 | 0 | 0 | 0 | 0 | 0 | 0 | 0 | 0 | 0 | 0 | 0 | 0 | 0 | 0 | 0 | 0 | 0 | 0 | 0 | 0 | 0 | 0 | 0 | 0 | 0 | 0 | 0 | 0 | 0 | 0 | 0 | 0 | 0 | 0 | 0 | 0 | 0 | 0 | 0 | 0 | 0 | 0 | 0 | 0
0 | 0 | 0 | 0 | 0 | 0 | 0 | 0 | 0 | 0 | 0 | 0 | 0 | 0 | 0 | [29 empty] | 0 | 0 | 0 | 0 | 0 | 0 | 0 | 0 | 0 | 0 | 0 | 0 | 0 | 0 | 0 | 0 | 0 | 0 | 0 | 0 | 0 | 0 | 0 | 0 | 0 | 0 | 0 | 0 | 0 | 0 | 0 | 0 | 0 | 0 | 0 | 0 | 0 | 0 | 0 | 0 | 0 | 0 | 0 | 0 | 0 | 0 | 0 | 0 | 0
0 | 0 | 0 | 0 | 0 | 0 | 0 | 0 | 0 | 0 | 0 | 0 | 0 | 0 | 0 | [29 empty] | 0 | 0 | 0 | 0 | 0 | 0 | 0 | 0 | 0 | 0 | 0 | 0 | 0 | 0 | 0 | 0 | 0 | 0 | 0 | 0 | 0 | 0 | 0 | 0 | 0 | 0 | 0 | 0 | 0 | 0 | 0 | 0 | 0 | 0 | 0 | 0 | 0 | 0 | 0 | 0 | 0 | 0 | 0 | 0 | 0 | 0 | 0 | 0 | 0
0 | 0 | 0 | 0 | 0 | 0 | 0 | 0 | 0 | 0 | 0 | 0 | 0 | 0 | 0 | [29 empty] | 0 | 0 | 0 | 0 | 0 | 0 | 0 | 0 | 0 | 0 | 0 | 0 | 0 | 0 | 0 | 0 | 0 | 0 | 0 | 0 | 0 | 0 | 0 | 0 | 0 | 0 | 0 | 0 | 0 | 0 | 0 | 0 | 0 | 0 | 0 | 0 | 0 | 0 | 0 | 0 | 0 | 0 | 0 | 0 | 0 | 0 | 0 | 0 | 0
0 | 0 | 0 | 0 | 0 | 0 | 0 | 0 | 0 | 0 | 0 | 0 | 0 | 0 | 0 | [29 empty] | 0 | 0 | 0 | 0 | 0 | 0 | 0 | 0 | 0 | 0 | 0 | 0 | 0 | 0 | 0 | 0 | 0 | 0 | 0 | 0 | 0 | 0 | 0 | 0 | 0 | 0 | 0 | 0 | 0 | 0 | 0 | 0 | 0 | 0 | 0 | 0 | 0 | 0 | 0 | 0 | 0 | 0 | 0 | 0 | 0 | 0 | 0 | 0 | 0
0 | 0 | 0 | 0 | 0 | 0 | 0 | 0 | 0 | 0 | 0 | 0 | 0 | 0 | 0 | [29 empty] | 0 | 0 | 0 | 0 | 0 | 0 | 0 | 0 | 0 | 0 | 0 | 0 | 0 | 0 | 0 | 0 | 0 | 0 | 0 | 0 | 0 | 0 | 0 | 0 | 0 | 0 | 0 | 0 | 0 | 0 | 0 | 0 | 0 | 0 | 0 | 0 | 0 | 0 | 0 | 0 | 0 | 0 | 0 | 0 | 0 | 0 | 0 | 0 | 0
0 | 0 | 0 | 0 | 0 | 0 | 0 | 0 | 0 | 0 | 0 | 0 | 0 | 0 | 0 | [29 empty] | 0 | 0 | 0 | 0 | 0 | 0 | 0 | 0 | 0 | 0 | 0 | 0 | 0 | 0 | 0 | 0 | 0 | 0 | 0 | 0 | 0 | 0 | 0 | 0 | 0 | 0 | 0 | 0 | 0 | 0 | 0 | 0 | 0 | 0 | 0 | 0 | 0 | 0 | 0 | 0 | 0 | 0 | 0 | 0 | 0 | 0 | 0 | 0 | 0
0 | 0 | 0 | 0 | 0 | 0 | 0 | 0 | 0 | 0 | 0 | 0 | 0 | 0 | 0 | [29 empty] | 0 | 0 | 0 | 0 | 0 | 0 | 0 | 0 | 0 | 0 | 0 | 0 | 0 | 0 | 0 | 0 | 0 | 0 | 0 | 0 | 0 | 0 | 0 | 0 | 0 | 0 | 0 | 0 | 0 | 0 | 0 | 0 | 0 | 0 | 0 | 0 | 0 | 0 | 0 | 0 | 0 | 0 | 0 | 0 | 0 | 0 | 0 | 0 | 0
0 | 0 | 0 | 0 | 0 | 0 | 0 | 0 | 0 | 0 | 0 | 0 | 0 | 0 | 0 | [29 empty] | 0 | 0 | 0 | 0 | 0 | 0 | 0 | 0 | 0 | 0 | 0 | 0 | 0 | 0 | 0 | 0 | 0 | 0 | 0 | 0 | 0 | 0 | 0 | 0 | 0 | 0 | 0 | 0 | 0 | 0 | 0 | 0 | 0 | 0 | 0 | 0 | 0 | 0 | 0 | 0 | 0 | 0 | 0 | 0 | 0 | 0 | 0 | 0 | 0
0 | 0 | 0 | 0 | 0 | 0 | 0 | 0 | 0 | 0 | 0 | 0 | 0 | 0 | 0 | [29 empty] | 0 | 0 | 0 | 0 | 0 | 0 | 0 | 0 | 0 | 0 | 0 | 0 | 0 | 0 | 0 | 0 | 0 | 0 | 0 | 0 | 0 | 0 | 0 | 0 | 0 | 0 | 0 | 0 | 0 | 0 | 0 | 0 | 0 | 0 | 0 | 0 | 0 | 0 | 0 | 0 | 0 | 0 | 0 | 0 | 0 | 0 | 0 | 0 | 0
0 | 0 | 0 | 0 | 0 | 0 | 0 | 0 | 0 | 0 | 0 | 0 | 0 | 0 | 0 | [29 empty] | 0 | 0 | 0 | 0 | 0 | 0 | 0 | 0 | 0 | 0 | 0 | 0 | 0 | 0 | 0 | 0 | 0 | 0 | 0 | 0 | 0 | 0 | 0 | 0 | 0 | 0 | 0 | 0 | 0 | 0 | 0 | 0 | 0 | 0 | 0 | 0 | 0 | 0 | 0 | 0 | 0 | 0 | 0 | 0 | 0 | 0 | 0 | 0 | 0
0 | 0 | 0 | 0 | 0 | 0 | 0 | 0 | 0 | 0 | 0 | 0 | 0 | 0 | 0 | [29 empty] | 0 | 0 | 0 | 0 | 0 | 0 | 0 | 0 | 0 | 0 | 0 | 0 | 0 | 0 | 0 | 0 | 0 | 0 | 0 | 0 | 0 | 0 | 0 | 0 | 0 | 0 | 0 | 0 | 0 | 0 | 0 | 0 | 0 | 0 | 0 | 0 | 0 | 0 | 0 | 0 | 0 | 0 | 0 | 0 | 0 | 0 | 0 | 0 | 0
0 | 0 | 0 | 0 | 0 | 0 | 0 | 0 | 0 | 0 | 0 | 0 | 0 | 0 | 0 | [29 empty] | 0 | 0 | 0 | 0 | 0 | 0 | 0 | 0 | 0 | 0 | 0 | 0 | 0 | 0 | 0 | 0 | 0 | 0 | 0 | 0 | 0 | 0 | 0 | 0 | 0 | 0 | 0 | 0 | 0 | 0 | 0 | 0 | 0 | 0 | 0 | 0 | 0 | 0 | 0 | 0 | 0 | 0 | 0 | 0 | 0 | 0 | 0 | 0 | 0
0 | 0 | 0 | 0 | 0 | 0 | 0 | 0 | 0 | 0 | 0 | 0 | 0 | 0 | 0 | [29 empty] | 0 | 0 | 0 | 0 | 0 | 0 | 0 | 0 | 0 | 0 | 0 | 0 | 0 | 0 | 0 | 0 | 0 | 0 | 0 | 0 | 0 | 0 | 0 | 0 | 0 | 0 | 0 | 0 | 0 | 0 | 0 | 0 | 0 | 0 | 0 | 0 | 0 | 0 | 0 | 0 | 0 | 0 | 0 | 0 | 0 | 0 | 0 | 0 | 0
0 | 0 | 0 | 0 | 0 | 0 | 0 | 0 | 0 | 0 | 0 | 0 | 0 | 0 | 0 | [29 empty] | 0 | 0 | 0 | 0 | 0 | 0 | 0 | 0 | 0 | 0 | 0 | 0 | 0 | 0 | 0 | 0 | 0 | 0 | 0 | 0 | 0 | 0 | 0 | 0 | 0 | 0 | 0 | 0 | 0 | 0 | 0 | 0 | 0 | 0 | 0 | 0 | 0 | 0 | 0 | 0 | 0 | 0 | 0 | 0 | 0 | 0 | 0 | 0 | 0
0 | 0 | 0 | 0 | 0 | 0 | 0 | 0 | 0 | 0 | 0 | 0 | 0 | 0 | 0 | [29 empty] | 0 | 0 | 0 | 0 | 0 | 0 | 0 | 0 | 0 | 0 | 0 | 0 | 0 | 0 | 0 | 0 | 0 | 0 | 0 | 0 | 0 | 0 | 0 | 0 | 0 | 0 | 0 | 0 | 0 | 0 | 0 | 0 | 0 | 0 | 0 | 0 | 0 | 0 | 0 | 0 | 0 | 0 | 0 | 0 | 0 | 0 | 0 | 0 | 0
0 | 0 | 0 | 0 | 0 | 0 | 0 | 0 | 0 | 0 | 0 | 0 | 0 | 0 | 0 | [29 empty] | 0 | 0 | 0 | 0 | 0 | 0 | 0 | 0 | 0 | 0 | 0 | 0 | 0 | 0 | 0 | 0 | 0 | 0 | 0 | 0 | 0 | 0 | 0 | 0 | 0 | 0 | 0 | 0 | 0 | 0 | 0 | 0 | 0 | 0 | 0 | 0 | 0 | 0 | 0 | 0 | 0 | 0 | 0 | 0 | 0 | 0 | 0 | 0 | 0
0 | 0 | 0 | 0 | 0 | 0 | 0 | 0 | 0 | 0 | 0 | 0 | 0 | 0 | 0 | [29 empty] | 0 | 0 | 0 | 0 | 0 | 0 | 0 | 0 | 0 | 0 | 0 | 0 | 0 | 0 | 0 | 0 | 0 | 0 | 0 | 0 | 0 | 0 | 0 | 0 | 0 | 0 | 0 | 0 | 0 | 0 | 0 | 0 | 0 | 0 | 0 | 0 | 0 | 0 | 0 | 0 | 0 | 0 | 0 | 0 | 0 | 0 | 0 | 0 | 0
0 | 0 | 0 | 0 | 0 | 0 | 0 | 0 | 0 | 0 | 0 | 0 | 0 | 0 | 0 | [29 empty] | 0 | 0 | 0 | 0 | 0 | 0 | 0 | 0 | 0 | 0 | 0 | 0 | 0 | 0 | 0 | 0 | 0 | 0 | 0 | 0 | 0 | 0 | 0 | 0 | 0 | 0 | 0 | 0 | 0 | 0 | 0 | 0 | 0 | 0 | 0 | 0 | 0 | 0 | 0 | 0 | 0 | 0 | 0 | 0 | 0 | 0 | 0 | 0 | 0
0 | 0 | 0 | 0 | 0 | 0 | 0 | 0 | 0 | 0 | 0 | 0 | 0 | 0 | 0 | [29 empty] | 0 | 0 | 0 | 0 | 0 | 0 | 0 | 0 | 0 | 0 | 0 | 0 | 0 | 0 | 0 | 0 | 0 | 0 | 0 | 0 | 0 | 0 | 0 | 0 | 0 | 0 | 0 | 0 | 0 | 0 | 0 | 0 | 0 | 0 | 0 | 0 | 0 | 0 | 0 | 0 | 0 | 0 | 0 | 0 | 0 | 0 | 0 | 0 | 0
0 | 0 | 0 | 0 | 0 | 0 | 0 | 0 | 0 | 0 | 0 | 0 | 0 | 0 | 0 | [29 empty] | 0 | 0 | 0 | 0 | 0 | 0 | 0 | 0 | 0 | 0 | 0 | 0 | 0 | 0 | 0 | 0 | 0 | 0 | 0 | 0 | 0 | 0 | 0 | 0 | 0 | 0 | 0 | 0 | 0 | 0 | 0 | 0 | 0 | 0 | 0 | 0 | 0 | 0 | 0 | 0 | 0 | 0 | 0 | 0 | 0 | 0 | 0 | 0 | 0
0 | 0 | 0 | 0 | 0 | 0 | 0 | 0 | 0 | 0 | 0 | 0 | 0 | 0 | 0 | [29 empty] | 0 | 0 | 0 | 0 | 0 | 0 | 0 | 0 | 0 | 0 | 0 | 0 | 0 | 0 | 0 | 0 | 0 | 0 | 0 | 0 | 0 | 0 | 0 | 0 | 0 | 0 | 0 | 0 | 0 | 0 | 0 | 0 | 0 | 0 | 0 | 0 | 0 | 0 | 0 | 0 | 0 | 0 | 0 | 0 | 0 | 0 | 0 | 0 | 0
0 | 0 | 0 | 0 | 0 | 0 | 0 | 0 | 0 | 0 | 0 | 0 | 0 | 0 | 0 | [29 empty] | 0 | 0 | 0 | 0 | 0 | 0 | 0 | 0 | 0 | 0 | 0 | 0 | 0 | 0 | 0 | 0 | 0 | 0 | 0 | 0 | 0 | 0 | 0 | 0 | 0 | 0 | 0 | 0 | 0 | 0 | 0 | 0 | 0 | 0 | 0 | 0 | 0 | 0 | 0 | 0 | 0 | 0 | 0 | 0 | 0 | 0 | 0 | 0 | 0
0 | 0 | 0 | 0 | 0 | 0 | 0 | 0 | 0 | 0 | 0 | 0 | 0 | 0 | 0 | [29 empty] | 0 | 0 | 0 | 0 | 0 | 0 | 0 | 0 | 0 | 0 | 0 | 0 | 0 | 0 | 0 | 0 | 0 | 0 | 0 | 0 | 0 | 0 | 0 | 0 | 0 | 0 | 0 | 0 | 0 | 0 | 0 | 0 | 0 | 0 | 0 | 0 | 0 | 0 | 0 | 0 | 0 | 0 | 0 | 0 | 0 | 0 | 0 | 0 | 0
0 | 0 | 0 | 0 | 0 | 0 | 0 | 0 | 0 | 0 | 0 | 0 | 0 | 0 | 0 | [29 empty] | 0 | 0 | 0 | 0 | 0 | 0 | 0 | 0 | 0 | 0 | 0 | 0 | 0 | 0 | 0 | 0 | 0 | 0 | 0 | 0 | 0 | 0 | 0 | 0 | 0 | 0 | 0 | 0 | 0 | 0 | 0 | 0 | 0 | 0 | 0 | 0 | 0 | 0 | 0 | 0 | 0 | 0 | 0 | 0 | 0 | 0 | 0 | 0 | 0
0 | 0 | 0 | 0 | 0 | 0 | 0 | 0 | 0 | 0 | 0 | 0 | 0 | 0 | 0 | [29 empty] | 0 | 0 | 0 | 0 | 0 | 0 | 0 | 0 | 0 | 0 | 0 | 0 | 0 | 0 | 0 | 0 | 0 | 0 | 0 | 0 | 0 | 0 | 0 | 0 | 0 | 0 | 0 | 0 | 0 | 0 | 0 | 0 | 0 | 0 | 0 | 0 | 0 | 0 | 0 | 0 | 0 | 0 | 0 | 0 | 0 | 0 | 0 | 0 | 0
0 | 0 | 0 | 0 | 0 | 0 | 0 | 0 | 0 | 0 | 0 | 0 | 0 | 0 | 0 | [29 empty] | 0 | 0 | 0 | 0 | 0 | 0 | 0 | 0 | 0 | 0 | 0 | 0 | 0 | 0 | 0 | 0 | 0 | 0 | 0 | 0 | 0 | 0 | 0 | 0 | 0 | 0 | 0 | 0 | 0 | 0 | 0 | 0 | 0 | 0 | 0 | 0 | 0 | 0 | 0 | 0 | 0 | 0 | 0 | 0 | 0 | 0 | 0 | 0 | 0
0 | 0 | 0 | 0 | 0 | 0 | 0 | 0 | 0 | 0 | 0 | 0 | 0 | 0 | 0 | [29 empty] | 0 | 0 | 0 | 0 | 0 | 0 | 0 | 0 | 0 | 0 | 0 | 0 | 0 | 0 | 0 | 0 | 0 | 0 | 0 | 0 | 0 | 0 | 0 | 0 | 0 | 0 | 0 | 0 | 0 | 0 | 0 | 0 | 0 | 0 | 0 | 0 | 0 | 0 | 0 | 0 | 0 | 0 | 0 | 0 | 0 | 0 | 0 | 0 | 0
0 | 0 | 0 | 0 | 0 | 0 | 0 | 0 | 0 | 0 | 0 | 0 | 0 | 0 | 0 | [29 empty] | 0 | 0 | 0 | 0 | 0 | 0 | 0 | 0 | 0 | 0 | 0 | 0 | 0 | 0 | 0 | 0 | 0 | 0 | 0 | 0 | 0 | 0 | 0 | 0 | 0 | 0 | 0 | 0 | 0 | 0 | 0 | 0 | 0 | 0 | 0 | 0 | 0 | 0 | 0 | 0 | 0 | 0 | 0 | 0 | 0 | 0 | 0 | 0 | 0
0 | 0 | 0 | 0 | 0 | 0 | 0 | 0 | 0 | 0 | 0 | 0 | 0 | 0 | 0 | [29 empty] | 0 | 0 | 0 | 0 | 0 | 0 | 0 | 0 | 0 | 0 | 0 | 0 | 0 | 0 | 0 | 0 | 0 | 0 | 0 | 0 | 0 | 0 | 0 | 0 | 0 | 0 | 0 | 0 | 0 | 0 | 0 | 0 | 0 | 0 | 0 | 0 | 0 | 0 | 0 | 0 | 0 | 0 | 0 | 0 | 0 | 0 | 0 | 0 | 0
0 | 0 | 0 | 0 | 0 | 0 | 0 | 0 | 0 | 0 | 0 | 0 | 0 | 0 | 0 | [29 empty] | 0 | 0 | 0 | 0 | 0 | 0 | 0 | 0 | 0 | 0 | 0 | 0 | 0 | 0 | 0 | 0 | 0 | 0 | 0 | 0 | 0 | 0 | 0 | 0 | 0 | 0 | 0 | 0 | 0 | 0 | 0 | 0 | 0 | 0 | 0 | 0 | 0 | 0 | 0 | 0 | 0 | 0 | 0 | 0 | 0 | 0 | 0 | 0 | 0
0 | 0 | 0 | 0 | 0 | 0 | 0 | 0 | 0 | 0 | 0 | 0 | 0 | 0 | 0 | [29 empty] | 0 | 0 | 0 | 0 | 0 | 0 | 0 | 0 | 0 | 0 | 0 | 0 | 0 | 0 | 0 | 0 | 0 | 0 | 0 | 0 | 0 | 0 | 0 | 0 | 0 | 0 | 0 | 0 | 0 | 0 | 0 | 0 | 0 | 0 | 0 | 0 | 0 | 0 | 0 | 0 | 0 | 0 | 0 | 0 | 0 | 0 | 0 | 0 | 0
0 | 0 | 0 | 0 | 0 | 0 | 0 | 0 | 0 | 0 | 0 | 0 | 0 | 0 | 0 | [29 empty] | 0 | 0 | 0 | 0 | 0 | 0 | 0 | 0 | 0 | 0 | 0 | 0 | 0 | 0 | 0 | 0 | 0 | 0 | 0 | 0 | 0 | 0 | 0 | 0 | 0 | 0 | 0 | 0 | 0 | 0 | 0 | 0 | 0 | 0 | 0 | 0 | 0 | 0 | 0 | 0 | 0 | 0 | 0 | 0 | 0 | 0 | 0 | 0 | 0
0 | 0 | 0 | 0 | 0 | 0 | 0 | 0 | 0 | 0 | 0 | 0 | 0 | 0 | 0 | [29 empty] | 0 | 0 | 0 | 0 | 0 | 0 | 0 | 0 | 0 | 0 | 0 | 0 | 0 | 0 | 0 | 0 | 0 | 0 | 0 | 0 | 0 | 0 | 0 | 0 | 0 | 0 | 0 | 0 | 0 | 0 | 0 | 0 | 0 | 0 | 0 | 0 | 0 | 0 | 0 | 0 | 0 | 0 | 0 | 0 | 0 | 0 | 0 | 0 | 0
0 | 0 | 0 | 0 | 0 | 0 | 0 | 0 | 0 | 0 | 0 | 0 | 0 | 0 | 0 | [29 empty] | 0 | 0 | 0 | 0 | 0 | 0 | 0 | 0 | 0 | 0 | 0 | 0 | 0 | 0 | 0 | 0 | 0 | 0 | 0 | 0 | 0 | 0 | 0 | 0 | 0 | 0 | 0 | 0 | 0 | 0 | 0 | 0 | 0 | 0 | 0 | 0 | 0 | 0 | 0 | 0 | 0 | 0 | 0 | 0 | 0 | 0 | 0 | 0 | 0
0 | 0 | 0 | 0 | 0 | 0 | 0 | 0 | 0 | 0 | 0 | 0 | 0 | 0 | 0 | [29 empty] | 0 | 0 | 0 | 0 | 0 | 0 | 0 | 0 | 0 | 0 | 0 | 0 | 0 | 0 | 0 | 0 | 0 | 0 | 0 | 0 | 0 | 0 | 0 | 0 | 0 | 0 | 0 | 0 | 0 | 0 | 0 | 0 | 0 | 0 | 0 | 0 | 0 | 0 | 0 | 0 | 0 | 0 | 0 | 0 | 0 | 0 | 0 | 0 | 0
0 | 0 | 0 | 0 | 0 | 0 | 0 | 0 | 0 | 0 | 0 | 0 | 0 | 0 | 0 | [29 empty] | 0 | 0 | 0 | 0 | 0 | 0 | 0 | 0 | 0 | 0 | 0 | 0 | 0 | 0 | 0 | 0 | 0 | 0 | 0 | 0 | 0 | 0 | 0 | 0 | 0 | 0 | 0 | 0 | 0 | 0 | 0 | 0 | 0 | 0 | 0 | 0 | 0 | 0 | 0 | 0 | 0 | 0 | 0 | 0 | 0 | 0 | 0 | 0 | 0
0 | 0 | 0 | 0 | 0 | 0 | 0 | 0 | 0 | 0 | 0 | 0 | 0 | 0 | 0 | [29 empty] | 0 | 0 | 0 | 0 | 0 | 0 | 0 | 0 | 0 | 0 | 0 | 0 | 0 | 0 | 0 | 0 | 0 | 0 | 0 | 0 | 0 | 0 | 0 | 0 | 0 | 0 | 0 | 0 | 0 | 0 | 0 | 0 | 0 | 0 | 0 | 0 | 0 | 0 | 0 | 0 | 0 | 0 | 0 | 0 | 0 | 0 | 0 | 0 | 0
0 | 0 | 0 | 0 | 0 | 0 | 0 | 0 | 0 | 0 | 0 | 0 | 0 | 0 | 0 | [29 empty] | 0 | 0 | 0 | 0 | 0 | 0 | 0 | 0 | 0 | 0 | 0 | 0 | 0 | 0 | 0 | 0 | 0 | 0 | 0 | 0 | 0 | 0 | 0 | 0 | 0 | 0 | 0 | 0 | 0 | 0 | 0 | 0 | 0 | 0 | 0 | 0 | 0 | 0 | 0 | 0 | 0 | 0 | 0 | 0 | 0 | 0 | 0 | 0 | 0
0 | 0 | 0 | 0 | 0 | 0 | 0 | 0 | 0 | 0 | 0 | 0 | 0 | 0 | 0 | [29 empty] | 0 | 0 | 0 | 0 | 0 | 0 | 0 | 0 | 0 | 0 | 0 | 0 | 0 | 0 | 0 | 0 | 0 | 0 | 0 | 0 | 0 | 0 | 0 | 0 | 0 | 0 | 0 | 0 | 0 | 0 | 0 | 0 | 0 | 0 | 0 | 0 | 0 | 0 | 0 | 0 | 0 | 0 | 0 | 0 | 0 | 0 | 0 | 0 | 0
0 | 0 | 0 | 0 | 0 | 0 | 0 | 0 | 0 | 0 | 0 | 0 | 0 | 0 | 0 | [29 empty] | 0 | 0 | 0 | 0 | 0 | 0 | 0 | 0 | 0 | 0 | 0 | 0 | 0 | 0 | 0 | 0 | 0 | 0 | 0 | 0 | 0 | 0 | 0 | 0 | 0 | 0 | 0 | 0 | 0 | 0 | 0 | 0 | 0 | 0 | 0 | 0 | 0 | 0 | 0 | 0 | 0 | 0 | 0 | 0 | 0 | 0 | 0 | 0 | 0
0 | 0 | 0 | 0 | 0 | 0 | 0 | 0 | 0 | 0 | 0 | 0 | 0 | 0 | 0 | [29 empty] | 0 | 0 | 0 | 0 | 0 | 0 | 0 | 0 | 0 | 0 | 0 | 0 | 0 | 0 | 0 | 0 | 0 | 0 | 0 | 0 | 0 | 0 | 0 | 0 | 0 | 0 | 0 | 0 | 0 | 0 | 0 | 0 | 0 | 0 | 0 | 0 | 0 | 0 | 0 | 0 | 0 | 0 | 0 | 0 | 0 | 0 | 0 | 0 | 0
0 | 0 | 0 | 0 | 0 | 0 | 0 | 0 | 0 | 0 | 0 | 0 | 0 | 0 | 0 | [29 empty] | 0 | 0 | 0 | 0 | 0 | 0 | 0 | 0 | 0 | 0 | 0 | 0 | 0 | 0 | 0 | 0 | 0 | 0 | 0 | 0 | 0 | 0 | 0 | 0 | 0 | 0 | 0 | 0 | 0 | 0 | 0 | 0 | 0 | 0 | 0 | 0 | 0 | 0 | 0 | 0 | 0 | 0 | 0 | 0 | 0 | 0 | 0 | 0 | 0
0 | 0 | 0 | 0 | 0 | 0 | 0 | 0 | 0 | 0 | 0 | 0 | 0 | 0 | 0 | [29 empty] | 0 | 0 | 0 | 0 | 0 | 0 | 0 | 0 | 0 | 0 | 0 | 0 | 0 | 0 | 0 | 0 | 0 | 0 | 0 | 0 | 0 | 0 | 0 | 0 | 0 | 0 | 0 | 0 | 0 | 0 | 0 | 0 | 0 | 0 | 0 | 0 | 0 | 0 | 0 | 0 | 0 | 0 | 0 | 0 | 0 | 0 | 0 | 0 | 0
0 | 0 | 0 | 0 | 0 | 0 | 0 | 0 | 0 | 0 | 0 | 0 | 0 | 0 | 0 | [29 empty] | 0 | 0 | 0 | 0 | 0 | 0 | 0 | 0 | 0 | 0 | 0 | 0 | 0 | 0 | 0 | 0 | 0 | 0 | 0 | 0 | 0 | 0 | 0 | 0 | 0 | 0 | 0 | 0 | 0 | 0 | 0 | 0 | 0 | 0 | 0 | 0 | 0 | 0 | 0 | 0 | 0 | 0 | 0 | 0 | 0 | 0 | 0 | 0 | 0
0 | 0 | 0 | 0 | 0 | 0 | 0 | 0 | 0 | 0 | 0 | 0 | 0 | 0 | 0 | [29 empty] | 0 | 0 | 0 | 0 | 0 | 0 | 0 | 0 | 0 | 0 | 0 | 0 | 0 | 0 | 0 | 0 | 0 | 0 | 0 | 0 | 0 | 0 | 0 | 0 | 0 | 0 | 0 | 0 | 0 | 0 | 0 | 0 | 0 | 0 | 0 | 0 | 0 | 0 | 0 | 0 | 0 | 0 | 0 | 0 | 0 | 0 | 0 | 0 | 0
0 | 0 | 0 | 0 | 0 | 0 | 0 | 0 | 0 | 0 | 0 | 0 | 0 | 0 | 0 | [29 empty] | 0 | 0 | 0 | 0 | 0 | 0 | 0 | 0 | 0 | 0 | 0 | 0 | 0 | 0 | 0 | 0 | 0 | 0 | 0 | 0 | 0 | 0 | 0 | 0 | 0 | 0 | 0 | 0 | 0 | 0 | 0 | 0 | 0 | 0 | 0 | 0 | 0 | 0 | 0 | 0 | 0 | 0 | 0 | 0 | 0 | 0 | 0 | 0 | 0
0 | 0 | 0 | 0 | 0 | 0 | 0 | 0 | 0 | 0 | 0 | 0 | 0 | 0 | 0 | [29 empty] | 0 | 0 | 0 | 0 | 0 | 0 | 0 | 0 | 0 | 0 | 0 | 0 | 0 | 0 | 0 | 0 | 0 | 0 | 0 | 0 | 0 | 0 | 0 | 0 | 0 | 0 | 0 | 0 | 0 | 0 | 0 | 0 | 0 | 0 | 0 | 0 | 0 | 0 | 0 | 0 | 0 | 0 | 0 | 0 | 0 | 0 | 0 | 0 | 0
0 | 0 | 0 | 0 | 0 | 0 | 0 | 0 | 0 | 0 | 0 | 0 | 0 | 0 | 0 | [29 empty] | 0 | 0 | 0 | 0 | 0 | 0 | 0 | 0 | 0 | 0 | 0 | 0 | 0 | 0 | 0 | 0 | 0 | 0 | 0 | 0 | 0 | 0 | 0 | 0 | 0 | 0 | 0 | 0 | 0 | 0 | 0 | 0 | 0 | 0 | 0 | 0 | 0 | 0 | 0 | 0 | 0 | 0 | 0 | 0 | 0 | 0 | 0 | 0 | 0
0 | 0 | 0 | 0 | 0 | 0 | 0 | 0 | 0 | 0 | 0 | 0 | 0 | 0 | 0 | [29 empty] | 0 | 0 | 0 | 0 | 0 | 0 | 0 | 0 | 0 | 0 | 0 | 0 | 0 | 0 | 0 | 0 | 0 | 0 | 0 | 0 | 0 | 0 | 0 | 0 | 0 | 0 | 0 | 0 | 0 | 0 | 0 | 0 | 0 | 0 | 0 | 0 | 0 | 0 | 0 | 0 | 0 | 0 | 0 | 0 | 0 | 0 | 0 | 0 | 0
0 | 0 | 0 | 0 | 0 | 0 | 0 | 0 | 0 | 0 | 0 | 0 | 0 | 0 | 0 | [29 empty] | 0 | 0 | 0 | 0 | 0 | 0 | 0 | 0 | 0 | 0 | 0 | 0 | 0 | 0 | 0 | 0 | 0 | 0 | 0 | 0 | 0 | 0 | 0 | 0 | 0 | 0 | 0 | 0 | 0 | 0 | 0 | 0 | 0 | 0 | 0 | 0 | 0 | 0 | 0 | 0 | 0 | 0 | 0 | 0 | 0 | 0 | 0 | 0 | 0
0 | 0 | 0 | 0 | 0 | 0 | 0 | 0 | 0 | 0 | 0 | 0 | 0 | 0 | 0 | [29 empty] | 0 | 0 | 0 | 0 | 0 | 0 | 0 | 0 | 0 | 0 | 0 | 0 | 0 | 0 | 0 | 0 | 0 | 0 | 0 | 0 | 0 | 0 | 0 | 0 | 0 | 0 | 0 | 0 | 0 | 0 | 0 | 0 | 0 | 0 | 0 | 0 | 0 | 0 | 0 | 0 | 0 | 0 | 0 | 0 | 0 | 0 | 0 | 0 | 0
0 | 0 | 0 | 0 | 0 | 0 | 0 | 0 | 0 | 0 | 0 | 0 | 0 | 0 | 0 | [29 empty] | 0 | 0 | 0 | 0 | 0 | 0 | 0 | 0 | 0 | 0 | 0 | 0 | 0 | 0 | 0 | 0 | 0 | 0 | 0 | 0 | 0 | 0 | 0 | 0 | 0 | 0 | 0 | 0 | 0 | 0 | 0 | 0 | 0 | 0 | 0 | 0 | 0 | 0 | 0 | 0 | 0 | 0 | 0 | 0 | 0 | 0 | 0 | 0 | 0
0 | 0 | 0 | 0 | 0 | 0 | 0 | 0 | 0 | 0 | 0 | 0 | 0 | 0 | 0 | [29 empty] | 0 | 0 | 0 | 0 | 0 | 0 | 0 | 0 | 0 | 0 | 0 | 0 | 0 | 0 | 0 | 0 | 0 | 0 | 0 | 0 | 0 | 0 | 0 | 0 | 0 | 0 | 0 | 0 | 0 | 0 | 0 | 0 | 0 | 0 | 0 | 0 | 0 | 0 | 0 | 0 | 0 | 0 | 0 | 0 | 0 | 0 | 0 | 0 | 0
0 | 0 | 0 | 0 | 0 | 0 | 0 | 0 | 0 | 0 | 0 | 0 | 0 | 0 | 0 | [29 empty] | 0 | 0 | 0 | 0 | 0 | 0 | 0 | 0 | 0 | 0 | 0 | 0 | 0 | 0 | 0 | 0 | 0 | 0 | 0 | 0 | 0 | 0 | 0 | 0 | 0 | 0 | 0 | 0 | 0 | 0 | 0 | 0 | 0 | 0 | 0 | 0 | 0 | 0 | 0 | 0 | 0 | 0 | 0 | 0 | 0 | 0 | 0 | 0 | 0
0 | 0 | 0 | 0 | 0 | 0 | 0 | 0 | 0 | 0 | 0 | 0 | 0 | 0 | 0 | [29 empty] | 0 | 0 | 0 | 0 | 0 | 0 | 0 | 0 | 0 | 0 | 0 | 0 | 0 | 0 | 0 | 0 | 0 | 0 | 0 | 0 | 0 | 0 | 0 | 0 | 0 | 0 | 0 | 0 | 0 | 0 | 0 | 0 | 0 | 0 | 0 | 0 | 0 | 0 | 0 | 0 | 0 | 0 | 0 | 0 | 0 | 0 | 0 | 0 | 0
0 | 0 | 0 | 0 | 0 | 0 | 0 | 0 | 0 | 0 | 0 | 0 | 0 | 0 | 0 | [29 empty] | 0 | 0 | 0 | 0 | 0 | 0 | 0 | 0 | 0 | 0 | 0 | 0 | 0 | 0 | 0 | 0 | 0 | 0 | 0 | 0 | 0 | 0 | 0 | 0 | 0 | 0 | 0 | 0 | 0 | 0 | 0 | 0 | 0 | 0 | 0 | 0 | 0 | 0 | 0 | 0 | 0 | 0 | 0 | 0 | 0 | 0 | 0 | 0 | 0
0 | 0 | 0 | 0 | 0 | 0 | 0 | 0 | 0 | 0 | 0 | 0 | 0 | 0 | 0 | [29 empty] | 0 | 0 | 0 | 0 | 0 | 0 | 0 | 0 | 0 | 0 | 0 | 0 | 0 | 0 | 0 | 0 | 0 | 0 | 0 | 0 | 0 | 0 | 0 | 0 | 0 | 0 | 0 | 0 | 0 | 0 | 0 | 0 | 0 | 0 | 0 | 0 | 0 | 0 | 0 | 0 | 0 | 0 | 0 | 0 | 0 | 0 | 0 | 0 | 0
0 | 0 | 0 | 0 | 0 | 0 | 0 | 0 | 0 | 0 | 0 | 0 | 0 | 0 | 0 | [29 empty] | 0 | 0 | 0 | 0 | 0 | 0 | 0 | 0 | 0 | 0 | 0 | 0 | 0 | 0 | 0 | 0 | 0 | 0 | 0 | 0 | 0 | 0 | 0 | 0 | 0 | 0 | 0 | 0 | 0 | 0 | 0 | 0 | 0 | 0 | 0 | 0 | 0 | 0 | 0 | 0 | 0 | 0 | 0 | 0 | 0 | 0 | 0 | 0 | 0
0 | 0 | 0 | 0 | 0 | 0 | 0 | 0 | 0 | 0 | 0 | 0 | 0 | 0 | 0 | [29 empty] | 0 | 0 | 0 | 0 | 0 | 0 | 0 | 0 | 0 | 0 | 0 | 0 | 0 | 0 | 0 | 0 | 0 | 0 | 0 | 0 | 0 | 0 | 0 | 0 | 0 | 0 | 0 | 0 | 0 | 0 | 0 | 0 | 0 | 0 | 0 | 0 | 0 | 0 | 0 | 0 | 0 | 0 | 0 | 0 | 0 | 0 | 0 | 0 | 0
0 | 0 | 0 | 0 | 0 | 0 | 0 | 0 | 0 | 0 | 0 | 0 | 0 | 0 | 0 | [29 empty] | 0 | 0 | 0 | 0 | 0 | 0 | 0 | 0 | 0 | 0 | 0 | 0 | 0 | 0 | 0 | 0 | 0 | 0 | 0 | 0 | 0 | 0 | 0 | 0 | 0 | 0 | 0 | 0 | 0 | 0 | 0 | 0 | 0 | 0 | 0 | 0 | 0 | 0 | 0 | 0 | 0 | 0 | 0 | 0 | 0 | 0 | 0 | 0 | 0
0 | 0 | 0 | 0 | 0 | 0 | 0 | 0 | 0 | 0 | 0 | 0 | 0 | 0 | 0 | [29 empty] | 0 | 0 | 0 | 0 | 0 | 0 | 0 | 0 | 0 | 0 | 0 | 0 | 0 | 0 | 0 | 0 | 0 | 0 | 0 | 0 | 0 | 0 | 0 | 0 | 0 | 0 | 0 | 0 | 0 | 0 | 0 | 0 | 0 | 0 | 0 | 0 | 0 | 0 | 0 | 0 | 0 | 0 | 0 | 0 | 0 | 0 | 0 | 0 | 0
0 | 0 | 0 | 0 | 0 | 0 | 0 | 0 | 0 | 0 | 0 | 0 | 0 | 0 | 0 | [29 empty] | 0 | 0 | 0 | 0 | 0 | 0 | 0 | 0 | 0 | 0 | 0 | 0 | 0 | 0 | 0 | 0 | 0 | 0 | 0 | 0 | 0 | 0 | 0 | 0 | 0 | 0 | 0 | 0 | 0 | 0 | 0 | 0 | 0 | 0 | 0 | 0 | 0 | 0 | 0 | 0 | 0 | 0 | 0 | 0 | 0 | 0 | 0 | 0 | 0
0 | 0 | 0 | 0 | 0 | 0 | 0 | 0 | 0 | 0 | 0 | 0 | 0 | 0 | 0 | [29 empty] | 0 | 0 | 0 | 0 | 0 | 0 | 0 | 0 | 0 | 0 | 0 | 0 | 0 | 0 | 0 | 0 | 0 | 0 | 0 | 0 | 0 | 0 | 0 | 0 | 0 | 0 | 0 | 0 | 0 | 0 | 0 | 0 | 0 | 0 | 0 | 0 | 0 | 0 | 0 | 0 | 0 | 0 | 0 | 0 | 0 | 0 | 0 | 0 | 0
0 | 0 | 0 | 0 | 0 | 0 | 0 | 0 | 0 | 0 | 0 | 0 | 0 | 0 | 0 | [29 empty] | 0 | 0 | 0 | 0 | 0 | 0 | 0 | 0 | 0 | 0 | 0 | 0 | 0 | 0 | 0 | 0 | 0 | 0 | 0 | 0 | 0 | 0 | 0 | 0 | 0 | 0 | 0 | 0 | 0 | 0 | 0 | 0 | 0 | 0 | 0 | 0 | 0 | 0 | 0 | 0 | 0 | 0 | 0 | 0 | 0 | 0 | 0 | 0 | 0
0 | 0 | 0 | 0 | 0 | 0 | 0 | 0 | 0 | 0 | 0 | 0 | 0 | 0 | 0 | [29 empty] | 0 | 0 | 0 | 0 | 0 | 0 | 0 | 0 | 0 | 0 | 0 | 0 | 0 | 0 | 0 | 0 | 0 | 0 | 0 | 0 | 0 | 0 | 0 | 0 | 0 | 0 | 0 | 0 | 0 | 0 | 0 | 0 | 0 | 0 | 0 | 0 | 0 | 0 | 0 | 0 | 0 | 0 | 0 | 0 | 0 | 0 | 0 | 0 | 0
0 | 0 | 0 | 0 | 0 | 0 | 0 | 0 | 0 | 0 | 0 | 0 | 0 | 0 | 0 | [29 empty] | 0 | 0 | 0 | 0 | 0 | 0 | 0 | 0 | 0 | 0 | 0 | 0 | 0 | 0 | 0 | 0 | 0 | 0 | 0 | 0 | 0 | 0 | 0 | 0 | 0 | 0 | 0 | 0 | 0 | 0 | 0 | 0 | 0 | 0 | 0 | 0 | 0 | 0 | 0 | 0 | 0 | 0 | 0 | 0 | 0 | 0 | 0 | 0 | 0
0 | 0 | 0 | 0 | 0 | 0 | 0 | 0 | 0 | 0 | 0 | 0 | 0 | 0 | 0 | [29 empty] | 0 | 0 | 0 | 0 | 0 | 0 | 0 | 0 | 0 | 0 | 0 | 0 | 0 | 0 | 0 | 0 | 0 | 0 | 0 | 0 | 0 | 0 | 0 | 0 | 0 | 0 | 0 | 0 | 0 | 0 | 0 | 0 | 0 | 0 | 0 | 0 | 0 | 0 | 0 | 0 | 0 | 0 | 0 | 0 | 0 | 0 | 0 | 0 | 0
0 | 0 | 0 | 0 | 0 | 0 | 0 | 0 | 0 | 0 | 0 | 0 | 0 | 0 | 0 | [29 empty] | 0 | 0 | 0 | 0 | 0 | 0 | 0 | 0 | 0 | 0 | 0 | 0 | 0 | 0 | 0 | 0 | 0 | 0 | 0 | 0 | 0 | 0 | 0 | 0 | 0 | 0 | 0 | 0 | 0 | 0 | 0 | 0 | 0 | 0 | 0 | 0 | 0 | 0 | 0 | 0 | 0 | 0 | 0 | 0 | 0 | 0 | 0 | 0 | 0
0 | 0 | 0 | 0 | 0 | 0 | 0 | 0 | 0 | 0 | 0 | 0 | 0 | 0 | 0 | [29 empty] | 0 | 0 | 0 | 0 | 0 | 0 | 0 | 0 | 0 | 0 | 0 | 0 | 0 | 0 | 0 | 0 | 0 | 0 | 0 | 0 | 0 | 0 | 0 | 0 | 0 | 0 | 0 | 0 | 0 | 0 | 0 | 0 | 0 | 0 | 0 | 0 | 0 | 0 | 0 | 0 | 0 | 0 | 0 | 0 | 0 | 0 | 0 | 0 | 0
0 | 0 | 0 | 0 | 0 | 0 | 0 | 0 | 0 | 0 | 0 | 0 | 0 | 0 | 0 | [29 empty] | 0 | 0 | 0 | 0 | 0 | 0 | 0 | 0 | 0 | 0 | 0 | 0 | 0 | 0 | 0 | 0 | 0 | 0 | 0 | 0 | 0 | 0 | 0 | 0 | 0 | 0 | 0 | 0 | 0 | 0 | 0 | 0 | 0 | 0 | 0 | 0 | 0 | 0 | 0 | 0 | 0 | 0 | 0 | 0 | 0 | 0 | 0 | 0 | 0
0 | 0 | 0 | 0 | 0 | 0 | 0 | 0 | 0 | 0 | 0 | 0 | 0 | 0 | 0 | [29 empty] | 0 | 0 | 0 | 0 | 0 | 0 | 0 | 0 | 0 | 0 | 0 | 0 | 0 | 0 | 0 | 0 | 0 | 0 | 0 | 0 | 0 | 0 | 0 | 0 | 0 | 0 | 0 | 0 | 0 | 0 | 0 | 0 | 0 | 0 | 0 | 0 | 0 | 0 | 0 | 0 | 0 | 0 | 0 | 0 | 0 | 0 | 0 | 0 | 0
0 | 0 | 0 | 0 | 0 | 0 | 0 | 0 | 0 | 0 | 0 | 0 | 0 | 0 | 0 | [29 empty] | 0 | 0 | 0 | 0 | 0 | 0 | 0 | 0 | 0 | 0 | 0 | 0 | 0 | 0 | 0 | 0 | 0 | 0 | 0 | 0 | 0 | 0 | 0 | 0 | 0 | 0 | 0 | 0 | 0 | 0 | 0 | 0 | 0 | 0 | 0 | 0 | 0 | 0 | 0 | 0 | 0 | 0 | 0 | 0 | 0 | 0 | 0 | 0 | 0
0 | 0 | 0 | 0 | 0 | 0 | 0 | 0 | 0 | 0 | 0 | 0 | 0 | 0 | 0 | [29 empty] | 0 | 0 | 0 | 0 | 0 | 0 | 0 | 0 | 0 | 0 | 0 | 0 | 0 | 0 | 0 | 0 | 0 | 0 | 0 | 0 | 0 | 0 | 0 | 0 | 0 | 0 | 0 | 0 | 0 | 0 | 0 | 0 | 0 | 0 | 0 | 0 | 0 | 0 | 0 | 0 | 0 | 0 | 0 | 0 | 0 | 0 | 0 | 0 | 0
0 | 0 | 0 | 0 | 0 | 0 | 0 | 0 | 0 | 0 | 0 | 0 | 0 | 0 | 0 | [29 empty] | 0 | 0 | 0 | 0 | 0 | 0 | 0 | 0 | 0 | 0 | 0 | 0 | 0 | 0 | 0 | 0 | 0 | 0 | 0 | 0 | 0 | 0 | 0 | 0 | 0 | 0 | 0 | 0 | 0 | 0 | 0 | 0 | 0 | 0 | 0 | 0 | 0 | 0 | 0 | 0 | 0 | 0 | 0 | 0 | 0 | 0 | 0 | 0 | 0
0 | 0 | 0 | 0 | 0 | 0 | 0 | 0 | 0 | 0 | 0 | 0 | 0 | 0 | 0 | [29 empty] | 0 | 0 | 0 | 0 | 0 | 0 | 0 | 0 | 0 | 0 | 0 | 0 | 0 | 0 | 0 | 0 | 0 | 0 | 0 | 0 | 0 | 0 | 0 | 0 | 0 | 0 | 0 | 0 | 0 | 0 | 0 | 0 | 0 | 0 | 0 | 0 | 0 | 0 | 0 | 0 | 0 | 0 | 0 | 0 | 0 | 0 | 0 | 0 | 0
0 | 0 | 0 | 0 | 0 | 0 | 0 | 0 | 0 | 0 | 0 | 0 | 0 | 0 | 0 | [29 empty] | 0 | 0 | 0 | 0 | 0 | 0 | 0 | 0 | 0 | 0 | 0 | 0 | 0 | 0 | 0 | 0 | 0 | 0 | 0 | 0 | 0 | 0 | 0 | 0 | 0 | 0 | 0 | 0 | 0 | 0 | 0 | 0 | 0 | 0 | 0 | 0 | 0 | 0 | 0 | 0 | 0 | 0 | 0 | 0 | 0 | 0 | 0 | 0 | 0
0 | 0 | 0 | 0 | 0 | 0 | 0 | 0 | 0 | 0 | 0 | 0 | 0 | 0 | 0 | [29 empty] | 0 | 0 | 0 | 0 | 0 | 0 | 0 | 0 | 0 | 0 | 0 | 0 | 0 | 0 | 0 | 0 | 0 | 0 | 0 | 0 | 0 | 0 | 0 | 0 | 0 | 0 | 0 | 0 | 0 | 0 | 0 | 0 | 0 | 0 | 0 | 0 | 0 | 0 | 0 | 0 | 0 | 0 | 0 | 0 | 0 | 0 | 0 | 0 | 0
0 | 0 | 0 | 0 | 0 | 0 | 0 | 0 | 0 | 0 | 0 | 0 | 0 | 0 | 0 | [29 empty] | 0 | 0 | 0 | 0 | 0 | 0 | 0 | 0 | 0 | 0 | 0 | 0 | 0 | 0 | 0 | 0 | 0 | 0 | 0 | 0 | 0 | 0 | 0 | 0 | 0 | 0 | 0 | 0 | 0 | 0 | 0 | 0 | 0 | 0 | 0 | 0 | 0 | 0 | 0 | 0 | 0 | 0 | 0 | 0 | 0 | 0 | 0 | 0 | 0
0 | 0 | 0 | 0 | 0 | 0 | 0 | 0 | 0 | 0 | 0 | 0 | 0 | 0 | 0 | [29 empty] | 0 | 0 | 0 | 0 | 0 | 0 | 0 | 0 | 0 | 0 | 0 | 0 | 0 | 0 | 0 | 0 | 0 | 0 | 0 | 0 | 0 | 0 | 0 | 0 | 0 | 0 | 0 | 0 | 0 | 0 | 0 | 0 | 0 | 0 | 0 | 0 | 0 | 0 | 0 | 0 | 0 | 0 | 0 | 0 | 0 | 0 | 0 | 0 | 0
0 | 0 | 0 | 0 | 0 | 0 | 0 | 0 | 0 | 0 | 0 | 0 | 0 | 0 | 0 | [29 empty] | 0 | 0 | 0 | 0 | 0 | 0 | 0 | 0 | 0 | 0 | 0 | 0 | 0 | 0 | 0 | 0 | 0 | 0 | 0 | 0 | 0 | 0 | 0 | 0 | 0 | 0 | 0 | 0 | 0 | 0 | 0 | 0 | 0 | 0 | 0 | 0 | 0 | 0 | 0 | 0 | 0 | 0 | 0 | 0 | 0 | 0 | 0 | 0 | 0
0 | 0 | 0 | 0 | 0 | 0 | 0 | 0 | 0 | 0 | 0 | 0 | 0 | 0 | 0 | [29 empty] | 0 | 0 | 0 | 0 | 0 | 0 | 0 | 0 | 0 | 0 | 0 | 0 | 0 | 0 | 0 | 0 | 0 | 0 | 0 | 0 | 0 | 0 | 0 | 0 | 0 | 0 | 0 | 0 | 0 | 0 | 0 | 0 | 0 | 0 | 0 | 0 | 0 | 0 | 0 | 0 | 0 | 0 | 0 | 0 | 0 | 0 | 0 | 0 | 0
0 | 0 | 0 | 0 | 0 | 0 | 0 | 0 | 0 | 0 | 0 | 0 | 0 | 0 | 0 | [29 empty] | 0 | 0 | 0 | 0 | 0 | 0 | 0 | 0 | 0 | 0 | 0 | 0 | 0 | 0 | 0 | 0 | 0 | 0 | 0 | 0 | 0 | 0 | 0 | 0 | 0 | 0 | 0 | 0 | 0 | 0 | 0 | 0 | 0 | 0 | 0 | 0 | 0 | 0 | 0 | 0 | 0 | 0 | 0 | 0 | 0 | 0 | 0 | 0 | 0
0 | 0 | 0 | 0 | 0 | 0 | 0 | 0 | 0 | 0 | 0 | 0 | 0 | 0 | 0 | [29 empty] | 0 | 0 | 0 | 0 | 0 | 0 | 0 | 0 | 0 | 0 | 0 | 0 | 0 | 0 | 0 | 0 | 0 | 0 | 0 | 0 | 0 | 0 | 0 | 0 | 0 | 0 | 0 | 0 | 0 | 0 | 0 | 0 | 0 | 0 | 0 | 0 | 0 | 0 | 0 | 0 | 0 | 0 | 0 | 0 | 0 | 0 | 0 | 0 | 0
0 | 0 | 0 | 0 | 0 | 0 | 0 | 0 | 0 | 0 | 0 | 0 | 0 | 0 | 0 | [29 empty] | 0 | 0 | 0 | 0 | 0 | 0 | 0 | 0 | 0 | 0 | 0 | 0 | 0 | 0 | 0 | 0 | 0 | 0 | 0 | 0 | 0 | 0 | 0 | 0 | 0 | 0 | 0 | 0 | 0 | 0 | 0 | 0 | 0 | 0 | 0 | 0 | 0 | 0 | 0 | 0 | 0 | 0 | 0 | 0 | 0 | 0 | 0 | 0 | 0
0 | 0 | 0 | 0 | 0 | 0 | 0 | 0 | 0 | 0 | 0 | 0 | 0 | 0 | 0 | [29 empty] | 0 | 0 | 0 | 0 | 0 | 0 | 0 | 0 | 0 | 0 | 0 | 0 | 0 | 0 | 0 | 0 | 0 | 0 | 0 | 0 | 0 | 0 | 0 | 0 | 0 | 0 | 0 | 0 | 0 | 0 | 0 | 0 | 0 | 0 | 0 | 0 | 0 | 0 | 0 | 0 | 0 | 0 | 0 | 0 | 0 | 0 | 0 | 0 | 0
0 | 0 | 0 | 0 | 0 | 0 | 0 | 0 | 0 | 0 | 0 | 0 | 0 | 0 | 0 | [29 empty] | 0 | 0 | 0 | 0 | 0 | 0 | 0 | 0 | 0 | 0 | 0 | 0 | 0 | 0 | 0 | 0 | 0 | 0 | 0 | 0 | 0 | 0 | 0 | 0 | 0 | 0 | 0 | 0 | 0 | 0 | 0 | 0 | 0 | 0 | 0 | 0 | 0 | 0 | 0 | 0 | 0 | 0 | 0 | 0 | 0 | 0 | 0 | 0 | 0
0 | 0 | 0 | 0 | 0 | 0 | 0 | 0 | 0 | 0 | 0 | 0 | 0 | 0 | 0 | [29 empty] | 0 | 0 | 0 | 0 | 0 | 0 | 0 | 0 | 0 | 0 | 0 | 0 | 0 | 0 | 0 | 0 | 0 | 0 | 0 | 0 | 0 | 0 | 0 | 0 | 0 | 0 | 0 | 0 | 0 | 0 | 0 | 0 | 0 | 0 | 0 | 0 | 0 | 0 | 0 | 0 | 0 | 0 | 0 | 0 | 0 | 0 | 0 | 0 | 0
0 | 0 | 0 | 0 | 0 | 0 | 0 | 0 | 0 | 0 | 0 | 0 | 0 | 0 | 0 | [29 empty] | 0 | 0 | 0 | 0 | 0 | 0 | 0 | 0 | 0 | 0 | 0 | 0 | 0 | 0 | 0 | 0 | 0 | 0 | 0 | 0 | 0 | 0 | 0 | 0 | 0 | 0 | 0 | 0 | 0 | 0 | 0 | 0 | 0 | 0 | 0 | 0 | 0 | 0 | 0 | 0 | 0 | 0 | 0 | 0 | 0 | 0 | 0 | 0 | 0
0 | 0 | 0 | 0 | 0 | 0 | 0 | 0 | 0 | 0 | 0 | 0 | 0 | 0 | 0 | [29 empty] | 0 | 0 | 0 | 0 | 0 | 0 | 0 | 0 | 0 | 0 | 0 | 0 | 0 | 0 | 0 | 0 | 0 | 0 | 0 | 0 | 0 | 0 | 0 | 0 | 0 | 0 | 0 | 0 | 0 | 0 | 0 | 0 | 0 | 0 | 0 | 0 | 0 | 0 | 0 | 0 | 0 | 0 | 0 | 0 | 0 | 0 | 0 | 0 | 0
0 | 0 | 0 | 0 | 0 | 0 | 0 | 0 | 0 | 0 | 0 | 0 | 0 | 0 | 0 | [29 empty] | 0 | 0 | 0 | 0 | 0 | 0 | 0 | 0 | 0 | 0 | 0 | 0 | 0 | 0 | 0 | 0 | 0 | 0 | 0 | 0 | 0 | 0 | 0 | 0 | 0 | 0 | 0 | 0 | 0 | 0 | 0 | 0 | 0 | 0 | 0 | 0 | 0 | 0 | 0 | 0 | 0 | 0 | 0 | 0 | 0 | 0 | 0 | 0 | 0
0 | 0 | 0 | 0 | 0 | 0 | 0 | 0 | 0 | 0 | 0 | 0 | 0 | 0 | 0 | [29 empty] | 0 | 0 | 0 | 0 | 0 | 0 | 0 | 0 | 0 | 0 | 0 | 0 | 0 | 0 | 0 | 0 | 0 | 0 | 0 | 0 | 0 | 0 | 0 | 0 | 0 | 0 | 0 | 0 | 0 | 0 | 0 | 0 | 0 | 0 | 0 | 0 | 0 | 0 | 0 | 0 | 0 | 0 | 0 | 0 | 0 | 0 | 0 | 0 | 0
0 | 0 | 0 | 0 | 0 | 0 | 0 | 0 | 0 | 0 | 0 | 0 | 0 | 0 | 0 | [29 empty] | 0 | 0 | 0 | 0 | 0 | 0 | 0 | 0 | 0 | 0 | 0 | 0 | 0 | 0 | 0 | 0 | 0 | 0 | 0 | 0 | 0 | 0 | 0 | 0 | 0 | 0 | 0 | 0 | 0 | 0 | 0 | 0 | 0 | 0 | 0 | 0 | 0 | 0 | 0 | 0 | 0 | 0 | 0 | 0 | 0 | 0 | 0 | 0 | 0
0 | 0 | 0 | 0 | 0 | 0 | 0 | 0 | 0 | 0 | 0 | 0 | 0 | 0 | 0 | [29 empty] | 0 | 0 | 0 | 0 | 0 | 0 | 0 | 0 | 0 | 0 | 0 | 0 | 0 | 0 | 0 | 0 | 0 | 0 | 0 | 0 | 0 | 0 | 0 | 0 | 0 | 0 | 0 | 0 | 0 | 0 | 0 | 0 | 0 | 0 | 0 | 0 | 0 | 0 | 0 | 0 | 0 | 0 | 0 | 0 | 0 | 0 | 0 | 0 | 0
0 | 0 | 0 | 0 | 0 | 0 | 0 | 0 | 0 | 0 | 0 | 0 | 0 | 0 | 0 | [29 empty] | 0 | 0 | 0 | 0 | 0 | 0 | 0 | 0 | 0 | 0 | 0 | 0 | 0 | 0 | 0 | 0 | 0 | 0 | 0 | 0 | 0 | 0 | 0 | 0 | 0 | 0 | 0 | 0 | 0 | 0 | 0 | 0 | 0 | 0 | 0 | 0 | 0 | 0 | 0 | 0 | 0 | 0 | 0 | 0 | 0 | 0 | 0 | 0 | 0
0 | 0 | 0 | 0 | 0 | 0 | 0 | 0 | 0 | 0 | 0 | 0 | 0 | 0 | 0 | [29 empty] | 0 | 0 | 0 | 0 | 0 | 0 | 0 | 0 | 0 | 0 | 0 | 0 | 0 | 0 | 0 | 0 | 0 | 0 | 0 | 0 | 0 | 0 | 0 | 0 | 0 | 0 | 0 | 0 | 0 | 0 | 0 | 0 | 0 | 0 | 0 | 0 | 0 | 0 | 0 | 0 | 0 | 0 | 0 | 0 | 0 | 0 | 0 | 0 | 0
0 | 0 | 0 | 0 | 0 | 0 | 0 | 0 | 0 | 0 | 0 | 0 | 0 | 0 | 0 | [29 empty] | 0 | 0 | 0 | 0 | 0 | 0 | 0 | 0 | 0 | 0 | 0 | 0 | 0 | 0 | 0 | 0 | 0 | 0 | 0 | 0 | 0 | 0 | 0 | 0 | 0 | 0 | 0 | 0 | 0 | 0 | 0 | 0 | 0 | 0 | 0 | 0 | 0 | 0 | 0 | 0 | 0 | 0 | 0 | 0 | 0 | 0 | 0 | 0 | 0
0 | 0 | 0 | 0 | 0 | 0 | 0 | 0 | 0 | 0 | 0 | 0 | 0 | 0 | 0 | [29 empty] | 0 | 0 | 0 | 0 | 0 | 0 | 0 | 0 | 0 | 0 | 0 | 0 | 0 | 0 | 0 | 0 | 0 | 0 | 0 | 0 | 0 | 0 | 0 | 0 | 0 | 0 | 0 | 0 | 0 | 0 | 0 | 0 | 0 | 0 | 0 | 0 | 0 | 0 | 0 | 0 | 0 | 0 | 0 | 0 | 0 | 0 | 0 | 0 | 0
0 | 0 | 0 | 0 | 0 | 0 | 0 | 0 | 0 | 0 | 0 | 0 | 0 | 0 | 0 | [29 empty] | 0 | 0 | 0 | 0 | 0 | 0 | 0 | 0 | 0 | 0 | 0 | 0 | 0 | 0 | 0 | 0 | 0 | 0 | 0 | 0 | 0 | 0 | 0 | 0 | 0 | 0 | 0 | 0 | 0 | 0 | 0 | 0 | 0 | 0 | 0 | 0 | 0 | 0 | 0 | 0 | 0 | 0 | 0 | 0 | 0 | 0 | 0 | 0 | 0
0 | 0 | 0 | 0 | 0 | 0 | 0 | 0 | 0 | 0 | 0 | 0 | 0 | 0 | 0 | [29 empty] | 0 | 0 | 0 | 0 | 0 | 0 | 0 | 0 | 0 | 0 | 0 | 0 | 0 | 0 | 0 | 0 | 0 | 0 | 0 | 0 | 0 | 0 | 0 | 0 | 0 | 0 | 0 | 0 | 0 | 0 | 0 | 0 | 0 | 0 | 0 | 0 | 0 | 0 | 0 | 0 | 0 | 0 | 0 | 0 | 0 | 0 | 0 | 0 | 0
0 | 0 | 0 | 0 | 0 | 0 | 0 | 0 | 0 | 0 | 0 | 0 | 0 | 0 | 0 | [29 empty] | 0 | 0 | 0 | 0 | 0 | 0 | 0 | 0 | 0 | 0 | 0 | 0 | 0 | 0 | 0 | 0 | 0 | 0 | 0 | 0 | 0 | 0 | 0 | 0 | 0 | 0 | 0 | 0 | 0 | 0 | 0 | 0 | 0 | 0 | 0 | 0 | 0 | 0 | 0 | 0 | 0 | 0 | 0 | 0 | 0 | 0 | 0 | 0 | 0
0 | 0 | 0 | 0 | 0 | 0 | 0 | 0 | 0 | 0 | 0 | 0 | 0 | 0 | 0 | [29 empty] | 0 | 0 | 0 | 0 | 0 | 0 | 0 | 0 | 0 | 0 | 0 | 0 | 0 | 0 | 0 | 0 | 0 | 0 | 0 | 0 | 0 | 0 | 0 | 0 | 0 | 0 | 0 | 0 | 0 | 0 | 0 | 0 | 0 | 0 | 0 | 0 | 0 | 0 | 0 | 0 | 0 | 0 | 0 | 0 | 0 | 0 | 0 | 0 | 0
0 | 0 | 0 | 0 | 0 | 0 | 0 | 0 | 0 | 0 | 0 | 0 | 0 | 0 | 0 | [29 empty] | 0 | 0 | 0 | 0 | 0 | 0 | 0 | 0 | 0 | 0 | 0 | 0 | 0 | 0 | 0 | 0 | 0 | 0 | 0 | 0 | 0 | 0 | 0 | 0 | 0 | 0 | 0 | 0 | 0 | 0 | 0 | 0 | 0 | 0 | 0 | 0 | 0 | 0 | 0 | 0 | 0 | 0 | 0 | 0 | 0 | 0 | 0 | 0 | 0
0 | 0 | 0 | 0 | 0 | 0 | 0 | 0 | 0 | 0 | 0 | 0 | 0 | 0 | 0 | [29 empty] | 0 | 0 | 0 | 0 | 0 | 0 | 0 | 0 | 0 | 0 | 0 | 0 | 0 | 0 | 0 | 0 | 0 | 0 | 0 | 0 | 0 | 0 | 0 | 0 | 0 | 0 | 0 | 0 | 0 | 0 | 0 | 0 | 0 | 0 | 0 | 0 | 0 | 0 | 0 | 0 | 0 | 0 | 0 | 0 | 0 | 0 | 0 | 0 | 0
0 | 0 | 0 | 0 | 0 | 0 | 0 | 0 | 0 | 0 | 0 | 0 | 0 | 0 | 0 | [29 empty] | 0 | 0 | 0 | 0 | 0 | 0 | 0 | 0 | 0 | 0 | 0 | 0 | 0 | 0 | 0 | 0 | 0 | 0 | 0 | 0 | 0 | 0 | 0 | 0 | 0 | 0 | 0 | 0 | 0 | 0 | 0 | 0 | 0 | 0 | 0 | 0 | 0 | 0 | 0 | 0 | 0 | 0 | 0 | 0 | 0 | 0 | 0 | 0 | 0
0 | 0 | 0 | 0 | 0 | 0 | 0 | 0 | 0 | 0 | 0 | 0 | 0 | 0 | 0 | [29 empty] | 0 | 0 | 0 | 0 | 0 | 0 | 0 | 0 | 0 | 0 | 0 | 0 | 0 | 0 | 0 | 0 | 0 | 0 | 0 | 0 | 0 | 0 | 0 | 0 | 0 | 0 | 0 | 0 | 0 | 0 | 0 | 0 | 0 | 0 | 0 | 0 | 0 | 0 | 0 | 0 | 0 | 0 | 0 | 0 | 0 | 0 | 0 | 0 | 0
0 | 0 | 0 | 0 | 0 | 0 | 0 | 0 | 0 | 0 | 0 | 0 | 0 | 0 | 0 | [29 empty] | 0 | 0 | 0 | 0 | 0 | 0 | 0 | 0 | 0 | 0 | 0 | 0 | 0 | 0 | 0 | 0 | 0 | 0 | 0 | 0 | 0 | 0 | 0 | 0 | 0 | 0 | 0 | 0 | 0 | 0 | 0 | 0 | 0 | 0 | 0 | 0 | 0 | 0 | 0 | 0 | 0 | 0 | 0 | 0 | 0 | 0 | 0 | 0 | 0
0 | 0 | 0 | 0 | 0 | 0 | 0 | 0 | 0 | 0 | 0 | 0 | 0 | 0 | 0 | [29 empty] | 0 | 0 | 0 | 0 | 0 | 0 | 0 | 0 | 0 | 0 | 0 | 0 | 0 | 0 | 0 | 0 | 0 | 0 | 0 | 0 | 0 | 0 | 0 | 0 | 0 | 0 | 0 | 0 | 0 | 0 | 0 | 0 | 0 | 0 | 0 | 0 | 0 | 0 | 0 | 0 | 0 | 0 | 0 | 0 | 0 | 0 | 0 | 0 | 0
0 | 0 | 0 | 0 | 0 | 0 | 0 | 0 | 0 | 0 | 0 | 0 | 0 | 0 | 0 | [29 empty] | 0 | 0 | 0 | 0 | 0 | 0 | 0 | 0 | 0 | 0 | 0 | 0 | 0 | 0 | 0 | 0 | 0 | 0 | 0 | 0 | 0 | 0 | 0 | 0 | 0 | 0 | 0 | 0 | 0 | 0 | 0 | 0 | 0 | 0 | 0 | 0 | 0 | 0 | 0 | 0 | 0 | 0 | 0 | 0 | 0 | 0 | 0 | 0 | 0
0 | 0 | 0 | 0 | 0 | 0 | 0 | 0 | 0 | 0 | 0 | 0 | 0 | 0 | 0 | [29 empty] | 0 | 0 | 0 | 0 | 0 | 0 | 0 | 0 | 0 | 0 | 0 | 0 | 0 | 0 | 0 | 0 | 0 | 0 | 0 | 0 | 0 | 0 | 0 | 0 | 0 | 0 | 0 | 0 | 0 | 0 | 0 | 0 | 0 | 0 | 0 | 0 | 0 | 0 | 0 | 0 | 0 | 0 | 0 | 0 | 0 | 0 | 0 | 0 | 0
0 | 0 | 0 | 0 | 0 | 0 | 0 | 0 | 0 | 0 | 0 | 0 | 0 | 0 | 0 | [29 empty] | 0 | 0 | 0 | 0 | 0 | 0 | 0 | 0 | 0 | 0 | 0 | 0 | 0 | 0 | 0 | 0 | 0 | 0 | 0 | 0 | 0 | 0 | 0 | 0 | 0 | 0 | 0 | 0 | 0 | 0 | 0 | 0 | 0 | 0 | 0 | 0 | 0 | 0 | 0 | 0 | 0 | 0 | 0 | 0 | 0 | 0 | 0 | 0 | 0
0 | 0 | 0 | 0 | 0 | 0 | 0 | 0 | 0 | 0 | 0 | 0 | 0 | 0 | 0 | [29 empty] | 0 | 0 | 0 | 0 | 0 | 0 | 0 | 0 | 0 | 0 | 0 | 0 | 0 | 0 | 0 | 0 | 0 | 0 | 0 | 0 | 0 | 0 | 0 | 0 | 0 | 0 | 0 | 0 | 0 | 0 | 0 | 0 | 0 | 0 | 0 | 0 | 0 | 0 | 0 | 0 | 0 | 0 | 0 | 0 | 0 | 0 | 0 | 0 | 0
0 | 0 | 0 | 0 | 0 | 0 | 0 | 0 | 0 | 0 | 0 | 0 | 0 | 0 | 0 | [29 empty] | 0 | 0 | 0 | 0 | 0 | 0 | 0 | 0 | 0 | 0 | 0 | 0 | 0 | 0 | 0 | 0 | 0 | 0 | 0 | 0 | 0 | 0 | 0 | 0 | 0 | 0 | 0 | 0 | 0 | 0 | 0 | 0 | 0 | 0 | 0 | 0 | 0 | 0 | 0 | 0 | 0 | 0 | 0 | 0 | 0 | 0 | 0 | 0 | 0
0 | 0 | 0 | 0 | 0 | 0 | 0 | 0 | 0 | 0 | 0 | 0 | 0 | 0 | 0 | [29 empty] | 0 | 0 | 0 | 0 | 0 | 0 | 0 | 0 | 0 | 0 | 0 | 0 | 0 | 0 | 0 | 0 | 0 | 0 | 0 | 0 | 0 | 0 | 0 | 0 | 0 | 0 | 0 | 0 | 0 | 0 | 0 | 0 | 0 | 0 | 0 | 0 | 0 | 0 | 0 | 0 | 0 | 0 | 0 | 0 | 0 | 0 | 0 | 0 | 0
0 | 0 | 0 | 0 | 0 | 0 | 0 | 0 | 0 | 0 | 0 | 0 | 0 | 0 | 0 | [29 empty] | 0 | 0 | 0 | 0 | 0 | 0 | 0 | 0 | 0 | 0 | 0 | 0 | 0 | 0 | 0 | 0 | 0 | 0 | 0 | 0 | 0 | 0 | 0 | 0 | 0 | 0 | 0 | 0 | 0 | 0 | 0 | 0 | 0 | 0 | 0 | 0 | 0 | 0 | 0 | 0 | 0 | 0 | 0 | 0 | 0 | 0 | 0 | 0 | 0
0 | 0 | 0 | 0 | 0 | 0 | 0 | 0 | 0 | 0 | 0 | 0 | 0 | 0 | 0 | [29 empty] | 0 | 0 | 0 | 0 | 0 | 0 | 0 | 0 | 0 | 0 | 0 | 0 | 0 | 0 | 0 | 0 | 0 | 0 | 0 | 0 | 0 | 0 | 0 | 0 | 0 | 0 | 0 | 0 | 0 | 0 | 0 | 0 | 0 | 0 | 0 | 0 | 0 | 0 | 0 | 0 | 0 | 0 | 0 | 0 | 0 | 0 | 0 | 0 | 0
0 | 0 | 0 | 0 | 0 | 0 | 0 | 0 | 0 | 0 | 0 | 0 | 0 | 0 | 0 | [29 empty] | 0 | 0 | 0 | 0 | 0 | 0 | 0 | 0 | 0 | 0 | 0 | 0 | 0 | 0 | 0 | 0 | 0 | 0 | 0 | 0 | 0 | 0 | 0 | 0 | 0 | 0 | 0 | 0 | 0 | 0 | 0 | 0 | 0 | 0 | 0 | 0 | 0 | 0 | 0 | 0 | 0 | 0 | 0 | 0 | 0 | 0 | 0 | 0 | 0
0 | 0 | 0 | 0 | 0 | 0 | 0 | 0 | 0 | 0 | 0 | 0 | 0 | 0 | 0 | [29 empty] | 0 | 0 | 0 | 0 | 0 | 0 | 0 | 0 | 0 | 0 | 0 | 0 | 0 | 0 | 0 | 0 | 0 | 0 | 0 | 0 | 0 | 0 | 0 | 0 | 0 | 0 | 0 | 0 | 0 | 0 | 0 | 0 | 0 | 0 | 0 | 0 | 0 | 0 | 0 | 0 | 0 | 0 | 0 | 0 | 0 | 0 | 0 | 0 | 0
0 | 0 | 0 | 0 | 0 | 0 | 0 | 0 | 0 | 0 | 0 | 0 | 0 | 0 | 0 | [29 empty] | 0 | 0 | 0 | 0 | 0 | 0 | 0 | 0 | 0 | 0 | 0 | 0 | 0 | 0 | 0 | 0 | 0 | 0 | 0 | 0 | 0 | 0 | 0 | 0 | 0 | 0 | 0 | 0 | 0 | 0 | 0 | 0 | 0 | 0 | 0 | 0 | 0 | 0 | 0 | 0 | 0 | 0 | 0 | 0 | 0 | 0 | 0 | 0 | 0
0 | 0 | 0 | 0 | 0 | 0 | 0 | 0 | 0 | 0 | 0 | 0 | 0 | 0 | 0 | [29 empty] | 0 | 0 | 0 | 0 | 0 | 0 | 0 | 0 | 0 | 0 | 0 | 0 | 0 | 0 | 0 | 0 | 0 | 0 | 0 | 0 | 0 | 0 | 0 | 0 | 0 | 0 | 0 | 0 | 0 | 0 | 0 | 0 | 0 | 0 | 0 | 0 | 0 | 0 | 0 | 0 | 0 | 0 | 0 | 0 | 0 | 0 | 0 | 0 | 0
0 | 0 | 0 | 0 | 0 | 0 | 0 | 0 | 0 | 0 | 0 | 0 | 0 | 0 | 0 | [29 empty] | 0 | 0 | 0 | 0 | 0 | 0 | 0 | 0 | 0 | 0 | 0 | 0 | 0 | 0 | 0 | 0 | 0 | 0 | 0 | 0 | 0 | 0 | 0 | 0 | 0 | 0 | 0 | 0 | 0 | 0 | 0 | 0 | 0 | 0 | 0 | 0 | 0 | 0 | 0 | 0 | 0 | 0 | 0 | 0 | 0 | 0 | 0 | 0 | 0
0 | 0 | 0 | 0 | 0 | 0 | 0 | 0 | 0 | 0 | 0 | 0 | 0 | 0 | 0 | [29 empty] | 0 | 0 | 0 | 0 | 0 | 0 | 0 | 0 | 0 | 0 | 0 | 0 | 0 | 0 | 0 | 0 | 0 | 0 | 0 | 0 | 0 | 0 | 0 | 0 | 0 | 0 | 0 | 0 | 0 | 0 | 0 | 0 | 0 | 0 | 0 | 0 | 0 | 0 | 0 | 0 | 0 | 0 | 0 | 0 | 0 | 0 | 0 | 0 | 0
0 | 0 | 0 | 0 | 0 | 0 | 0 | 0 | 0 | 0 | 0 | 0 | 0 | 0 | 0 | [29 empty] | 0 | 0 | 0 | 0 | 0 | 0 | 0 | 0 | 0 | 0 | 0 | 0 | 0 | 0 | 0 | 0 | 0 | 0 | 0 | 0 | 0 | 0 | 0 | 0 | 0 | 0 | 0 | 0 | 0 | 0 | 0 | 0 | 0 | 0 | 0 | 0 | 0 | 0 | 0 | 0 | 0 | 0 | 0 | 0 | 0 | 0 | 0 | 0 | 0
0 | 0 | 0 | 0 | 0 | 0 | 0 | 0 | 0 | 0 | 0 | 0 | 0 | 0 | 0 | [29 empty] | 0 | 0 | 0 | 0 | 0 | 0 | 0 | 0 | 0 | 0 | 0 | 0 | 0 | 0 | 0 | 0 | 0 | 0 | 0 | 0 | 0 | 0 | 0 | 0 | 0 | 0 | 0 | 0 | 0 | 0 | 0 | 0 | 0 | 0 | 0 | 0 | 0 | 0 | 0 | 0 | 0 | 0 | 0 | 0 | 0 | 0 | 0 | 0 | 0
0 | 0 | 0 | 0 | 0 | 0 | 0 | 0 | 0 | 0 | 0 | 0 | 0 | 0 | 0 | [29 empty] | 0 | 0 | 0 | 0 | 0 | 0 | 0 | 0 | 0 | 0 | 0 | 0 | 0 | 0 | 0 | 0 | 0 | 0 | 0 | 0 | 0 | 0 | 0 | 0 | 0 | 0 | 0 | 0 | 0 | 0 | 0 | 0 | 0 | 0 | 0 | 0 | 0 | 0 | 0 | 0 | 0 | 0 | 0 | 0 | 0 | 0 | 0 | 0 | 0
0 | 0 | 0 | 0 | 0 | 0 | 0 | 0 | 0 | 0 | 0 | 0 | 0 | 0 | 0 | [29 empty] | 0 | 0 | 0 | 0 | 0 | 0 | 0 | 0 | 0 | 0 | 0 | 0 | 0 | 0 | 0 | 0 | 0 | 0 | 0 | 0 | 0 | 0 | 0 | 0 | 0 | 0 | 0 | 0 | 0 | 0 | 0 | 0 | 0 | 0 | 0 | 0 | 0 | 0 | 0 | 0 | 0 | 0 | 0 | 0 | 0 | 0 | 0 | 0 | 0
0 | 0 | 0 | 0 | 0 | 0 | 0 | 0 | 0 | 0 | 0 | 0 | 0 | 0 | 0 | [29 empty] | 0 | 0 | 0 | 0 | 0 | 0 | 0 | 0 | 0 | 0 | 0 | 0 | 0 | 0 | 0 | 0 | 0 | 0 | 0 | 0 | 0 | 0 | 0 | 0 | 0 | 0 | 0 | 0 | 0 | 0 | 0 | 0 | 0 | 0 | 0 | 0 | 0 | 0 | 0 | 0 | 0 | 0 | 0 | 0 | 0 | 0 | 0 | 0 | 0
0 | 0 | 0 | 0 | 0 | 0 | 0 | 0 | 0 | 0 | 0 | 0 | 0 | 0 | 0 | [29 empty] | 0 | 0 | 0 | 0 | 0 | 0 | 0 | 0 | 0 | 0 | 0 | 0 | 0 | 0 | 0 | 0 | 0 | 0 | 0 | 0 | 0 | 0 | 0 | 0 | 0 | 0 | 0 | 0 | 0 | 0 | 0 | 0 | 0 | 0 | 0 | 0 | 0 | 0 | 0 | 0 | 0 | 0 | 0 | 0 | 0 | 0 | 0 | 0 | 0
0 | 0 | 0 | 0 | 0 | 0 | 0 | 0 | 0 | 0 | 0 | 0 | 0 | 0 | 0 | [29 empty] | 0 | 0 | 0 | 0 | 0 | 0 | 0 | 0 | 0 | 0 | 0 | 0 | 0 | 0 | 0 | 0 | 0 | 0 | 0 | 0 | 0 | 0 | 0 | 0 | 0 | 0 | 0 | 0 | 0 | 0 | 0 | 0 | 0 | 0 | 0 | 0 | 0 | 0 | 0 | 0 | 0 | 0 | 0 | 0 | 0 | 0 | 0 | 0 | 0
0 | 0 | 0 | 0 | 0 | 0 | 0 | 0 | 0 | 0 | 0 | 0 | 0 | 0 | 0 | [29 empty] | 0 | 0 | 0 | 0 | 0 | 0 | 0 | 0 | 0 | 0 | 0 | 0 | 0 | 0 | 0 | 0 | 0 | 0 | 0 | 0 | 0 | 0 | 0 | 0 | 0 | 0 | 0 | 0 | 0 | 0 | 0 | 0 | 0 | 0 | 0 | 0 | 0 | 0 | 0 | 0 | 0 | 0 | 0 | 0 | 0 | 0 | 0 | 0 | 0
0 | 0 | 0 | 0 | 0 | 0 | 0 | 0 | 0 | 0 | 0 | 0 | 0 | 0 | 0 | [29 empty] | 0 | 0 | 0 | 0 | 0 | 0 | 0 | 0 | 0 | 0 | 0 | 0 | 0 | 0 | 0 | 0 | 0 | 0 | 0 | 0 | 0 | 0 | 0 | 0 | 0 | 0 | 0 | 0 | 0 | 0 | 0 | 0 | 0 | 0 | 0 | 0 | 0 | 0 | 0 | 0 | 0 | 0 | 0 | 0 | 0 | 0 | 0 | 0 | 0
0 | 0 | 0 | 0 | 0 | 0 | 0 | 0 | 0 | 0 | 0 | 0 | 0 | 0 | 0 | [29 empty] | 0 | 0 | 0 | 0 | 0 | 0 | 0 | 0 | 0 | 0 | 0 | 0 | 0 | 0 | 0 | 0 | 0 | 0 | 0 | 0 | 0 | 0 | 0 | 0 | 0 | 0 | 0 | 0 | 0 | 0 | 0 | 0 | 0 | 0 | 0 | 0 | 0 | 0 | 0 | 0 | 0 | 0 | 0 | 0 | 0 | 0 | 0 | 0 | 0
0 | 0 | 0 | 0 | 0 | 0 | 0 | 0 | 0 | 0 | 0 | 0 | 0 | 0 | 0 | [29 empty] | 0 | 0 | 0 | 0 | 0 | 0 | 0 | 0 | 0 | 0 | 0 | 0 | 0 | 0 | 0 | 0 | 0 | 0 | 0 | 0 | 0 | 0 | 0 | 0 | 0 | 0 | 0 | 0 | 0 | 0 | 0 | 0 | 0 | 0 | 0 | 0 | 0 | 0 | 0 | 0 | 0 | 0 | 0 | 0 | 0 | 0 | 0 | 0 | 0
0 | 0 | 0 | 0 | 0 | 0 | 0 | 0 | 0 | 0 | 0 | 0 | 0 | 0 | 0 | [29 empty] | 0 | 0 | 0 | 0 | 0 | 0 | 0 | 0 | 0 | 0 | 0 | 0 | 0 | 0 | 0 | 0 | 0 | 0 | 0 | 0 | 0 | 0 | 0 | 0 | 0 | 0 | 0 | 0 | 0 | 0 | 0 | 0 | 0 | 0 | 0 | 0 | 0 | 0 | 0 | 0 | 0 | 0 | 0 | 0 | 0 | 0 | 0 | 0 | 0
0 | 0 | 0 | 0 | 0 | 0 | 0 | 0 | 0 | 0 | 0 | 0 | 0 | 0 | 0 | [29 empty] | 0 | 0 | 0 | 0 | 0 | 0 | 0 | 0 | 0 | 0 | 0 | 0 | 0 | 0 | 0 | 0 | 0 | 0 | 0 | 0 | 0 | 0 | 0 | 0 | 0 | 0 | 0 | 0 | 0 | 0 | 0 | 0 | 0 | 0 | 0 | 0 | 0 | 0 | 0 | 0 | 0 | 0 | 0 | 0 | 0 | 0 | 0 | 0 | 0
0 | 0 | 0 | 0 | 0 | 0 | 0 | 0 | 0 | 0 | 0 | 0 | 0 | 0 | 0 | [29 empty] | 0 | 0 | 0 | 0 | 0 | 0 | 0 | 0 | 0 | 0 | 0 | 0 | 0 | 0 | 0 | 0 | 0 | 0 | 0 | 0 | 0 | 0 | 0 | 0 | 0 | 0 | 0 | 0 | 0 | 0 | 0 | 0 | 0 | 0 | 0 | 0 | 0 | 0 | 0 | 0 | 0 | 0 | 0 | 0 | 0 | 0 | 0 | 0 | 0
0 | 0 | 0 | 0 | 0 | 0 | 0 | 0 | 0 | 0 | 0 | 0 | 0 | 0 | 0 | [29 empty] | 0 | 0 | 0 | 0 | 0 | 0 | 0 | 0 | 0 | 0 | 0 | 0 | 0 | 0 | 0 | 0 | 0 | 0 | 0 | 0 | 0 | 0 | 0 | 0 | 0 | 0 | 0 | 0 | 0 | 0 | 0 | 0 | 0 | 0 | 0 | 0 | 0 | 0 | 0 | 0 | 0 | 0 | 0 | 0 | 0 | 0 | 0 | 0 | 0
0 | 0 | 0 | 0 | 0 | 0 | 0 | 0 | 0 | 0 | 0 | 0 | 0 | 0 | 0 | [29 empty] | 0 | 0 | 0 | 0 | 0 | 0 | 0 | 0 | 0 | 0 | 0 | 0 | 0 | 0 | 0 | 0 | 0 | 0 | 0 | 0 | 0 | 0 | 0 | 0 | 0 | 0 | 0 | 0 | 0 | 0 | 0 | 0 | 0 | 0 | 0 | 0 | 0 | 0 | 0 | 0 | 0 | 0 | 0 | 0 | 0 | 0 | 0 | 0 | 0
0 | 0 | 0 | 0 | 0 | 0 | 0 | 0 | 0 | 0 | 0 | 0 | 0 | 0 | 0 | [29 empty] | 0 | 0 | 0 | 0 | 0 | 0 | 0 | 0 | 0 | 0 | 0 | 0 | 0 | 0 | 0 | 0 | 0 | 0 | 0 | 0 | 0 | 0 | 0 | 0 | 0 | 0 | 0 | 0 | 0 | 0 | 0 | 0 | 0 | 0 | 0 | 0 | 0 | 0 | 0 | 0 | 0 | 0 | 0 | 0 | 0 | 0 | 0 | 0 | 0
0 | 0 | 0 | 0 | 0 | 0 | 0 | 0 | 0 | 0 | 0 | 0 | 0 | 0 | 0 | [29 empty] | 0 | 0 | 0 | 0 | 0 | 0 | 0 | 0 | 0 | 0 | 0 | 0 | 0 | 0 | 0 | 0 | 0 | 0 | 0 | 0 | 0 | 0 | 0 | 0 | 0 | 0 | 0 | 0 | 0 | 0 | 0 | 0 | 0 | 0 | 0 | 0 | 0 | 0 | 0 | 0 | 0 | 0 | 0 | 0 | 0 | 0 | 0 | 0 | 0
0 | 0 | 0 | 0 | 0 | 0 | 0 | 0 | 0 | 0 | 0 | 0 | 0 | 0 | 0 | [29 empty] | 0 | 0 | 0 | 0 | 0 | 0 | 0 | 0 | 0 | 0 | 0 | 0 | 0 | 0 | 0 | 0 | 0 | 0 | 0 | 0 | 0 | 0 | 0 | 0 | 0 | 0 | 0 | 0 | 0 | 0 | 0 | 0 | 0 | 0 | 0 | 0 | 0 | 0 | 0 | 0 | 0 | 0 | 0 | 0 | 0 | 0 | 0 | 0 | 0
0 | 0 | 0 | 0 | 0 | 0 | 0 | 0 | 0 | 0 | 0 | 0 | 0 | 0 | 0 | [29 empty] | 0 | 0 | 0 | 0 | 0 | 0 | 0 | 0 | 0 | 0 | 0 | 0 | 0 | 0 | 0 | 0 | 0 | 0 | 0 | 0 | 0 | 0 | 0 | 0 | 0 | 0 | 0 | 0 | 0 | 0 | 0 | 0 | 0 | 0 | 0 | 0 | 0 | 0 | 0 | 0 | 0 | 0 | 0 | 0 | 0 | 0 | 0 | 0 | 0
0 | 0 | 0 | 0 | 0 | 0 | 0 | 0 | 0 | 0 | 0 | 0 | 0 | 0 | 0 | [29 empty] | 0 | 0 | 0 | 0 | 0 | 0 | 0 | 0 | 0 | 0 | 0 | 0 | 0 | 0 | 0 | 0 | 0 | 0 | 0 | 0 | 0 | 0 | 0 | 0 | 0 | 0 | 0 | 0 | 0 | 0 | 0 | 0 | 0 | 0 | 0 | 0 | 0 | 0 | 0 | 0 | 0 | 0 | 0 | 0 | 0 | 0 | 0 | 0 | 0
0 | 0 | 0 | 0 | 0 | 0 | 0 | 0 | 0 | 0 | 0 | 0 | 0 | 0 | 0 | [29 empty] | 0 | 0 | 0 | 0 | 0 | 0 | 0 | 0 | 0 | 0 | 0 | 0 | 0 | 0 | 0 | 0 | 0 | 0 | 0 | 0 | 0 | 0 | 0 | 0 | 0 | 0 | 0 | 0 | 0 | 0 | 0 | 0 | 0 | 0 | 0 | 0 | 0 | 0 | 0 | 0 | 0 | 0 | 0 | 0 | 0 | 0 | 0 | 0 | 0
0 | 0 | 0 | 0 | 0 | 0 | 0 | 0 | 0 | 0 | 0 | 0 | 0 | 0 | 0 | [29 empty] | 0 | 0 | 0 | 0 | 0 | 0 | 0 | 0 | 0 | 0 | 0 | 0 | 0 | 0 | 0 | 0 | 0 | 0 | 0 | 0 | 0 | 0 | 0 | 0 | 0 | 0 | 0 | 0 | 0 | 0 | 0 | 0 | 0 | 0 | 0 | 0 | 0 | 0 | 0 | 0 | 0 | 0 | 0 | 0 | 0 | 0 | 0 | 0 | 0
0 | 0 | 0 | 0 | 0 | 0 | 0 | 0 | 0 | 0 | 0 | 0 | 0 | 0 | 0 | [29 empty] | 0 | 0 | 0 | 0 | 0 | 0 | 0 | 0 | 0 | 0 | 0 | 0 | 0 | 0 | 0 | 0 | 0 | 0 | 0 | 0 | 0 | 0 | 0 | 0 | 0 | 0 | 0 | 0 | 0 | 0 | 0 | 0 | 0 | 0 | 0 | 0 | 0 | 0 | 0 | 0 | 0 | 0 | 0 | 0 | 0 | 0 | 0 | 0 | 0
0 | 0 | 0 | 0 | 0 | 0 | 0 | 0 | 0 | 0 | 0 | 0 | 0 | 0 | 0 | [29 empty] | 0 | 0 | 0 | 0 | 0 | 0 | 0 | 0 | 0 | 0 | 0 | 0 | 0 | 0 | 0 | 0 | 0 | 0 | 0 | 0 | 0 | 0 | 0 | 0 | 0 | 0 | 0 | 0 | 0 | 0 | 0 | 0 | 0 | 0 | 0 | 0 | 0 | 0 | 0 | 0 | 0 | 0 | 0 | 0 | 0 | 0 | 0 | 0 | 0
0 | 0 | 0 | 0 | 0 | 0 | 0 | 0 | 0 | 0 | 0 | 0 | 0 | 0 | 0 | [29 empty] | 0 | 0 | 0 | 0 | 0 | 0 | 0 | 0 | 0 | 0 | 0 | 0 | 0 | 0 | 0 | 0 | 0 | 0 | 0 | 0 | 0 | 0 | 0 | 0 | 0 | 0 | 0 | 0 | 0 | 0 | 0 | 0 | 0 | 0 | 0 | 0 | 0 | 0 | 0 | 0 | 0 | 0 | 0 | 0 | 0 | 0 | 0 | 0 | 0
0 | 0 | 0 | 0 | 0 | 0 | 0 | 0 | 0 | 0 | 0 | 0 | 0 | 0 | 0 | [29 empty] | 0 | 0 | 0 | 0 | 0 | 0 | 0 | 0 | 0 | 0 | 0 | 0 | 0 | 0 | 0 | 0 | 0 | 0 | 0 | 0 | 0 | 0 | 0 | 0 | 0 | 0 | 0 | 0 | 0 | 0 | 0 | 0 | 0 | 0 | 0 | 0 | 0 | 0 | 0 | 0 | 0 | 0 | 0 | 0 | 0 | 0 | 0 | 0 | 0
0 | 0 | 0 | 0 | 0 | 0 | 0 | 0 | 0 | 0 | 0 | 0 | 0 | 0 | 0 | [29 empty] | 0 | 0 | 0 | 0 | 0 | 0 | 0 | 0 | 0 | 0 | 0 | 0 | 0 | 0 | 0 | 0 | 0 | 0 | 0 | 0 | 0 | 0 | 0 | 0 | 0 | 0 | 0 | 0 | 0 | 0 | 0 | 0 | 0 | 0 | 0 | 0 | 0 | 0 | 0 | 0 | 0 | 0 | 0 | 0 | 0 | 0 | 0 | 0 | 0
0 | 0 | 0 | 0 | 0 | 0 | 0 | 0 | 0 | 0 | 0 | 0 | 0 | 0 | 0 | [29 empty] | 0 | 0 | 0 | 0 | 0 | 0 | 0 | 0 | 0 | 0 | 0 | 0 | 0 | 0 | 0 | 0 | 0 | 0 | 0 | 0 | 0 | 0 | 0 | 0 | 0 | 0 | 0 | 0 | 0 | 0 | 0 | 0 | 0 | 0 | 0 | 0 | 0 | 0 | 0 | 0 | 0 | 0 | 0 | 0 | 0 | 0 | 0 | 0 | 0
0 | 0 | 0 | 0 | 0 | 0 | 0 | 0 | 0 | 0 | 0 | 0 | 0 | 0 | 0 | [29 empty] | 0 | 0 | 0 | 0 | 0 | 0 | 0 | 0 | 0 | 0 | 0 | 0 | 0 | 0 | 0 | 0 | 0 | 0 | 0 | 0 | 0 | 0 | 0 | 0 | 0 | 0 | 0 | 0 | 0 | 0 | 0 | 0 | 0 | 0 | 0 | 0 | 0 | 0 | 0 | 0 | 0 | 0 | 0 | 0 | 0 | 0 | 0 | 0 | 0
0 | 0 | 0 | 0 | 0 | 0 | 0 | 0 | 0 | 0 | 0 | 0 | 0 | 0 | 0 | [29 empty] | 0 | 0 | 0 | 0 | 0 | 0 | 0 | 0 | 0 | 0 | 0 | 0 | 0 | 0 | 0 | 0 | 0 | 0 | 0 | 0 | 0 | 0 | 0 | 0 | 0 | 0 | 0 | 0 | 0 | 0 | 0 | 0 | 0 | 0 | 0 | 0 | 0 | 0 | 0 | 0 | 0 | 0 | 0 | 0 | 0 | 0 | 0 | 0 | 0
0 | 0 | 0 | 0 | 0 | 0 | 0 | 0 | 0 | 0 | 0 | 0 | 0 | 0 | 0 | [29 empty] | 0 | 0 | 0 | 0 | 0 | 0 | 0 | 0 | 0 | 0 | 0 | 0 | 0 | 0 | 0 | 0 | 0 | 0 | 0 | 0 | 0 | 0 | 0 | 0 | 0 | 0 | 0 | 0 | 0 | 0 | 0 | 0 | 0 | 0 | 0 | 0 | 0 | 0 | 0 | 0 | 0 | 0 | 0 | 0 | 0 | 0 | 0 | 0 | 0
0 | 0 | 0 | 0 | 0 | 0 | 0 | 0 | 0 | 0 | 0 | 0 | 0 | 0 | 0 | [29 empty] | 0 | 0 | 0 | 0 | 0 | 0 | 0 | 0 | 0 | 0 | 0 | 0 | 0 | 0 | 0 | 0 | 0 | 0 | 0 | 0 | 0 | 0 | 0 | 0 | 0 | 0 | 0 | 0 | 0 | 0 | 0 | 0 | 0 | 0 | 0 | 0 | 0 | 0 | 0 | 0 | 0 | 0 | 0 | 0 | 0 | 0 | 0 | 0 | 0
0 | 0 | 0 | 0 | 0 | 0 | 0 | 0 | 0 | 0 | 0 | 0 | 0 | 0 | 0 | [29 empty] | 0 | 0 | 0 | 0 | 0 | 0 | 0 | 0 | 0 | 0 | 0 | 0 | 0 | 0 | 0 | 0 | 0 | 0 | 0 | 0 | 0 | 0 | 0 | 0 | 0 | 0 | 0 | 0 | 0 | 0 | 0 | 0 | 0 | 0 | 0 | 0 | 0 | 0 | 0 | 0 | 0 | 0 | 0 | 0 | 0 | 0 | 0 | 0 | 0
0 | 0 | 0 | 0 | 0 | 0 | 0 | 0 | 0 | 0 | 0 | 0 | 0 | 0 | 0 | [29 empty] | 0 | 0 | 0 | 0 | 0 | 0 | 0 | 0 | 0 | 0 | 0 | 0 | 0 | 0 | 0 | 0 | 0 | 0 | 0 | 0 | 0 | 0 | 0 | 0 | 0 | 0 | 0 | 0 | 0 | 0 | 0 | 0 | 0 | 0 | 0 | 0 | 0 | 0 | 0 | 0 | 0 | 0 | 0 | 0 | 0 | 0 | 0 | 0 | 0
0 | 0 | 0 | 0 | 0 | 0 | 0 | 0 | 0 | 0 | 0 | 0 | 0 | 0 | 0 | [29 empty] | 0 | 0 | 0 | 0 | 0 | 0 | 0 | 0 | 0 | 0 | 0 | 0 | 0 | 0 | 0 | 0 | 0 | 0 | 0 | 0 | 0 | 0 | 0 | 0 | 0 | 0 | 0 | 0 | 0 | 0 | 0 | 0 | 0 | 0 | 0 | 0 | 0 | 0 | 0 | 0 | 0 | 0 | 0 | 0 | 0 | 0 | 0 | 0 | 0
0 | 0 | 0 | 0 | 0 | 0 | 0 | 0 | 0 | 0 | 0 | 0 | 0 | 0 | 0 | [29 empty] | 0 | 0 | 0 | 0 | 0 | 0 | 0 | 0 | 0 | 0 | 0 | 0 | 0 | 0 | 0 | 0 | 0 | 0 | 0 | 0 | 0 | 0 | 0 | 0 | 0 | 0 | 0 | 0 | 0 | 0 | 0 | 0 | 0 | 0 | 0 | 0 | 0 | 0 | 0 | 0 | 0 | 0 | 0 | 0 | 0 | 0 | 0 | 0 | 0
0 | 0 | 0 | 0 | 0 | 0 | 0 | 0 | 0 | 0 | 0 | 0 | 0 | 0 | 0 | [29 empty] | 0 | 0 | 0 | 0 | 0 | 0 | 0 | 0 | 0 | 0 | 0 | 0 | 0 | 0 | 0 | 0 | 0 | 0 | 0 | 0 | 0 | 0 | 0 | 0 | 0 | 0 | 0 | 0 | 0 | 0 | 0 | 0 | 0 | 0 | 0 | 0 | 0 | 0 | 0 | 0 | 0 | 0 | 0 | 0 | 0 | 0 | 0 | 0 | 0
0 | 0 | 0 | 0 | 0 | 0 | 0 | 0 | 0 | 0 | 0 | 0 | 0 | 0 | 0 | [29 empty] | 0 | 0 | 0 | 0 | 0 | 0 | 0 | 0 | 0 | 0 | 0 | 0 | 0 | 0 | 0 | 0 | 0 | 0 | 0 | 0 | 0 | 0 | 0 | 0 | 0 | 0 | 0 | 0 | 0 | 0 | 0 | 0 | 0 | 0 | 0 | 0 | 0 | 0 | 0 | 0 | 0 | 0 | 0 | 0 | 0 | 0 | 0 | 0 | 0
0 | 0 | 0 | 0 | 0 | 0 | 0 | 0 | 0 | 0 | 0 | 0 | 0 | 0 | 0 | [29 empty] | 0 | 0 | 0 | 0 | 0 | 0 | 0 | 0 | 0 | 0 | 0 | 0 | 0 | 0 | 0 | 0 | 0 | 0 | 0 | 0 | 0 | 0 | 0 | 0 | 0 | 0 | 0 | 0 | 0 | 0 | 0 | 0 | 0 | 0 | 0 | 0 | 0 | 0 | 0 | 0 | 0 | 0 | 0 | 0 | 0 | 0 | 0 | 0 | 0
0 | 0 | 0 | 0 | 0 | 0 | 0 | 0 | 0 | 0 | 0 | 0 | 0 | 0 | 0 | [29 empty] | 0 | 0 | 0 | 0 | 0 | 0 | 0 | 0 | 0 | 0 | 0 | 0 | 0 | 0 | 0 | 0 | 0 | 0 | 0 | 0 | 0 | 0 | 0 | 0 | 0 | 0 | 0 | 0 | 0 | 0 | 0 | 0 | 0 | 0 | 0 | 0 | 0 | 0 | 0 | 0 | 0 | 0 | 0 | 0 | 0 | 0 | 0 | 0 | 0
0 | 0 | 0 | 0 | 0 | 0 | 0 | 0 | 0 | 0 | 0 | 0 | 0 | 0 | 0 | [29 empty] | 0 | 0 | 0 | 0 | 0 | 0 | 0 | 0 | 0 | 0 | 0 | 0 | 0 | 0 | 0 | 0 | 0 | 0 | 0 | 0 | 0 | 0 | 0 | 0 | 0 | 0 | 0 | 0 | 0 | 0 | 0 | 0 | 0 | 0 | 0 | 0 | 0 | 0 | 0 | 0 | 0 | 0 | 0 | 0 | 0 | 0 | 0 | 0 | 0
0 | 0 | 0 | 0 | 0 | 0 | 0 | 0 | 0 | 0 | 0 | 0 | 0 | 0 | 0 | [29 empty] | 0 | 0 | 0 | 0 | 0 | 0 | 0 | 0 | 0 | 0 | 0 | 0 | 0 | 0 | 0 | 0 | 0 | 0 | 0 | 0 | 0 | 0 | 0 | 0 | 0 | 0 | 0 | 0 | 0 | 0 | 0 | 0 | 0 | 0 | 0 | 0 | 0 | 0 | 0 | 0 | 0 | 0 | 0 | 0 | 0 | 0 | 0 | 0 | 0
0 | 0 | 0 | 0 | 0 | 0 | 0 | 0 | 0 | 0 | 0 | 0 | 0 | 0 | 0 | [29 empty] | 0 | 0 | 0 | 0 | 0 | 0 | 0 | 0 | 0 | 0 | 0 | 0 | 0 | 0 | 0 | 0 | 0 | 0 | 0 | 0 | 0 | 0 | 0 | 0 | 0 | 0 | 0 | 0 | 0 | 0 | 0 | 0 | 0 | 0 | 0 | 0 | 0 | 0 | 0 | 0 | 0 | 0 | 0 | 0 | 0 | 0 | 0 | 0 | 0
0 | 0 | 0 | 0 | 0 | 0 | 0 | 0 | 0 | 0 | 0 | 0 | 0 | 0 | 0 | [29 empty] | 0 | 0 | 0 | 0 | 0 | 0 | 0 | 0 | 0 | 0 | 0 | 0 | 0 | 0 | 0 | 0 | 0 | 0 | 0 | 0 | 0 | 0 | 0 | 0 | 0 | 0 | 0 | 0 | 0 | 0 | 0 | 0 | 0 | 0 | 0 | 0 | 0 | 0 | 0 | 0 | 0 | 0 | 0 | 0 | 0 | 0 | 0 | 0 | 0
0 | 0 | 0 | 0 | 0 | 0 | 0 | 0 | 0 | 0 | 0 | 0 | 0 | 0 | 0 | [29 empty] | 0 | 0 | 0 | 0 | 0 | 0 | 0 | 0 | 0 | 0 | 0 | 0 | 0 | 0 | 0 | 0 | 0 | 0 | 0 | 0 | 0 | 0 | 0 | 0 | 0 | 0 | 0 | 0 | 0 | 0 | 0 | 0 | 0 | 0 | 0 | 0 | 0 | 0 | 0 | 0 | 0 | 0 | 0 | 0 | 0 | 0 | 0 | 0 | 0
0 | 0 | 0 | 0 | 0 | 0 | 0 | 0 | 0 | 0 | 0 | 0 | 0 | 0 | 0 | [29 empty] | 0 | 0 | 0 | 0 | 0 | 0 | 0 | 0 | 0 | 0 | 0 | 0 | 0 | 0 | 0 | 0 | 0 | 0 | 0 | 0 | 0 | 0 | 0 | 0 | 0 | 0 | 0 | 0 | 0 | 0 | 0 | 0 | 0 | 0 | 0 | 0 | 0 | 0 | 0 | 0 | 0 | 0 | 0 | 0 | 0 | 0 | 0 | 0 | 0
0 | 0 | 0 | 0 | 0 | 0 | 0 | 0 | 0 | 0 | 0 | 0 | 0 | 0 | 0 | [29 empty] | 0 | 0 | 0 | 0 | 0 | 0 | 0 | 0 | 0 | 0 | 0 | 0 | 0 | 0 | 0 | 0 | 0 | 0 | 0 | 0 | 0 | 0 | 0 | 0 | 0 | 0 | 0 | 0 | 0 | 0 | 0 | 0 | 0 | 0 | 0 | 0 | 0 | 0 | 0 | 0 | 0 | 0 | 0 | 0 | 0 | 0 | 0 | 0 | 0
0 | 0 | 0 | 0 | 0 | 0 | 0 | 0 | 0 | 0 | 0 | 0 | 0 | 0 | 0 | [29 empty] | 0 | 0 | 0 | 0 | 0 | 0 | 0 | 0 | 0 | 0 | 0 | 0 | 0 | 0 | 0 | 0 | 0 | 0 | 0 | 0 | 0 | 0 | 0 | 0 | 0 | 0 | 0 | 0 | 0 | 0 | 0 | 0 | 0 | 0 | 0 | 0 | 0 | 0 | 0 | 0 | 0 | 0 | 0 | 0 | 0 | 0 | 0 | 0 | 0
0 | 0 | 0 | 0 | 0 | 0 | 0 | 0 | 0 | 0 | 0 | 0 | 0 | 0 | 0 | [29 empty] | 0 | 0 | 0 | 0 | 0 | 0 | 0 | 0 | 0 | 0 | 0 | 0 | 0 | 0 | 0 | 0 | 0 | 0 | 0 | 0 | 0 | 0 | 0 | 0 | 0 | 0 | 0 | 0 | 0 | 0 | 0 | 0 | 0 | 0 | 0 | 0 | 0 | 0 | 0 | 0 | 0 | 0 | 0 | 0 | 0 | 0 | 0 | 0 | 0
0 | 0 | 0 | 0 | 0 | 0 | 0 | 0 | 0 | 0 | 0 | 0 | 0 | 0 | 0 | [29 empty] | 0 | 0 | 0 | 0 | 0 | 0 | 0 | 0 | 0 | 0 | 0 | 0 | 0 | 0 | 0 | 0 | 0 | 0 | 0 | 0 | 0 | 0 | 0 | 0 | 0 | 0 | 0 | 0 | 0 | 0 | 0 | 0 | 0 | 0 | 0 | 0 | 0 | 0 | 0 | 0 | 0 | 0 | 0 | 0 | 0 | 0 | 0 | 0 | 0
0 | 0 | 0 | 0 | 0 | 0 | 0 | 0 | 0 | 0 | 0 | 0 | 0 | 0 | 0 | [29 empty] | 0 | 0 | 0 | 0 | 0 | 0 | 0 | 0 | 0 | 0 | 0 | 0 | 0 | 0 | 0 | 0 | 0 | 0 | 0 | 0 | 0 | 0 | 0 | 0 | 0 | 0 | 0 | 0 | 0 | 0 | 0 | 0 | 0 | 0 | 0 | 0 | 0 | 0 | 0 | 0 | 0 | 0 | 0 | 0 | 0 | 0 | 0 | 0 | 0
0 | 0 | 0 | 0 | 0 | 0 | 0 | 0 | 0 | 0 | 0 | 0 | 0 | 0 | 0 | [29 empty] | 0 | 0 | 0 | 0 | 0 | 0 | 0 | 0 | 0 | 0 | 0 | 0 | 0 | 0 | 0 | 0 | 0 | 0 | 0 | 0 | 0 | 0 | 0 | 0 | 0 | 0 | 0 | 0 | 0 | 0 | 0 | 0 | 0 | 0 | 0 | 0 | 0 | 0 | 0 | 0 | 0 | 0 | 0 | 0 | 0 | 0 | 0 | 0 | 0
0 | 0 | 0 | 0 | 0 | 0 | 0 | 0 | 0 | 0 | 0 | 0 | 0 | 0 | 0 | [29 empty] | 0 | 0 | 0 | 0 | 0 | 0 | 0 | 0 | 0 | 0 | 0 | 0 | 0 | 0 | 0 | 0 | 0 | 0 | 0 | 0 | 0 | 0 | 0 | 0 | 0 | 0 | 0 | 0 | 0 | 0 | 0 | 0 | 0 | 0 | 0 | 0 | 0 | 0 | 0 | 0 | 0 | 0 | 0 | 0 | 0 | 0 | 0 | 0 | 0
0 | 0 | 0 | 0 | 0 | 0 | 0 | 0 | 0 | 0 | 0 | 0 | 0 | 0 | 0 | [29 empty] | 0 | 0 | 0 | 0 | 0 | 0 | 0 | 0 | 0 | 0 | 0 | 0 | 0 | 0 | 0 | 0 | 0 | 0 | 0 | 0 | 0 | 0 | 0 | 0 | 0 | 0 | 0 | 0 | 0 | 0 | 0 | 0 | 0 | 0 | 0 | 0 | 0 | 0 | 0 | 0 | 0 | 0 | 0 | 0 | 0 | 0 | 0 | 0 | 0
0 | 0 | 0 | 0 | 0 | 0 | 0 | 0 | 0 | 0 | 0 | 0 | 0 | 0 | 0 | [29 empty] | 0 | 0 | 0 | 0 | 0 | 0 | 0 | 0 | 0 | 0 | 0 | 0 | 0 | 0 | 0 | 0 | 0 | 0 | 0 | 0 | 0 | 0 | 0 | 0 | 0 | 0 | 0 | 0 | 0 | 0 | 0 | 0 | 0 | 0 | 0 | 0 | 0 | 0 | 0 | 0 | 0 | 0 | 0 | 0 | 0 | 0 | 0 | 0 | 0
0 | 0 | 0 | 0 | 0 | 0 | 0 | 0 | 0 | 0 | 0 | 0 | 0 | 0 | 0 | [29 empty] | 0 | 0 | 0 | 0 | 0 | 0 | 0 | 0 | 0 | 0 | 0 | 0 | 0 | 0 | 0 | 0 | 0 | 0 | 0 | 0 | 0 | 0 | 0 | 0 | 0 | 0 | 0 | 0 | 0 | 0 | 0 | 0 | 0 | 0 | 0 | 0 | 0 | 0 | 0 | 0 | 0 | 0 | 0 | 0 | 0 | 0 | 0 | 0 | 0
0 | 0 | 0 | 0 | 0 | 0 | 0 | 0 | 0 | 0 | 0 | 0 | 0 | 0 | 0 | [29 empty] | 0 | 0 | 0 | 0 | 0 | 0 | 0 | 0 | 0 | 0 | 0 | 0 | 0 | 0 | 0 | 0 | 0 | 0 | 0 | 0 | 0 | 0 | 0 | 0 | 0 | 0 | 0 | 0 | 0 | 0 | 0 | 0 | 0 | 0 | 0 | 0 | 0 | 0 | 0 | 0 | 0 | 0 | 0 | 0 | 0 | 0 | 0 | 0 | 0
0 | 0 | 0 | 0 | 0 | 0 | 0 | 0 | 0 | 0 | 0 | 0 | 0 | 0 | 0 | [29 empty] | 0 | 0 | 0 | 0 | 0 | 0 | 0 | 0 | 0 | 0 | 0 | 0 | 0 | 0 | 0 | 0 | 0 | 0 | 0 | 0 | 0 | 0 | 0 | 0 | 0 | 0 | 0 | 0 | 0 | 0 | 0 | 0 | 0 | 0 | 0 | 0 | 0 | 0 | 0 | 0 | 0 | 0 | 0 | 0 | 0 | 0 | 0 | 0 | 0
0 | 0 | 0 | 0 | 0 | 0 | 0 | 0 | 0 | 0 | 0 | 0 | 0 | 0 | 0 | [29 empty] | 0 | 0 | 0 | 0 | 0 | 0 | 0 | 0 | 0 | 0 | 0 | 0 | 0 | 0 | 0 | 0 | 0 | 0 | 0 | 0 | 0 | 0 | 0 | 0 | 0 | 0 | 0 | 0 | 0 | 0 | 0 | 0 | 0 | 0 | 0 | 0 | 0 | 0 | 0 | 0 | 0 | 0 | 0 | 0 | 0 | 0 | 0 | 0 | 0
0 | 0 | 0 | 0 | 0 | 0 | 0 | 0 | 0 | 0 | 0 | 0 | 0 | 0 | 0 | [29 empty] | 0 | 0 | 0 | 0 | 0 | 0 | 0 | 0 | 0 | 0 | 0 | 0 | 0 | 0 | 0 | 0 | 0 | 0 | 0 | 0 | 0 | 0 | 0 | 0 | 0 | 0 | 0 | 0 | 0 | 0 | 0 | 0 | 0 | 0 | 0 | 0 | 0 | 0 | 0 | 0 | 0 | 0 | 0 | 0 | 0 | 0 | 0 | 0 | 0
0 | 0 | 0 | 0 | 0 | 0 | 0 | 0 | 0 | 0 | 0 | 0 | 0 | 0 | 0 | [29 empty] | 0 | 0 | 0 | 0 | 0 | 0 | 0 | 0 | 0 | 0 | 0 | 0 | 0 | 0 | 0 | 0 | 0 | 0 | 0 | 0 | 0 | 0 | 0 | 0 | 0 | 0 | 0 | 0 | 0 | 0 | 0 | 0 | 0 | 0 | 0 | 0 | 0 | 0 | 0 | 0 | 0 | 0 | 0 | 0 | 0 | 0 | 0 | 0 | 0
0 | 0 | 0 | 0 | 0 | 0 | 0 | 0 | 0 | 0 | 0 | 0 | 0 | 0 | 0 | [29 empty] | 0 | 0 | 0 | 0 | 0 | 0 | 0 | 0 | 0 | 0 | 0 | 0 | 0 | 0 | 0 | 0 | 0 | 0 | 0 | 0 | 0 | 0 | 0 | 0 | 0 | 0 | 0 | 0 | 0 | 0 | 0 | 0 | 0 | 0 | 0 | 0 | 0 | 0 | 0 | 0 | 0 | 0 | 0 | 0 | 0 | 0 | 0 | 0 | 0
0 | 0 | 0 | 0 | 0 | 0 | 0 | 0 | 0 | 0 | 0 | 0 | 0 | 0 | 0 | [29 empty] | 0 | 0 | 0 | 0 | 0 | 0 | 0 | 0 | 0 | 0 | 0 | 0 | 0 | 0 | 0 | 0 | 0 | 0 | 0 | 0 | 0 | 0 | 0 | 0 | 0 | 0 | 0 | 0 | 0 | 0 | 0 | 0 | 0 | 0 | 0 | 0 | 0 | 0 | 0 | 0 | 0 | 0 | 0 | 0 | 0 | 0 | 0 | 0 | 0
0 | 0 | 0 | 0 | 0 | 0 | 0 | 0 | 0 | 0 | 0 | 0 | 0 | 0 | 0 | [29 empty] | 0 | 0 | 0 | 0 | 0 | 0 | 0 | 0 | 0 | 0 | 0 | 0 | 0 | 0 | 0 | 0 | 0 | 0 | 0 | 0 | 0 | 0 | 0 | 0 | 0 | 0 | 0 | 0 | 0 | 0 | 0 | 0 | 0 | 0 | 0 | 0 | 0 | 0 | 0 | 0 | 0 | 0 | 0 | 0 | 0 | 0 | 0 | 0 | 0
0 | 0 | 0 | 0 | 0 | 0 | 0 | 0 | 0 | 0 | 0 | 0 | 0 | 0 | 0 | [29 empty] | 0 | 0 | 0 | 0 | 0 | 0 | 0 | 0 | 0 | 0 | 0 | 0 | 0 | 0 | 0 | 0 | 0 | 0 | 0 | 0 | 0 | 0 | 0 | 0 | 0 | 0 | 0 | 0 | 0 | 0 | 0 | 0 | 0 | 0 | 0 | 0 | 0 | 0 | 0 | 0 | 0 | 0 | 0 | 0 | 0 | 0 | 0 | 0 | 0
0 | 0 | 0 | 0 | 0 | 0 | 0 | 0 | 0 | 0 | 0 | 0 | 0 | 0 | 0 | [29 empty] | 0 | 0 | 0 | 0 | 0 | 0 | 0 | 0 | 0 | 0 | 0 | 0 | 0 | 0 | 0 | 0 | 0 | 0 | 0 | 0 | 0 | 0 | 0 | 0 | 0 | 0 | 0 | 0 | 0 | 0 | 0 | 0 | 0 | 0 | 0 | 0 | 0 | 0 | 0 | 0 | 0 | 0 | 0 | 0 | 0 | 0 | 0 | 0 | 0
0 | 0 | 0 | 0 | 0 | 0 | 0 | 0 | 0 | 0 | 0 | 0 | 0 | 0 | 0 | [29 empty] | 0 | 0 | 0 | 0 | 0 | 0 | 0 | 0 | 0 | 0 | 0 | 0 | 0 | 0 | 0 | 0 | 0 | 0 | 0 | 0 | 0 | 0 | 0 | 0 | 0 | 0 | 0 | 0 | 0 | 0 | 0 | 0 | 0 | 0 | 0 | 0 | 0 | 0 | 0 | 0 | 0 | 0 | 0 | 0 | 0 | 0 | 0 | 0 | 0
0 | 0 | 0 | 0 | 0 | 0 | 0 | 0 | 0 | 0 | 0 | 0 | 0 | 0 | 0 | [29 empty] | 0 | 0 | 0 | 0 | 0 | 0 | 0 | 0 | 0 | 0 | 0 | 0 | 0 | 0 | 0 | 0 | 0 | 0 | 0 | 0 | 0 | 0 | 0 | 0 | 0 | 0 | 0 | 0 | 0 | 0 | 0 | 0 | 0 | 0 | 0 | 0 | 0 | 0 | 0 | 0 | 0 | 0 | 0 | 0 | 0 | 0 | 0 | 0 | 0
0 | 0 | 0 | 0 | 0 | 0 | 0 | 0 | 0 | 0 | 0 | 0 | 0 | 0 | 0 | [29 empty] | 0 | 0 | 0 | 0 | 0 | 0 | 0 | 0 | 0 | 0 | 0 | 0 | 0 | 0 | 0 | 0 | 0 | 0 | 0 | 0 | 0 | 0 | 0 | 0 | 0 | 0 | 0 | 0 | 0 | 0 | 0 | 0 | 0 | 0 | 0 | 0 | 0 | 0 | 0 | 0 | 0 | 0 | 0 | 0 | 0 | 0 | 0 | 0 | 0
0 | 0 | 0 | 0 | 0 | 0 | 0 | 0 | 0 | 0 | 0 | 0 | 0 | 0 | 0 | [29 empty] | 0 | 0 | 0 | 0 | 0 | 0 | 0 | 0 | 0 | 0 | 0 | 0 | 0 | 0 | 0 | 0 | 0 | 0 | 0 | 0 | 0 | 0 | 0 | 0 | 0 | 0 | 0 | 0 | 0 | 0 | 0 | 0 | 0 | 0 | 0 | 0 | 0 | 0 | 0 | 0 | 0 | 0 | 0 | 0 | 0 | 0 | 0 | 0 | 0
0 | 0 | 0 | 0 | 0 | 0 | 0 | 0 | 0 | 0 | 0 | 0 | 0 | 0 | 0 | [29 empty] | 0 | 0 | 0 | 0 | 0 | 0 | 0 | 0 | 0 | 0 | 0 | 0 | 0 | 0 | 0 | 0 | 0 | 0 | 0 | 0 | 0 | 0 | 0 | 0 | 0 | 0 | 0 | 0 | 0 | 0 | 0 | 0 | 0 | 0 | 0 | 0 | 0 | 0 | 0 | 0 | 0 | 0 | 0 | 0 | 0 | 0 | 0 | 0 | 0
0 | 0 | 0 | 0 | 0 | 0 | 0 | 0 | 0 | 0 | 0 | 0 | 0 | 0 | 0 | [29 empty] | 0 | 0 | 0 | 0 | 0 | 0 | 0 | 0 | 0 | 0 | 0 | 0 | 0 | 0 | 0 | 0 | 0 | 0 | 0 | 0 | 0 | 0 | 0 | 0 | 0 | 0 | 0 | 0 | 0 | 0 | 0 | 0 | 0 | 0 | 0 | 0 | 0 | 0 | 0 | 0 | 0 | 0 | 0 | 0 | 0 | 0 | 0 | 0 | 0
0 | 0 | 0 | 0 | 0 | 0 | 0 | 0 | 0 | 0 | 0 | 0 | 0 | 0 | 0 | [29 empty] | 0 | 0 | 0 | 0 | 0 | 0 | 0 | 0 | 0 | 0 | 0 | 0 | 0 | 0 | 0 | 0 | 0 | 0 | 0 | 0 | 0 | 0 | 0 | 0 | 0 | 0 | 0 | 0 | 0 | 0 | 0 | 0 | 0 | 0 | 0 | 0 | 0 | 0 | 0 | 0 | 0 | 0 | 0 | 0 | 0 | 0 | 0 | 0 | 0
0 | 0 | 0 | 0 | 0 | 0 | 0 | 0 | 0 | 0 | 0 | 0 | 0 | 0 | 0 | [29 empty] | 0 | 0 | 0 | 0 | 0 | 0 | 0 | 0 | 0 | 0 | 0 | 0 | 0 | 0 | 0 | 0 | 0 | 0 | 0 | 0 | 0 | 0 | 0 | 0 | 0 | 0 | 0 | 0 | 0 | 0 | 0 | 0 | 0 | 0 | 0 | 0 | 0 | 0 | 0 | 0 | 0 | 0 | 0 | 0 | 0 | 0 | 0 | 0 | 0
0 | 0 | 0 | 0 | 0 | 0 | 0 | 0 | 0 | 0 | 0 | 0 | 0 | 0 | 0 | [29 empty] | 0 | 0 | 0 | 0 | 0 | 0 | 0 | 0 | 0 | 0 | 0 | 0 | 0 | 0 | 0 | 0 | 0 | 0 | 0 | 0 | 0 | 0 | 0 | 0 | 0 | 0 | 0 | 0 | 0 | 0 | 0 | 0 | 0 | 0 | 0 | 0 | 0 | 0 | 0 | 0 | 0 | 0 | 0 | 0 | 0 | 0 | 0 | 0 | 0
0 | 0 | 0 | 0 | 0 | 0 | 0 | 0 | 0 | 0 | 0 | 0 | 0 | 0 | 0 | [29 empty] | 0 | 0 | 0 | 0 | 0 | 0 | 0 | 0 | 0 | 0 | 0 | 0 | 0 | 0 | 0 | 0 | 0 | 0 | 0 | 0 | 0 | 0 | 0 | 0 | 0 | 0 | 0 | 0 | 0 | 0 | 0 | 0 | 0 | 0 | 0 | 0 | 0 | 0 | 0 | 0 | 0 | 0 | 0 | 0 | 0 | 0 | 0 | 0 | 0
0 | 0 | 0 | 0 | 0 | 0 | 0 | 0 | 0 | 0 | 0 | 0 | 0 | 0 | 0 | [29 empty] | 0 | 0 | 0 | 0 | 0 | 0 | 0 | 0 | 0 | 0 | 0 | 0 | 0 | 0 | 0 | 0 | 0 | 0 | 0 | 0 | 0 | 0 | 0 | 0 | 0 | 0 | 0 | 0 | 0 | 0 | 0 | 0 | 0 | 0 | 0 | 0 | 0 | 0 | 0 | 0 | 0 | 0 | 0 | 0 | 0 | 0 | 0 | 0 | 0
0 | 0 | 0 | 0 | 0 | 0 | 0 | 0 | 0 | 0 | 0 | 0 | 0 | 0 | 0 | [29 empty] | 0 | 0 | 0 | 0 | 0 | 0 | 0 | 0 | 0 | 0 | 0 | 0 | 0 | 0 | 0 | 0 | 0 | 0 | 0 | 0 | 0 | 0 | 0 | 0 | 0 | 0 | 0 | 0 | 0 | 0 | 0 | 0 | 0 | 0 | 0 | 0 | 0 | 0 | 0 | 0 | 0 | 0 | 0 | 0 | 0 | 0 | 0 | 0 | 0
0 | 0 | 0 | 0 | 0 | 0 | 0 | 0 | 0 | 0 | 0 | 0 | 0 | 0 | 0 | [29 empty] | 0 | 0 | 0 | 0 | 0 | 0 | 0 | 0 | 0 | 0 | 0 | 0 | 0 | 0 | 0 | 0 | 0 | 0 | 0 | 0 | 0 | 0 | 0 | 0 | 0 | 0 | 0 | 0 | 0 | 0 | 0 | 0 | 0 | 0 | 0 | 0 | 0 | 0 | 0 | 0 | 0 | 0 | 0 | 0 | 0 | 0 | 0 | 0 | 0
0 | 0 | 0 | 0 | 0 | 0 | 0 | 0 | 0 | 0 | 0 | 0 | 0 | 0 | 0 | [29 empty] | 0 | 0 | 0 | 0 | 0 | 0 | 0 | 0 | 0 | 0 | 0 | 0 | 0 | 0 | 0 | 0 | 0 | 0 | 0 | 0 | 0 | 0 | 0 | 0 | 0 | 0 | 0 | 0 | 0 | 0 | 0 | 0 | 0 | 0 | 0 | 0 | 0 | 0 | 0 | 0 | 0 | 0 | 0 | 0 | 0 | 0 | 0 | 0 | 0
0 | 0 | 0 | 0 | 0 | 0 | 0 | 0 | 0 | 0 | 0 | 0 | 0 | 0 | 0 | [29 empty] | 0 | 0 | 0 | 0 | 0 | 0 | 0 | 0 | 0 | 0 | 0 | 0 | 0 | 0 | 0 | 0 | 0 | 0 | 0 | 0 | 0 | 0 | 0 | 0 | 0 | 0 | 0 | 0 | 0 | 0 | 0 | 0 | 0 | 0 | 0 | 0 | 0 | 0 | 0 | 0 | 0 | 0 | 0 | 0 | 0 | 0 | 0 | 0 | 0
0 | 0 | 0 | 0 | 0 | 0 | 0 | 0 | 0 | 0 | 0 | 0 | 0 | 0 | 0 | [29 empty] | 0 | 0 | 0 | 0 | 0 | 0 | 0 | 0 | 0 | 0 | 0 | 0 | 0 | 0 | 0 | 0 | 0 | 0 | 0 | 0 | 0 | 0 | 0 | 0 | 0 | 0 | 0 | 0 | 0 | 0 | 0 | 0 | 0 | 0 | 0 | 0 | 0 | 0 | 0 | 0 | 0 | 0 | 0 | 0 | 0 | 0 | 0 | 0 | 0
0 | 0 | 0 | 0 | 0 | 0 | 0 | 0 | 0 | 0 | 0 | 0 | 0 | 0 | 0 | [29 empty] | 0 | 0 | 0 | 0 | 0 | 0 | 0 | 0 | 0 | 0 | 0 | 0 | 0 | 0 | 0 | 0 | 0 | 0 | 0 | 0 | 0 | 0 | 0 | 0 | 0 | 0 | 0 | 0 | 0 | 0 | 0 | 0 | 0 | 0 | 0 | 0 | 0 | 0 | 0 | 0 | 0 | 0 | 0 | 0 | 0 | 0 | 0 | 0 | 0
0 | 0 | 0 | 0 | 0 | 0 | 0 | 0 | 0 | 0 | 0 | 0 | 0 | 0 | 0 | [29 empty] | 0 | 0 | 0 | 0 | 0 | 0 | 0 | 0 | 0 | 0 | 0 | 0 | 0 | 0 | 0 | 0 | 0 | 0 | 0 | 0 | 0 | 0 | 0 | 0 | 0 | 0 | 0 | 0 | 0 | 0 | 0 | 0 | 0 | 0 | 0 | 0 | 0 | 0 | 0 | 0 | 0 | 0 | 0 | 0 | 0 | 0 | 0 | 0 | 0
0 | 0 | 0 | 0 | 0 | 0 | 0 | 0 | 0 | 0 | 0 | 0 | 0 | 0 | 0 | [29 empty] | 0 | 0 | 0 | 0 | 0 | 0 | 0 | 0 | 0 | 0 | 0 | 0 | 0 | 0 | 0 | 0 | 0 | 0 | 0 | 0 | 0 | 0 | 0 | 0 | 0 | 0 | 0 | 0 | 0 | 0 | 0 | 0 | 0 | 0 | 0 | 0 | 0 | 0 | 0 | 0 | 0 | 0 | 0 | 0 | 0 | 0 | 0 | 0 | 0
0 | 0 | 0 | 0 | 0 | 0 | 0 | 0 | 0 | 0 | 0 | 0 | 0 | 0 | 0 | [29 empty] | 0 | 0 | 0 | 0 | 0 | 0 | 0 | 0 | 0 | 0 | 0 | 0 | 0 | 0 | 0 | 0 | 0 | 0 | 0 | 0 | 0 | 0 | 0 | 0 | 0 | 0 | 0 | 0 | 0 | 0 | 0 | 0 | 0 | 0 | 0 | 0 | 0 | 0 | 0 | 0 | 0 | 0 | 0 | 0 | 0 | 0 | 0 | 0 | 0
0 | 0 | 0 | 0 | 0 | 0 | 0 | 0 | 0 | 0 | 0 | 0 | 0 | 0 | 0 | [29 empty] | 0 | 0 | 0 | 0 | 0 | 0 | 0 | 0 | 0 | 0 | 0 | 0 | 0 | 0 | 0 | 0 | 0 | 0 | 0 | 0 | 0 | 0 | 0 | 0 | 0 | 0 | 0 | 0 | 0 | 0 | 0 | 0 | 0 | 0 | 0 | 0 | 0 | 0 | 0 | 0 | 0 | 0 | 0 | 0 | 0 | 0 | 0 | 0 | 0
0 | 0 | 0 | 0 | 0 | 0 | 0 | 0 | 0 | 0 | 0 | 0 | 0 | 0 | 0 | [29 empty] | 0 | 0 | 0 | 0 | 0 | 0 | 0 | 0 | 0 | 0 | 0 | 0 | 0 | 0 | 0 | 0 | 0 | 0 | 0 | 0 | 0 | 0 | 0 | 0 | 0 | 0 | 0 | 0 | 0 | 0 | 0 | 0 | 0 | 0 | 0 | 0 | 0 | 0 | 0 | 0 | 0 | 0 | 0 | 0 | 0 | 0 | 0 | 0 | 0
0 | 0 | 0 | 0 | 0 | 0 | 0 | 0 | 0 | 0 | 0 | 0 | 0 | 0 | 0 | [29 empty] | 0 | 0 | 0 | 0 | 0 | 0 | 0 | 0 | 0 | 0 | 0 | 0 | 0 | 0 | 0 | 0 | 0 | 0 | 0 | 0 | 0 | 0 | 0 | 0 | 0 | 0 | 0 | 0 | 0 | 0 | 0 | 0 | 0 | 0 | 0 | 0 | 0 | 0 | 0 | 0 | 0 | 0 | 0 | 0 | 0 | 0 | 0 | 0 | 0
0 | 0 | 0 | 0 | 0 | 0 | 0 | 0 | 0 | 0 | 0 | 0 | 0 | 0 | 0 | [29 empty] | 0 | 0 | 0 | 0 | 0 | 0 | 0 | 0 | 0 | 0 | 0 | 0 | 0 | 0 | 0 | 0 | 0 | 0 | 0 | 0 | 0 | 0 | 0 | 0 | 0 | 0 | 0 | 0 | 0 | 0 | 0 | 0 | 0 | 0 | 0 | 0 | 0 | 0 | 0 | 0 | 0 | 0 | 0 | 0 | 0 | 0 | 0 | 0 | 0
0 | 0 | 0 | 0 | 0 | 0 | 0 | 0 | 0 | 0 | 0 | 0 | 0 | 0 | 0 | [29 empty] | 0 | 0 | 0 | 0 | 0 | 0 | 0 | 0 | 0 | 0 | 0 | 0 | 0 | 0 | 0 | 0 | 0 | 0 | 0 | 0 | 0 | 0 | 0 | 0 | 0 | 0 | 0 | 0 | 0 | 0 | 0 | 0 | 0 | 0 | 0 | 0 | 0 | 0 | 0 | 0 | 0 | 0 | 0 | 0 | 0 | 0 | 0 | 0 | 0
0 | 0 | 0 | 0 | 0 | 0 | 0 | 0 | 0 | 0 | 0 | 0 | 0 | 0 | 0 | [29 empty] | 0 | 0 | 0 | 0 | 0 | 0 | 0 | 0 | 0 | 0 | 0 | 0 | 0 | 0 | 0 | 0 | 0 | 0 | 0 | 0 | 0 | 0 | 0 | 0 | 0 | 0 | 0 | 0 | 0 | 0 | 0 | 0 | 0 | 0 | 0 | 0 | 0 | 0 | 0 | 0 | 0 | 0 | 0 | 0 | 0 | 0 | 0 | 0 | 0
0 | 0 | 0 | 0 | 0 | 0 | 0 | 0 | 0 | 0 | 0 | 0 | 0 | 0 | 0 | [29 empty] | 0 | 0 | 0 | 0 | 0 | 0 | 0 | 0 | 0 | 0 | 0 | 0 | 0 | 0 | 0 | 0 | 0 | 0 | 0 | 0 | 0 | 0 | 0 | 0 | 0 | 0 | 0 | 0 | 0 | 0 | 0 | 0 | 0 | 0 | 0 | 0 | 0 | 0 | 0 | 0 | 0 | 0 | 0 | 0 | 0 | 0 | 0 | 0 | 0
0 | 0 | 0 | 0 | 0 | 0 | 0 | 0 | 0 | 0 | 0 | 0 | 0 | 0 | 0 | [29 empty] | 0 | 0 | 0 | 0 | 0 | 0 | 0 | 0 | 0 | 0 | 0 | 0 | 0 | 0 | 0 | 0 | 0 | 0 | 0 | 0 | 0 | 0 | 0 | 0 | 0 | 0 | 0 | 0 | 0 | 0 | 0 | 0 | 0 | 0 | 0 | 0 | 0 | 0 | 0 | 0 | 0 | 0 | 0 | 0 | 0 | 0 | 0 | 0 | 0
0 | 0 | 0 | 0 | 0 | 0 | 0 | 0 | 0 | 0 | 0 | 0 | 0 | 0 | 0 | [29 empty] | 0 | 0 | 0 | 0 | 0 | 0 | 0 | 0 | 0 | 0 | 0 | 0 | 0 | 0 | 0 | 0 | 0 | 0 | 0 | 0 | 0 | 0 | 0 | 0 | 0 | 0 | 0 | 0 | 0 | 0 | 0 | 0 | 0 | 0 | 0 | 0 | 0 | 0 | 0 | 0 | 0 | 0 | 0 | 0 | 0 | 0 | 0 | 0 | 0
0 | 0 | 0 | 0 | 0 | 0 | 0 | 0 | 0 | 0 | 0 | 0 | 0 | 0 | 0 | [29 empty] | 0 | 0 | 0 | 0 | 0 | 0 | 0 | 0 | 0 | 0 | 0 | 0 | 0 | 0 | 0 | 0 | 0 | 0 | 0 | 0 | 0 | 0 | 0 | 0 | 0 | 0 | 0 | 0 | 0 | 0 | 0 | 0 | 0 | 0 | 0 | 0 | 0 | 0 | 0 | 0 | 0 | 0 | 0 | 0 | 0 | 0 | 0 | 0 | 0
0 | 0 | 0 | 0 | 0 | 0 | 0 | 0 | 0 | 0 | 0 | 0 | 0 | 0 | 0 | [29 empty] | 0 | 0 | 0 | 0 | 0 | 0 | 0 | 0 | 0 | 0 | 0 | 0 | 0 | 0 | 0 | 0 | 0 | 0 | 0 | 0 | 0 | 0 | 0 | 0 | 0 | 0 | 0 | 0 | 0 | 0 | 0 | 0 | 0 | 0 | 0 | 0 | 0 | 0 | 0 | 0 | 0 | 0 | 0 | 0 | 0 | 0 | 0 | 0 | 0
0 | 0 | 0 | 0 | 0 | 0 | 0 | 0 | 0 | 0 | 0 | 0 | 0 | 0 | 0 | [29 empty] | 0 | 0 | 0 | 0 | 0 | 0 | 0 | 0 | 0 | 0 | 0 | 0 | 0 | 0 | 0 | 0 | 0 | 0 | 0 | 0 | 0 | 0 | 0 | 0 | 0 | 0 | 0 | 0 | 0 | 0 | 0 | 0 | 0 | 0 | 0 | 0 | 0 | 0 | 0 | 0 | 0 | 0 | 0 | 0 | 0 | 0 | 0 | 0 | 0
0 | 0 | 0 | 0 | 0 | 0 | 0 | 0 | 0 | 0 | 0 | 0 | 0 | 0 | 0 | [29 empty] | 0 | 0 | 0 | 0 | 0 | 0 | 0 | 0 | 0 | 0 | 0 | 0 | 0 | 0 | 0 | 0 | 0 | 0 | 0 | 0 | 0 | 0 | 0 | 0 | 0 | 0 | 0 | 0 | 0 | 0 | 0 | 0 | 0 | 0 | 0 | 0 | 0 | 0 | 0 | 0 | 0 | 0 | 0 | 0 | 0 | 0 | 0 | 0 | 0
0 | 0 | 0 | 0 | 0 | 0 | 0 | 0 | 0 | 0 | 0 | 0 | 0 | 0 | 0 | [29 empty] | 0 | 0 | 0 | 0 | 0 | 0 | 0 | 0 | 0 | 0 | 0 | 0 | 0 | 0 | 0 | 0 | 0 | 0 | 0 | 0 | 0 | 0 | 0 | 0 | 0 | 0 | 0 | 0 | 0 | 0 | 0 | 0 | 0 | 0 | 0 | 0 | 0 | 0 | 0 | 0 | 0 | 0 | 0 | 0 | 0 | 0 | 0 | 0 | 0
0 | 0 | 0 | 0 | 0 | 0 | 0 | 0 | 0 | 0 | 0 | 0 | 0 | 0 | 0 | [29 empty] | 0 | 0 | 0 | 0 | 0 | 0 | 0 | 0 | 0 | 0 | 0 | 0 | 0 | 0 | 0 | 0 | 0 | 0 | 0 | 0 | 0 | 0 | 0 | 0 | 0 | 0 | 0 | 0 | 0 | 0 | 0 | 0 | 0 | 0 | 0 | 0 | 0 | 0 | 0 | 0 | 0 | 0 | 0 | 0 | 0 | 0 | 0 | 0 | 0
0 | 0 | 0 | 0 | 0 | 0 | 0 | 0 | 0 | 0 | 0 | 0 | 0 | 0 | 0 | [29 empty] | 0 | 0 | 0 | 0 | 0 | 0 | 0 | 0 | 0 | 0 | 0 | 0 | 0 | 0 | 0 | 0 | 0 | 0 | 0 | 0 | 0 | 0 | 0 | 0 | 0 | 0 | 0 | 0 | 0 | 0 | 0 | 0 | 0 | 0 | 0 | 0 | 0 | 0 | 0 | 0 | 0 | 0 | 0 | 0 | 0 | 0 | 0 | 0 | 0
0 | 0 | 0 | 0 | 0 | 0 | 0 | 0 | 0 | 0 | 0 | 0 | 0 | 0 | 0 | [29 empty] | 0 | 0 | 0 | 0 | 0 | 0 | 0 | 0 | 0 | 0 | 0 | 0 | 0 | 0 | 0 | 0 | 0 | 0 | 0 | 0 | 0 | 0 | 0 | 0 | 0 | 0 | 0 | 0 | 0 | 0 | 0 | 0 | 0 | 0 | 0 | 0 | 0 | 0 | 0 | 0 | 0 | 0 | 0 | 0 | 0 | 0 | 0 | 0 | 0
0 | 0 | 0 | 0 | 0 | 0 | 0 | 0 | 0 | 0 | 0 | 0 | 0 | 0 | 0 | [29 empty] | 0 | 0 | 0 | 0 | 0 | 0 | 0 | 0 | 0 | 0 | 0 | 0 | 0 | 0 | 0 | 0 | 0 | 0 | 0 | 0 | 0 | 0 | 0 | 0 | 0 | 0 | 0 | 0 | 0 | 0 | 0 | 0 | 0 | 0 | 0 | 0 | 0 | 0 | 0 | 0 | 0 | 0 | 0 | 0 | 0 | 0 | 0 | 0 | 0
0 | 0 | 0 | 0 | 0 | 0 | 0 | 0 | 0 | 0 | 0 | 0 | 0 | 0 | 0 | [29 empty] | 0 | 0 | 0 | 0 | 0 | 0 | 0 | 0 | 0 | 0 | 0 | 0 | 0 | 0 | 0 | 0 | 0 | 0 | 0 | 0 | 0 | 0 | 0 | 0 | 0 | 0 | 0 | 0 | 0 | 0 | 0 | 0 | 0 | 0 | 0 | 0 | 0 | 0 | 0 | 0 | 0 | 0 | 0 | 0 | 0 | 0 | 0 | 0 | 0
x | x | x | x | x | x | x | x | x | x | x | x | x | x | x | x | [28 empty] | x | x | x | x | x | x | x | x | x | x | x | x | x | x | x | x | x | x | x | x | x | x | x | x | x | x | x | x | x | x | x | x | x | x | x | x | x | x | x | x | x | x | x | x | x | x | x | x | x | bar: 2004-01-01 to 2006-04-01
Appliance Recycling | RES | 0 | 0 | 0 | 0 | 0 | 0 | 0 | 0 | 0 | 0 | 0 | 0 | 0 | [29 empty] | 0 | 0 | 0 | 0 | 0 | 0 | 0 | 0 | 0 | 0 | 0 | 0 | 0 | 0 | 0 | 0 | 0 | 0 | 0 | 0 | 0 | 0 | 0 | 0 | 0 | 0 | 0 | 0 | 0 | 0 | 0 | 0 | 0 | 0 | 0 | 0 | 0 | 0 | 0 | 0 | 0 | 0 | 0 | 0 | 0 | 0 | 0 | 0 | 0
Appliances | VS or S NR
Building Shell - Insulation | M NR
Building Shell - Roof Color | L NR
Building Shell - Windows | AG
HVAC - Air Conditioning Systems
HVAC - Controls
HVAC - Heating Systems
HVAC - Tune-up
HVAC - Ventilation Systems
Lighting - Comprehensive Measures
Lighting - Controls
Lighting - Exterior
Lighting - Interior
Nonresidential - Comprehensive Measures
Nonresidential - Compressed Air Systems
Nonresidential - Custom End Use
Nonresidential - Food Service & Processing
Nonresidential - Motor Controls
Nonresidential - Motors
Nonresidential - Office Equipment
Nonresidential - Process Optimization
Nonresidential - Pumping Systems
Nonresidential - Refrigeration
Residential - Comprehensive Measures
Water Heating - Systems
Water Heating - Controls
Other

## 3 - ProjectedNONEEActivities
1236 - Southern California Edison - Multi-Family EE Rebates - SCE service area - IOU Statewide Program - Dec-05 Report
3 - ProjectedNONEEActivities | [5 empty] | RECORD MONTHLY UNIT QUANTITY
MEASURE TYPE / END USE LOAD Select from List | MEASURE / ACTIVITY NAME Provide Additional Descriptions in Proposal Narrative | UNIT GOALS | DIRECT COST PER UNIT | Total Recorded Units (Actual + Commitments) | Total Units | Commitments | 2004-01-01 | 2004-02-01 | 2004-03-01 | 2004-04-01 | 2004-05-01 | 2004-06-01 | 2004-07-01 | 2004-08-01 | 2004-09-01 | 2004-10-01 | 2004-11-01 | 2004-12-01 | 2005-01-01 | 2005-02-01 | 2005-03-01 | 2005-04-01 | 2005-05-01 | 2005-06-01 | 2005-07-01 | 2005-08-01 | 2005-09-01 | 2005-10-01 | 2005-11-01 | 2005-12-01 | 2006-01-01 | 2006-02-01 | 2006-03-01 | 2006-04-01
|  |  |  | 0 | 0
|  |  |  | 0 | 0
|  |  |  | 0 | 0
|  |  |  | 0 | 0
|  |  |  | 0 | 0
|  |  |  | 0 | 0
|  |  |  | 0 | 0
|  |  |  | 0 | 0
|  |  |  | 0 | 0
|  |  |  | 0 | 0
|  |  |  | 0 | 0
|  |  |  | 0 | 0
|  |  |  | 0 | 0
|  |  |  | 0 | 0
|  |  |  | 0 | 0
|  |  |  | 0 | 0
|  |  |  | 0 | 0
|  |  |  | 0 | 0
|  |  |  | 0 | 0
|  |  |  | 0 | 0
|  |  |  | 0 | 0
|  |  |  | 0 | 0
|  |  |  | 0 | 0
|  |  |  | 0 | 0
|  |  |  | 0 | 0
|  |  |  | 0 | 0
|  |  |  | 0 | 0
|  |  |  | 0 | 0
|  |  |  | 0 | 0
|  |  |  | 0 | 0
|  |  |  | 0 | 0
|  |  |  | 0 | 0
|  |  |  | 0 | 0
|  |  |  | 0 | 0
|  |  |  | 0 | 0
|  |  |  | 0 | 0
|  |  |  | 0 | 0
|  |  |  | 0 | 0
|  |  |  | 0 | 0
|  |  |  | 0 | 0
|  |  |  | 0 | 0
|  |  |  | 0 | 0
|  |  |  | 0 | 0
|  |  |  | 0 | 0
|  |  |  | 0 | 0
|  |  |  | 0 | 0
|  |  |  | 0 | 0
|  |  |  | 0 | 0
|  |  |  | 0 | 0
|  |  |  | 0 | 0
|  |  |  | 0 | 0
|  |  |  | 0 | 0
|  |  |  | 0 | 0
|  |  |  | 0 | 0
|  |  |  | 0 | 0
|  |  |  | 0 | 0
|  |  |  | 0 | 0
|  |  |  | 0 | 0
|  |  |  | 0 | 0
|  |  |  | 0 | 0
|  |  |  | 0 | 0
|  |  |  | 0 | 0
|  |  |  | 0 | 0
|  |  |  | 0 | 0
|  |  |  | 0 | 0
|  |  |  | 0 | 0
|  |  |  | 0 | 0
|  |  |  | 0 | 0
|  |  |  | 0 | 0
|  |  |  | 0 | 0
|  |  |  | 0 | 0
|  |  |  | 0 | 0
|  |  |  | 0 | 0
|  |  |  | 0 | 0
|  |  |  | 0 | 0
|  |  |  | 0 | 0
|  |  |  | 0 | 0
|  |  |  | 0 | 0
|  |  |  | 0 | 0
|  |  |  | 0 | 0
|  |  |  | 0 | 0
|  |  |  | 0 | 0
|  |  |  | 0 | 0
|  |  |  | 0 | 0
|  |  |  | 0 | 0
|  |  |  | 0 | 0
|  |  |  | 0 | 0
|  |  |  | 0 | 0
|  |  |  | 0 | 0
|  |  |  | 0 | 0
|  |  |  | 0 | 0
|  |  |  | 0 | 0
|  |  |  | 0 | 0
|  |  |  | 0 | 0
X | x | x | x | x | x | x | bar: 2004-01-01 to 2006-04-01
Appliance Recycling
Appliances
Building Shell - Insulation
Building Shell - Roof Color
Building Shell - Windows
HVAC - Air Conditioning Systems
HVAC - Controls
HVAC - Heating Systems
HVAC - Tune-up
HVAC - Ventilation Systems
Lighting - Comprehensive Measures
Lighting - Controls
Lighting - Exterior
Lighting - Interior
Nonresidential - Comprehensive Measures
Nonresidential - Compressed Air Systems
Nonresidential - Custom End Use
Nonresidential - Food Service & Processing
Nonresidential - Motor Controls
Nonresidential - Motors
Nonresidential - Office Equipment
Nonresidential - Process Optimization
Nonresidential - Pumping Systems
Nonresidential - Refrigeration
Residential - Comprehensive Measures
Water Heating - Systems
Water Heating - Controls
Other

## 4 - Other Performance Goals
1236 - Southern California Edison - Multi-Family EE Rebates - SCE service area - IOU Statewide Program - Dec-05 Report
4 - Other Performance Goals |  |  | RECORD QUANTITY OR ESTIMATED PERCENT COMPLETE AS APPLICABLE
ACTIVITY DESCRIPTION | SPECIFY QUANTITATIVE GOAL If Applicable | SPECIFY TARGET COMPLETION DATE If Applicable | 2004-01-01 | 2004-02-01 | 2004-03-01 | 2004-04-01 | 2004-05-01 | 2004-06-01 | 2004-07-01 | 2004-08-01 | 2004-09-01 | 2004-10-01 | 2004-11-01 | 2004-12-01 | 2005-01-01 | 2005-02-01 | 2005-03-01 | 2005-04-01 | 2005-05-01 | 2005-06-01 | 2005-07-01 | 2005-08-01 | 2005-09-01 | 2005-10-01 | 2005-11-01 | 2005-12-01 | 2006-01-01 | 2006-02-01 | 2006-03-01 | 2006-04-01
The HTR target is to have 36 percent of all rebate applications come from HTR customers. | 0.36 |  | 0 | 0 | 59% | 63% | 63% | 63% | 63% | 65% | 63% | 63% | 54% | 57% | 57% | 56% | 54% | 54% | 55% | 54% | 55% | 55% | 55% | 55% | 55% | 55%
x | x | x | bar: 2004-01-01 to 2006-04-01

## 5 - Marketing Activities
1236 - Southern California Edison - Multi-Family EE Rebates - SCE service area - IOU Statewide Program - Dec-05 Report
5 - Marketing Activities |  |  | RECORD QUANTITY OR ESTIMATED PERCENT COMPLETE AS APPLICABLE
ACTIVITY DESCRIPTION | SPECIFY QUANTITATIVE GOAL If Applicable | SPECIFY TARGET COMPLETION DATE If Applicable | 2004-01-01 | 2004-02-01 | 2004-03-01 | 2004-04-01 | 2004-05-01 | 2004-06-01 | 2004-07-01 | 2004-08-01 | 2004-09-01 | 2004-10-01 | 2004-11-01 | 2004-12-01 | 2005-01-01 | 2005-02-01 | 2005-03-01 | 2005-04-01 | 2005-05-01 | 2005-06-01 | 2005-07-01 | 2005-08-01 | 2005-09-01 | 2005-10-01 | 2005-11-01 | 2005-12-01 | 2006-01-01 | 2006-02-01 | 2006-03-01 | 2006-04-01
Multifamily Rebate Program Brochure | 20000 | 2004-03-31 | 2004-01-01: 10000; 2004-02-01: 5000; 2004-03-01: 5000
Joint Marketing Advertisements (Trade Journal Inserts/Mailers) | 3000 | 2004-06-30 | 2004-03-01: 450; 2004-04-01: 1050; 2004-06-01: 1500; 2004-08-01: 1500
Direct Mailer | 24000 | 2004-09-30 | 2004-10-01: 30000
Bill Message | 24000 | 2004-12-31
SW Marketing Advertisements | 2 | 2004-09-30 | 2004-03-01: 1; 2004-04-01: 2; 2004-06-01: 1
Trade Show Exhibits | 6 | 2005-12-31 | 2004-01-01: 1; 2004-03-01: 1; 2004-04-01: 1; 2004-06-01: 1; 2004-09-01: 2; 2005-04-01: 1; 2005-09-01: 2
Industry Partners Presentations | 20 | 2005-12-31 | 2004-01-01: 3; 2004-09-01: 2; 2004-10-01: 1
Multifamily Rebate Program Brochure | 20000 | 2005-03-31 | 2005-04-01: 10000
Joint Marketing Advertisements (Trade Journal Inserts/Mailers) | 3000 | 2005-06-30
Direct Mailer | 24000 | 2005-09-30
Bill Message | 24000 | 2005-12-31
SW Marketing Advertisements | 2 | 2005-09-30 | bar: 2005-05-01; 2005-11-01
x | x | x | bar: 2004-01-01 to 2006-04-01

## 6 - EM&V Activities
1236 - Southern California Edison - Multi-Family EE Rebates - SCE service area - IOU Statewide Program - Dec-05 Report
| 6 - EM&V Activities |  | RECORD ESTIMATED PERCENT COMPLETE AS APPLICABLE
| ACTIVITY CATEGORY Select From List | SPECIFY TARGET COMPLETION DATE | 2004-01-01 | 2004-02-01 | 2004-03-01 | 2004-04-01 | 2004-05-01 | 2004-06-01 | 2004-07-01 | 2004-08-01 | 2004-09-01 | 2004-10-01 | 2004-11-01 | 2004-12-01 | 2005-01-01 | 2005-02-01 | 2005-03-01 | 2005-04-01 | 2005-05-01 | 2005-06-01 | 2005-07-01 | 2005-08-01 | 2005-09-01 | 2005-10-01 | 2005-11-01 | 2005-12-01 | 2006-01-01 | 2006-02-01 | 2006-03-01 | 2006-04-01 | 2006-05-01 | 2006-06-01
Select EM&V Contractor | Select EM&V Contractor | 2004-04-01
Develop EM&V Plan | Develop EM&V Plan | 2004-06-01
Conduct Market Assessments and or Baseline analysis | Conduct Phone/Mail/Email Surveys | 2005-08-01
Develop Survey Instruments | Analyze Survey Data | 2005-09-15
Conduct Phone/Mail/Email Surveys | Provide Feedback to Implementer (s) | 2006-04-01
Conduct On-site Surveys/Site Inspections | Provide Interim EM&V Reports and Memorandums | 2006-04-01
Install Metering/Monitoring Equipment | Prepare and Submit Draft EM&V Report | 2006-03-01
Analyze Survey Data | Prepare and Submit Final EM&V Report | 2006-04-01
Analyze Metering/Monitoring Data
Perform/Review Engineering Analysis
Provide Feedback to Implementer (s)
Provide Interim EM&V Reports and Memorandums
Prepare and Submit Draft EM&V Report
Prepare and Submit Final EM&V Report

## 7 - Subcontractor Activities
1236 - Southern California Edison - Multi-Family EE Rebates - SCE service area - IOU Statewide Program - Dec-05 Report
7 - Subcontractor Activities |  |  | RECORD MONYTHLY SUBCONTRACTOR COSTS
SUBCONTRATOR | EXPECTED TASK OR ACTIVITIES | CUMULATIVE SUB-CONTRACTOR COSTS | 2004-01-01 | 2004-02-01 | 2004-03-01 | 2004-04-01 | 2004-05-01 | 2004-06-01 | 2004-07-01 | 2004-08-01 | 2004-09-01 | 2004-10-01 | 2004-11-01 | 2004-12-01 | 2005-01-01 | 2005-02-01 | 2005-03-01 | 2005-04-01 | 2005-05-01 | 2005-06-01 | 2005-07-01 | 2005-08-01 | 2005-09-01 | 2005-10-01 | 2005-11-01 | 2005-12-01 | 2006-01-01 | 2006-02-01 | 2006-03-01 | 2006-04-01
0
0
0
0
0
0
0
0
0
0
0
0
0
0
0
0
0
0
0
0
0
0
0
0
0
0
0
0
0
0
0
0
0
0
0
0
0
0
0
0
0
0
0
0
x | x | x | bar: 2004-01-01 to 2006-04-01

## 8 - Labor
1236 - Southern California Edison - Multi-Family EE Rebates - SCE service area - IOU Statewide Program - Dec-05 Report | [7 empty] | RECORD MONTHLY HOURS PER CATEGORY
8 - Labor |  |  |  | Cumulative |  |  |  | 2004-01-01 |  |  |  | 2004-02-01 |  |  |  | 2004-03-01 |  |  |  | 2004-04-01 |  |  |  | 2004-05-01 |  |  |  | 2004-06-01 |  |  |  | 2004-07-01 |  |  |  | 2004-08-01 |  |  |  | 2004-09-01 |  |  |  | 2004-10-01 |  |  |  | 2004-11-01 |  |  |  | 2004-12-01 |  |  |  | 2005-01-01 |  |  |  | 2005-02-01 |  |  |  | 2005-03-01 |  |  |  | 2005-04-01 |  |  |  | 2005-05-01 |  |  |  | 2005-06-01 |  |  |  | 2005-07-01 |  |  |  | 2005-08-01 |  |  |  | 2005-09-01 |  |  |  | 2005-10-01 |  |  |  | 2005-11-01 |  |  |  | 2005-12-01 |  |  |  | 2006-01-01 |  |  |  | 2006-02-01 |  |  |  | 2006-03-01 |  |  |  | 2006-04-01 |  |  |  | x
Position Title | Staff Name | Primary Responsibilities | % of Time Devoted to Program | Admin | Marktg | DI | EMV | Admin | Marktg | DI | EMV | Admin | Marktg | DI | EMV | Admin | Marktg | DI | EMV | Admin | Marktg | DI | EMV | Admin | Marktg | DI | EMV | Admin | Marktg | DI | EMV | Admin | Marktg | DI | EMV | Admin | Marktg | DI | EMV | Admin | Marktg | DI | EMV | Admin | Marktg | DI | EMV | Admin | Marktg | DI | EMV | Admin | Marktg | DI | EMV | Admin | Marktg | DI | EMV | Admin | Marktg | DI | EMV | Admin | Marktg | DI | EMV | Admin | Marktg | DI | EMV | Admin | Marktg | DI | EMV | Admin | Marktg | DI | EMV | Admin | Marktg | DI | EMV | Admin | Marktg | DI | EMV | Admin | Marktg | DI | EMV | Admin | Marktg | DI | EMV | Admin | Marktg | DI | EMV | Admin | Marktg | DI | EMV | Admin | Marktg | DI | EMV | Admin | Marktg | DI | EMV | Admin | Marktg | DI | EMV | Admin | Marktg | DI | EMV | x
|  | Residential Contract Delivery Programs | 35% | 1407.5 | 0 | 0 | 0 | 61.5 |  |  |  | 53 |  |  |  | 64 |  |  |  | 62 |  |  |  | 56 |  |  |  | 62 |  |  |  | 59 |  |  |  | 59 |  |  |  | 59 |  |  |  | 59 |  |  |  | 56 |  |  |  | 59 |  |  |  | 59 |  |  |  | 53 |  |  |  | 64 |  |  |  | 59 |  |  |  | 62 |  |  |  | 59 |  |  |  | 56 |  |  |  | 62 |  |  |  | 53 |  |  |  | 56 |  |  |  | 56 |  |  |  | 59 | [19 empty] | x
|  | Multi Family Rebate | 90% | 3613.5 | 0 | 0 | 0 | 158.5 |  |  |  | 137 |  |  |  | 166 |  |  |  | 158 |  |  |  | 144 |  |  |  | 158 |  |  |  | 151 |  |  |  | 151 |  |  |  | 151 |  |  |  | 151 |  |  |  | 144 |  |  |  | 151 |  |  |  | 151 |  |  |  | 137 |  |  |  | 166 |  |  |  | 151 |  |  |  | 159 |  |  |  | 151 |  |  |  | 144 |  |  |  | 158 |  |  |  | 137 |  |  |  | 144 |  |  |  | 144 |  |  |  | 151 | [19 empty] | x
|  | Phone Rep | 50% | 0 | 0 | 2008 | 0 |  |  | 88 |  |  |  | 76 |  |  |  | 92 |  |  |  | 88 |  |  |  | 80 |  |  |  | 88 |  |  |  | 84 |  |  |  | 84 |  |  |  | 84 |  |  |  | 84 |  |  |  | 80 |  |  |  | 84 |  |  |  | 84 |  |  |  | 76 |  |  |  | 92 |  |  |  | 84 |  |  |  | 88 |  |  |  | 84 |  |  |  | 80 |  |  |  | 88 |  |  |  | 76 |  |  |  | 80 |  |  |  | 80 |  |  |  | 84 | [17 empty] | x
|  | Administration support | 50% | 0 | 0 | 2008 | 0 |  |  | 88 |  |  |  | 76 |  |  |  | 92 |  |  |  | 88 |  |  |  | 80 |  |  |  | 88 |  |  |  | 84 |  |  |  | 84 |  |  |  | 84 |  |  |  | 84 |  |  |  | 80 |  |  |  | 84 |  |  |  | 84 |  |  |  | 76 |  |  |  | 92 |  |  |  | 84 |  |  |  | 88 |  |  |  | 84 |  |  |  | 80 |  |  |  | 88 |  |  |  | 76 |  |  |  | 80 |  |  |  | 80 |  |  |  | 84 | [17 empty] | x
|  | Multi Family Rebate support | 25% | 0 | 0 | 1004 | 0 |  |  | 44 |  |  |  | 38 |  |  |  | 46 |  |  |  | 44 |  |  |  | 40 |  |  |  | 44 |  |  |  | 42 |  |  |  | 42 |  |  |  | 42 |  |  |  | 42 |  |  |  | 40 |  |  |  | 42 |  |  |  | 42 |  |  |  | 38 |  |  |  | 46 |  |  |  | 42 |  |  |  | 44 |  |  |  | 42 |  |  |  | 40 |  |  |  | 44 |  |  |  | 38 |  |  |  | 40 |  |  |  | 40 |  |  |  | 42 | [17 empty] | x
|  | Application processing | 200% | 0 | 0 | 8032 | 0 |  |  | 352 |  |  |  | 304 |  |  |  | 368 |  |  |  | 352 |  |  |  | 320 |  |  |  | 352 |  |  |  | 336 |  |  |  | 336 |  |  |  | 336 |  |  |  | 336 |  |  |  | 320 |  |  |  | 336 |  |  |  | 336 |  |  |  | 304 |  |  |  | 368 |  |  |  | 336 |  |  |  | 352 |  |  |  | 336 |  |  |  | 320 |  |  |  | 352 |  |  |  | 304 |  |  |  | 320 |  |  |  | 320 |  |  |  | 336 | [17 empty] | x
|  | Multi Family Rebate support | 100% | 0 | 0 | 4016 | 0 |  |  | 176 |  |  |  | 152 |  |  |  | 184 |  |  |  | 176 |  |  |  | 160 |  |  |  | 176 |  |  |  | 168 |  |  |  | 168 |  |  |  | 168 |  |  |  | 168 |  |  |  | 160 |  |  |  | 168 |  |  |  | 168 |  |  |  | 152 |  |  |  | 184 |  |  |  | 168 |  |  |  | 176 |  |  |  | 168 |  |  |  | 160 |  |  |  | 176 |  |  |  | 152 |  |  |  | 160 |  |  |  | 160 |  |  |  | 168 | [17 empty] | x
|  | IT Liaison | 20% | 0 | 0 | 806 | 0 |  |  | 35 |  |  |  | 30 |  |  |  | 37 |  |  |  | 35 |  |  |  | 32 |  |  |  | 35 |  |  |  | 34 |  |  |  | 34 |  |  |  | 34 |  |  |  | 34 |  |  |  | 32 |  |  |  | 34 |  |  |  | 34 |  |  |  | 30 |  |  |  | 37 |  |  |  | 35 |  |  |  | 35 |  |  |  | 34 |  |  |  | 32 |  |  |  | 35 |  |  |  | 30 |  |  |  | 32 |  |  |  | 32 |  |  |  | 34 | [17 empty] | x
|  |  |  | 0 | 0 | 0 | 0 | [112 empty] | x
|  |  |  | 0 | 0 | 0 | 0 | [112 empty] | x
|  |  |  | 0 | 0 | 0 | 0 | [112 empty] | x
|  |  |  | 0 | 0 | 0 | 0 | [112 empty] | x
|  |  |  | 0 | 0 | 0 | 0 | [112 empty] | x
|  |  |  | 0 | 0 | 0 | 0 | [112 empty] | x
|  |  |  | 0 | 0 | 0 | 0 | [112 empty] | x
|  |  |  | 0 | 0 | 0 | 0 | [112 empty] | x
|  |  |  | 0 | 0 | 0 | 0 | [112 empty] | x
|  |  |  | 0 | 0 | 0 | 0 | [112 empty] | x
|  |  |  | 0 | 0 | 0 | 0 | [112 empty] | x
|  |  |  | 0 | 0 | 0 | 0 | [112 empty] | x
|  |  |  | 0 | 0 | 0 | 0 | [112 empty] | x
|  |  |  | 0 | 0 | 0 | 0 | [112 empty] | x
|  |  |  | 0 | 0 | 0 | 0 | [112 empty] | x
|  |  |  | 0 | 0 | 0 | 0 | [112 empty] | x
|  |  |  | 0 | 0 | 0 | 0 | [112 empty] | x
|  |  |  | 0 | 0 | 0 | 0 | [112 empty] | x
|  |  |  | 0 | 0 | 0 | 0 | [112 empty] | x
|  |  |  | 0 | 0 | 0 | 0 | [112 empty] | x
|  |  |  | 0 | 0 | 0 | 0 | [112 empty] | x
|  |  |  | 0 | 0 | 0 | 0 | [112 empty] | x
|  |  |  | 0 | 0 | 0 | 0 | [112 empty] | x
|  |  |  | 0 | 0 | 0 | 0 | [112 empty] | x
|  |  |  | 0 | 0 | 0 | 0 | [112 empty] | x
|  |  |  | 0 | 0 | 0 | 0 | [112 empty] | x
|  |  |  | 0 | 0 | 0 | 0 | [112 empty] | x
|  |  |  | 0 | 0 | 0 | 0 | [112 empty] | x
|  |  |  | 0 | 0 | 0 | 0 | [112 empty] | x
|  |  |  | 0 | 0 | 0 | 0 | [112 empty] | x
|  |  |  | 0 | 0 | 0 | 0 | [112 empty] | x
|  |  |  | 0 | 0 | 0 | 0 | [112 empty] | x
|  |  |  | 0 | 0 | 0 | 0 | [112 empty] | x
|  |  |  | 0 | 0 | 0 | 0 | [112 empty] | x
|  |  |  | 0 | 0 | 0 | 0 | [112 empty] | x
|  |  |  | 0 | 0 | 0 | 0 | [112 empty] | x
|  |  |  | 0 | 0 | 0 | 0 | [112 empty] | x
|  |  |  | 0 | 0 | 0 | 0 | [112 empty] | x
|  |  |  | 0 | 0 | 0 | 0 | [112 empty] | x
|  |  |  | 0 | 0 | 0 | 0 | [112 empty] | x
|  |  |  | 0 | 0 | 0 | 0 | [112 empty] | x
|  |  |  | 0 | 0 | 0 | 0 | [112 empty] | x
|  |  |  | 0 | 0 | 0 | 0 | [112 empty] | x
|  |  |  | 0 | 0 | 0 | 0 | [112 empty] | x
|  |  |  | 0 | 0 | 0 | 0 | [112 empty] | x
|  |  |  | 0 | 0 | 0 | 0 | [112 empty] | x
|  |  |  | 0 | 0 | 0 | 0 | [112 empty] | x
|  |  |  | 0 | 0 | 0 | 0 | [112 empty] | x
|  |  |  | 0 | 0 | 0 | 0 | [112 empty] | x
|  |  |  | 0 | 0 | 0 | 0 | [112 empty] | x
|  |  |  | 0 | 0 | 0 | 0 | [112 empty] | x
x | x | x | x | 0 | 0 | 0 | 0 | x | x | x | x | x | x | x | x | x | x | x | x | x | x | x | x | x | x | x | x | x | x | x | x | x | x | x | x | x | x | x | x | x | x | x | x | x | x | x | x | x | x | x | x | x | x | x | x | x | x | x | x | x | x | x | x | x | x | x | x | x | x | x | x | x | x | x | x | x | x | x | x | x | x | x | x | x | x | x | x | x | x | x | x | x | x | x | x | x | x | x | x | x | x | x | x | x | x | x | x | x | x | x | x | x | x | x | x | x | x | x | x | x
x | x | x | x | x | x | x | x | x | x | x | x | x | x | x | x | x | x | x | x | x | x | x | x | x | x | x | x | x | x | x | x | x | x | x | x | x | x | x | x | x | x | x | x | x | x | x | x | x | x | x | x | x | x | x | x | x | x | x | x | x | x | x | x | x | x | x | x | x | x | x | x | x | x | x | x | x | x | x | x | x | x | x | x | x | x | x | x | x | x | x | x | x | x | x | x | x | x | x | x | x | x | x | x | x | x | x | x | x | x | x | x | x | x | x | x | x | x | x | x | x

## LU - Avd. Costs TRC
Discount Rate
|  |  |  | AVOIDED COST VALUES - TRC |  |  |  |  | 8.15%
|  | Electric |  |  |  |  | Natural Gas
| Statewide Avg. | Gen | T&D | Env.Ext. | Total |  | Gen | T&D | Env.Ext. | Total
| Year | $/kWh | $/kWh | $/kWh | $/kWh | Year | $/thm | $/thm | $/thm | $/thm
| 2004 | 0.05341 | 0.00574 | 0.00704 | 0.06619 | 2004 | 0.34 | 0.03 | 0.06 | 0.43
| 2005 | 0.05451 | 0.006 | 0.0072 | 0.06771 | 2005 | 0.35 | 0.03 | 0.06 | 0.44
| 2006 | 0.04961 | 0.0062 | 0.0074 | 0.06321 | 2006 | 0.37 | 0.03 | 0.07 | 0.47
| 2007 | 0.05155 | 0.0065 | 0.0076 | 0.06565 | 2007 | 0.39 | 0.03 | 0.07 | 0.49
| 2008 | 0.05325 | 0.00675 | 0.00785 | 0.06785 | 2008 | 0.4 | 0.04 | 0.07 | 0.51
| 2009 | 0.0551 | 0.00704 | 0.00814 | 0.07028 | 2009 | 0.42 | 0.04 | 0.07 | 0.53
| 2010 | 0.05708 | 0.00734 | 0.00834 | 0.07276 | 2010 | 0.44 | 0.04 | 0.07 | 0.55
| 2011 | 0.05896 | 0.0076 | 0.0086 | 0.07516 | 2011 | 0.38 | 0.04 | 0.08 | 0.5
| 2012 | 0.06138 | 0.00794 | 0.00884 | 0.07816 | 2012 | 0.4 | 0.04 | 0.08 | 0.52
| 2013 | 0.06399 | 0.0083 | 0.0091 | 0.08139 | 2013 | 0.42 | 0.04 | 0.08 | 0.54
| 2014 | 0.06676 | 0.0086 | 0.0094 | 0.08476 | 2014 | 0.43 | 0.04 | 0.08 | 0.55
| 2015 | 0.06976 | 0.009 | 0.0097 | 0.08846 | 2015 | 0.45 | 0.04 | 0.09 | 0.58
| 2016 | 0.073 | 0.00934 | 0.00994 | 0.09228 | 2016 | 0.48 | 0.04 | 0.09 | 0.61
| 2017 | 0.07649 | 0.00974 | 0.01024 | 0.09647 | 2017 | 0.5 | 0.04 | 0.09 | 0.63
| 2018 | 0.08023 | 0.01014 | 0.01054 | 0.10091 | 2018 | 0.52 | 0.05 | 0.09 | 0.66
| 2019 | 0.08428 | 0.01055 | 0.01081 | 0.10564 | 2019 | 0.54 | 0.05 | 0.1 | 0.69
| 2020 | 0.08844 | 0.01059 | 0.01108 | 0.11011 | 2020 | 0.57 | 0.05 | 0.1 | 0.72
| 2021 | 0.09287 | 0.01112 | 0.01136 | 0.11535 | 2021 | 0.59 | 0.05 | 0.1 | 0.74
| 2022 | 0.09942 | 0.01152 | 0.01167 | 0.12261 | 2022 | 0.61 | 0.05 | 0.1 | 0.76
| 2023 | 0.10222 | 0.01191 | 0.01198 | 0.12611 | 2023 | 0.64 | 0.06 | 0.11 | 0.81
| SUM | 1.3923 | 0.17192 | 0.18683 | 1.7511 | SUM | 9.24 | 0.66 | 1.66 | 11.73
0 |  |  |  |  | 0 |  |  |  |  | 0
1 | PV (1 yr) | 0.05341 | 0.00574 | 0.00704 | 0.06619 | PV (1 yr) | 0.34 | 0.03 | 0.06 | 0.43
2 | PV (2 yr) | 0.10381 | 0.011288 | 0.013697 | 0.1288 | PV (2 yr) | 0.66362 | 0.057739 | 0.11548 | 0.83684
3 | PV (3 yr) | 0.14623 | 0.016589 | 0.020024 | 0.18284 | PV (3 yr) | 0.97996 | 0.083388 | 0.17533 | 1.2387 | Discount Rate | 8.15%
4 | PV (4 yr) | 0.18698 | 0.021727 | 0.026032 | 0.23474 | PV (4 yr) | 1.2883 | 0.1071 | 0.23066 | 1.626
5 | PV (5 yr) | 0.2259 | 0.026661 | 0.03177 | 0.28433 | PV (5 yr) | 1.5807 | 0.13634 | 0.28183 | 1.9988
6 | PV (6 yr) | 0.26314 | 0.031419 | 0.037272 | 0.33183 | PV (6 yr) | 1.8645 | 0.16338 | 0.32914 | 2.357
7 | PV (7 yr) | 0.29882 | 0.036006 | 0.042484 | 0.37731 | PV (7 yr) | 2.1395 | 0.18838 | 0.37289 | 2.7008
8 | PV (8 yr) | 0.33289 | 0.040398 | 0.047453 | 0.42074 | PV (8 yr) | 2.3591 | 0.21149 | 0.41912 | 2.9897
9 | PV (9 yr) | 0.36568 | 0.04464 | 0.052177 | 0.4625 | PV (9 yr) | 2.5728 | 0.23286 | 0.46186 | 3.2675
10 | PV (10 yr) | 0.39729 | 0.048741 | 0.056672 | 0.50271 | PV (10 yr) | 2.7803 | 0.25262 | 0.50138 | 3.5343
11 | PV (11 yr) | 0.42779 | 0.052669 | 0.060966 | 0.54143 | PV (11 yr) | 2.9767 | 0.2709 | 0.53793 | 3.7855
12 | PV (12 yr) | 0.45726 | 0.056471 | 0.065064 | 0.57879 | PV (12 yr) | 3.1668 | 0.28779 | 0.57594 | 4.0305
13 | PV (13 yr) | 0.48577 | 0.060119 | 0.068946 | 0.61483 | PV (13 yr) | 3.3543 | 0.30341 | 0.61109 | 4.2688
14 | PV (14 yr) | 0.51339 | 0.063636 | 0.072644 | 0.64967 | PV (14 yr) | 3.5348 | 0.31786 | 0.64359 | 4.4963
15 | PV (15 yr) | 0.54018 | 0.067022 | 0.076163 | 0.68336 | PV (15 yr) | 3.7085 | 0.33455 | 0.67365 | 4.7167
16 | PV (16 yr) | 0.5662 | 0.070279 | 0.079501 | 0.71598 | PV (16 yr) | 3.8752 | 0.34999 | 0.70452 | 4.9297
17 | PV (17 yr) | 0.59145 | 0.073302 | 0.082664 | 0.74741 | PV (17 yr) | 4.0379 | 0.36426 | 0.73307 | 5.1352
18 | PV (18 yr) | 0.61596 | 0.076238 | 0.085662 | 0.77786 | PV (18 yr) | 4.1936 | 0.37746 | 0.75946 | 5.3306
19 | PV (19 yr) | 0.64023 | 0.079049 | 0.088511 | 0.80779 | PV (19 yr) | 4.3425 | 0.38967 | 0.78387 | 5.5161
20 | PV (20 yr) | 0.6633 | 0.081737 | 0.091214 | 0.83625 | PV (20 yr) | 4.487 | 0.40321 | 0.8087 | 5.6989

## LU - Avd. Costs PT
[5 empty] | AVOIDED COST VALUES - PT |  |  |  |  | Discount Rate | 8.15%
|  |  | Electric ($/kWh) | [5 empty] | Electric ($/kWh) | [5 empty] | Electric ($/kWh)
|  |  | PG&E | [5 empty] | SCE | [5 empty] | SDG&E
|  | Residential | Agricultural | Small Commercial | Medium Commercial | Large Commerical |  | Residential | Agricultural | Small Commercial | Medium Commercial | Large Commerical |  | Residential | Agricultural | Small Commercial | Medium Commercial | Large Commerical
| 2004 | 0.13 | 0.14 | 0.17 | 0.16 | 0.14 | 2004 | 0.14 | 0.11 | 0.18 | 0.15 | 0.13 | 2004 | 0.16 | 0.15 | 0.17 | 0.12 | 0.12
| 2005 | 0.13466 | 0.14502 | 0.1761 | 0.16574 | 0.14502 | 2005 | 0.14502 | 0.11395 | 0.18646 | 0.15538 | 0.13466 | 2005 | 0.16574 | 0.15538 | 0.1761 | 0.12431 | 0.12431
| 2006 | 0.13933 | 0.15005 | 0.1822 | 0.17148 | 0.15005 | 2006 | 0.15005 | 0.11789 | 0.19292 | 0.16076 | 0.13933 | 2006 | 0.17148 | 0.16076 | 0.1822 | 0.12861 | 0.12861
| 2007 | 0.14252 | 0.15349 | 0.18638 | 0.17541 | 0.15349 | 2007 | 0.15349 | 0.1206 | 0.19734 | 0.16445 | 0.14252 | 2007 | 0.17541 | 0.16445 | 0.18638 | 0.13156 | 0.13156
| 2008 | 0.14534 | 0.15652 | 0.19006 | 0.17888 | 0.15652 | 2008 | 0.15652 | 0.12298 | 0.20124 | 0.1677 | 0.14534 | 2008 | 0.17888 | 0.1677 | 0.19006 | 0.13416 | 0.13416
| 2009 | 0.14804 | 0.15942 | 0.19359 | 0.1822 | 0.15942 | 2009 | 0.15942 | 0.12526 | 0.20497 | 0.17081 | 0.14804 | 2009 | 0.1822 | 0.17081 | 0.19359 | 0.13665 | 0.13665
| 2010 | 0.15079 | 0.16239 | 0.19718 | 0.18558 | 0.16239 | 2010 | 0.16239 | 0.12759 | 0.20878 | 0.17398 | 0.15079 | 2010 | 0.18558 | 0.17398 | 0.19718 | 0.13919 | 0.13919
| 2011 | 0.15371 | 0.16553 | 0.201 | 0.18918 | 0.16553 | 2011 | 0.16553 | 0.13006 | 0.21282 | 0.17735 | 0.15371 | 2011 | 0.18918 | 0.17735 | 0.201 | 0.14188 | 0.14188
| 2012 | 0.15685 | 0.16892 | 0.20511 | 0.19305 | 0.16892 | 2012 | 0.16892 | 0.13272 | 0.21718 | 0.18098 | 0.15685 | 2012 | 0.19305 | 0.18098 | 0.20511 | 0.14478 | 0.14478
| 2013 | 0.16014 | 0.17246 | 0.20942 | 0.1971 | 0.17246 | 2013 | 0.17246 | 0.13551 | 0.22174 | 0.18478 | 0.16014 | 2013 | 0.1971 | 0.18478 | 0.20942 | 0.14782 | 0.14782
| 2014 | 0.16351 | 0.17609 | 0.21382 | 0.20124 | 0.17609 | 2014 | 0.17609 | 0.13835 | 0.2264 | 0.18866 | 0.16351 | 2014 | 0.20124 | 0.18866 | 0.21382 | 0.15093 | 0.15093
| 2015 | 0.16698 | 0.17983 | 0.21836 | 0.20552 | 0.17983 | 2015 | 0.17983 | 0.14129 | 0.23121 | 0.19267 | 0.16698 | 2015 | 0.20552 | 0.19267 | 0.21836 | 0.15414 | 0.15414
| 2016 | 0.17049 | 0.18361 | 0.22295 | 0.20984 | 0.18361 | 2016 | 0.18361 | 0.14426 | 0.23607 | 0.19672 | 0.17049 | 2016 | 0.20984 | 0.19672 | 0.22295 | 0.15738 | 0.15738
| 2017 | 0.17406 | 0.18745 | 0.22762 | 0.21423 | 0.18745 | 2017 | 0.18745 | 0.14728 | 0.24101 | 0.20084 | 0.17406 | 2017 | 0.21423 | 0.20084 | 0.22762 | 0.16067 | 0.16067
| 2018 | 0.17772 | 0.1914 | 0.23241 | 0.21874 | 0.1914 | 2018 | 0.1914 | 0.15038 | 0.24608 | 0.20507 | 0.17772 | 2018 | 0.21874 | 0.20507 | 0.23241 | 0.16405 | 0.16405
| 2019 | 0.18145 | 0.19541 | 0.23728 | 0.22332 | 0.19541 | 2019 | 0.19541 | 0.15353 | 0.25124 | 0.20937 | 0.18145 | 2019 | 0.22332 | 0.20937 | 0.23728 | 0.16749 | 0.16749
| 2020 | 0.18529 | 0.19954 | 0.2423 | 0.22805 | 0.19954 | 2020 | 0.19954 | 0.15679 | 0.25656 | 0.2138 | 0.18529 | 2020 | 0.22805 | 0.2138 | 0.2423 | 0.17104 | 0.17104
| 2021 | 0.18918 | 0.20374 | 0.24739 | 0.23284 | 0.20374 | 2021 | 0.20374 | 0.16008 | 0.26195 | 0.21829 | 0.18918 | 2021 | 0.23284 | 0.21829 | 0.24739 | 0.17463 | 0.17463
| 2022 | 0.19316 | 0.20801 | 0.25259 | 0.23773 | 0.20801 | 2022 | 0.20801 | 0.16344 | 0.26745 | 0.22287 | 0.19316 | 2022 | 0.23773 | 0.22287 | 0.25259 | 0.1783 | 0.1783
| 2023 | 0.19721 | 0.21238 | 0.25789 | 0.24272 | 0.21238 | 2023 | 0.21238 | 0.16687 | 0.27306 | 0.22755 | 0.19721 | 2023 | 0.24272 | 0.22755 | 0.25789 | 0.18204 | 0.18204
| 2024 | 0.20135 | 0.21684 | 0.26331 | 0.24782 | 0.21684 | 2024 | 0.21684 | 0.17038 | 0.2788 | 0.23233 | 0.20135 | 2024 | 0.24782 | 0.23233 | 0.26331 | 0.18586 | 0.18586
0
1 | PV (1 yr) | 0.13 | 0.14 | 0.17 | 0.16 | 0.14 | PV (1 yr) | 0.14 | 0.11 | 0.18 | 0.15 | 0.13 | PV (1 yr) | 0.16 | 0.15 | 0.17 | 0.12 | 0.12
2 | PV (2 yr) | 0.25452 | 0.27409 | 0.33283 | 0.31325 | 0.27409 | PV (2 yr) | 0.27409 | 0.21536 | 0.35241 | 0.29367 | 0.25452 | PV (2 yr) | 0.31325 | 0.29367 | 0.33283 | 0.23494 | 0.23494
3 | PV (3 yr) | 0.37364 | 0.40238 | 0.4886 | 0.45986 | 0.40238 | PV (3 yr) | 0.40238 | 0.31616 | 0.51735 | 0.43112 | 0.37364 | PV (3 yr) | 0.45986 | 0.43112 | 0.4886 | 0.3449 | 0.3449
4 | PV (4 yr) | 0.48631 | 0.52372 | 0.63594 | 0.59853 | 0.52372 | PV (4 yr) | 0.52372 | 0.41149 | 0.67335 | 0.56112 | 0.48631 | PV (4 yr) | 0.59853 | 0.56112 | 0.63594 | 0.4489 | 0.4489
5 | PV (5 yr) | 0.59254 | 0.63812 | 0.77486 | 0.72928 | 0.63812 | PV (5 yr) | 0.63812 | 0.50138 | 0.82044 | 0.6837 | 0.59254 | PV (5 yr) | 0.72928 | 0.6837 | 0.77486 | 0.54696 | 0.54696
6 | PV (6 yr) | 0.6926 | 0.74587 | 0.9057 | 0.85243 | 0.74587 | PV (6 yr) | 0.74587 | 0.58604 | 0.95898 | 0.79915 | 0.6926 | PV (6 yr) | 0.85243 | 0.79915 | 0.9057 | 0.63932 | 0.63932
7 | PV (7 yr) | 0.78683 | 0.84736 | 1.0289 | 0.96841 | 0.84736 | PV (7 yr) | 0.84736 | 0.66578 | 1.0895 | 0.90788 | 0.78683 | PV (7 yr) | 0.96841 | 0.90788 | 1.0289 | 0.72631 | 0.72631
8 | PV (8 yr) | 0.87565 | 0.94301 | 1.1451 | 1.0777 | 0.94301 | PV (8 yr) | 0.94301 | 0.74093 | 1.2124 | 1.0104 | 0.87565 | PV (8 yr) | 1.0777 | 1.0104 | 1.1451 | 0.80829 | 0.80829
9 | PV (9 yr) | 0.95945 | 1.0333 | 1.2547 | 1.1809 | 1.0333 | PV (9 yr) | 1.0333 | 0.81185 | 1.3285 | 1.1071 | 0.95945 | PV (9 yr) | 1.1809 | 1.1071 | 1.2547 | 0.88565 | 0.88565
10 | PV (10 yr) | 1.0386 | 1.1185 | 1.3581 | 1.2782 | 1.1185 | PV (10 yr) | 1.1185 | 0.87879 | 1.438 | 1.1984 | 1.0386 | PV (10 yr) | 1.2782 | 1.1984 | 1.3581 | 0.95868 | 0.95868
11 | PV (11 yr) | 1.1133 | 1.1989 | 1.4558 | 1.3702 | 1.1989 | PV (11 yr) | 1.1989 | 0.94199 | 1.5414 | 1.2845 | 1.1133 | PV (11 yr) | 1.3702 | 1.2845 | 1.4558 | 1.0276 | 1.0276
12 | PV (12 yr) | 1.1838 | 1.2749 | 1.548 | 1.457 | 1.2749 | PV (12 yr) | 1.2749 | 1.0017 | 1.6391 | 1.3659 | 1.1838 | PV (12 yr) | 1.457 | 1.3659 | 1.548 | 1.0927 | 1.0927
13 | PV (13 yr) | 1.2504 | 1.3466 | 1.6351 | 1.5389 | 1.3466 | PV (13 yr) | 1.3466 | 1.058 | 1.7313 | 1.4427 | 1.2504 | PV (13 yr) | 1.5389 | 1.4427 | 1.6351 | 1.1542 | 1.1542
14 | PV (14 yr) | 1.3132 | 1.4143 | 1.7173 | 1.6163 | 1.4143 | PV (14 yr) | 1.4143 | 1.1112 | 1.8183 | 1.5153 | 1.3132 | PV (14 yr) | 1.6163 | 1.5153 | 1.7173 | 1.2122 | 1.2122
15 | PV (15 yr) | 1.3726 | 1.4782 | 1.7949 | 1.6893 | 1.4782 | PV (15 yr) | 1.4782 | 1.1614 | 1.9005 | 1.5837 | 1.3726 | PV (15 yr) | 1.6893 | 1.5837 | 1.7949 | 1.267 | 1.267
16 | PV (16 yr) | 1.4286 | 1.5385 | 1.8682 | 1.7583 | 1.5385 | PV (16 yr) | 1.5385 | 1.2088 | 1.9781 | 1.6484 | 1.4286 | PV (16 yr) | 1.7583 | 1.6484 | 1.8682 | 1.3187 | 1.3187
17 | PV (17 yr) | 1.4815 | 1.5955 | 1.9373 | 1.8234 | 1.5955 | PV (17 yr) | 1.5955 | 1.2536 | 2.0513 | 1.7094 | 1.4815 | PV (17 yr) | 1.8234 | 1.7094 | 1.9373 | 1.3675 | 1.3675
18 | PV (18 yr) | 1.5314 | 1.6492 | 2.0027 | 1.8848 | 1.6492 | PV (18 yr) | 1.6492 | 1.2958 | 2.1205 | 1.767 | 1.5314 | PV (18 yr) | 1.8848 | 1.767 | 2.0027 | 1.4136 | 1.4136
19 | PV (19 yr) | 1.5786 | 1.7 | 2.0643 | 1.9429 | 1.7 | PV (19 yr) | 1.7 | 1.3357 | 2.1857 | 1.8214 | 1.5786 | PV (19 yr) | 1.9429 | 1.8214 | 2.0643 | 1.4572 | 1.4572
20 | PV (20 yr) | 1.6231 | 1.7479 | 2.1225 | 1.9977 | 1.7479 | PV (20 yr) | 1.7479 | 1.3734 | 2.2474 | 1.8728 | 1.6231 | PV (20 yr) | 1.9977 | 1.8728 | 2.1225 | 1.4982 | 1.4982
|  |  | Natural Gas ($/therm) | [5 empty] | Natural Gas ($/therm) | [5 empty] | Natural Gas ($/therm)
|  |  | PG&E | [5 empty] | SoCalGas | [5 empty] | SDG&E
|  | Residential | Agricultural | Small Commercial | Medium Commercial | Large Commerical |  | Residential | Agricultural | Small Commercial | Medium Commercial | Large Commerical |  | Residential | Agricultural | Small Commercial | Medium Commercial | Large Commerical
| 2004 | 0.89 |  | 0.87 | 0.73 | 0.67 | 2004 | 1.07 | 0.74 | 0.87 | 0.77 | 0.63 | 2004 | 1.31 |  | 0.93 | 0.81 | 0.63
| 2005 | 0.92194 |  | 0.90122 | 0.75619 | 0.69404 | 2005 | 1.1084 | 0.76655 | 0.90122 | 0.79763 | 0.65261 | 2005 | 1.357 |  | 0.96337 | 0.83906 | 0.65261
| 2006 | 0.95387 |  | 0.93244 | 0.78239 | 0.71808 | 2006 | 1.1468 | 0.79311 | 0.93244 | 0.82526 | 0.67521 | 2006 | 1.404 |  | 0.99674 | 0.86813 | 0.67521
| 2007 | 0.97573 |  | 0.95381 | 0.80032 | 0.73454 | 2007 | 1.1731 | 0.81128 | 0.95381 | 0.84417 | 0.69069 | 2007 | 1.4362 |  | 1.0196 | 0.88803 | 0.69069
| 2008 | 0.995 |  | 0.97264 | 0.81612 | 0.74904 | 2008 | 1.1962 | 0.8273 | 0.97264 | 0.86084 | 0.70433 | 2008 | 1.4645 |  | 1.0397 | 0.90556 | 0.70433
| 2009 | 1.0135 |  | 0.99071 | 0.83129 | 0.76296 | 2009 | 1.2185 | 0.84267 | 0.99071 | 0.87684 | 0.71741 | 2009 | 1.4918 |  | 1.059 | 0.92239 | 0.71741
| 2010 | 1.0323 |  | 1.0091 | 0.84672 | 0.77713 | 2010 | 1.2411 | 0.85832 | 1.0091 | 0.89312 | 0.73073 | 2010 | 1.5195 |  | 1.0787 | 0.93952 | 0.73073
| 2011 | 1.0523 |  | 1.0286 | 0.86311 | 0.79217 | 2011 | 1.2651 | 0.87494 | 1.0286 | 0.91041 | 0.74488 | 2011 | 1.5489 |  | 1.0996 | 0.9577 | 0.74488
| 2012 | 1.0738 |  | 1.0497 | 0.88077 | 0.80838 | 2012 | 1.291 | 0.89284 | 1.0497 | 0.92904 | 0.76012 | 2012 | 1.5806 |  | 1.1221 | 0.9773 | 0.76012
| 2013 | 1.0964 |  | 1.0717 | 0.89926 | 0.82535 | 2013 | 1.3181 | 0.91158 | 1.0717 | 0.94854 | 0.77607 | 2013 | 1.6137 |  | 1.1456 | 0.99781 | 0.77607
| 2014 | 1.1194 |  | 1.0942 | 0.91816 | 0.84269 | 2014 | 1.3458 | 0.93074 | 1.0942 | 0.96847 | 0.79238 | 2014 | 1.6477 |  | 1.1697 | 1.0188 | 0.79238
| 2015 | 1.1432 |  | 1.1175 | 0.93768 | 0.86061 | 2015 | 1.3744 | 0.95052 | 1.1175 | 0.98906 | 0.80923 | 2015 | 1.6827 |  | 1.1946 | 1.0404 | 0.80923
| 2016 | 1.1672 |  | 1.141 | 0.95738 | 0.87869 | 2016 | 1.4033 | 0.97049 | 1.141 | 1.0098 | 0.82623 | 2016 | 1.718 |  | 1.2197 | 1.0623 | 0.82623
| 2017 | 1.1917 |  | 1.1649 | 0.97744 | 0.8971 | 2017 | 1.4327 | 0.99083 | 1.1649 | 1.031 | 0.84354 | 2017 | 1.754 |  | 1.2452 | 1.0846 | 0.84354
| 2018 | 1.2167 |  | 1.1894 | 0.99799 | 0.91596 | 2018 | 1.4628 | 1.0117 | 1.1894 | 1.0527 | 0.86128 | 2018 | 1.7909 |  | 1.2714 | 1.1074 | 0.86128
| 2019 | 1.2422 |  | 1.2143 | 1.0189 | 0.93517 | 2019 | 1.4935 | 1.0329 | 1.2143 | 1.0747 | 0.87934 | 2019 | 1.8285 |  | 1.2981 | 1.1306 | 0.87934
| 2020 | 1.2685 |  | 1.24 | 1.0405 | 0.95496 | 2020 | 1.5251 | 1.0547 | 1.24 | 1.0975 | 0.89795 | 2020 | 1.8672 |  | 1.3255 | 1.1545 | 0.89795
| 2021 | 1.2952 |  | 1.2661 | 1.0623 | 0.97502 | 2021 | 1.5571 | 1.0769 | 1.2661 | 1.1205 | 0.91681 | 2021 | 1.9064 |  | 1.3534 | 1.1788 | 0.91681
| 2022 | 1.3224 |  | 1.2927 | 1.0846 | 0.99549 | 2022 | 1.5898 | 1.0995 | 1.2927 | 1.1441 | 0.93606 | 2022 | 1.9464 |  | 1.3818 | 1.2035 | 0.93606
| 2023 | 1.3501 |  | 1.3198 | 1.1074 | 1.0164 | 2023 | 1.6232 | 1.1226 | 1.3198 | 1.1681 | 0.95572 | 2023 | 1.9873 |  | 1.4108 | 1.2288 | 0.95572
| 2024 | 1.3785 |  | 1.3475 | 1.1307 | 1.0377 | 2024 | 1.6573 | 1.1462 | 1.3475 | 1.1926 | 0.97579 | 2024 | 2.029 |  | 1.4404 | 1.2546 | 0.97579
1 | PV (1 yr) | 0.89 |  | 0.87 | 0.73 | 0.67 | PV (1 yr) | 1.07 | 0.74 | 0.87 | 0.77 | 0.63 | PV (1 yr) | 1.31 |  | 0.93 | 0.81 | 0.63
2 | PV (2 yr) | 1.7425 |  | 1.7033 | 1.4292 | 1.3117 | PV (2 yr) | 2.0949 | 1.4488 | 1.7033 | 1.5075 | 1.2334 | PV (2 yr) | 2.5647 |  | 1.8208 | 1.5858 | 1.2334
3 | PV (3 yr) | 2.558 |  | 2.5005 | 2.0981 | 1.9257 | PV (3 yr) | 3.0753 | 2.1269 | 2.5005 | 2.2131 | 1.8107 | PV (3 yr) | 3.7651 |  | 2.6729 | 2.3281 | 1.8107
4 | PV (4 yr) | 3.3293 |  | 3.2545 | 2.7308 | 2.5064 | PV (4 yr) | 4.0027 | 2.7682 | 3.2545 | 2.8804 | 2.3567 | PV (4 yr) | 4.9005 |  | 3.479 | 3.0301 | 2.3567
5 | PV (5 yr) | 4.0566 |  | 3.9655 | 3.3274 | 3.0539 | PV (5 yr) | 4.8771 | 3.3729 | 3.9655 | 3.5097 | 2.8716 | PV (5 yr) | 5.971 |  | 4.239 | 3.692 | 2.8716
6 | PV (6 yr) | 4.7416 |  | 4.6351 | 3.8892 | 3.5695 | PV (6 yr) | 5.7006 | 3.9425 | 4.6351 | 4.1023 | 3.3564 | PV (6 yr) | 6.9793 |  | 4.9547 | 4.3154 | 3.3564
7 | PV (7 yr) | 5.3868 |  | 5.2657 | 4.4184 | 4.0552 | PV (7 yr) | 6.4762 | 4.4789 | 5.2657 | 4.6605 | 3.8131 | PV (7 yr) | 7.9288 |  | 5.6289 | 4.9026 | 3.8131
8 | PV (8 yr) | 5.9948 |  | 5.8601 | 4.9171 | 4.513 | PV (8 yr) | 7.2073 | 4.9845 | 5.8601 | 5.1865 | 4.2435 | PV (8 yr) | 8.8238 |  | 6.2643 | 5.456 | 4.2435
9 | PV (9 yr) | 6.5686 |  | 6.421 | 5.3877 | 4.9449 | PV (9 yr) | 7.897 | 5.4615 | 6.421 | 5.6829 | 4.6497 | PV (9 yr) | 9.6684 |  | 6.8638 | 5.9781 | 4.6497
10 | PV (10 yr) | 7.1102 |  | 6.9504 | 5.832 | 5.3526 | PV (10 yr) | 8.5482 | 5.9119 | 6.9504 | 6.1515 | 5.0331 | PV (10 yr) | 10.4656 |  | 7.4298 | 6.4711 | 5.0331
11 | PV (11 yr) | 7.6216 |  | 7.4503 | 6.2514 | 5.7376 | PV (11 yr) | 9.163 | 6.337 | 7.4503 | 6.5939 | 5.395 | PV (11 yr) | 11.2183 |  | 7.9641 | 6.9365 | 5.395
12 | PV (12 yr) | 8.1044 |  | 7.9223 | 6.6475 | 6.1011 | PV (12 yr) | 9.7435 | 6.7385 | 7.9223 | 7.0117 | 5.7368 | PV (12 yr) | 11.929 |  | 8.4687 | 7.3759 | 5.7368
13 | PV (13 yr) | 8.5603 |  | 8.3679 | 7.0214 | 6.4443 | PV (13 yr) | 10.2916 | 7.1176 | 8.3679 | 7.4061 | 6.0595 | PV (13 yr) | 12.6 |  | 8.945 | 7.7908 | 6.0595
14 | PV (14 yr) | 8.9906 |  | 8.7886 | 7.3743 | 6.7682 | PV (14 yr) | 10.809 | 7.4754 | 8.7886 | 7.7784 | 6.3642 | PV (14 yr) | 13.2334 |  | 9.3947 | 8.1825 | 6.3642
15 | PV (15 yr) | 9.3969 |  | 9.1857 | 7.7076 | 7.0741 | PV (15 yr) | 11.2974 | 7.8132 | 9.1857 | 8.1299 | 6.6517 | PV (15 yr) | 13.8314 |  | 9.8192 | 8.5522 | 6.6517
16 | PV (16 yr) | 9.7805 |  | 9.5607 | 8.0222 | 7.3628 | PV (16 yr) | 11.7585 | 8.1321 | 9.5607 | 8.4617 | 6.9232 | PV (16 yr) | 14.3959 |  | 10.22 | 8.9013 | 6.9232
17 | PV (17 yr) | 10.1426 |  | 9.9147 | 8.3192 | 7.6354 | PV (17 yr) | 12.1939 | 8.4332 | 9.9147 | 8.7751 | 7.1796 | PV (17 yr) | 14.929 |  | 10.5984 | 9.2309 | 7.1796
18 | PV (18 yr) | 10.4845 |  | 10.2489 | 8.5996 | 7.8928 | PV (18 yr) | 12.6049 | 8.7174 | 10.2489 | 9.0708 | 7.4216 | PV (18 yr) | 15.4322 |  | 10.9557 | 9.542 | 7.4216
19 | PV (19 yr) | 10.8072 |  | 10.5644 | 8.8644 | 8.1358 | PV (19 yr) | 12.993 | 8.9858 | 10.5644 | 9.3501 | 7.6501 | PV (19 yr) | 15.9073 |  | 11.2929 | 9.8358 | 7.6501
20 | PV (20 yr) | 11.1119 |  | 10.8622 | 9.1143 | 8.3652 | PV (20 yr) | 13.3593 | 9.2391 | 10.8622 | 9.6137 | 7.8658 | PV (20 yr) | 16.3558 |  | 11.6113 | 10.1131 | 7.8658
CEC GDP Deflator Series
|  | YEAR |  | INDEX | ANNUAL GROWTH RATE
|  | 2004 |  | 106.6029
|  | 2005 |  | 110.428 | 3.588%
|  | 2006 |  | 114.2532 | 3.464%
|  | 2007 |  | 116.8717 | 2.292%
|  | 2008 |  | 119.1795 | 1.975%
|  | 2009 |  | 121.3939 | 1.858%
|  | 2010 |  | 123.6481 | 1.857%
|  | 2011 |  | 126.0417 | 1.936%
|  | 2012 |  | 128.6207 | 2.046%
|  | 2013 |  | 131.3203 | 2.099%
|  | 2014 |  | 134.0798 | 2.101%
|  | 2015 |  | 136.9301 | 2.126%
|  | 2016 |  | 139.8071 | 2.101%
|  | 2017 |  | 142.7362 | 2.095%
|  | 2018 |  | 145.7379 | 2.103%
|  | 2019 |  | 148.7931 | 2.096%
|  | 2020 |  | 151.9431 | 2.117%
|  | 2021 |  | 155.1339 | 2.1%
|  | 2022 |  | 158.3917 | 2.1%
|  | 2023 |  | 161.7179 | 2.1%
|  | 2024 |  | 165.114 | 2.1%
|  | Source: | 1970 - 1985 Historic DRI-WEFA
1986-2003 UCLA March 2002
2004-2005 adjusted
2006 - 2020 UCLA September 2001
|  |  | 2021-2024 | escalated by growth rate of previous year

## LU - Levelized Cost Electric
#REF!
#REF!
#REF!
#REF!
TOTAL PROJECTED ANNUAL NET KWH PER YEAR |  |  | 12111695.1535 | 12111695.1535 | 12111695.1535 | 12111695.1535 | 12111695.1535 | 12111695.1535 | 12111695.1535 | 12111695.1535 | 6554180.9335 | 6554180.9335 | 6551500.2535 | 4630726.98 | 4630726.98 | 4628226.08 | 4628226.08 | 4600967.605 | 12835.511 | 12835.511 | 12835.511 | 12835.511
MEASURE / ACTIVITY NAME Provide Measure Descriptions in Proposal Narrative | EUL | PROJECTED ANNUAL NET KWH SAVINGS | 1st Year Net Savings | 2nd Year Net Savings | 3rd Year Net Savings | 4th Year Net Savings | 5th Year Net Savings | 6th Year Net Savings | 7th Year Net Savings | 8th Year Net Savings | 9th Year Net Savings | 10th Year Net Savings | 11th Year Net Savings | 12th Year Net Savings | 13th Year Net Savings | 14th Year Net Savings | 15th Year Net Savings | 16th Year Net Savings | 17th Year Net Savings | 18th Year Net Savings | 19th Year Net Savings | 20th Year Net Savings
ES Screw-in CFL 13 Watt-Exterior | 8 | 37380 | 37380 | 37380 | 37380 | 37380 | 37380 | 37380 | 37380 | 37380 | 0 | 0 | 0 | 0 | 0 | 0 | 0 | 0 | 0 | 0 | 0 | 0
ES Screw-in CFL 20 Watt-Exterior | 8 | 143290 | 143290 | 143290 | 143290 | 143290 | 143290 | 143290 | 143290 | 143290 | 0 | 0 | 0 | 0 | 0 | 0 | 0 | 0 | 0 | 0 | 0 | 0
ES Screw-in CFL 25 Watt-Exterior | 8 | 545748 | 545748 | 545748 | 545748 | 545748 | 545748 | 545748 | 545748 | 545748 | 0 | 0 | 0 | 0 | 0 | 0 | 0 | 0 | 0 | 0 | 0 | 0
ES Screw-in CFL 13 Watt-Interior | 8 | 327520 | 327520 | 327520 | 327520 | 327520 | 327520 | 327520 | 327520 | 327520 | 0 | 0 | 0 | 0 | 0 | 0 | 0 | 0 | 0 | 0 | 0 | 0
ES Screw-in CFL 20 Watt-Interior | 8 | 2616600 | 2616600 | 2616600 | 2616600 | 2616600 | 2616600 | 2616600 | 2616600 | 2616600 | 0 | 0 | 0 | 0 | 0 | 0 | 0 | 0 | 0 | 0 | 0 | 0
ES Screw-in CFL 25 Watt-Interior | 8 | 1281600 | 1281600 | 1281600 | 1281600 | 1281600 | 1281600 | 1281600 | 1281600 | 1281600 | 0 | 0 | 0 | 0 | 0 | 0 | 0 | 0 | 0 | 0 | 0 | 0
ES R30 Reflector CFL 15 Watt | 8 | 397830 | 397830 | 397830 | 397830 | 397830 | 397830 | 397830 | 397830 | 397830 | 0 | 0 | 0 | 0 | 0 | 0 | 0 | 0 | 0 | 0 | 0 | 0
ES R40 Reflector CFL 23 Watt | 8 | 204219.4 | 204219.4 | 204219.4 | 204219.4 | 204219.4 | 204219.4 | 204219.4 | 204219.4 | 204219.4 | 0 | 0 | 0 | 0 | 0 | 0 | 0 | 0 | 0 | 0 | 0 | 0
ES Indoor Fluorescent Fixtures | 16 | 2510957 | 2510957 | 2510957 | 2510957 | 2510957 | 2510957 | 2510957 | 2510957 | 2510957 | 2510957 | 2510957 | 2510957 | 2510957 | 2510957 | 2510957 | 2510957 | 2510957 | 0 | 0 | 0 | 0
ES Exterior Fluorescent Fixtures 13 Watt | 16 | 587400 | 587400 | 587400 | 587400 | 587400 | 587400 | 587400 | 587400 | 587400 | 587400 | 587400 | 587400 | 587400 | 587400 | 587400 | 587400 | 587400 | 0 | 0 | 0 | 0
ES Exterior Fluorescent Fixtures 27 Watt | 16 | 0 | 0 | 0 | 0 | 0 | 0 | 0 | 0 | 0 | 0 | 0 | 0 | 0 | 0 | 0 | 0 | 0 | 0 | 0 | 0 | 0
T-8 or T-5 Lamp and Electronic, 2-foot lamp installed 1st lamp | 16 | 0 | 0 | 0 | 0 | 0 | 0 | 0 | 0 | 0 | 0 | 0 | 0 | 0 | 0 | 0 | 0 | 0 | 0 | 0 | 0 | 0
T-8 or T-5 Lamp and Electronic, 2-foot lamp installed 2nd lamp | 16 | 0 | 0 | 0 | 0 | 0 | 0 | 0 | 0 | 0 | 0 | 0 | 0 | 0 | 0 | 0 | 0 | 0 | 0 | 0 | 0 | 0
T-8 or T-5 Lamp and Electronic, 2-foot lamp installed 3rd lamp | 16 | 0 | 0 | 0 | 0 | 0 | 0 | 0 | 0 | 0 | 0 | 0 | 0 | 0 | 0 | 0 | 0 | 0 | 0 | 0 | 0 | 0
T-8 or T-5 Lamp and Electronic, 2-foot lamp installed 4th lamp | 16 | 0 | 0 | 0 | 0 | 0 | 0 | 0 | 0 | 0 | 0 | 0 | 0 | 0 | 0 | 0 | 0 | 0 | 0 | 0 | 0 | 0
T-8 or T-5 Lamp and Electronic, 2-foot lamp Removed | 16 | 0 | 0 | 0 | 0 | 0 | 0 | 0 | 0 | 0 | 0 | 0 | 0 | 0 | 0 | 0 | 0 | 0 | 0 | 0 | 0 | 0
T-8 or T-5 Lamp and Electronic, 3-foot lamp installed 1st lamp | 16 | 0 | 0 | 0 | 0 | 0 | 0 | 0 | 0 | 0 | 0 | 0 | 0 | 0 | 0 | 0 | 0 | 0 | 0 | 0 | 0 | 0
T-8 or T-5 Lamp and Electronic, 3-foot lamp installed 2nd lamp | 16 | 0 | 0 | 0 | 0 | 0 | 0 | 0 | 0 | 0 | 0 | 0 | 0 | 0 | 0 | 0 | 0 | 0 | 0 | 0 | 0 | 0
T-8 or T-5 Lamp and Electronic, 3-foot lamp installed 3rd lamp | 16 | 0 | 0 | 0 | 0 | 0 | 0 | 0 | 0 | 0 | 0 | 0 | 0 | 0 | 0 | 0 | 0 | 0 | 0 | 0 | 0 | 0
T-8 or T-5 Lamp and Electronic, 3-foot lamp installed 4th lamp | 16 | 0 | 0 | 0 | 0 | 0 | 0 | 0 | 0 | 0 | 0 | 0 | 0 | 0 | 0 | 0 | 0 | 0 | 0 | 0 | 0 | 0
T-8 or T-5 Lamp and Electronic, 3-foot lamp removed | 16 | 0 | 0 | 0 | 0 | 0 | 0 | 0 | 0 | 0 | 0 | 0 | 0 | 0 | 0 | 0 | 0 | 0 | 0 | 0 | 0 | 0
T-8 or T-5 Lamp and Electronic, 4-foot lamp installed 1st lamp | 16 | 475502.436 | 475502.436 | 475502.436 | 475502.436 | 475502.436 | 475502.436 | 475502.436 | 475502.436 | 475502.436 | 475502.436 | 475502.436 | 475502.436 | 475502.436 | 475502.436 | 475502.436 | 475502.436 | 475502.436 | 0 | 0 | 0 | 0
T-8 or T-5 Lamp and Electronic, 4-foot lamp installed 2nd lamp | 16 | 475502.436 | 475502.436 | 475502.436 | 475502.436 | 475502.436 | 475502.436 | 475502.436 | 475502.436 | 475502.436 | 475502.436 | 475502.436 | 475502.436 | 475502.436 | 475502.436 | 475502.436 | 475502.436 | 475502.436 | 0 | 0 | 0 | 0
T-8 or T-5 Lamp and Electronic, 4-foot lamp installed 3rd lamp | 16 | 79250.406 | 79250.406 | 79250.406 | 79250.406 | 79250.406 | 79250.406 | 79250.406 | 79250.406 | 79250.406 | 79250.406 | 79250.406 | 79250.406 | 79250.406 | 79250.406 | 79250.406 | 79250.406 | 79250.406 | 0 | 0 | 0 | 0
T-8 or T-5 Lamp and Electronic, 4-foot lamp installed 4th lamp | 16 | 79250.406 | 79250.406 | 79250.406 | 79250.406 | 79250.406 | 79250.406 | 79250.406 | 79250.406 | 79250.406 | 79250.406 | 79250.406 | 79250.406 | 79250.406 | 79250.406 | 79250.406 | 79250.406 | 79250.406 | 0 | 0 | 0 | 0
T-8 or T-5 Lamp and Electronic, 4-foot lamp removed | 16 | 127393.176 | 127393.176 | 127393.176 | 127393.176 | 127393.176 | 127393.176 | 127393.176 | 127393.176 | 127393.176 | 127393.176 | 127393.176 | 127393.176 | 127393.176 | 127393.176 | 127393.176 | 127393.176 | 127393.176 | 0 | 0 | 0 | 0
T-8 or T-5 Lamp and Electronic, 8-foot lamp installed 1st lamp | 16 | 39995.532 | 39995.532 | 39995.532 | 39995.532 | 39995.532 | 39995.532 | 39995.532 | 39995.532 | 39995.532 | 39995.532 | 39995.532 | 39995.532 | 39995.532 | 39995.532 | 39995.532 | 39995.532 | 39995.532 | 0 | 0 | 0 | 0
T-8 or T-5 Lamp and Electronic, 8-foot lamp installed 2nd lamp | 16 | 0 | 0 | 0 | 0 | 0 | 0 | 0 | 0 | 0 | 0 | 0 | 0 | 0 | 0 | 0 | 0 | 0 | 0 | 0 | 0 | 0
T-8 or T-5 Lamp and Electronic, 8-foot lamp installed 3rd lamp | 16 | 0 | 0 | 0 | 0 | 0 | 0 | 0 | 0 | 0 | 0 | 0 | 0 | 0 | 0 | 0 | 0 | 0 | 0 | 0 | 0 | 0
T-8 or T-5 Lamp and Electronic, 8-foot lamp installed 4th lamp | 16 | 0 | 0 | 0 | 0 | 0 | 0 | 0 | 0 | 0 | 0 | 0 | 0 | 0 | 0 | 0 | 0 | 0 | 0 | 0 | 0 | 0
T-8 or T-5 Lamp and Electronic, 8-foot lamp removed | 16 | 58511.982 | 58511.982 | 58511.982 | 58511.982 | 58511.982 | 58511.982 | 58511.982 | 58511.982 | 58511.982 | 58511.982 | 58511.982 | 58511.982 | 58511.982 | 58511.982 | 58511.982 | 58511.982 | 58511.982 | 0 | 0 | 0 | 0
Electronic Ballast, Non-Dimming | 16 | 0 | 0 | 0 | 0 | 0 | 0 | 0 | 0 | 0 | 0 | 0 | 0 | 0 | 0 | 0 | 0 | 0 | 0 | 0 | 0 | 0
Energy Star Ceiling Fan w/ CFL | 15 | 0 | 0 | 0 | 0 | 0 | 0 | 0 | 0 | 0 | 0 | 0 | 0 | 0 | 0 | 0 | 0 | 0 | 0 | 0 | 0 | 0
Room A/C - 5,000 to 18,000 btuh | 15 | 11303 | 11303 | 11303 | 11303 | 11303 | 11303 | 11303 | 11303 | 11303 | 11303 | 11303 | 11303 | 11303 | 11303 | 11303 | 11303 | 0 | 0 | 0 | 0 | 0
High Performance Window | 20 | 12835.511 | 12835.511 | 12835.511 | 12835.511 | 12835.511 | 12835.511 | 12835.511 | 12835.511 | 12835.511 | 12835.511 | 12835.511 | 12835.511 | 12835.511 | 12835.511 | 12835.511 | 12835.511 | 12835.511 | 12835.511 | 12835.511 | 12835.511 | 12835.511
Programmable Thermostat | 11 | 1920773.2735 | 1920773.2735 | 1920773.2735 | 1920773.2735 | 1920773.2735 | 1920773.2735 | 1920773.2735 | 1920773.2735 | 1920773.2735 | 1920773.2735 | 1920773.2735 | 1920773.2735 | 0 | 0 | 0 | 0 | 0 | 0 | 0 | 0 | 0
Attic Insulation | 20 | 0 | 0 | 0 | 0 | 0 | 0 | 0 | 0 | 0 | 0 | 0 | 0 | 0 | 0 | 0 | 0 | 0 | 0 | 0 | 0 | 0
Wall Insulation | 20 | 0 | 0 | 0 | 0 | 0 | 0 | 0 | 0 | 0 | 0 | 0 | 0 | 0 | 0 | 0 | 0 | 0 | 0 | 0 | 0 | 0
Energy Star AC - Tier I | 15 | 7046.575 | 7046.575 | 7046.575 | 7046.575 | 7046.575 | 7046.575 | 7046.575 | 7046.575 | 7046.575 | 7046.575 | 7046.575 | 7046.575 | 7046.575 | 7046.575 | 7046.575 | 7046.575 | 0 | 0 | 0 | 0 | 0
Energy Star AC - Tier I with TXV | 15 | 0 | 0 | 0 | 0 | 0 | 0 | 0 | 0 | 0 | 0 | 0 | 0 | 0 | 0 | 0 | 0 | 0 | 0 | 0 | 0 | 0
Central AC - Tier II2 | 15 | 0 | 0 | 0 | 0 | 0 | 0 | 0 | 0 | 0 | 0 | 0 | 0 | 0 | 0 | 0 | 0 | 0 | 0 | 0 | 0 | 0
Energy Star HP - Tier I | 15 | 0 | 0 | 0 | 0 | 0 | 0 | 0 | 0 | 0 | 0 | 0 | 0 | 0 | 0 | 0 | 0 | 0 | 0 | 0 | 0 | 0
Energy Star HP - Tier I with TXV | 15 | 0 | 0 | 0 | 0 | 0 | 0 | 0 | 0 | 0 | 0 | 0 | 0 | 0 | 0 | 0 | 0 | 0 | 0 | 0 | 0 | 0
Central Heat Pump - Tier II | 15 | 0 | 0 | 0 | 0 | 0 | 0 | 0 | 0 | 0 | 0 | 0 | 0 | 0 | 0 | 0 | 0 | 0 | 0 | 0 | 0 | 0
Package Terminal AC (>2, <50 tons) | 15 | 0 | 0 | 0 | 0 | 0 | 0 | 0 | 0 | 0 | 0 | 0 | 0 | 0 | 0 | 0 | 0 | 0 | 0 | 0 | 0 | 0
Package Terminal HP | 15 | 8908.9 | 8908.9 | 8908.9 | 8908.9 | 8908.9 | 8908.9 | 8908.9 | 8908.9 | 8908.9 | 8908.9 | 8908.9 | 8908.9 | 8908.9 | 8908.9 | 8908.9 | 8908.9 | 0 | 0 | 0 | 0 | 0
Occupancy Sensor wall mounted | 8 | 3326.82 | 3326.82 | 3326.82 | 3326.82 | 3326.82 | 3326.82 | 3326.82 | 3326.82 | 3326.82 | 0 | 0 | 0 | 0 | 0 | 0 | 0 | 0 | 0 | 0 | 0 | 0
Occupancy Sensor ceiling mounted | 8 | 0 | 0 | 0 | 0 | 0 | 0 | 0 | 0 | 0 | 0 | 0 | 0 | 0 | 0 | 0 | 0 | 0 | 0 | 0 | 0 | 0
Photocell | 8 | 0 | 0 | 0 | 0 | 0 | 0 | 0 | 0 | 0 | 0 | 0 | 0 | 0 | 0 | 0 | 0 | 0 | 0 | 0 | 0 | 0
Exit Sign Retrofit Kit (LED) | 16 | 0 | 0 | 0 | 0 | 0 | 0 | 0 | 0 | 0 | 0 | 0 | 0 | 0 | 0 | 0 | 0 | 0 | 0 | 0 | 0 | 0
LED Exit Sign | 16 | 154368.72 | 154368.72 | 154368.72 | 154368.72 | 154368.72 | 154368.72 | 154368.72 | 154368.72 | 154368.72 | 154368.72 | 154368.72 | 154368.72 | 154368.72 | 154368.72 | 154368.72 | 154368.72 | 154368.72 | 0 | 0 | 0 | 0
2.0 gpm Showerhead | 10 | 2680.68 | 2680.68 | 2680.68 | 2680.68 | 2680.68 | 2680.68 | 2680.68 | 2680.68 | 2680.68 | 2680.68 | 2680.68 | 0 | 0 | 0 | 0 | 0 | 0 | 0 | 0 | 0 | 0
Faucet Aerator | 10 | 0 | 0 | 0 | 0 | 0 | 0 | 0 | 0 | 0 | 0 | 0 | 0 | 0 | 0 | 0 | 0 | 0 | 0 | 0 | 0 | 0
Duct Test - Multifamily | 10 | 0 | 0 | 0 | 0 | 0 | 0 | 0 | 0 | 0 | 0 | 0 | 0 | 0 | 0 | 0 | 0 | 0 | 0 | 0 | 0 | 0
Duct Test - Mobile Homes | 10 | 0 | 0 | 0 | 0 | 0 | 0 | 0 | 0 | 0 | 0 | 0 | 0 | 0 | 0 | 0 | 0 | 0 | 0 | 0 | 0 | 0
Duct Sealing - Multi Family | 18 | 0 | 0 | 0 | 0 | 0 | 0 | 0 | 0 | 0 | 0 | 0 | 0 | 0 | 0 | 0 | 0 | 0 | 0 | 0 | 0 | 0
Duct Sealing - Mobile Homes | 18 | 0 | 0 | 0 | 0 | 0 | 0 | 0 | 0 | 0 | 0 | 0 | 0 | 0 | 0 | 0 | 0 | 0 | 0 | 0 | 0 | 0
Turn-In-Torchiere Floor Lamps replacing halogen lamps | 9 | 0 | 0 | 0 | 0 | 0 | 0 | 0 | 0 | 0 | 0 | 0 | 0 | 0 | 0 | 0 | 0 | 0 | 0 | 0 | 0 | 0
Electric Water Heater EF .93 | 13 | 2500.9 | 2500.9 | 2500.9 | 2500.9 | 2500.9 | 2500.9 | 2500.9 | 2500.9 | 2500.9 | 2500.9 | 2500.9 | 2500.9 | 2500.9 | 2500.9 | 0 | 0 | 0 | 0 | 0 | 0 | 0
0 | 0 | 0 | 0 | 0 | 0 | 0 | 0 | 0 | 0 | 0 | 0 | 0 | 0 | 0 | 0 | 0 | 0 | 0 | 0 | 0 | 0 | 0
0 | 0 | 0 | 0 | 0 | 0 | 0 | 0 | 0 | 0 | 0 | 0 | 0 | 0 | 0 | 0 | 0 | 0 | 0 | 0 | 0 | 0 | 0
0 | 0 | 0 | 0 | 0 | 0 | 0 | 0 | 0 | 0 | 0 | 0 | 0 | 0 | 0 | 0 | 0 | 0 | 0 | 0 | 0 | 0 | 0
0 | 0 | 0 | 0 | 0 | 0 | 0 | 0 | 0 | 0 | 0 | 0 | 0 | 0 | 0 | 0 | 0 | 0 | 0 | 0 | 0 | 0 | 0
0 | 0 | 0 | 0 | 0 | 0 | 0 | 0 | 0 | 0 | 0 | 0 | 0 | 0 | 0 | 0 | 0 | 0 | 0 | 0 | 0 | 0 | 0
0 | 0 | 0 | 0 | 0 | 0 | 0 | 0 | 0 | 0 | 0 | 0 | 0 | 0 | 0 | 0 | 0 | 0 | 0 | 0 | 0 | 0 | 0
0 | 0 | 0 | 0 | 0 | 0 | 0 | 0 | 0 | 0 | 0 | 0 | 0 | 0 | 0 | 0 | 0 | 0 | 0 | 0 | 0 | 0 | 0
0 | 0 | 0 | 0 | 0 | 0 | 0 | 0 | 0 | 0 | 0 | 0 | 0 | 0 | 0 | 0 | 0 | 0 | 0 | 0 | 0 | 0 | 0
0 | 0 | 0 | 0 | 0 | 0 | 0 | 0 | 0 | 0 | 0 | 0 | 0 | 0 | 0 | 0 | 0 | 0 | 0 | 0 | 0 | 0 | 0
0 | 0 | 0 | 0 | 0 | 0 | 0 | 0 | 0 | 0 | 0 | 0 | 0 | 0 | 0 | 0 | 0 | 0 | 0 | 0 | 0 | 0 | 0
0 | 0 | 0 | 0 | 0 | 0 | 0 | 0 | 0 | 0 | 0 | 0 | 0 | 0 | 0 | 0 | 0 | 0 | 0 | 0 | 0 | 0 | 0
0 | 0 | 0 | 0 | 0 | 0 | 0 | 0 | 0 | 0 | 0 | 0 | 0 | 0 | 0 | 0 | 0 | 0 | 0 | 0 | 0 | 0 | 0
0 | 0 | 0 | 0 | 0 | 0 | 0 | 0 | 0 | 0 | 0 | 0 | 0 | 0 | 0 | 0 | 0 | 0 | 0 | 0 | 0 | 0 | 0
0 | 0 | 0 | 0 | 0 | 0 | 0 | 0 | 0 | 0 | 0 | 0 | 0 | 0 | 0 | 0 | 0 | 0 | 0 | 0 | 0 | 0 | 0
0 | 0 | 0 | 0 | 0 | 0 | 0 | 0 | 0 | 0 | 0 | 0 | 0 | 0 | 0 | 0 | 0 | 0 | 0 | 0 | 0 | 0 | 0
0 | 0 | 0 | 0 | 0 | 0 | 0 | 0 | 0 | 0 | 0 | 0 | 0 | 0 | 0 | 0 | 0 | 0 | 0 | 0 | 0 | 0 | 0
0 | 0 | 0 | 0 | 0 | 0 | 0 | 0 | 0 | 0 | 0 | 0 | 0 | 0 | 0 | 0 | 0 | 0 | 0 | 0 | 0 | 0 | 0
0 | 0 | 0 | 0 | 0 | 0 | 0 | 0 | 0 | 0 | 0 | 0 | 0 | 0 | 0 | 0 | 0 | 0 | 0 | 0 | 0 | 0 | 0
0 | 0 | 0 | 0 | 0 | 0 | 0 | 0 | 0 | 0 | 0 | 0 | 0 | 0 | 0 | 0 | 0 | 0 | 0 | 0 | 0 | 0 | 0
0 | 0 | 0 | 0 | 0 | 0 | 0 | 0 | 0 | 0 | 0 | 0 | 0 | 0 | 0 | 0 | 0 | 0 | 0 | 0 | 0 | 0 | 0
0 | 0 | 0 | 0 | 0 | 0 | 0 | 0 | 0 | 0 | 0 | 0 | 0 | 0 | 0 | 0 | 0 | 0 | 0 | 0 | 0 | 0 | 0
0 | 0 | 0 | 0 | 0 | 0 | 0 | 0 | 0 | 0 | 0 | 0 | 0 | 0 | 0 | 0 | 0 | 0 | 0 | 0 | 0 | 0 | 0
0 | 0 | 0 | 0 | 0 | 0 | 0 | 0 | 0 | 0 | 0 | 0 | 0 | 0 | 0 | 0 | 0 | 0 | 0 | 0 | 0 | 0 | 0
0 | 0 | 0 | 0 | 0 | 0 | 0 | 0 | 0 | 0 | 0 | 0 | 0 | 0 | 0 | 0 | 0 | 0 | 0 | 0 | 0 | 0 | 0
0 | 0 | 0 | 0 | 0 | 0 | 0 | 0 | 0 | 0 | 0 | 0 | 0 | 0 | 0 | 0 | 0 | 0 | 0 | 0 | 0 | 0 | 0
0 | 0 | 0 | 0 | 0 | 0 | 0 | 0 | 0 | 0 | 0 | 0 | 0 | 0 | 0 | 0 | 0 | 0 | 0 | 0 | 0 | 0 | 0
0 | 0 | 0 | 0 | 0 | 0 | 0 | 0 | 0 | 0 | 0 | 0 | 0 | 0 | 0 | 0 | 0 | 0 | 0 | 0 | 0 | 0 | 0
0 | 0 | 0 | 0 | 0 | 0 | 0 | 0 | 0 | 0 | 0 | 0 | 0 | 0 | 0 | 0 | 0 | 0 | 0 | 0 | 0 | 0 | 0
0 | 0 | 0 | 0 | 0 | 0 | 0 | 0 | 0 | 0 | 0 | 0 | 0 | 0 | 0 | 0 | 0 | 0 | 0 | 0 | 0 | 0 | 0
0 | 0 | 0 | 0 | 0 | 0 | 0 | 0 | 0 | 0 | 0 | 0 | 0 | 0 | 0 | 0 | 0 | 0 | 0 | 0 | 0 | 0 | 0
0 | 0 | 0 | 0 | 0 | 0 | 0 | 0 | 0 | 0 | 0 | 0 | 0 | 0 | 0 | 0 | 0 | 0 | 0 | 0 | 0 | 0 | 0
0 | 0 | 0 | 0 | 0 | 0 | 0 | 0 | 0 | 0 | 0 | 0 | 0 | 0 | 0 | 0 | 0 | 0 | 0 | 0 | 0 | 0 | 0
0 | 0 | 0 | 0 | 0 | 0 | 0 | 0 | 0 | 0 | 0 | 0 | 0 | 0 | 0 | 0 | 0 | 0 | 0 | 0 | 0 | 0 | 0
0 | 0 | 0 | 0 | 0 | 0 | 0 | 0 | 0 | 0 | 0 | 0 | 0 | 0 | 0 | 0 | 0 | 0 | 0 | 0 | 0 | 0 | 0
0 | 0 | 0 | 0 | 0 | 0 | 0 | 0 | 0 | 0 | 0 | 0 | 0 | 0 | 0 | 0 | 0 | 0 | 0 | 0 | 0 | 0 | 0
0 | 0 | 0 | 0 | 0 | 0 | 0 | 0 | 0 | 0 | 0 | 0 | 0 | 0 | 0 | 0 | 0 | 0 | 0 | 0 | 0 | 0 | 0
0 | 0 | 0 | 0 | 0 | 0 | 0 | 0 | 0 | 0 | 0 | 0 | 0 | 0 | 0 | 0 | 0 | 0 | 0 | 0 | 0 | 0 | 0
0 | 0 | 0 | 0 | 0 | 0 | 0 | 0 | 0 | 0 | 0 | 0 | 0 | 0 | 0 | 0 | 0 | 0 | 0 | 0 | 0 | 0 | 0
0 | 0 | 0 | 0 | 0 | 0 | 0 | 0 | 0 | 0 | 0 | 0 | 0 | 0 | 0 | 0 | 0 | 0 | 0 | 0 | 0 | 0 | 0
0 | 0 | 0 | 0 | 0 | 0 | 0 | 0 | 0 | 0 | 0 | 0 | 0 | 0 | 0 | 0 | 0 | 0 | 0 | 0 | 0 | 0 | 0
0 | 0 | 0 | 0 | 0 | 0 | 0 | 0 | 0 | 0 | 0 | 0 | 0 | 0 | 0 | 0 | 0 | 0 | 0 | 0 | 0 | 0 | 0
0 | 0 | 0 | 0 | 0 | 0 | 0 | 0 | 0 | 0 | 0 | 0 | 0 | 0 | 0 | 0 | 0 | 0 | 0 | 0 | 0 | 0 | 0
0 | 0 | 0 | 0 | 0 | 0 | 0 | 0 | 0 | 0 | 0 | 0 | 0 | 0 | 0 | 0 | 0 | 0 | 0 | 0 | 0 | 0 | 0
0 | 0 | 0 | 0 | 0 | 0 | 0 | 0 | 0 | 0 | 0 | 0 | 0 | 0 | 0 | 0 | 0 | 0 | 0 | 0 | 0 | 0 | 0
0 | 0 | 0 | 0 | 0 | 0 | 0 | 0 | 0 | 0 | 0 | 0 | 0 | 0 | 0 | 0 | 0 | 0 | 0 | 0 | 0 | 0 | 0
0 | 0 | 0 | 0 | 0 | 0 | 0 | 0 | 0 | 0 | 0 | 0 | 0 | 0 | 0 | 0 | 0 | 0 | 0 | 0 | 0 | 0 | 0
0 | 0 | 0 | 0 | 0 | 0 | 0 | 0 | 0 | 0 | 0 | 0 | 0 | 0 | 0 | 0 | 0 | 0 | 0 | 0 | 0 | 0 | 0
0 | 0 | 0 | 0 | 0 | 0 | 0 | 0 | 0 | 0 | 0 | 0 | 0 | 0 | 0 | 0 | 0 | 0 | 0 | 0 | 0 | 0 | 0
0 | 0 | 0 | 0 | 0 | 0 | 0 | 0 | 0 | 0 | 0 | 0 | 0 | 0 | 0 | 0 | 0 | 0 | 0 | 0 | 0 | 0 | 0
0 | 0 | 0 | 0 | 0 | 0 | 0 | 0 | 0 | 0 | 0 | 0 | 0 | 0 | 0 | 0 | 0 | 0 | 0 | 0 | 0 | 0 | 0
0 | 0 | 0 | 0 | 0 | 0 | 0 | 0 | 0 | 0 | 0 | 0 | 0 | 0 | 0 | 0 | 0 | 0 | 0 | 0 | 0 | 0 | 0
0 | 0 | 0 | 0 | 0 | 0 | 0 | 0 | 0 | 0 | 0 | 0 | 0 | 0 | 0 | 0 | 0 | 0 | 0 | 0 | 0 | 0 | 0
0 | 0 | 0 | 0 | 0 | 0 | 0 | 0 | 0 | 0 | 0 | 0 | 0 | 0 | 0 | 0 | 0 | 0 | 0 | 0 | 0 | 0 | 0
0 | 0 | 0 | 0 | 0 | 0 | 0 | 0 | 0 | 0 | 0 | 0 | 0 | 0 | 0 | 0 | 0 | 0 | 0 | 0 | 0 | 0 | 0
0 | 0 | 0 | 0 | 0 | 0 | 0 | 0 | 0 | 0 | 0 | 0 | 0 | 0 | 0 | 0 | 0 | 0 | 0 | 0 | 0 | 0 | 0
0 | 0 | 0 | 0 | 0 | 0 | 0 | 0 | 0 | 0 | 0 | 0 | 0 | 0 | 0 | 0 | 0 | 0 | 0 | 0 | 0 | 0 | 0
0 | 0 | 0 | 0 | 0 | 0 | 0 | 0 | 0 | 0 | 0 | 0 | 0 | 0 | 0 | 0 | 0 | 0 | 0 | 0 | 0 | 0 | 0
0 | 0 | 0 | 0 | 0 | 0 | 0 | 0 | 0 | 0 | 0 | 0 | 0 | 0 | 0 | 0 | 0 | 0 | 0 | 0 | 0 | 0 | 0
0 | 0 | 0 | 0 | 0 | 0 | 0 | 0 | 0 | 0 | 0 | 0 | 0 | 0 | 0 | 0 | 0 | 0 | 0 | 0 | 0 | 0 | 0
0 | 0 | 0 | 0 | 0 | 0 | 0 | 0 | 0 | 0 | 0 | 0 | 0 | 0 | 0 | 0 | 0 | 0 | 0 | 0 | 0 | 0 | 0
0 | 0 | 0 | 0 | 0 | 0 | 0 | 0 | 0 | 0 | 0 | 0 | 0 | 0 | 0 | 0 | 0 | 0 | 0 | 0 | 0 | 0 | 0
0 | 0 | 0 | 0 | 0 | 0 | 0 | 0 | 0 | 0 | 0 | 0 | 0 | 0 | 0 | 0 | 0 | 0 | 0 | 0 | 0 | 0 | 0
0 | 0 | 0 | 0 | 0 | 0 | 0 | 0 | 0 | 0 | 0 | 0 | 0 | 0 | 0 | 0 | 0 | 0 | 0 | 0 | 0 | 0 | 0
0 | 0 | 0 | 0 | 0 | 0 | 0 | 0 | 0 | 0 | 0 | 0 | 0 | 0 | 0 | 0 | 0 | 0 | 0 | 0 | 0 | 0 | 0
0 | 0 | 0 | 0 | 0 | 0 | 0 | 0 | 0 | 0 | 0 | 0 | 0 | 0 | 0 | 0 | 0 | 0 | 0 | 0 | 0 | 0 | 0
0 | 0 | 0 | 0 | 0 | 0 | 0 | 0 | 0 | 0 | 0 | 0 | 0 | 0 | 0 | 0 | 0 | 0 | 0 | 0 | 0 | 0 | 0
0 | 0 | 0 | 0 | 0 | 0 | 0 | 0 | 0 | 0 | 0 | 0 | 0 | 0 | 0 | 0 | 0 | 0 | 0 | 0 | 0 | 0 | 0
0 | 0 | 0 | 0 | 0 | 0 | 0 | 0 | 0 | 0 | 0 | 0 | 0 | 0 | 0 | 0 | 0 | 0 | 0 | 0 | 0 | 0 | 0
0 | 0 | 0 | 0 | 0 | 0 | 0 | 0 | 0 | 0 | 0 | 0 | 0 | 0 | 0 | 0 | 0 | 0 | 0 | 0 | 0 | 0 | 0
0 | 0 | 0 | 0 | 0 | 0 | 0 | 0 | 0 | 0 | 0 | 0 | 0 | 0 | 0 | 0 | 0 | 0 | 0 | 0 | 0 | 0 | 0
0 | 0 | 0 | 0 | 0 | 0 | 0 | 0 | 0 | 0 | 0 | 0 | 0 | 0 | 0 | 0 | 0 | 0 | 0 | 0 | 0 | 0 | 0
0 | 0 | 0 | 0 | 0 | 0 | 0 | 0 | 0 | 0 | 0 | 0 | 0 | 0 | 0 | 0 | 0 | 0 | 0 | 0 | 0 | 0 | 0
0 | 0 | 0 | 0 | 0 | 0 | 0 | 0 | 0 | 0 | 0 | 0 | 0 | 0 | 0 | 0 | 0 | 0 | 0 | 0 | 0 | 0 | 0
0 | 0 | 0 | 0 | 0 | 0 | 0 | 0 | 0 | 0 | 0 | 0 | 0 | 0 | 0 | 0 | 0 | 0 | 0 | 0 | 0 | 0 | 0
0 | 0 | 0 | 0 | 0 | 0 | 0 | 0 | 0 | 0 | 0 | 0 | 0 | 0 | 0 | 0 | 0 | 0 | 0 | 0 | 0 | 0 | 0
0 | 0 | 0 | 0 | 0 | 0 | 0 | 0 | 0 | 0 | 0 | 0 | 0 | 0 | 0 | 0 | 0 | 0 | 0 | 0 | 0 | 0 | 0
0 | 0 | 0 | 0 | 0 | 0 | 0 | 0 | 0 | 0 | 0 | 0 | 0 | 0 | 0 | 0 | 0 | 0 | 0 | 0 | 0 | 0 | 0
0 | 0 | 0 | 0 | 0 | 0 | 0 | 0 | 0 | 0 | 0 | 0 | 0 | 0 | 0 | 0 | 0 | 0 | 0 | 0 | 0 | 0 | 0
0 | 0 | 0 | 0 | 0 | 0 | 0 | 0 | 0 | 0 | 0 | 0 | 0 | 0 | 0 | 0 | 0 | 0 | 0 | 0 | 0 | 0 | 0
0 | 0 | 0 | 0 | 0 | 0 | 0 | 0 | 0 | 0 | 0 | 0 | 0 | 0 | 0 | 0 | 0 | 0 | 0 | 0 | 0 | 0 | 0
0 | 0 | 0 | 0 | 0 | 0 | 0 | 0 | 0 | 0 | 0 | 0 | 0 | 0 | 0 | 0 | 0 | 0 | 0 | 0 | 0 | 0 | 0
0 | 0 | 0 | 0 | 0 | 0 | 0 | 0 | 0 | 0 | 0 | 0 | 0 | 0 | 0 | 0 | 0 | 0 | 0 | 0 | 0 | 0 | 0
0 | 0 | 0 | 0 | 0 | 0 | 0 | 0 | 0 | 0 | 0 | 0 | 0 | 0 | 0 | 0 | 0 | 0 | 0 | 0 | 0 | 0 | 0
0 | 0 | 0 | 0 | 0 | 0 | 0 | 0 | 0 | 0 | 0 | 0 | 0 | 0 | 0 | 0 | 0 | 0 | 0 | 0 | 0 | 0 | 0
0 | 0 | 0 | 0 | 0 | 0 | 0 | 0 | 0 | 0 | 0 | 0 | 0 | 0 | 0 | 0 | 0 | 0 | 0 | 0 | 0 | 0 | 0
0 | 0 | 0 | 0 | 0 | 0 | 0 | 0 | 0 | 0 | 0 | 0 | 0 | 0 | 0 | 0 | 0 | 0 | 0 | 0 | 0 | 0 | 0
0 | 0 | 0 | 0 | 0 | 0 | 0 | 0 | 0 | 0 | 0 | 0 | 0 | 0 | 0 | 0 | 0 | 0 | 0 | 0 | 0 | 0 | 0
0 | 0 | 0 | 0 | 0 | 0 | 0 | 0 | 0 | 0 | 0 | 0 | 0 | 0 | 0 | 0 | 0 | 0 | 0 | 0 | 0 | 0 | 0
0 | 0 | 0 | 0 | 0 | 0 | 0 | 0 | 0 | 0 | 0 | 0 | 0 | 0 | 0 | 0 | 0 | 0 | 0 | 0 | 0 | 0 | 0
0 | 0 | 0 | 0 | 0 | 0 | 0 | 0 | 0 | 0 | 0 | 0 | 0 | 0 | 0 | 0 | 0 | 0 | 0 | 0 | 0 | 0 | 0
0 | 0 | 0 | 0 | 0 | 0 | 0 | 0 | 0 | 0 | 0 | 0 | 0 | 0 | 0 | 0 | 0 | 0 | 0 | 0 | 0 | 0 | 0
0 | 0 | 0 | 0 | 0 | 0 | 0 | 0 | 0 | 0 | 0 | 0 | 0 | 0 | 0 | 0 | 0 | 0 | 0 | 0 | 0 | 0 | 0
0 | 0 | 0 | 0 | 0 | 0 | 0 | 0 | 0 | 0 | 0 | 0 | 0 | 0 | 0 | 0 | 0 | 0 | 0 | 0 | 0 | 0 | 0
0 | 0 | 0 | 0 | 0 | 0 | 0 | 0 | 0 | 0 | 0 | 0 | 0 | 0 | 0 | 0 | 0 | 0 | 0 | 0 | 0 | 0 | 0
0 | 0 | 0 | 0 | 0 | 0 | 0 | 0 | 0 | 0 | 0 | 0 | 0 | 0 | 0 | 0 | 0 | 0 | 0 | 0 | 0 | 0 | 0
0 | 0 | 0 | 0 | 0 | 0 | 0 | 0 | 0 | 0 | 0 | 0 | 0 | 0 | 0 | 0 | 0 | 0 | 0 | 0 | 0 | 0 | 0
0 | 0 | 0 | 0 | 0 | 0 | 0 | 0 | 0 | 0 | 0 | 0 | 0 | 0 | 0 | 0 | 0 | 0 | 0 | 0 | 0 | 0 | 0
0 | 0 | 0 | 0 | 0 | 0 | 0 | 0 | 0 | 0 | 0 | 0 | 0 | 0 | 0 | 0 | 0 | 0 | 0 | 0 | 0 | 0 | 0
0 | 0 | 0 | 0 | 0 | 0 | 0 | 0 | 0 | 0 | 0 | 0 | 0 | 0 | 0 | 0 | 0 | 0 | 0 | 0 | 0 | 0 | 0
0 | 0 | 0 | 0 | 0 | 0 | 0 | 0 | 0 | 0 | 0 | 0 | 0 | 0 | 0 | 0 | 0 | 0 | 0 | 0 | 0 | 0 | 0
0 | 0 | 0 | 0 | 0 | 0 | 0 | 0 | 0 | 0 | 0 | 0 | 0 | 0 | 0 | 0 | 0 | 0 | 0 | 0 | 0 | 0 | 0
0 | 0 | 0 | 0 | 0 | 0 | 0 | 0 | 0 | 0 | 0 | 0 | 0 | 0 | 0 | 0 | 0 | 0 | 0 | 0 | 0 | 0 | 0
0 | 0 | 0 | 0 | 0 | 0 | 0 | 0 | 0 | 0 | 0 | 0 | 0 | 0 | 0 | 0 | 0 | 0 | 0 | 0 | 0 | 0 | 0
0 | 0 | 0 | 0 | 0 | 0 | 0 | 0 | 0 | 0 | 0 | 0 | 0 | 0 | 0 | 0 | 0 | 0 | 0 | 0 | 0 | 0 | 0
0 | 0 | 0 | 0 | 0 | 0 | 0 | 0 | 0 | 0 | 0 | 0 | 0 | 0 | 0 | 0 | 0 | 0 | 0 | 0 | 0 | 0 | 0
0 | 0 | 0 | 0 | 0 | 0 | 0 | 0 | 0 | 0 | 0 | 0 | 0 | 0 | 0 | 0 | 0 | 0 | 0 | 0 | 0 | 0 | 0
0 | 0 | 0 | 0 | 0 | 0 | 0 | 0 | 0 | 0 | 0 | 0 | 0 | 0 | 0 | 0 | 0 | 0 | 0 | 0 | 0 | 0 | 0
0 | 0 | 0 | 0 | 0 | 0 | 0 | 0 | 0 | 0 | 0 | 0 | 0 | 0 | 0 | 0 | 0 | 0 | 0 | 0 | 0 | 0 | 0
0 | 0 | 0 | 0 | 0 | 0 | 0 | 0 | 0 | 0 | 0 | 0 | 0 | 0 | 0 | 0 | 0 | 0 | 0 | 0 | 0 | 0 | 0
0 | 0 | 0 | 0 | 0 | 0 | 0 | 0 | 0 | 0 | 0 | 0 | 0 | 0 | 0 | 0 | 0 | 0 | 0 | 0 | 0 | 0 | 0
0 | 0 | 0 | 0 | 0 | 0 | 0 | 0 | 0 | 0 | 0 | 0 | 0 | 0 | 0 | 0 | 0 | 0 | 0 | 0 | 0 | 0 | 0
0 | 0 | 0 | 0 | 0 | 0 | 0 | 0 | 0 | 0 | 0 | 0 | 0 | 0 | 0 | 0 | 0 | 0 | 0 | 0 | 0 | 0 | 0
0 | 0 | 0 | 0 | 0 | 0 | 0 | 0 | 0 | 0 | 0 | 0 | 0 | 0 | 0 | 0 | 0 | 0 | 0 | 0 | 0 | 0 | 0
0 | 0 | 0 | 0 | 0 | 0 | 0 | 0 | 0 | 0 | 0 | 0 | 0 | 0 | 0 | 0 | 0 | 0 | 0 | 0 | 0 | 0 | 0
0 | 0 | 0 | 0 | 0 | 0 | 0 | 0 | 0 | 0 | 0 | 0 | 0 | 0 | 0 | 0 | 0 | 0 | 0 | 0 | 0 | 0 | 0
0 | 0 | 0 | 0 | 0 | 0 | 0 | 0 | 0 | 0 | 0 | 0 | 0 | 0 | 0 | 0 | 0 | 0 | 0 | 0 | 0 | 0 | 0
0 | 0 | 0 | 0 | 0 | 0 | 0 | 0 | 0 | 0 | 0 | 0 | 0 | 0 | 0 | 0 | 0 | 0 | 0 | 0 | 0 | 0 | 0
0 | 0 | 0 | 0 | 0 | 0 | 0 | 0 | 0 | 0 | 0 | 0 | 0 | 0 | 0 | 0 | 0 | 0 | 0 | 0 | 0 | 0 | 0
0 | 0 | 0 | 0 | 0 | 0 | 0 | 0 | 0 | 0 | 0 | 0 | 0 | 0 | 0 | 0 | 0 | 0 | 0 | 0 | 0 | 0 | 0
0 | 0 | 0 | 0 | 0 | 0 | 0 | 0 | 0 | 0 | 0 | 0 | 0 | 0 | 0 | 0 | 0 | 0 | 0 | 0 | 0 | 0 | 0
0 | 0 | 0 | 0 | 0 | 0 | 0 | 0 | 0 | 0 | 0 | 0 | 0 | 0 | 0 | 0 | 0 | 0 | 0 | 0 | 0 | 0 | 0
0 | 0 | 0 | 0 | 0 | 0 | 0 | 0 | 0 | 0 | 0 | 0 | 0 | 0 | 0 | 0 | 0 | 0 | 0 | 0 | 0 | 0 | 0
0 | 0 | 0 | 0 | 0 | 0 | 0 | 0 | 0 | 0 | 0 | 0 | 0 | 0 | 0 | 0 | 0 | 0 | 0 | 0 | 0 | 0 | 0
0 | 0 | 0 | 0 | 0 | 0 | 0 | 0 | 0 | 0 | 0 | 0 | 0 | 0 | 0 | 0 | 0 | 0 | 0 | 0 | 0 | 0 | 0
0 | 0 | 0 | 0 | 0 | 0 | 0 | 0 | 0 | 0 | 0 | 0 | 0 | 0 | 0 | 0 | 0 | 0 | 0 | 0 | 0 | 0 | 0
0 | 0 | 0 | 0 | 0 | 0 | 0 | 0 | 0 | 0 | 0 | 0 | 0 | 0 | 0 | 0 | 0 | 0 | 0 | 0 | 0 | 0 | 0
0 | 0 | 0 | 0 | 0 | 0 | 0 | 0 | 0 | 0 | 0 | 0 | 0 | 0 | 0 | 0 | 0 | 0 | 0 | 0 | 0 | 0 | 0
0 | 0 | 0 | 0 | 0 | 0 | 0 | 0 | 0 | 0 | 0 | 0 | 0 | 0 | 0 | 0 | 0 | 0 | 0 | 0 | 0 | 0 | 0
0 | 0 | 0 | 0 | 0 | 0 | 0 | 0 | 0 | 0 | 0 | 0 | 0 | 0 | 0 | 0 | 0 | 0 | 0 | 0 | 0 | 0 | 0
0 | 0 | 0 | 0 | 0 | 0 | 0 | 0 | 0 | 0 | 0 | 0 | 0 | 0 | 0 | 0 | 0 | 0 | 0 | 0 | 0 | 0 | 0
0 | 0 | 0 | 0 | 0 | 0 | 0 | 0 | 0 | 0 | 0 | 0 | 0 | 0 | 0 | 0 | 0 | 0 | 0 | 0 | 0 | 0 | 0
0 | 0 | 0 | 0 | 0 | 0 | 0 | 0 | 0 | 0 | 0 | 0 | 0 | 0 | 0 | 0 | 0 | 0 | 0 | 0 | 0 | 0 | 0
0 | 0 | 0 | 0 | 0 | 0 | 0 | 0 | 0 | 0 | 0 | 0 | 0 | 0 | 0 | 0 | 0 | 0 | 0 | 0 | 0 | 0 | 0
0 | 0 | 0 | 0 | 0 | 0 | 0 | 0 | 0 | 0 | 0 | 0 | 0 | 0 | 0 | 0 | 0 | 0 | 0 | 0 | 0 | 0 | 0
0 | 0 | 0 | 0 | 0 | 0 | 0 | 0 | 0 | 0 | 0 | 0 | 0 | 0 | 0 | 0 | 0 | 0 | 0 | 0 | 0 | 0 | 0
0 | 0 | 0 | 0 | 0 | 0 | 0 | 0 | 0 | 0 | 0 | 0 | 0 | 0 | 0 | 0 | 0 | 0 | 0 | 0 | 0 | 0 | 0
0 | 0 | 0 | 0 | 0 | 0 | 0 | 0 | 0 | 0 | 0 | 0 | 0 | 0 | 0 | 0 | 0 | 0 | 0 | 0 | 0 | 0 | 0
0 | 0 | 0 | 0 | 0 | 0 | 0 | 0 | 0 | 0 | 0 | 0 | 0 | 0 | 0 | 0 | 0 | 0 | 0 | 0 | 0 | 0 | 0
0 | 0 | 0 | 0 | 0 | 0 | 0 | 0 | 0 | 0 | 0 | 0 | 0 | 0 | 0 | 0 | 0 | 0 | 0 | 0 | 0 | 0 | 0
0 | 0 | 0 | 0 | 0 | 0 | 0 | 0 | 0 | 0 | 0 | 0 | 0 | 0 | 0 | 0 | 0 | 0 | 0 | 0 | 0 | 0 | 0
0 | 0 | 0 | 0 | 0 | 0 | 0 | 0 | 0 | 0 | 0 | 0 | 0 | 0 | 0 | 0 | 0 | 0 | 0 | 0 | 0 | 0 | 0
0 | 0 | 0 | 0 | 0 | 0 | 0 | 0 | 0 | 0 | 0 | 0 | 0 | 0 | 0 | 0 | 0 | 0 | 0 | 0 | 0 | 0 | 0
0 | 0 | 0 | 0 | 0 | 0 | 0 | 0 | 0 | 0 | 0 | 0 | 0 | 0 | 0 | 0 | 0 | 0 | 0 | 0 | 0 | 0 | 0
0 | 0 | 0 | 0 | 0 | 0 | 0 | 0 | 0 | 0 | 0 | 0 | 0 | 0 | 0 | 0 | 0 | 0 | 0 | 0 | 0 | 0 | 0
0 | 0 | 0 | 0 | 0 | 0 | 0 | 0 | 0 | 0 | 0 | 0 | 0 | 0 | 0 | 0 | 0 | 0 | 0 | 0 | 0 | 0 | 0
0 | 0 | 0 | 0 | 0 | 0 | 0 | 0 | 0 | 0 | 0 | 0 | 0 | 0 | 0 | 0 | 0 | 0 | 0 | 0 | 0 | 0 | 0
0 | 0 | 0 | 0 | 0 | 0 | 0 | 0 | 0 | 0 | 0 | 0 | 0 | 0 | 0 | 0 | 0 | 0 | 0 | 0 | 0 | 0 | 0
0 | 0 | 0 | 0 | 0 | 0 | 0 | 0 | 0 | 0 | 0 | 0 | 0 | 0 | 0 | 0 | 0 | 0 | 0 | 0 | 0 | 0 | 0
0 | 0 | 0 | 0 | 0 | 0 | 0 | 0 | 0 | 0 | 0 | 0 | 0 | 0 | 0 | 0 | 0 | 0 | 0 | 0 | 0 | 0 | 0
0 | 0 | 0 | 0 | 0 | 0 | 0 | 0 | 0 | 0 | 0 | 0 | 0 | 0 | 0 | 0 | 0 | 0 | 0 | 0 | 0 | 0 | 0
0 | 0 | 0 | 0 | 0 | 0 | 0 | 0 | 0 | 0 | 0 | 0 | 0 | 0 | 0 | 0 | 0 | 0 | 0 | 0 | 0 | 0 | 0
0 | 0 | 0 | 0 | 0 | 0 | 0 | 0 | 0 | 0 | 0 | 0 | 0 | 0 | 0 | 0 | 0 | 0 | 0 | 0 | 0 | 0 | 0
0 | 0 | 0 | 0 | 0 | 0 | 0 | 0 | 0 | 0 | 0 | 0 | 0 | 0 | 0 | 0 | 0 | 0 | 0 | 0 | 0 | 0 | 0
0 | 0 | 0 | 0 | 0 | 0 | 0 | 0 | 0 | 0 | 0 | 0 | 0 | 0 | 0 | 0 | 0 | 0 | 0 | 0 | 0 | 0 | 0
0 | 0 | 0 | 0 | 0 | 0 | 0 | 0 | 0 | 0 | 0 | 0 | 0 | 0 | 0 | 0 | 0 | 0 | 0 | 0 | 0 | 0 | 0
0 | 0 | 0 | 0 | 0 | 0 | 0 | 0 | 0 | 0 | 0 | 0 | 0 | 0 | 0 | 0 | 0 | 0 | 0 | 0 | 0 | 0 | 0
0 | 0 | 0 | 0 | 0 | 0 | 0 | 0 | 0 | 0 | 0 | 0 | 0 | 0 | 0 | 0 | 0 | 0 | 0 | 0 | 0 | 0 | 0
0 | 0 | 0 | 0 | 0 | 0 | 0 | 0 | 0 | 0 | 0 | 0 | 0 | 0 | 0 | 0 | 0 | 0 | 0 | 0 | 0 | 0 | 0
0 | 0 | 0 | 0 | 0 | 0 | 0 | 0 | 0 | 0 | 0 | 0 | 0 | 0 | 0 | 0 | 0 | 0 | 0 | 0 | 0 | 0 | 0
0 | 0 | 0 | 0 | 0 | 0 | 0 | 0 | 0 | 0 | 0 | 0 | 0 | 0 | 0 | 0 | 0 | 0 | 0 | 0 | 0 | 0 | 0
0 | 0 | 0 | 0 | 0 | 0 | 0 | 0 | 0 | 0 | 0 | 0 | 0 | 0 | 0 | 0 | 0 | 0 | 0 | 0 | 0 | 0 | 0
0 | 0 | 0 | 0 | 0 | 0 | 0 | 0 | 0 | 0 | 0 | 0 | 0 | 0 | 0 | 0 | 0 | 0 | 0 | 0 | 0 | 0 | 0
0 | 0 | 0 | 0 | 0 | 0 | 0 | 0 | 0 | 0 | 0 | 0 | 0 | 0 | 0 | 0 | 0 | 0 | 0 | 0 | 0 | 0 | 0
0 | 0 | 0 | 0 | 0 | 0 | 0 | 0 | 0 | 0 | 0 | 0 | 0 | 0 | 0 | 0 | 0 | 0 | 0 | 0 | 0 | 0 | 0
0 | 0 | 0 | 0 | 0 | 0 | 0 | 0 | 0 | 0 | 0 | 0 | 0 | 0 | 0 | 0 | 0 | 0 | 0 | 0 | 0 | 0 | 0
0 | 0 | 0 | 0 | 0 | 0 | 0 | 0 | 0 | 0 | 0 | 0 | 0 | 0 | 0 | 0 | 0 | 0 | 0 | 0 | 0 | 0 | 0
0 | 0 | 0 | 0 | 0 | 0 | 0 | 0 | 0 | 0 | 0 | 0 | 0 | 0 | 0 | 0 | 0 | 0 | 0 | 0 | 0 | 0 | 0
0 | 0 | 0 | 0 | 0 | 0 | 0 | 0 | 0 | 0 | 0 | 0 | 0 | 0 | 0 | 0 | 0 | 0 | 0 | 0 | 0 | 0 | 0
0 | 0 | 0 | 0 | 0 | 0 | 0 | 0 | 0 | 0 | 0 | 0 | 0 | 0 | 0 | 0 | 0 | 0 | 0 | 0 | 0 | 0 | 0
0 | 0 | 0 | 0 | 0 | 0 | 0 | 0 | 0 | 0 | 0 | 0 | 0 | 0 | 0 | 0 | 0 | 0 | 0 | 0 | 0 | 0 | 0
0 | 0 | 0 | 0 | 0 | 0 | 0 | 0 | 0 | 0 | 0 | 0 | 0 | 0 | 0 | 0 | 0 | 0 | 0 | 0 | 0 | 0 | 0
0 | 0 | 0 | 0 | 0 | 0 | 0 | 0 | 0 | 0 | 0 | 0 | 0 | 0 | 0 | 0 | 0 | 0 | 0 | 0 | 0 | 0 | 0
0 | 0 | 0 | 0 | 0 | 0 | 0 | 0 | 0 | 0 | 0 | 0 | 0 | 0 | 0 | 0 | 0 | 0 | 0 | 0 | 0 | 0 | 0
0 | 0 | 0 | 0 | 0 | 0 | 0 | 0 | 0 | 0 | 0 | 0 | 0 | 0 | 0 | 0 | 0 | 0 | 0 | 0 | 0 | 0 | 0
0 | 0 | 0 | 0 | 0 | 0 | 0 | 0 | 0 | 0 | 0 | 0 | 0 | 0 | 0 | 0 | 0 | 0 | 0 | 0 | 0 | 0 | 0
0 | 0 | 0 | 0 | 0 | 0 | 0 | 0 | 0 | 0 | 0 | 0 | 0 | 0 | 0 | 0 | 0 | 0 | 0 | 0 | 0 | 0 | 0
0 | 0 | 0 | 0 | 0 | 0 | 0 | 0 | 0 | 0 | 0 | 0 | 0 | 0 | 0 | 0 | 0 | 0 | 0 | 0 | 0 | 0 | 0
0 | 0 | 0 | 0 | 0 | 0 | 0 | 0 | 0 | 0 | 0 | 0 | 0 | 0 | 0 | 0 | 0 | 0 | 0 | 0 | 0 | 0 | 0
0 | 0 | 0 | 0 | 0 | 0 | 0 | 0 | 0 | 0 | 0 | 0 | 0 | 0 | 0 | 0 | 0 | 0 | 0 | 0 | 0 | 0 | 0
0 | 0 | 0 | 0 | 0 | 0 | 0 | 0 | 0 | 0 | 0 | 0 | 0 | 0 | 0 | 0 | 0 | 0 | 0 | 0 | 0 | 0 | 0
0 | 0 | 0 | 0 | 0 | 0 | 0 | 0 | 0 | 0 | 0 | 0 | 0 | 0 | 0 | 0 | 0 | 0 | 0 | 0 | 0 | 0 | 0
0 | 0 | 0 | 0 | 0 | 0 | 0 | 0 | 0 | 0 | 0 | 0 | 0 | 0 | 0 | 0 | 0 | 0 | 0 | 0 | 0 | 0 | 0
0 | 0 | 0 | 0 | 0 | 0 | 0 | 0 | 0 | 0 | 0 | 0 | 0 | 0 | 0 | 0 | 0 | 0 | 0 | 0 | 0 | 0 | 0
0 | 0 | 0 | 0 | 0 | 0 | 0 | 0 | 0 | 0 | 0 | 0 | 0 | 0 | 0 | 0 | 0 | 0 | 0 | 0 | 0 | 0 | 0
0 | 0 | 0 | 0 | 0 | 0 | 0 | 0 | 0 | 0 | 0 | 0 | 0 | 0 | 0 | 0 | 0 | 0 | 0 | 0 | 0 | 0 | 0
0 | 0 | 0 | 0 | 0 | 0 | 0 | 0 | 0 | 0 | 0 | 0 | 0 | 0 | 0 | 0 | 0 | 0 | 0 | 0 | 0 | 0 | 0
0 | 0 | 0 | 0 | 0 | 0 | 0 | 0 | 0 | 0 | 0 | 0 | 0 | 0 | 0 | 0 | 0 | 0 | 0 | 0 | 0 | 0 | 0
0 | 0 | 0 | 0 | 0 | 0 | 0 | 0 | 0 | 0 | 0 | 0 | 0 | 0 | 0 | 0 | 0 | 0 | 0 | 0 | 0 | 0 | 0
0 | 0 | 0 | 0 | 0 | 0 | 0 | 0 | 0 | 0 | 0 | 0 | 0 | 0 | 0 | 0 | 0 | 0 | 0 | 0 | 0 | 0 | 0
0 | 0 | 0 | 0 | 0 | 0 | 0 | 0 | 0 | 0 | 0 | 0 | 0 | 0 | 0 | 0 | 0 | 0 | 0 | 0 | 0 | 0 | 0
0 | 0 | 0 | 0 | 0 | 0 | 0 | 0 | 0 | 0 | 0 | 0 | 0 | 0 | 0 | 0 | 0 | 0 | 0 | 0 | 0 | 0 | 0
0 | 0 | 0 | 0 | 0 | 0 | 0 | 0 | 0 | 0 | 0 | 0 | 0 | 0 | 0 | 0 | 0 | 0 | 0 | 0 | 0 | 0 | 0
0 | 0 | 0 | 0 | 0 | 0 | 0 | 0 | 0 | 0 | 0 | 0 | 0 | 0 | 0 | 0 | 0 | 0 | 0 | 0 | 0 | 0 | 0
0 | 0 | 0 | 0 | 0 | 0 | 0 | 0 | 0 | 0 | 0 | 0 | 0 | 0 | 0 | 0 | 0 | 0 | 0 | 0 | 0 | 0 | 0
0 | 0 | 0 | 0 | 0 | 0 | 0 | 0 | 0 | 0 | 0 | 0 | 0 | 0 | 0 | 0 | 0 | 0 | 0 | 0 | 0 | 0 | 0
0 | 0 | 0 | 0 | 0 | 0 | 0 | 0 | 0 | 0 | 0 | 0 | 0 | 0 | 0 | 0 | 0 | 0 | 0 | 0 | 0 | 0 | 0
0 | 0 | 0 | 0 | 0 | 0 | 0 | 0 | 0 | 0 | 0 | 0 | 0 | 0 | 0 | 0 | 0 | 0 | 0 | 0 | 0 | 0 | 0
0 | 0 | 0 | 0 | 0 | 0 | 0 | 0 | 0 | 0 | 0 | 0 | 0 | 0 | 0 | 0 | 0 | 0 | 0 | 0 | 0 | 0 | 0
0 | 0 | 0 | 0 | 0 | 0 | 0 | 0 | 0 | 0 | 0 | 0 | 0 | 0 | 0 | 0 | 0 | 0 | 0 | 0 | 0 | 0 | 0
0 | 0 | 0 | 0 | 0 | 0 | 0 | 0 | 0 | 0 | 0 | 0 | 0 | 0 | 0 | 0 | 0 | 0 | 0 | 0 | 0 | 0 | 0
0 | 0 | 0 | 0 | 0 | 0 | 0 | 0 | 0 | 0 | 0 | 0 | 0 | 0 | 0 | 0 | 0 | 0 | 0 | 0 | 0 | 0 | 0
0 | 0 | 0 | 0 | 0 | 0 | 0 | 0 | 0 | 0 | 0 | 0 | 0 | 0 | 0 | 0 | 0 | 0 | 0 | 0 | 0 | 0 | 0
0 | 0 | 0 | 0 | 0 | 0 | 0 | 0 | 0 | 0 | 0 | 0 | 0 | 0 | 0 | 0 | 0 | 0 | 0 | 0 | 0 | 0 | 0
0 | 0 | 0 | 0 | 0 | 0 | 0 | 0 | 0 | 0 | 0 | 0 | 0 | 0 | 0 | 0 | 0 | 0 | 0 | 0 | 0 | 0 | 0
0 | 0 | 0 | 0 | 0 | 0 | 0 | 0 | 0 | 0 | 0 | 0 | 0 | 0 | 0 | 0 | 0 | 0 | 0 | 0 | 0 | 0 | 0
0 | 0 | 0 | 0 | 0 | 0 | 0 | 0 | 0 | 0 | 0 | 0 | 0 | 0 | 0 | 0 | 0 | 0 | 0 | 0 | 0 | 0 | 0
0 | 0 | 0 | 0 | 0 | 0 | 0 | 0 | 0 | 0 | 0 | 0 | 0 | 0 | 0 | 0 | 0 | 0 | 0 | 0 | 0 | 0 | 0
0 | 0 | 0 | 0 | 0 | 0 | 0 | 0 | 0 | 0 | 0 | 0 | 0 | 0 | 0 | 0 | 0 | 0 | 0 | 0 | 0 | 0 | 0
0 | 0 | 0 | 0 | 0 | 0 | 0 | 0 | 0 | 0 | 0 | 0 | 0 | 0 | 0 | 0 | 0 | 0 | 0 | 0 | 0 | 0 | 0
0 | 0 | 0 | 0 | 0 | 0 | 0 | 0 | 0 | 0 | 0 | 0 | 0 | 0 | 0 | 0 | 0 | 0 | 0 | 0 | 0 | 0 | 0
0 | 0 | 0 | 0 | 0 | 0 | 0 | 0 | 0 | 0 | 0 | 0 | 0 | 0 | 0 | 0 | 0 | 0 | 0 | 0 | 0 | 0 | 0
0 | 0 | 0 | 0 | 0 | 0 | 0 | 0 | 0 | 0 | 0 | 0 | 0 | 0 | 0 | 0 | 0 | 0 | 0 | 0 | 0 | 0 | 0
0 | 0 | 0 | 0 | 0 | 0 | 0 | 0 | 0 | 0 | 0 | 0 | 0 | 0 | 0 | 0 | 0 | 0 | 0 | 0 | 0 | 0 | 0
0 | 0 | 0 | 0 | 0 | 0 | 0 | 0 | 0 | 0 | 0 | 0 | 0 | 0 | 0 | 0 | 0 | 0 | 0 | 0 | 0 | 0 | 0
0 | 0 | 0 | 0 | 0 | 0 | 0 | 0 | 0 | 0 | 0 | 0 | 0 | 0 | 0 | 0 | 0 | 0 | 0 | 0 | 0 | 0 | 0
0 | 0 | 0 | 0 | 0 | 0 | 0 | 0 | 0 | 0 | 0 | 0 | 0 | 0 | 0 | 0 | 0 | 0 | 0 | 0 | 0 | 0 | 0
0 | 0 | 0 | 0 | 0 | 0 | 0 | 0 | 0 | 0 | 0 | 0 | 0 | 0 | 0 | 0 | 0 | 0 | 0 | 0 | 0 | 0 | 0
0 | 0 | 0 | 0 | 0 | 0 | 0 | 0 | 0 | 0 | 0 | 0 | 0 | 0 | 0 | 0 | 0 | 0 | 0 | 0 | 0 | 0 | 0
0 | 0 | 0 | 0 | 0 | 0 | 0 | 0 | 0 | 0 | 0 | 0 | 0 | 0 | 0 | 0 | 0 | 0 | 0 | 0 | 0 | 0 | 0
0 | 0 | 0 | 0 | 0 | 0 | 0 | 0 | 0 | 0 | 0 | 0 | 0 | 0 | 0 | 0 | 0 | 0 | 0 | 0 | 0 | 0 | 0
0 | 0 | 0 | 0 | 0 | 0 | 0 | 0 | 0 | 0 | 0 | 0 | 0 | 0 | 0 | 0 | 0 | 0 | 0 | 0 | 0 | 0 | 0
0 | 0 | 0 | 0 | 0 | 0 | 0 | 0 | 0 | 0 | 0 | 0 | 0 | 0 | 0 | 0 | 0 | 0 | 0 | 0 | 0 | 0 | 0
0 | 0 | 0 | 0 | 0 | 0 | 0 | 0 | 0 | 0 | 0 | 0 | 0 | 0 | 0 | 0 | 0 | 0 | 0 | 0 | 0 | 0 | 0
0 | 0 | 0 | 0 | 0 | 0 | 0 | 0 | 0 | 0 | 0 | 0 | 0 | 0 | 0 | 0 | 0 | 0 | 0 | 0 | 0 | 0 | 0
0 | 0 | 0 | 0 | 0 | 0 | 0 | 0 | 0 | 0 | 0 | 0 | 0 | 0 | 0 | 0 | 0 | 0 | 0 | 0 | 0 | 0 | 0
0 | 0 | 0 | 0 | 0 | 0 | 0 | 0 | 0 | 0 | 0 | 0 | 0 | 0 | 0 | 0 | 0 | 0 | 0 | 0 | 0 | 0 | 0
0 | 0 | 0 | 0 | 0 | 0 | 0 | 0 | 0 | 0 | 0 | 0 | 0 | 0 | 0 | 0 | 0 | 0 | 0 | 0 | 0 | 0 | 0
0 | 0 | 0 | 0 | 0 | 0 | 0 | 0 | 0 | 0 | 0 | 0 | 0 | 0 | 0 | 0 | 0 | 0 | 0 | 0 | 0 | 0 | 0
0 | 0 | 0 | 0 | 0 | 0 | 0 | 0 | 0 | 0 | 0 | 0 | 0 | 0 | 0 | 0 | 0 | 0 | 0 | 0 | 0 | 0 | 0
0 | 0 | 0 | 0 | 0 | 0 | 0 | 0 | 0 | 0 | 0 | 0 | 0 | 0 | 0 | 0 | 0 | 0 | 0 | 0 | 0 | 0 | 0
0 | 0 | 0 | 0 | 0 | 0 | 0 | 0 | 0 | 0 | 0 | 0 | 0 | 0 | 0 | 0 | 0 | 0 | 0 | 0 | 0 | 0 | 0
0 | 0 | 0 | 0 | 0 | 0 | 0 | 0 | 0 | 0 | 0 | 0 | 0 | 0 | 0 | 0 | 0 | 0 | 0 | 0 | 0 | 0 | 0
0 | 0 | 0 | 0 | 0 | 0 | 0 | 0 | 0 | 0 | 0 | 0 | 0 | 0 | 0 | 0 | 0 | 0 | 0 | 0 | 0 | 0 | 0
0 | 0 | 0 | 0 | 0 | 0 | 0 | 0 | 0 | 0 | 0 | 0 | 0 | 0 | 0 | 0 | 0 | 0 | 0 | 0 | 0 | 0 | 0
0 | 0 | 0 | 0 | 0 | 0 | 0 | 0 | 0 | 0 | 0 | 0 | 0 | 0 | 0 | 0 | 0 | 0 | 0 | 0 | 0 | 0 | 0
0 | 0 | 0 | 0 | 0 | 0 | 0 | 0 | 0 | 0 | 0 | 0 | 0 | 0 | 0 | 0 | 0 | 0 | 0 | 0 | 0 | 0 | 0
0 | 0 | 0 | 0 | 0 | 0 | 0 | 0 | 0 | 0 | 0 | 0 | 0 | 0 | 0 | 0 | 0 | 0 | 0 | 0 | 0 | 0 | 0
0 | 0 | 0 | 0 | 0 | 0 | 0 | 0 | 0 | 0 | 0 | 0 | 0 | 0 | 0 | 0 | 0 | 0 | 0 | 0 | 0 | 0 | 0
0 | 0 | 0 | 0 | 0 | 0 | 0 | 0 | 0 | 0 | 0 | 0 | 0 | 0 | 0 | 0 | 0 | 0 | 0 | 0 | 0 | 0 | 0
0 | 0 | 0 | 0 | 0 | 0 | 0 | 0 | 0 | 0 | 0 | 0 | 0 | 0 | 0 | 0 | 0 | 0 | 0 | 0 | 0 | 0 | 0
0 | 0 | 0 | 0 | 0 | 0 | 0 | 0 | 0 | 0 | 0 | 0 | 0 | 0 | 0 | 0 | 0 | 0 | 0 | 0 | 0 | 0 | 0
x | x

## LU - Levelized Cost Gas
#REF!
#REF!
#REF!
#REF!
TOTAL PROJECTED ANNUAL NET THERMS PER YEAR |  |  | 0 | 0 | 0 | 0 | 0 | 0 | 0 | 0 | 0 | 0 | 0 | 0 | 0 | 0 | 0 | 0 | 0 | 0 | 0 | 0
MEASURE / ACTIVITY NAME Provide Measure Descriptions in Proposal Narrative | EUL | PROJECTED ANNUAL NET THERM SAVINGS | 1st Year Net Savings | 2nd Year Net Savings | 3rd Year Net Savings | 4th Year Net Savings | 5th Year Net Savings | 6th Year Net Savings | 7th Year Net Savings | 8th Year Net Savings | 9th Year Net Savings | 10th Year Net Savings | 11th Year Net Savings | 12th Year Net Savings | 13th Year Net Savings | 14th Year Net Savings | 15th Year Net Savings | 16th Year Net Savings | 17th Year Net Savings | 18th Year Net Savings | 19th Year Net Savings | 20th Year Net Savings
ES Screw-in CFL 13 Watt-Exterior | 8 | 0 | 0 | 0 | 0 | 0 | 0 | 0 | 0 | 0 | 0 | 0 | 0 | 0 | 0 | 0 | 0 | 0 | 0 | 0 | 0 | 0
ES Screw-in CFL 20 Watt-Exterior | 8 | 0 | 0 | 0 | 0 | 0 | 0 | 0 | 0 | 0 | 0 | 0 | 0 | 0 | 0 | 0 | 0 | 0 | 0 | 0 | 0 | 0
ES Screw-in CFL 25 Watt-Exterior | 8 | 0 | 0 | 0 | 0 | 0 | 0 | 0 | 0 | 0 | 0 | 0 | 0 | 0 | 0 | 0 | 0 | 0 | 0 | 0 | 0 | 0
ES Screw-in CFL 13 Watt-Interior | 8 | 0 | 0 | 0 | 0 | 0 | 0 | 0 | 0 | 0 | 0 | 0 | 0 | 0 | 0 | 0 | 0 | 0 | 0 | 0 | 0 | 0
ES Screw-in CFL 20 Watt-Interior | 8 | 0 | 0 | 0 | 0 | 0 | 0 | 0 | 0 | 0 | 0 | 0 | 0 | 0 | 0 | 0 | 0 | 0 | 0 | 0 | 0 | 0
ES Screw-in CFL 25 Watt-Interior | 8 | 0 | 0 | 0 | 0 | 0 | 0 | 0 | 0 | 0 | 0 | 0 | 0 | 0 | 0 | 0 | 0 | 0 | 0 | 0 | 0 | 0
ES R30 Reflector CFL 15 Watt | 8 | 0 | 0 | 0 | 0 | 0 | 0 | 0 | 0 | 0 | 0 | 0 | 0 | 0 | 0 | 0 | 0 | 0 | 0 | 0 | 0 | 0
ES R40 Reflector CFL 23 Watt | 8 | 0 | 0 | 0 | 0 | 0 | 0 | 0 | 0 | 0 | 0 | 0 | 0 | 0 | 0 | 0 | 0 | 0 | 0 | 0 | 0 | 0
ES Indoor Fluorescent Fixtures | 16 | 0 | 0 | 0 | 0 | 0 | 0 | 0 | 0 | 0 | 0 | 0 | 0 | 0 | 0 | 0 | 0 | 0 | 0 | 0 | 0 | 0
ES Exterior Fluorescent Fixtures 13 Watt | 16 | 0 | 0 | 0 | 0 | 0 | 0 | 0 | 0 | 0 | 0 | 0 | 0 | 0 | 0 | 0 | 0 | 0 | 0 | 0 | 0 | 0
ES Exterior Fluorescent Fixtures 27 Watt | 16 | 0 | 0 | 0 | 0 | 0 | 0 | 0 | 0 | 0 | 0 | 0 | 0 | 0 | 0 | 0 | 0 | 0 | 0 | 0 | 0 | 0
T-8 or T-5 Lamp and Electronic, 2-foot lamp installed 1st lamp | 16 | 0 | 0 | 0 | 0 | 0 | 0 | 0 | 0 | 0 | 0 | 0 | 0 | 0 | 0 | 0 | 0 | 0 | 0 | 0 | 0 | 0
T-8 or T-5 Lamp and Electronic, 2-foot lamp installed 2nd lamp | 16 | 0 | 0 | 0 | 0 | 0 | 0 | 0 | 0 | 0 | 0 | 0 | 0 | 0 | 0 | 0 | 0 | 0 | 0 | 0 | 0 | 0
T-8 or T-5 Lamp and Electronic, 2-foot lamp installed 3rd lamp | 16 | 0 | 0 | 0 | 0 | 0 | 0 | 0 | 0 | 0 | 0 | 0 | 0 | 0 | 0 | 0 | 0 | 0 | 0 | 0 | 0 | 0
T-8 or T-5 Lamp and Electronic, 2-foot lamp installed 4th lamp | 16 | 0 | 0 | 0 | 0 | 0 | 0 | 0 | 0 | 0 | 0 | 0 | 0 | 0 | 0 | 0 | 0 | 0 | 0 | 0 | 0 | 0
T-8 or T-5 Lamp and Electronic, 2-foot lamp Removed | 16 | 0 | 0 | 0 | 0 | 0 | 0 | 0 | 0 | 0 | 0 | 0 | 0 | 0 | 0 | 0 | 0 | 0 | 0 | 0 | 0 | 0
T-8 or T-5 Lamp and Electronic, 3-foot lamp installed 1st lamp | 16 | 0 | 0 | 0 | 0 | 0 | 0 | 0 | 0 | 0 | 0 | 0 | 0 | 0 | 0 | 0 | 0 | 0 | 0 | 0 | 0 | 0
T-8 or T-5 Lamp and Electronic, 3-foot lamp installed 2nd lamp | 16 | 0 | 0 | 0 | 0 | 0 | 0 | 0 | 0 | 0 | 0 | 0 | 0 | 0 | 0 | 0 | 0 | 0 | 0 | 0 | 0 | 0
T-8 or T-5 Lamp and Electronic, 3-foot lamp installed 3rd lamp | 16 | 0 | 0 | 0 | 0 | 0 | 0 | 0 | 0 | 0 | 0 | 0 | 0 | 0 | 0 | 0 | 0 | 0 | 0 | 0 | 0 | 0
T-8 or T-5 Lamp and Electronic, 3-foot lamp installed 4th lamp | 16 | 0 | 0 | 0 | 0 | 0 | 0 | 0 | 0 | 0 | 0 | 0 | 0 | 0 | 0 | 0 | 0 | 0 | 0 | 0 | 0 | 0
T-8 or T-5 Lamp and Electronic, 3-foot lamp removed | 16 | 0 | 0 | 0 | 0 | 0 | 0 | 0 | 0 | 0 | 0 | 0 | 0 | 0 | 0 | 0 | 0 | 0 | 0 | 0 | 0 | 0
T-8 or T-5 Lamp and Electronic, 4-foot lamp installed 1st lamp | 16 | 0 | 0 | 0 | 0 | 0 | 0 | 0 | 0 | 0 | 0 | 0 | 0 | 0 | 0 | 0 | 0 | 0 | 0 | 0 | 0 | 0
T-8 or T-5 Lamp and Electronic, 4-foot lamp installed 2nd lamp | 16 | 0 | 0 | 0 | 0 | 0 | 0 | 0 | 0 | 0 | 0 | 0 | 0 | 0 | 0 | 0 | 0 | 0 | 0 | 0 | 0 | 0
T-8 or T-5 Lamp and Electronic, 4-foot lamp installed 3rd lamp | 16 | 0 | 0 | 0 | 0 | 0 | 0 | 0 | 0 | 0 | 0 | 0 | 0 | 0 | 0 | 0 | 0 | 0 | 0 | 0 | 0 | 0
T-8 or T-5 Lamp and Electronic, 4-foot lamp installed 4th lamp | 16 | 0 | 0 | 0 | 0 | 0 | 0 | 0 | 0 | 0 | 0 | 0 | 0 | 0 | 0 | 0 | 0 | 0 | 0 | 0 | 0 | 0
T-8 or T-5 Lamp and Electronic, 4-foot lamp removed | 16 | 0 | 0 | 0 | 0 | 0 | 0 | 0 | 0 | 0 | 0 | 0 | 0 | 0 | 0 | 0 | 0 | 0 | 0 | 0 | 0 | 0
T-8 or T-5 Lamp and Electronic, 8-foot lamp installed 1st lamp | 16 | 0 | 0 | 0 | 0 | 0 | 0 | 0 | 0 | 0 | 0 | 0 | 0 | 0 | 0 | 0 | 0 | 0 | 0 | 0 | 0 | 0
T-8 or T-5 Lamp and Electronic, 8-foot lamp installed 2nd lamp | 16 | 0 | 0 | 0 | 0 | 0 | 0 | 0 | 0 | 0 | 0 | 0 | 0 | 0 | 0 | 0 | 0 | 0 | 0 | 0 | 0 | 0
T-8 or T-5 Lamp and Electronic, 8-foot lamp installed 3rd lamp | 16 | 0 | 0 | 0 | 0 | 0 | 0 | 0 | 0 | 0 | 0 | 0 | 0 | 0 | 0 | 0 | 0 | 0 | 0 | 0 | 0 | 0
T-8 or T-5 Lamp and Electronic, 8-foot lamp installed 4th lamp | 16 | 0 | 0 | 0 | 0 | 0 | 0 | 0 | 0 | 0 | 0 | 0 | 0 | 0 | 0 | 0 | 0 | 0 | 0 | 0 | 0 | 0
T-8 or T-5 Lamp and Electronic, 8-foot lamp removed | 16 | 0 | 0 | 0 | 0 | 0 | 0 | 0 | 0 | 0 | 0 | 0 | 0 | 0 | 0 | 0 | 0 | 0 | 0 | 0 | 0 | 0
Electronic Ballast, Non-Dimming | 16 | 0 | 0 | 0 | 0 | 0 | 0 | 0 | 0 | 0 | 0 | 0 | 0 | 0 | 0 | 0 | 0 | 0 | 0 | 0 | 0 | 0
Energy Star Ceiling Fan w/ CFL | 15 | 0 | 0 | 0 | 0 | 0 | 0 | 0 | 0 | 0 | 0 | 0 | 0 | 0 | 0 | 0 | 0 | 0 | 0 | 0 | 0 | 0
Room A/C - 5,000 to 18,000 btuh | 15 | 0 | 0 | 0 | 0 | 0 | 0 | 0 | 0 | 0 | 0 | 0 | 0 | 0 | 0 | 0 | 0 | 0 | 0 | 0 | 0 | 0
High Performance Window | 20 | 0 | 0 | 0 | 0 | 0 | 0 | 0 | 0 | 0 | 0 | 0 | 0 | 0 | 0 | 0 | 0 | 0 | 0 | 0 | 0 | 0
Programmable Thermostat | 11 | 0 | 0 | 0 | 0 | 0 | 0 | 0 | 0 | 0 | 0 | 0 | 0 | 0 | 0 | 0 | 0 | 0 | 0 | 0 | 0 | 0
Attic Insulation | 20 | 0 | 0 | 0 | 0 | 0 | 0 | 0 | 0 | 0 | 0 | 0 | 0 | 0 | 0 | 0 | 0 | 0 | 0 | 0 | 0 | 0
Wall Insulation | 20 | 0 | 0 | 0 | 0 | 0 | 0 | 0 | 0 | 0 | 0 | 0 | 0 | 0 | 0 | 0 | 0 | 0 | 0 | 0 | 0 | 0
Energy Star AC - Tier I | 15 | 0 | 0 | 0 | 0 | 0 | 0 | 0 | 0 | 0 | 0 | 0 | 0 | 0 | 0 | 0 | 0 | 0 | 0 | 0 | 0 | 0
Energy Star AC - Tier I with TXV | 15 | 0 | 0 | 0 | 0 | 0 | 0 | 0 | 0 | 0 | 0 | 0 | 0 | 0 | 0 | 0 | 0 | 0 | 0 | 0 | 0 | 0
Central AC - Tier II2 | 15 | 0 | 0 | 0 | 0 | 0 | 0 | 0 | 0 | 0 | 0 | 0 | 0 | 0 | 0 | 0 | 0 | 0 | 0 | 0 | 0 | 0
Energy Star HP - Tier I | 15 | 0 | 0 | 0 | 0 | 0 | 0 | 0 | 0 | 0 | 0 | 0 | 0 | 0 | 0 | 0 | 0 | 0 | 0 | 0 | 0 | 0
Energy Star HP - Tier I with TXV | 15 | 0 | 0 | 0 | 0 | 0 | 0 | 0 | 0 | 0 | 0 | 0 | 0 | 0 | 0 | 0 | 0 | 0 | 0 | 0 | 0 | 0
Central Heat Pump - Tier II | 15 | 0 | 0 | 0 | 0 | 0 | 0 | 0 | 0 | 0 | 0 | 0 | 0 | 0 | 0 | 0 | 0 | 0 | 0 | 0 | 0 | 0
Package Terminal AC (>2, <50 tons) | 15 | 0 | 0 | 0 | 0 | 0 | 0 | 0 | 0 | 0 | 0 | 0 | 0 | 0 | 0 | 0 | 0 | 0 | 0 | 0 | 0 | 0
Package Terminal HP | 15 | 0 | 0 | 0 | 0 | 0 | 0 | 0 | 0 | 0 | 0 | 0 | 0 | 0 | 0 | 0 | 0 | 0 | 0 | 0 | 0 | 0
Occupancy Sensor wall mounted | 8 | 0 | 0 | 0 | 0 | 0 | 0 | 0 | 0 | 0 | 0 | 0 | 0 | 0 | 0 | 0 | 0 | 0 | 0 | 0 | 0 | 0
Occupancy Sensor ceiling mounted | 8 | 0 | 0 | 0 | 0 | 0 | 0 | 0 | 0 | 0 | 0 | 0 | 0 | 0 | 0 | 0 | 0 | 0 | 0 | 0 | 0 | 0
Photocell | 8 | 0 | 0 | 0 | 0 | 0 | 0 | 0 | 0 | 0 | 0 | 0 | 0 | 0 | 0 | 0 | 0 | 0 | 0 | 0 | 0 | 0
Exit Sign Retrofit Kit (LED) | 16 | 0 | 0 | 0 | 0 | 0 | 0 | 0 | 0 | 0 | 0 | 0 | 0 | 0 | 0 | 0 | 0 | 0 | 0 | 0 | 0 | 0
LED Exit Sign | 16 | 0 | 0 | 0 | 0 | 0 | 0 | 0 | 0 | 0 | 0 | 0 | 0 | 0 | 0 | 0 | 0 | 0 | 0 | 0 | 0 | 0
2.0 gpm Showerhead | 10 | 0 | 0 | 0 | 0 | 0 | 0 | 0 | 0 | 0 | 0 | 0 | 0 | 0 | 0 | 0 | 0 | 0 | 0 | 0 | 0 | 0
Faucet Aerator | 10 | 0 | 0 | 0 | 0 | 0 | 0 | 0 | 0 | 0 | 0 | 0 | 0 | 0 | 0 | 0 | 0 | 0 | 0 | 0 | 0 | 0
Duct Test - Multifamily | 10 | 0 | 0 | 0 | 0 | 0 | 0 | 0 | 0 | 0 | 0 | 0 | 0 | 0 | 0 | 0 | 0 | 0 | 0 | 0 | 0 | 0
Duct Test - Mobile Homes | 10 | 0 | 0 | 0 | 0 | 0 | 0 | 0 | 0 | 0 | 0 | 0 | 0 | 0 | 0 | 0 | 0 | 0 | 0 | 0 | 0 | 0
Duct Sealing - Multi Family | 18 | 0 | 0 | 0 | 0 | 0 | 0 | 0 | 0 | 0 | 0 | 0 | 0 | 0 | 0 | 0 | 0 | 0 | 0 | 0 | 0 | 0
Duct Sealing - Mobile Homes | 18 | 0 | 0 | 0 | 0 | 0 | 0 | 0 | 0 | 0 | 0 | 0 | 0 | 0 | 0 | 0 | 0 | 0 | 0 | 0 | 0 | 0
Turn-In-Torchiere Floor Lamps replacing halogen lamps | 9 | 0 | 0 | 0 | 0 | 0 | 0 | 0 | 0 | 0 | 0 | 0 | 0 | 0 | 0 | 0 | 0 | 0 | 0 | 0 | 0 | 0
Electric Water Heater EF .93 | 13 | 0 | 0 | 0 | 0 | 0 | 0 | 0 | 0 | 0 | 0 | 0 | 0 | 0 | 0 | 0 | 0 | 0 | 0 | 0 | 0 | 0
0 | 0 | 0 | 0 | 0 | 0 | 0 | 0 | 0 | 0 | 0 | 0 | 0 | 0 | 0 | 0 | 0 | 0 | 0 | 0 | 0 | 0 | 0
0 | 0 | 0 | 0 | 0 | 0 | 0 | 0 | 0 | 0 | 0 | 0 | 0 | 0 | 0 | 0 | 0 | 0 | 0 | 0 | 0 | 0 | 0
0 | 0 | 0 | 0 | 0 | 0 | 0 | 0 | 0 | 0 | 0 | 0 | 0 | 0 | 0 | 0 | 0 | 0 | 0 | 0 | 0 | 0 | 0
0 | 0 | 0 | 0 | 0 | 0 | 0 | 0 | 0 | 0 | 0 | 0 | 0 | 0 | 0 | 0 | 0 | 0 | 0 | 0 | 0 | 0 | 0
0 | 0 | 0 | 0 | 0 | 0 | 0 | 0 | 0 | 0 | 0 | 0 | 0 | 0 | 0 | 0 | 0 | 0 | 0 | 0 | 0 | 0 | 0
0 | 0 | 0 | 0 | 0 | 0 | 0 | 0 | 0 | 0 | 0 | 0 | 0 | 0 | 0 | 0 | 0 | 0 | 0 | 0 | 0 | 0 | 0
0 | 0 | 0 | 0 | 0 | 0 | 0 | 0 | 0 | 0 | 0 | 0 | 0 | 0 | 0 | 0 | 0 | 0 | 0 | 0 | 0 | 0 | 0
0 | 0 | 0 | 0 | 0 | 0 | 0 | 0 | 0 | 0 | 0 | 0 | 0 | 0 | 0 | 0 | 0 | 0 | 0 | 0 | 0 | 0 | 0
0 | 0 | 0 | 0 | 0 | 0 | 0 | 0 | 0 | 0 | 0 | 0 | 0 | 0 | 0 | 0 | 0 | 0 | 0 | 0 | 0 | 0 | 0
0 | 0 | 0 | 0 | 0 | 0 | 0 | 0 | 0 | 0 | 0 | 0 | 0 | 0 | 0 | 0 | 0 | 0 | 0 | 0 | 0 | 0 | 0
0 | 0 | 0 | 0 | 0 | 0 | 0 | 0 | 0 | 0 | 0 | 0 | 0 | 0 | 0 | 0 | 0 | 0 | 0 | 0 | 0 | 0 | 0
0 | 0 | 0 | 0 | 0 | 0 | 0 | 0 | 0 | 0 | 0 | 0 | 0 | 0 | 0 | 0 | 0 | 0 | 0 | 0 | 0 | 0 | 0
0 | 0 | 0 | 0 | 0 | 0 | 0 | 0 | 0 | 0 | 0 | 0 | 0 | 0 | 0 | 0 | 0 | 0 | 0 | 0 | 0 | 0 | 0
0 | 0 | 0 | 0 | 0 | 0 | 0 | 0 | 0 | 0 | 0 | 0 | 0 | 0 | 0 | 0 | 0 | 0 | 0 | 0 | 0 | 0 | 0
0 | 0 | 0 | 0 | 0 | 0 | 0 | 0 | 0 | 0 | 0 | 0 | 0 | 0 | 0 | 0 | 0 | 0 | 0 | 0 | 0 | 0 | 0
0 | 0 | 0 | 0 | 0 | 0 | 0 | 0 | 0 | 0 | 0 | 0 | 0 | 0 | 0 | 0 | 0 | 0 | 0 | 0 | 0 | 0 | 0
0 | 0 | 0 | 0 | 0 | 0 | 0 | 0 | 0 | 0 | 0 | 0 | 0 | 0 | 0 | 0 | 0 | 0 | 0 | 0 | 0 | 0 | 0
0 | 0 | 0 | 0 | 0 | 0 | 0 | 0 | 0 | 0 | 0 | 0 | 0 | 0 | 0 | 0 | 0 | 0 | 0 | 0 | 0 | 0 | 0
0 | 0 | 0 | 0 | 0 | 0 | 0 | 0 | 0 | 0 | 0 | 0 | 0 | 0 | 0 | 0 | 0 | 0 | 0 | 0 | 0 | 0 | 0
0 | 0 | 0 | 0 | 0 | 0 | 0 | 0 | 0 | 0 | 0 | 0 | 0 | 0 | 0 | 0 | 0 | 0 | 0 | 0 | 0 | 0 | 0
0 | 0 | 0 | 0 | 0 | 0 | 0 | 0 | 0 | 0 | 0 | 0 | 0 | 0 | 0 | 0 | 0 | 0 | 0 | 0 | 0 | 0 | 0
0 | 0 | 0 | 0 | 0 | 0 | 0 | 0 | 0 | 0 | 0 | 0 | 0 | 0 | 0 | 0 | 0 | 0 | 0 | 0 | 0 | 0 | 0
0 | 0 | 0 | 0 | 0 | 0 | 0 | 0 | 0 | 0 | 0 | 0 | 0 | 0 | 0 | 0 | 0 | 0 | 0 | 0 | 0 | 0 | 0
0 | 0 | 0 | 0 | 0 | 0 | 0 | 0 | 0 | 0 | 0 | 0 | 0 | 0 | 0 | 0 | 0 | 0 | 0 | 0 | 0 | 0 | 0
0 | 0 | 0 | 0 | 0 | 0 | 0 | 0 | 0 | 0 | 0 | 0 | 0 | 0 | 0 | 0 | 0 | 0 | 0 | 0 | 0 | 0 | 0
0 | 0 | 0 | 0 | 0 | 0 | 0 | 0 | 0 | 0 | 0 | 0 | 0 | 0 | 0 | 0 | 0 | 0 | 0 | 0 | 0 | 0 | 0
0 | 0 | 0 | 0 | 0 | 0 | 0 | 0 | 0 | 0 | 0 | 0 | 0 | 0 | 0 | 0 | 0 | 0 | 0 | 0 | 0 | 0 | 0
0 | 0 | 0 | 0 | 0 | 0 | 0 | 0 | 0 | 0 | 0 | 0 | 0 | 0 | 0 | 0 | 0 | 0 | 0 | 0 | 0 | 0 | 0
0 | 0 | 0 | 0 | 0 | 0 | 0 | 0 | 0 | 0 | 0 | 0 | 0 | 0 | 0 | 0 | 0 | 0 | 0 | 0 | 0 | 0 | 0
0 | 0 | 0 | 0 | 0 | 0 | 0 | 0 | 0 | 0 | 0 | 0 | 0 | 0 | 0 | 0 | 0 | 0 | 0 | 0 | 0 | 0 | 0
0 | 0 | 0 | 0 | 0 | 0 | 0 | 0 | 0 | 0 | 0 | 0 | 0 | 0 | 0 | 0 | 0 | 0 | 0 | 0 | 0 | 0 | 0
0 | 0 | 0 | 0 | 0 | 0 | 0 | 0 | 0 | 0 | 0 | 0 | 0 | 0 | 0 | 0 | 0 | 0 | 0 | 0 | 0 | 0 | 0
0 | 0 | 0 | 0 | 0 | 0 | 0 | 0 | 0 | 0 | 0 | 0 | 0 | 0 | 0 | 0 | 0 | 0 | 0 | 0 | 0 | 0 | 0
0 | 0 | 0 | 0 | 0 | 0 | 0 | 0 | 0 | 0 | 0 | 0 | 0 | 0 | 0 | 0 | 0 | 0 | 0 | 0 | 0 | 0 | 0
0 | 0 | 0 | 0 | 0 | 0 | 0 | 0 | 0 | 0 | 0 | 0 | 0 | 0 | 0 | 0 | 0 | 0 | 0 | 0 | 0 | 0 | 0
0 | 0 | 0 | 0 | 0 | 0 | 0 | 0 | 0 | 0 | 0 | 0 | 0 | 0 | 0 | 0 | 0 | 0 | 0 | 0 | 0 | 0 | 0
0 | 0 | 0 | 0 | 0 | 0 | 0 | 0 | 0 | 0 | 0 | 0 | 0 | 0 | 0 | 0 | 0 | 0 | 0 | 0 | 0 | 0 | 0
0 | 0 | 0 | 0 | 0 | 0 | 0 | 0 | 0 | 0 | 0 | 0 | 0 | 0 | 0 | 0 | 0 | 0 | 0 | 0 | 0 | 0 | 0
0 | 0 | 0 | 0 | 0 | 0 | 0 | 0 | 0 | 0 | 0 | 0 | 0 | 0 | 0 | 0 | 0 | 0 | 0 | 0 | 0 | 0 | 0
0 | 0 | 0 | 0 | 0 | 0 | 0 | 0 | 0 | 0 | 0 | 0 | 0 | 0 | 0 | 0 | 0 | 0 | 0 | 0 | 0 | 0 | 0
0 | 0 | 0 | 0 | 0 | 0 | 0 | 0 | 0 | 0 | 0 | 0 | 0 | 0 | 0 | 0 | 0 | 0 | 0 | 0 | 0 | 0 | 0
0 | 0 | 0 | 0 | 0 | 0 | 0 | 0 | 0 | 0 | 0 | 0 | 0 | 0 | 0 | 0 | 0 | 0 | 0 | 0 | 0 | 0 | 0
0 | 0 | 0 | 0 | 0 | 0 | 0 | 0 | 0 | 0 | 0 | 0 | 0 | 0 | 0 | 0 | 0 | 0 | 0 | 0 | 0 | 0 | 0
0 | 0 | 0 | 0 | 0 | 0 | 0 | 0 | 0 | 0 | 0 | 0 | 0 | 0 | 0 | 0 | 0 | 0 | 0 | 0 | 0 | 0 | 0
0 | 0 | 0 | 0 | 0 | 0 | 0 | 0 | 0 | 0 | 0 | 0 | 0 | 0 | 0 | 0 | 0 | 0 | 0 | 0 | 0 | 0 | 0
0 | 0 | 0 | 0 | 0 | 0 | 0 | 0 | 0 | 0 | 0 | 0 | 0 | 0 | 0 | 0 | 0 | 0 | 0 | 0 | 0 | 0 | 0
0 | 0 | 0 | 0 | 0 | 0 | 0 | 0 | 0 | 0 | 0 | 0 | 0 | 0 | 0 | 0 | 0 | 0 | 0 | 0 | 0 | 0 | 0
0 | 0 | 0 | 0 | 0 | 0 | 0 | 0 | 0 | 0 | 0 | 0 | 0 | 0 | 0 | 0 | 0 | 0 | 0 | 0 | 0 | 0 | 0
0 | 0 | 0 | 0 | 0 | 0 | 0 | 0 | 0 | 0 | 0 | 0 | 0 | 0 | 0 | 0 | 0 | 0 | 0 | 0 | 0 | 0 | 0
0 | 0 | 0 | 0 | 0 | 0 | 0 | 0 | 0 | 0 | 0 | 0 | 0 | 0 | 0 | 0 | 0 | 0 | 0 | 0 | 0 | 0 | 0
0 | 0 | 0 | 0 | 0 | 0 | 0 | 0 | 0 | 0 | 0 | 0 | 0 | 0 | 0 | 0 | 0 | 0 | 0 | 0 | 0 | 0 | 0
0 | 0 | 0 | 0 | 0 | 0 | 0 | 0 | 0 | 0 | 0 | 0 | 0 | 0 | 0 | 0 | 0 | 0 | 0 | 0 | 0 | 0 | 0
0 | 0 | 0 | 0 | 0 | 0 | 0 | 0 | 0 | 0 | 0 | 0 | 0 | 0 | 0 | 0 | 0 | 0 | 0 | 0 | 0 | 0 | 0
0 | 0 | 0 | 0 | 0 | 0 | 0 | 0 | 0 | 0 | 0 | 0 | 0 | 0 | 0 | 0 | 0 | 0 | 0 | 0 | 0 | 0 | 0
0 | 0 | 0 | 0 | 0 | 0 | 0 | 0 | 0 | 0 | 0 | 0 | 0 | 0 | 0 | 0 | 0 | 0 | 0 | 0 | 0 | 0 | 0
0 | 0 | 0 | 0 | 0 | 0 | 0 | 0 | 0 | 0 | 0 | 0 | 0 | 0 | 0 | 0 | 0 | 0 | 0 | 0 | 0 | 0 | 0
0 | 0 | 0 | 0 | 0 | 0 | 0 | 0 | 0 | 0 | 0 | 0 | 0 | 0 | 0 | 0 | 0 | 0 | 0 | 0 | 0 | 0 | 0
0 | 0 | 0 | 0 | 0 | 0 | 0 | 0 | 0 | 0 | 0 | 0 | 0 | 0 | 0 | 0 | 0 | 0 | 0 | 0 | 0 | 0 | 0
0 | 0 | 0 | 0 | 0 | 0 | 0 | 0 | 0 | 0 | 0 | 0 | 0 | 0 | 0 | 0 | 0 | 0 | 0 | 0 | 0 | 0 | 0
0 | 0 | 0 | 0 | 0 | 0 | 0 | 0 | 0 | 0 | 0 | 0 | 0 | 0 | 0 | 0 | 0 | 0 | 0 | 0 | 0 | 0 | 0
0 | 0 | 0 | 0 | 0 | 0 | 0 | 0 | 0 | 0 | 0 | 0 | 0 | 0 | 0 | 0 | 0 | 0 | 0 | 0 | 0 | 0 | 0
0 | 0 | 0 | 0 | 0 | 0 | 0 | 0 | 0 | 0 | 0 | 0 | 0 | 0 | 0 | 0 | 0 | 0 | 0 | 0 | 0 | 0 | 0
0 | 0 | 0 | 0 | 0 | 0 | 0 | 0 | 0 | 0 | 0 | 0 | 0 | 0 | 0 | 0 | 0 | 0 | 0 | 0 | 0 | 0 | 0
0 | 0 | 0 | 0 | 0 | 0 | 0 | 0 | 0 | 0 | 0 | 0 | 0 | 0 | 0 | 0 | 0 | 0 | 0 | 0 | 0 | 0 | 0
0 | 0 | 0 | 0 | 0 | 0 | 0 | 0 | 0 | 0 | 0 | 0 | 0 | 0 | 0 | 0 | 0 | 0 | 0 | 0 | 0 | 0 | 0
0 | 0 | 0 | 0 | 0 | 0 | 0 | 0 | 0 | 0 | 0 | 0 | 0 | 0 | 0 | 0 | 0 | 0 | 0 | 0 | 0 | 0 | 0
0 | 0 | 0 | 0 | 0 | 0 | 0 | 0 | 0 | 0 | 0 | 0 | 0 | 0 | 0 | 0 | 0 | 0 | 0 | 0 | 0 | 0 | 0
0 | 0 | 0 | 0 | 0 | 0 | 0 | 0 | 0 | 0 | 0 | 0 | 0 | 0 | 0 | 0 | 0 | 0 | 0 | 0 | 0 | 0 | 0
0 | 0 | 0 | 0 | 0 | 0 | 0 | 0 | 0 | 0 | 0 | 0 | 0 | 0 | 0 | 0 | 0 | 0 | 0 | 0 | 0 | 0 | 0
0 | 0 | 0 | 0 | 0 | 0 | 0 | 0 | 0 | 0 | 0 | 0 | 0 | 0 | 0 | 0 | 0 | 0 | 0 | 0 | 0 | 0 | 0
0 | 0 | 0 | 0 | 0 | 0 | 0 | 0 | 0 | 0 | 0 | 0 | 0 | 0 | 0 | 0 | 0 | 0 | 0 | 0 | 0 | 0 | 0
0 | 0 | 0 | 0 | 0 | 0 | 0 | 0 | 0 | 0 | 0 | 0 | 0 | 0 | 0 | 0 | 0 | 0 | 0 | 0 | 0 | 0 | 0
0 | 0 | 0 | 0 | 0 | 0 | 0 | 0 | 0 | 0 | 0 | 0 | 0 | 0 | 0 | 0 | 0 | 0 | 0 | 0 | 0 | 0 | 0
0 | 0 | 0 | 0 | 0 | 0 | 0 | 0 | 0 | 0 | 0 | 0 | 0 | 0 | 0 | 0 | 0 | 0 | 0 | 0 | 0 | 0 | 0
0 | 0 | 0 | 0 | 0 | 0 | 0 | 0 | 0 | 0 | 0 | 0 | 0 | 0 | 0 | 0 | 0 | 0 | 0 | 0 | 0 | 0 | 0
0 | 0 | 0 | 0 | 0 | 0 | 0 | 0 | 0 | 0 | 0 | 0 | 0 | 0 | 0 | 0 | 0 | 0 | 0 | 0 | 0 | 0 | 0
0 | 0 | 0 | 0 | 0 | 0 | 0 | 0 | 0 | 0 | 0 | 0 | 0 | 0 | 0 | 0 | 0 | 0 | 0 | 0 | 0 | 0 | 0
0 | 0 | 0 | 0 | 0 | 0 | 0 | 0 | 0 | 0 | 0 | 0 | 0 | 0 | 0 | 0 | 0 | 0 | 0 | 0 | 0 | 0 | 0
0 | 0 | 0 | 0 | 0 | 0 | 0 | 0 | 0 | 0 | 0 | 0 | 0 | 0 | 0 | 0 | 0 | 0 | 0 | 0 | 0 | 0 | 0
0 | 0 | 0 | 0 | 0 | 0 | 0 | 0 | 0 | 0 | 0 | 0 | 0 | 0 | 0 | 0 | 0 | 0 | 0 | 0 | 0 | 0 | 0
0 | 0 | 0 | 0 | 0 | 0 | 0 | 0 | 0 | 0 | 0 | 0 | 0 | 0 | 0 | 0 | 0 | 0 | 0 | 0 | 0 | 0 | 0
0 | 0 | 0 | 0 | 0 | 0 | 0 | 0 | 0 | 0 | 0 | 0 | 0 | 0 | 0 | 0 | 0 | 0 | 0 | 0 | 0 | 0 | 0
0 | 0 | 0 | 0 | 0 | 0 | 0 | 0 | 0 | 0 | 0 | 0 | 0 | 0 | 0 | 0 | 0 | 0 | 0 | 0 | 0 | 0 | 0
0 | 0 | 0 | 0 | 0 | 0 | 0 | 0 | 0 | 0 | 0 | 0 | 0 | 0 | 0 | 0 | 0 | 0 | 0 | 0 | 0 | 0 | 0
0 | 0 | 0 | 0 | 0 | 0 | 0 | 0 | 0 | 0 | 0 | 0 | 0 | 0 | 0 | 0 | 0 | 0 | 0 | 0 | 0 | 0 | 0
0 | 0 | 0 | 0 | 0 | 0 | 0 | 0 | 0 | 0 | 0 | 0 | 0 | 0 | 0 | 0 | 0 | 0 | 0 | 0 | 0 | 0 | 0
0 | 0 | 0 | 0 | 0 | 0 | 0 | 0 | 0 | 0 | 0 | 0 | 0 | 0 | 0 | 0 | 0 | 0 | 0 | 0 | 0 | 0 | 0
0 | 0 | 0 | 0 | 0 | 0 | 0 | 0 | 0 | 0 | 0 | 0 | 0 | 0 | 0 | 0 | 0 | 0 | 0 | 0 | 0 | 0 | 0
0 | 0 | 0 | 0 | 0 | 0 | 0 | 0 | 0 | 0 | 0 | 0 | 0 | 0 | 0 | 0 | 0 | 0 | 0 | 0 | 0 | 0 | 0
0 | 0 | 0 | 0 | 0 | 0 | 0 | 0 | 0 | 0 | 0 | 0 | 0 | 0 | 0 | 0 | 0 | 0 | 0 | 0 | 0 | 0 | 0
0 | 0 | 0 | 0 | 0 | 0 | 0 | 0 | 0 | 0 | 0 | 0 | 0 | 0 | 0 | 0 | 0 | 0 | 0 | 0 | 0 | 0 | 0
0 | 0 | 0 | 0 | 0 | 0 | 0 | 0 | 0 | 0 | 0 | 0 | 0 | 0 | 0 | 0 | 0 | 0 | 0 | 0 | 0 | 0 | 0
0 | 0 | 0 | 0 | 0 | 0 | 0 | 0 | 0 | 0 | 0 | 0 | 0 | 0 | 0 | 0 | 0 | 0 | 0 | 0 | 0 | 0 | 0
0 | 0 | 0 | 0 | 0 | 0 | 0 | 0 | 0 | 0 | 0 | 0 | 0 | 0 | 0 | 0 | 0 | 0 | 0 | 0 | 0 | 0 | 0
0 | 0 | 0 | 0 | 0 | 0 | 0 | 0 | 0 | 0 | 0 | 0 | 0 | 0 | 0 | 0 | 0 | 0 | 0 | 0 | 0 | 0 | 0
0 | 0 | 0 | 0 | 0 | 0 | 0 | 0 | 0 | 0 | 0 | 0 | 0 | 0 | 0 | 0 | 0 | 0 | 0 | 0 | 0 | 0 | 0
0 | 0 | 0 | 0 | 0 | 0 | 0 | 0 | 0 | 0 | 0 | 0 | 0 | 0 | 0 | 0 | 0 | 0 | 0 | 0 | 0 | 0 | 0
0 | 0 | 0 | 0 | 0 | 0 | 0 | 0 | 0 | 0 | 0 | 0 | 0 | 0 | 0 | 0 | 0 | 0 | 0 | 0 | 0 | 0 | 0
0 | 0 | 0 | 0 | 0 | 0 | 0 | 0 | 0 | 0 | 0 | 0 | 0 | 0 | 0 | 0 | 0 | 0 | 0 | 0 | 0 | 0 | 0
0 | 0 | 0 | 0 | 0 | 0 | 0 | 0 | 0 | 0 | 0 | 0 | 0 | 0 | 0 | 0 | 0 | 0 | 0 | 0 | 0 | 0 | 0
0 | 0 | 0 | 0 | 0 | 0 | 0 | 0 | 0 | 0 | 0 | 0 | 0 | 0 | 0 | 0 | 0 | 0 | 0 | 0 | 0 | 0 | 0
0 | 0 | 0 | 0 | 0 | 0 | 0 | 0 | 0 | 0 | 0 | 0 | 0 | 0 | 0 | 0 | 0 | 0 | 0 | 0 | 0 | 0 | 0
0 | 0 | 0 | 0 | 0 | 0 | 0 | 0 | 0 | 0 | 0 | 0 | 0 | 0 | 0 | 0 | 0 | 0 | 0 | 0 | 0 | 0 | 0
0 | 0 | 0 | 0 | 0 | 0 | 0 | 0 | 0 | 0 | 0 | 0 | 0 | 0 | 0 | 0 | 0 | 0 | 0 | 0 | 0 | 0 | 0
0 | 0 | 0 | 0 | 0 | 0 | 0 | 0 | 0 | 0 | 0 | 0 | 0 | 0 | 0 | 0 | 0 | 0 | 0 | 0 | 0 | 0 | 0
0 | 0 | 0 | 0 | 0 | 0 | 0 | 0 | 0 | 0 | 0 | 0 | 0 | 0 | 0 | 0 | 0 | 0 | 0 | 0 | 0 | 0 | 0
0 | 0 | 0 | 0 | 0 | 0 | 0 | 0 | 0 | 0 | 0 | 0 | 0 | 0 | 0 | 0 | 0 | 0 | 0 | 0 | 0 | 0 | 0
0 | 0 | 0 | 0 | 0 | 0 | 0 | 0 | 0 | 0 | 0 | 0 | 0 | 0 | 0 | 0 | 0 | 0 | 0 | 0 | 0 | 0 | 0
0 | 0 | 0 | 0 | 0 | 0 | 0 | 0 | 0 | 0 | 0 | 0 | 0 | 0 | 0 | 0 | 0 | 0 | 0 | 0 | 0 | 0 | 0
0 | 0 | 0 | 0 | 0 | 0 | 0 | 0 | 0 | 0 | 0 | 0 | 0 | 0 | 0 | 0 | 0 | 0 | 0 | 0 | 0 | 0 | 0
0 | 0 | 0 | 0 | 0 | 0 | 0 | 0 | 0 | 0 | 0 | 0 | 0 | 0 | 0 | 0 | 0 | 0 | 0 | 0 | 0 | 0 | 0
0 | 0 | 0 | 0 | 0 | 0 | 0 | 0 | 0 | 0 | 0 | 0 | 0 | 0 | 0 | 0 | 0 | 0 | 0 | 0 | 0 | 0 | 0
0 | 0 | 0 | 0 | 0 | 0 | 0 | 0 | 0 | 0 | 0 | 0 | 0 | 0 | 0 | 0 | 0 | 0 | 0 | 0 | 0 | 0 | 0
0 | 0 | 0 | 0 | 0 | 0 | 0 | 0 | 0 | 0 | 0 | 0 | 0 | 0 | 0 | 0 | 0 | 0 | 0 | 0 | 0 | 0 | 0
0 | 0 | 0 | 0 | 0 | 0 | 0 | 0 | 0 | 0 | 0 | 0 | 0 | 0 | 0 | 0 | 0 | 0 | 0 | 0 | 0 | 0 | 0
0 | 0 | 0 | 0 | 0 | 0 | 0 | 0 | 0 | 0 | 0 | 0 | 0 | 0 | 0 | 0 | 0 | 0 | 0 | 0 | 0 | 0 | 0
0 | 0 | 0 | 0 | 0 | 0 | 0 | 0 | 0 | 0 | 0 | 0 | 0 | 0 | 0 | 0 | 0 | 0 | 0 | 0 | 0 | 0 | 0
0 | 0 | 0 | 0 | 0 | 0 | 0 | 0 | 0 | 0 | 0 | 0 | 0 | 0 | 0 | 0 | 0 | 0 | 0 | 0 | 0 | 0 | 0
0 | 0 | 0 | 0 | 0 | 0 | 0 | 0 | 0 | 0 | 0 | 0 | 0 | 0 | 0 | 0 | 0 | 0 | 0 | 0 | 0 | 0 | 0
0 | 0 | 0 | 0 | 0 | 0 | 0 | 0 | 0 | 0 | 0 | 0 | 0 | 0 | 0 | 0 | 0 | 0 | 0 | 0 | 0 | 0 | 0
0 | 0 | 0 | 0 | 0 | 0 | 0 | 0 | 0 | 0 | 0 | 0 | 0 | 0 | 0 | 0 | 0 | 0 | 0 | 0 | 0 | 0 | 0
0 | 0 | 0 | 0 | 0 | 0 | 0 | 0 | 0 | 0 | 0 | 0 | 0 | 0 | 0 | 0 | 0 | 0 | 0 | 0 | 0 | 0 | 0
0 | 0 | 0 | 0 | 0 | 0 | 0 | 0 | 0 | 0 | 0 | 0 | 0 | 0 | 0 | 0 | 0 | 0 | 0 | 0 | 0 | 0 | 0
0 | 0 | 0 | 0 | 0 | 0 | 0 | 0 | 0 | 0 | 0 | 0 | 0 | 0 | 0 | 0 | 0 | 0 | 0 | 0 | 0 | 0 | 0
0 | 0 | 0 | 0 | 0 | 0 | 0 | 0 | 0 | 0 | 0 | 0 | 0 | 0 | 0 | 0 | 0 | 0 | 0 | 0 | 0 | 0 | 0
0 | 0 | 0 | 0 | 0 | 0 | 0 | 0 | 0 | 0 | 0 | 0 | 0 | 0 | 0 | 0 | 0 | 0 | 0 | 0 | 0 | 0 | 0
0 | 0 | 0 | 0 | 0 | 0 | 0 | 0 | 0 | 0 | 0 | 0 | 0 | 0 | 0 | 0 | 0 | 0 | 0 | 0 | 0 | 0 | 0
0 | 0 | 0 | 0 | 0 | 0 | 0 | 0 | 0 | 0 | 0 | 0 | 0 | 0 | 0 | 0 | 0 | 0 | 0 | 0 | 0 | 0 | 0
0 | 0 | 0 | 0 | 0 | 0 | 0 | 0 | 0 | 0 | 0 | 0 | 0 | 0 | 0 | 0 | 0 | 0 | 0 | 0 | 0 | 0 | 0
0 | 0 | 0 | 0 | 0 | 0 | 0 | 0 | 0 | 0 | 0 | 0 | 0 | 0 | 0 | 0 | 0 | 0 | 0 | 0 | 0 | 0 | 0
0 | 0 | 0 | 0 | 0 | 0 | 0 | 0 | 0 | 0 | 0 | 0 | 0 | 0 | 0 | 0 | 0 | 0 | 0 | 0 | 0 | 0 | 0
0 | 0 | 0 | 0 | 0 | 0 | 0 | 0 | 0 | 0 | 0 | 0 | 0 | 0 | 0 | 0 | 0 | 0 | 0 | 0 | 0 | 0 | 0
0 | 0 | 0 | 0 | 0 | 0 | 0 | 0 | 0 | 0 | 0 | 0 | 0 | 0 | 0 | 0 | 0 | 0 | 0 | 0 | 0 | 0 | 0
0 | 0 | 0 | 0 | 0 | 0 | 0 | 0 | 0 | 0 | 0 | 0 | 0 | 0 | 0 | 0 | 0 | 0 | 0 | 0 | 0 | 0 | 0
0 | 0 | 0 | 0 | 0 | 0 | 0 | 0 | 0 | 0 | 0 | 0 | 0 | 0 | 0 | 0 | 0 | 0 | 0 | 0 | 0 | 0 | 0
0 | 0 | 0 | 0 | 0 | 0 | 0 | 0 | 0 | 0 | 0 | 0 | 0 | 0 | 0 | 0 | 0 | 0 | 0 | 0 | 0 | 0 | 0
0 | 0 | 0 | 0 | 0 | 0 | 0 | 0 | 0 | 0 | 0 | 0 | 0 | 0 | 0 | 0 | 0 | 0 | 0 | 0 | 0 | 0 | 0
0 | 0 | 0 | 0 | 0 | 0 | 0 | 0 | 0 | 0 | 0 | 0 | 0 | 0 | 0 | 0 | 0 | 0 | 0 | 0 | 0 | 0 | 0
0 | 0 | 0 | 0 | 0 | 0 | 0 | 0 | 0 | 0 | 0 | 0 | 0 | 0 | 0 | 0 | 0 | 0 | 0 | 0 | 0 | 0 | 0
0 | 0 | 0 | 0 | 0 | 0 | 0 | 0 | 0 | 0 | 0 | 0 | 0 | 0 | 0 | 0 | 0 | 0 | 0 | 0 | 0 | 0 | 0
0 | 0 | 0 | 0 | 0 | 0 | 0 | 0 | 0 | 0 | 0 | 0 | 0 | 0 | 0 | 0 | 0 | 0 | 0 | 0 | 0 | 0 | 0
0 | 0 | 0 | 0 | 0 | 0 | 0 | 0 | 0 | 0 | 0 | 0 | 0 | 0 | 0 | 0 | 0 | 0 | 0 | 0 | 0 | 0 | 0
0 | 0 | 0 | 0 | 0 | 0 | 0 | 0 | 0 | 0 | 0 | 0 | 0 | 0 | 0 | 0 | 0 | 0 | 0 | 0 | 0 | 0 | 0
0 | 0 | 0 | 0 | 0 | 0 | 0 | 0 | 0 | 0 | 0 | 0 | 0 | 0 | 0 | 0 | 0 | 0 | 0 | 0 | 0 | 0 | 0
0 | 0 | 0 | 0 | 0 | 0 | 0 | 0 | 0 | 0 | 0 | 0 | 0 | 0 | 0 | 0 | 0 | 0 | 0 | 0 | 0 | 0 | 0
0 | 0 | 0 | 0 | 0 | 0 | 0 | 0 | 0 | 0 | 0 | 0 | 0 | 0 | 0 | 0 | 0 | 0 | 0 | 0 | 0 | 0 | 0
0 | 0 | 0 | 0 | 0 | 0 | 0 | 0 | 0 | 0 | 0 | 0 | 0 | 0 | 0 | 0 | 0 | 0 | 0 | 0 | 0 | 0 | 0
0 | 0 | 0 | 0 | 0 | 0 | 0 | 0 | 0 | 0 | 0 | 0 | 0 | 0 | 0 | 0 | 0 | 0 | 0 | 0 | 0 | 0 | 0
0 | 0 | 0 | 0 | 0 | 0 | 0 | 0 | 0 | 0 | 0 | 0 | 0 | 0 | 0 | 0 | 0 | 0 | 0 | 0 | 0 | 0 | 0
0 | 0 | 0 | 0 | 0 | 0 | 0 | 0 | 0 | 0 | 0 | 0 | 0 | 0 | 0 | 0 | 0 | 0 | 0 | 0 | 0 | 0 | 0
0 | 0 | 0 | 0 | 0 | 0 | 0 | 0 | 0 | 0 | 0 | 0 | 0 | 0 | 0 | 0 | 0 | 0 | 0 | 0 | 0 | 0 | 0
0 | 0 | 0 | 0 | 0 | 0 | 0 | 0 | 0 | 0 | 0 | 0 | 0 | 0 | 0 | 0 | 0 | 0 | 0 | 0 | 0 | 0 | 0
0 | 0 | 0 | 0 | 0 | 0 | 0 | 0 | 0 | 0 | 0 | 0 | 0 | 0 | 0 | 0 | 0 | 0 | 0 | 0 | 0 | 0 | 0
0 | 0 | 0 | 0 | 0 | 0 | 0 | 0 | 0 | 0 | 0 | 0 | 0 | 0 | 0 | 0 | 0 | 0 | 0 | 0 | 0 | 0 | 0
0 | 0 | 0 | 0 | 0 | 0 | 0 | 0 | 0 | 0 | 0 | 0 | 0 | 0 | 0 | 0 | 0 | 0 | 0 | 0 | 0 | 0 | 0
0 | 0 | 0 | 0 | 0 | 0 | 0 | 0 | 0 | 0 | 0 | 0 | 0 | 0 | 0 | 0 | 0 | 0 | 0 | 0 | 0 | 0 | 0
0 | 0 | 0 | 0 | 0 | 0 | 0 | 0 | 0 | 0 | 0 | 0 | 0 | 0 | 0 | 0 | 0 | 0 | 0 | 0 | 0 | 0 | 0
0 | 0 | 0 | 0 | 0 | 0 | 0 | 0 | 0 | 0 | 0 | 0 | 0 | 0 | 0 | 0 | 0 | 0 | 0 | 0 | 0 | 0 | 0
0 | 0 | 0 | 0 | 0 | 0 | 0 | 0 | 0 | 0 | 0 | 0 | 0 | 0 | 0 | 0 | 0 | 0 | 0 | 0 | 0 | 0 | 0
0 | 0 | 0 | 0 | 0 | 0 | 0 | 0 | 0 | 0 | 0 | 0 | 0 | 0 | 0 | 0 | 0 | 0 | 0 | 0 | 0 | 0 | 0
0 | 0 | 0 | 0 | 0 | 0 | 0 | 0 | 0 | 0 | 0 | 0 | 0 | 0 | 0 | 0 | 0 | 0 | 0 | 0 | 0 | 0 | 0
0 | 0 | 0 | 0 | 0 | 0 | 0 | 0 | 0 | 0 | 0 | 0 | 0 | 0 | 0 | 0 | 0 | 0 | 0 | 0 | 0 | 0 | 0
0 | 0 | 0 | 0 | 0 | 0 | 0 | 0 | 0 | 0 | 0 | 0 | 0 | 0 | 0 | 0 | 0 | 0 | 0 | 0 | 0 | 0 | 0
0 | 0 | 0 | 0 | 0 | 0 | 0 | 0 | 0 | 0 | 0 | 0 | 0 | 0 | 0 | 0 | 0 | 0 | 0 | 0 | 0 | 0 | 0
0 | 0 | 0 | 0 | 0 | 0 | 0 | 0 | 0 | 0 | 0 | 0 | 0 | 0 | 0 | 0 | 0 | 0 | 0 | 0 | 0 | 0 | 0
0 | 0 | 0 | 0 | 0 | 0 | 0 | 0 | 0 | 0 | 0 | 0 | 0 | 0 | 0 | 0 | 0 | 0 | 0 | 0 | 0 | 0 | 0
0 | 0 | 0 | 0 | 0 | 0 | 0 | 0 | 0 | 0 | 0 | 0 | 0 | 0 | 0 | 0 | 0 | 0 | 0 | 0 | 0 | 0 | 0
0 | 0 | 0 | 0 | 0 | 0 | 0 | 0 | 0 | 0 | 0 | 0 | 0 | 0 | 0 | 0 | 0 | 0 | 0 | 0 | 0 | 0 | 0
0 | 0 | 0 | 0 | 0 | 0 | 0 | 0 | 0 | 0 | 0 | 0 | 0 | 0 | 0 | 0 | 0 | 0 | 0 | 0 | 0 | 0 | 0
0 | 0 | 0 | 0 | 0 | 0 | 0 | 0 | 0 | 0 | 0 | 0 | 0 | 0 | 0 | 0 | 0 | 0 | 0 | 0 | 0 | 0 | 0
0 | 0 | 0 | 0 | 0 | 0 | 0 | 0 | 0 | 0 | 0 | 0 | 0 | 0 | 0 | 0 | 0 | 0 | 0 | 0 | 0 | 0 | 0
0 | 0 | 0 | 0 | 0 | 0 | 0 | 0 | 0 | 0 | 0 | 0 | 0 | 0 | 0 | 0 | 0 | 0 | 0 | 0 | 0 | 0 | 0
0 | 0 | 0 | 0 | 0 | 0 | 0 | 0 | 0 | 0 | 0 | 0 | 0 | 0 | 0 | 0 | 0 | 0 | 0 | 0 | 0 | 0 | 0
0 | 0 | 0 | 0 | 0 | 0 | 0 | 0 | 0 | 0 | 0 | 0 | 0 | 0 | 0 | 0 | 0 | 0 | 0 | 0 | 0 | 0 | 0
0 | 0 | 0 | 0 | 0 | 0 | 0 | 0 | 0 | 0 | 0 | 0 | 0 | 0 | 0 | 0 | 0 | 0 | 0 | 0 | 0 | 0 | 0
0 | 0 | 0 | 0 | 0 | 0 | 0 | 0 | 0 | 0 | 0 | 0 | 0 | 0 | 0 | 0 | 0 | 0 | 0 | 0 | 0 | 0 | 0
0 | 0 | 0 | 0 | 0 | 0 | 0 | 0 | 0 | 0 | 0 | 0 | 0 | 0 | 0 | 0 | 0 | 0 | 0 | 0 | 0 | 0 | 0
0 | 0 | 0 | 0 | 0 | 0 | 0 | 0 | 0 | 0 | 0 | 0 | 0 | 0 | 0 | 0 | 0 | 0 | 0 | 0 | 0 | 0 | 0
0 | 0 | 0 | 0 | 0 | 0 | 0 | 0 | 0 | 0 | 0 | 0 | 0 | 0 | 0 | 0 | 0 | 0 | 0 | 0 | 0 | 0 | 0
0 | 0 | 0 | 0 | 0 | 0 | 0 | 0 | 0 | 0 | 0 | 0 | 0 | 0 | 0 | 0 | 0 | 0 | 0 | 0 | 0 | 0 | 0
0 | 0 | 0 | 0 | 0 | 0 | 0 | 0 | 0 | 0 | 0 | 0 | 0 | 0 | 0 | 0 | 0 | 0 | 0 | 0 | 0 | 0 | 0
0 | 0 | 0 | 0 | 0 | 0 | 0 | 0 | 0 | 0 | 0 | 0 | 0 | 0 | 0 | 0 | 0 | 0 | 0 | 0 | 0 | 0 | 0
0 | 0 | 0 | 0 | 0 | 0 | 0 | 0 | 0 | 0 | 0 | 0 | 0 | 0 | 0 | 0 | 0 | 0 | 0 | 0 | 0 | 0 | 0
0 | 0 | 0 | 0 | 0 | 0 | 0 | 0 | 0 | 0 | 0 | 0 | 0 | 0 | 0 | 0 | 0 | 0 | 0 | 0 | 0 | 0 | 0
0 | 0 | 0 | 0 | 0 | 0 | 0 | 0 | 0 | 0 | 0 | 0 | 0 | 0 | 0 | 0 | 0 | 0 | 0 | 0 | 0 | 0 | 0
0 | 0 | 0 | 0 | 0 | 0 | 0 | 0 | 0 | 0 | 0 | 0 | 0 | 0 | 0 | 0 | 0 | 0 | 0 | 0 | 0 | 0 | 0
0 | 0 | 0 | 0 | 0 | 0 | 0 | 0 | 0 | 0 | 0 | 0 | 0 | 0 | 0 | 0 | 0 | 0 | 0 | 0 | 0 | 0 | 0
0 | 0 | 0 | 0 | 0 | 0 | 0 | 0 | 0 | 0 | 0 | 0 | 0 | 0 | 0 | 0 | 0 | 0 | 0 | 0 | 0 | 0 | 0
0 | 0 | 0 | 0 | 0 | 0 | 0 | 0 | 0 | 0 | 0 | 0 | 0 | 0 | 0 | 0 | 0 | 0 | 0 | 0 | 0 | 0 | 0
0 | 0 | 0 | 0 | 0 | 0 | 0 | 0 | 0 | 0 | 0 | 0 | 0 | 0 | 0 | 0 | 0 | 0 | 0 | 0 | 0 | 0 | 0
0 | 0 | 0 | 0 | 0 | 0 | 0 | 0 | 0 | 0 | 0 | 0 | 0 | 0 | 0 | 0 | 0 | 0 | 0 | 0 | 0 | 0 | 0
0 | 0 | 0 | 0 | 0 | 0 | 0 | 0 | 0 | 0 | 0 | 0 | 0 | 0 | 0 | 0 | 0 | 0 | 0 | 0 | 0 | 0 | 0
0 | 0 | 0 | 0 | 0 | 0 | 0 | 0 | 0 | 0 | 0 | 0 | 0 | 0 | 0 | 0 | 0 | 0 | 0 | 0 | 0 | 0 | 0
0 | 0 | 0 | 0 | 0 | 0 | 0 | 0 | 0 | 0 | 0 | 0 | 0 | 0 | 0 | 0 | 0 | 0 | 0 | 0 | 0 | 0 | 0
0 | 0 | 0 | 0 | 0 | 0 | 0 | 0 | 0 | 0 | 0 | 0 | 0 | 0 | 0 | 0 | 0 | 0 | 0 | 0 | 0 | 0 | 0
0 | 0 | 0 | 0 | 0 | 0 | 0 | 0 | 0 | 0 | 0 | 0 | 0 | 0 | 0 | 0 | 0 | 0 | 0 | 0 | 0 | 0 | 0
0 | 0 | 0 | 0 | 0 | 0 | 0 | 0 | 0 | 0 | 0 | 0 | 0 | 0 | 0 | 0 | 0 | 0 | 0 | 0 | 0 | 0 | 0
0 | 0 | 0 | 0 | 0 | 0 | 0 | 0 | 0 | 0 | 0 | 0 | 0 | 0 | 0 | 0 | 0 | 0 | 0 | 0 | 0 | 0 | 0
0 | 0 | 0 | 0 | 0 | 0 | 0 | 0 | 0 | 0 | 0 | 0 | 0 | 0 | 0 | 0 | 0 | 0 | 0 | 0 | 0 | 0 | 0
0 | 0 | 0 | 0 | 0 | 0 | 0 | 0 | 0 | 0 | 0 | 0 | 0 | 0 | 0 | 0 | 0 | 0 | 0 | 0 | 0 | 0 | 0
0 | 0 | 0 | 0 | 0 | 0 | 0 | 0 | 0 | 0 | 0 | 0 | 0 | 0 | 0 | 0 | 0 | 0 | 0 | 0 | 0 | 0 | 0
0 | 0 | 0 | 0 | 0 | 0 | 0 | 0 | 0 | 0 | 0 | 0 | 0 | 0 | 0 | 0 | 0 | 0 | 0 | 0 | 0 | 0 | 0
0 | 0 | 0 | 0 | 0 | 0 | 0 | 0 | 0 | 0 | 0 | 0 | 0 | 0 | 0 | 0 | 0 | 0 | 0 | 0 | 0 | 0 | 0
0 | 0 | 0 | 0 | 0 | 0 | 0 | 0 | 0 | 0 | 0 | 0 | 0 | 0 | 0 | 0 | 0 | 0 | 0 | 0 | 0 | 0 | 0
0 | 0 | 0 | 0 | 0 | 0 | 0 | 0 | 0 | 0 | 0 | 0 | 0 | 0 | 0 | 0 | 0 | 0 | 0 | 0 | 0 | 0 | 0
0 | 0 | 0 | 0 | 0 | 0 | 0 | 0 | 0 | 0 | 0 | 0 | 0 | 0 | 0 | 0 | 0 | 0 | 0 | 0 | 0 | 0 | 0
0 | 0 | 0 | 0 | 0 | 0 | 0 | 0 | 0 | 0 | 0 | 0 | 0 | 0 | 0 | 0 | 0 | 0 | 0 | 0 | 0 | 0 | 0
0 | 0 | 0 | 0 | 0 | 0 | 0 | 0 | 0 | 0 | 0 | 0 | 0 | 0 | 0 | 0 | 0 | 0 | 0 | 0 | 0 | 0 | 0
0 | 0 | 0 | 0 | 0 | 0 | 0 | 0 | 0 | 0 | 0 | 0 | 0 | 0 | 0 | 0 | 0 | 0 | 0 | 0 | 0 | 0 | 0
0 | 0 | 0 | 0 | 0 | 0 | 0 | 0 | 0 | 0 | 0 | 0 | 0 | 0 | 0 | 0 | 0 | 0 | 0 | 0 | 0 | 0 | 0
0 | 0 | 0 | 0 | 0 | 0 | 0 | 0 | 0 | 0 | 0 | 0 | 0 | 0 | 0 | 0 | 0 | 0 | 0 | 0 | 0 | 0 | 0
0 | 0 | 0 | 0 | 0 | 0 | 0 | 0 | 0 | 0 | 0 | 0 | 0 | 0 | 0 | 0 | 0 | 0 | 0 | 0 | 0 | 0 | 0
0 | 0 | 0 | 0 | 0 | 0 | 0 | 0 | 0 | 0 | 0 | 0 | 0 | 0 | 0 | 0 | 0 | 0 | 0 | 0 | 0 | 0 | 0
0 | 0 | 0 | 0 | 0 | 0 | 0 | 0 | 0 | 0 | 0 | 0 | 0 | 0 | 0 | 0 | 0 | 0 | 0 | 0 | 0 | 0 | 0
0 | 0 | 0 | 0 | 0 | 0 | 0 | 0 | 0 | 0 | 0 | 0 | 0 | 0 | 0 | 0 | 0 | 0 | 0 | 0 | 0 | 0 | 0
0 | 0 | 0 | 0 | 0 | 0 | 0 | 0 | 0 | 0 | 0 | 0 | 0 | 0 | 0 | 0 | 0 | 0 | 0 | 0 | 0 | 0 | 0
0 | 0 | 0 | 0 | 0 | 0 | 0 | 0 | 0 | 0 | 0 | 0 | 0 | 0 | 0 | 0 | 0 | 0 | 0 | 0 | 0 | 0 | 0
0 | 0 | 0 | 0 | 0 | 0 | 0 | 0 | 0 | 0 | 0 | 0 | 0 | 0 | 0 | 0 | 0 | 0 | 0 | 0 | 0 | 0 | 0
0 | 0 | 0 | 0 | 0 | 0 | 0 | 0 | 0 | 0 | 0 | 0 | 0 | 0 | 0 | 0 | 0 | 0 | 0 | 0 | 0 | 0 | 0
0 | 0 | 0 | 0 | 0 | 0 | 0 | 0 | 0 | 0 | 0 | 0 | 0 | 0 | 0 | 0 | 0 | 0 | 0 | 0 | 0 | 0 | 0
0 | 0 | 0 | 0 | 0 | 0 | 0 | 0 | 0 | 0 | 0 | 0 | 0 | 0 | 0 | 0 | 0 | 0 | 0 | 0 | 0 | 0 | 0
0 | 0 | 0 | 0 | 0 | 0 | 0 | 0 | 0 | 0 | 0 | 0 | 0 | 0 | 0 | 0 | 0 | 0 | 0 | 0 | 0 | 0 | 0
0 | 0 | 0 | 0 | 0 | 0 | 0 | 0 | 0 | 0 | 0 | 0 | 0 | 0 | 0 | 0 | 0 | 0 | 0 | 0 | 0 | 0 | 0
0 | 0 | 0 | 0 | 0 | 0 | 0 | 0 | 0 | 0 | 0 | 0 | 0 | 0 | 0 | 0 | 0 | 0 | 0 | 0 | 0 | 0 | 0
0 | 0 | 0 | 0 | 0 | 0 | 0 | 0 | 0 | 0 | 0 | 0 | 0 | 0 | 0 | 0 | 0 | 0 | 0 | 0 | 0 | 0 | 0
0 | 0 | 0 | 0 | 0 | 0 | 0 | 0 | 0 | 0 | 0 | 0 | 0 | 0 | 0 | 0 | 0 | 0 | 0 | 0 | 0 | 0 | 0
0 | 0 | 0 | 0 | 0 | 0 | 0 | 0 | 0 | 0 | 0 | 0 | 0 | 0 | 0 | 0 | 0 | 0 | 0 | 0 | 0 | 0 | 0
0 | 0 | 0 | 0 | 0 | 0 | 0 | 0 | 0 | 0 | 0 | 0 | 0 | 0 | 0 | 0 | 0 | 0 | 0 | 0 | 0 | 0 | 0
0 | 0 | 0 | 0 | 0 | 0 | 0 | 0 | 0 | 0 | 0 | 0 | 0 | 0 | 0 | 0 | 0 | 0 | 0 | 0 | 0 | 0 | 0
0 | 0 | 0 | 0 | 0 | 0 | 0 | 0 | 0 | 0 | 0 | 0 | 0 | 0 | 0 | 0 | 0 | 0 | 0 | 0 | 0 | 0 | 0
0 | 0 | 0 | 0 | 0 | 0 | 0 | 0 | 0 | 0 | 0 | 0 | 0 | 0 | 0 | 0 | 0 | 0 | 0 | 0 | 0 | 0 | 0
0 | 0 | 0 | 0 | 0 | 0 | 0 | 0 | 0 | 0 | 0 | 0 | 0 | 0 | 0 | 0 | 0 | 0 | 0 | 0 | 0 | 0 | 0
0 | 0 | 0 | 0 | 0 | 0 | 0 | 0 | 0 | 0 | 0 | 0 | 0 | 0 | 0 | 0 | 0 | 0 | 0 | 0 | 0 | 0 | 0
0 | 0 | 0 | 0 | 0 | 0 | 0 | 0 | 0 | 0 | 0 | 0 | 0 | 0 | 0 | 0 | 0 | 0 | 0 | 0 | 0 | 0 | 0
0 | 0 | 0 | 0 | 0 | 0 | 0 | 0 | 0 | 0 | 0 | 0 | 0 | 0 | 0 | 0 | 0 | 0 | 0 | 0 | 0 | 0 | 0
0 | 0 | 0 | 0 | 0 | 0 | 0 | 0 | 0 | 0 | 0 | 0 | 0 | 0 | 0 | 0 | 0 | 0 | 0 | 0 | 0 | 0 | 0
0 | 0 | 0 | 0 | 0 | 0 | 0 | 0 | 0 | 0 | 0 | 0 | 0 | 0 | 0 | 0 | 0 | 0 | 0 | 0 | 0 | 0 | 0
0 | 0 | 0 | 0 | 0 | 0 | 0 | 0 | 0 | 0 | 0 | 0 | 0 | 0 | 0 | 0 | 0 | 0 | 0 | 0 | 0 | 0 | 0
0 | 0 | 0 | 0 | 0 | 0 | 0 | 0 | 0 | 0 | 0 | 0 | 0 | 0 | 0 | 0 | 0 | 0 | 0 | 0 | 0 | 0 | 0
0 | 0 | 0 | 0 | 0 | 0 | 0 | 0 | 0 | 0 | 0 | 0 | 0 | 0 | 0 | 0 | 0 | 0 | 0 | 0 | 0 | 0 | 0
0 | 0 | 0 | 0 | 0 | 0 | 0 | 0 | 0 | 0 | 0 | 0 | 0 | 0 | 0 | 0 | 0 | 0 | 0 | 0 | 0 | 0 | 0
x

## Ref - Budget Categories List
Budget Categories Revision 02
Budget Item | Budget Heading | Budget Heading List
Benefits - Administrative Labor | Human Resource Support and Development | Administrative Cost
Benefits - Direct Implementation Labor | Human Resource Support and Development | Administrative Cost
Benefits - Marketing/Advertising/Outreach Labor | Human Resource Support and Development | Administrative Cost
Labor - Human Resources | Human Resource Support and Development | Administrative Cost
Labor - Staff Development and Training | Human Resource Support and Development | Administrative Cost
Payroll Tax - Administrative Labor | Human Resource Support and Development | Administrative Cost
Payroll Tax - Direct Implementation Labor | Human Resource Support and Development | Administrative Cost
Payroll Tax - Marketing/Advertising/Outreach Labor | Human Resource Support and Development | Administrative Cost
Pension - Administrative Labor | Human Resource Support and Development | Administrative Cost
Pension - Direct Implementation Labor | Human Resource Support and Development | Administrative Cost
Pension - Marketing/Advertising/Outreach Labor | Human Resource Support and Development | Administrative Cost
Subcontractor Benefits - Administrative Labor | Human Resource Support and Development | Administrative Cost
Subcontractor Benefits - Direct Implementation Labor | Human Resource Support and Development | Administrative Cost
Subcontractor Benefits - Marketing/Advertising/Outreach Labor | Human Resource Support and Development | Administrative Cost
Subcontractor Labor - Human Resources | Human Resource Support and Development | Administrative Cost
Subcontractor Labor - Staff Development and Training | Human Resource Support and Development | Administrative Cost
Subcontractor Payroll Tax - Administrative Labor | Human Resource Support and Development | Administrative Cost
Subcontractor Payroll Tax - Direct Implementation Labor | Human Resource Support and Development | Administrative Cost
Subcontractor Payroll Tax - Marketing/Advertising/Outreach Labor | Human Resource Support and Development | Administrative Cost
Subcontractor Pension - Administrative Labor | Human Resource Support and Development | Administrative Cost
Subcontractor Pension - Direct Implementation Labor | Human Resource Support and Development | Administrative Cost
Subcontractor Pension - Marketing/Advertising/Outreach Labor | Human Resource Support and Development | Administrative Cost
Labor - Clerical | Managerial and Clerical Labor | Administrative Cost
Labor - Program Design | Managerial and Clerical Labor | Administrative Cost
Labor - Program Development | Managerial and Clerical Labor | Administrative Cost
Labor - Program Planning | Managerial and Clerical Labor | Administrative Cost
Labor - Program/Project Management | Managerial and Clerical Labor | Administrative Cost
Labor - Staff Management | Managerial and Clerical Labor | Administrative Cost
Labor - Staff Supervision | Managerial and Clerical Labor | Administrative Cost
Subcontractor Labor - Clerical | Managerial and Clerical Labor | Administrative Cost
Subcontractor Labor - Program Design | Managerial and Clerical Labor | Administrative Cost
Subcontractor Labor - Program Development | Managerial and Clerical Labor | Administrative Cost
Subcontractor Labor - Program Planning | Managerial and Clerical Labor | Administrative Cost
Subcontractor Labor - Program/Project Management | Managerial and Clerical Labor | Administrative Cost
Subcontractor Labor - Staff Management | Managerial and Clerical Labor | Administrative Cost
Subcontractor Labor - Staff Supervision | Managerial and Clerical Labor | Administrative Cost
Equipment - Communications | Overhead (General and Administrative) - Labor and Materials | Administrative Cost
Equipment - Computing | Overhead (General and Administrative) - Labor and Materials | Administrative Cost
Equipment - Document Reproduction | Overhead (General and Administrative) - Labor and Materials | Administrative Cost
Equipment - General Office | Overhead (General and Administrative) - Labor and Materials | Administrative Cost
Equipment - Transportation | Overhead (General and Administrative) - Labor and Materials | Administrative Cost
Facilities - Lease/Rent Payment | Overhead (General and Administrative) - Labor and Materials | Administrative Cost
Food Service | Overhead (General and Administrative) - Labor and Materials | Administrative Cost
Labor - Accounting Support | Overhead (General and Administrative) - Labor and Materials | Administrative Cost
Labor - Accounts Payable | Overhead (General and Administrative) - Labor and Materials | Administrative Cost
Labor - Accounts Receivable | Overhead (General and Administrative) - Labor and Materials | Administrative Cost
Labor - Administrative | Overhead (General and Administrative) - Labor and Materials | Administrative Cost
Labor - Automated Systems | Overhead (General and Administrative) - Labor and Materials | Administrative Cost
Labor - Communications | Overhead (General and Administrative) - Labor and Materials | Administrative Cost
Labor - Contract Reporting | Overhead (General and Administrative) - Labor and Materials | Administrative Cost
Labor - Corporate Services | Overhead (General and Administrative) - Labor and Materials | Administrative Cost
Labor - Facilities Maintenance | Overhead (General and Administrative) - Labor and Materials | Administrative Cost
Labor - Information Technology | Overhead (General and Administrative) - Labor and Materials | Administrative Cost
Labor - Materials Management | Overhead (General and Administrative) - Labor and Materials | Administrative Cost
Labor - Procurement | Overhead (General and Administrative) - Labor and Materials | Administrative Cost
Labor - Regulatory Reporting | Overhead (General and Administrative) - Labor and Materials | Administrative Cost
Labor - Shop Services | Overhead (General and Administrative) - Labor and Materials | Administrative Cost
Labor - Telecommunications | Overhead (General and Administrative) - Labor and Materials | Administrative Cost
Labor - Transportation Services | Overhead (General and Administrative) - Labor and Materials | Administrative Cost
Office Supplies | Overhead (General and Administrative) - Labor and Materials | Administrative Cost
Postage | Overhead (General and Administrative) - Labor and Materials | Administrative Cost
Subcontractor - Equipment - Communications | Overhead (General and Administrative) - Labor and Materials | Administrative Cost
Subcontractor - Equipment - Computing | Overhead (General and Administrative) - Labor and Materials | Administrative Cost
Subcontractor - Equipment - Document Reproduction | Overhead (General and Administrative) - Labor and Materials | Administrative Cost
Subcontractor - Equipment - General Office | Overhead (General and Administrative) - Labor and Materials | Administrative Cost
Subcontractor - Equipment - Transportation | Overhead (General and Administrative) - Labor and Materials | Administrative Cost
Subcontractor - Facilities - Lease/Rent Payment | Overhead (General and Administrative) - Labor and Materials | Administrative Cost
Subcontractor - Office Supplies | Overhead (General and Administrative) - Labor and Materials | Administrative Cost
Subcontractor - Postage | Overhead (General and Administrative) - Labor and Materials | Administrative Cost
Subcontractor Labor - Accounting Support | Overhead (General and Administrative) - Labor and Materials | Administrative Cost
Subcontractor Labor - Accounts Payable | Overhead (General and Administrative) - Labor and Materials | Administrative Cost
Subcontractor Labor - Accounts Receivable | Overhead (General and Administrative) - Labor and Materials | Administrative Cost
Subcontractor Labor - Administrative | Overhead (General and Administrative) - Labor and Materials | Administrative Cost
Subcontractor Labor - Automated Systems | Overhead (General and Administrative) - Labor and Materials | Administrative Cost
Subcontractor Labor - Communications | Overhead (General and Administrative) - Labor and Materials | Administrative Cost
Subcontractor Labor - Contract Reporting | Overhead (General and Administrative) - Labor and Materials | Administrative Cost
Subcontractor Labor - Corporate Services | Overhead (General and Administrative) - Labor and Materials | Administrative Cost
Subcontractor Labor - Facilities Maintenance | Overhead (General and Administrative) - Labor and Materials | Administrative Cost
Subcontractor Labor - Information Technology | Overhead (General and Administrative) - Labor and Materials | Administrative Cost
Subcontractor Labor - Materials Management | Overhead (General and Administrative) - Labor and Materials | Administrative Cost
Subcontractor Labor - Procurement | Overhead (General and Administrative) - Labor and Materials | Administrative Cost
Subcontractor Labor - Regulatory Reporting | Overhead (General and Administrative) - Labor and Materials | Administrative Cost
Subcontractor Labor - Shop Services | Overhead (General and Administrative) - Labor and Materials | Administrative Cost
Subcontractor Labor - Telecommunications | Overhead (General and Administrative) - Labor and Materials | Administrative Cost
Subcontractor Labor - Transportation Services | Overhead (General and Administrative) - Labor and Materials | Administrative Cost
Conference Fees | Travel and Conference Fees | Administrative Cost
Labor - Conference Attendance | Travel and Conference Fees | Administrative Cost
Subcontractor - Conference Fees | Travel and Conference Fees | Administrative Cost
Subcontractor - Travel - Airfare | Travel and Conference Fees | Administrative Cost
Subcontractor - Travel - Lodging | Travel and Conference Fees | Administrative Cost
Subcontractor - Travel - Meals | Travel and Conference Fees | Administrative Cost
Subcontractor - Travel - Mileage | Travel and Conference Fees | Administrative Cost
Subcontractor - Travel - Parking | Travel and Conference Fees | Administrative Cost
Subcontractor - Travel - Per Diem for Misc. Expenses | Travel and Conference Fees | Administrative Cost
Subcontractor Labor - Conference Attendance | Travel and Conference Fees | Administrative Cost
Travel - Airfare | Travel and Conference Fees | Administrative Cost
Travel - Lodging | Travel and Conference Fees | Administrative Cost
Travel - Meals | Travel and Conference Fees | Administrative Cost
Travel - Mileage | Travel and Conference Fees | Administrative Cost
Travel - Parking | Travel and Conference Fees | Administrative Cost
Travel - Per Diem for Misc. Expenses | Travel and Conference Fees | Administrative Cost
Labor - Curriculum Development | Activity - Direct Labor | Direct Implementation
Labor - Customer Education and Training | Activity - Direct Labor | Direct Implementation
Labor - Customer Equipment Testing and Diagnostics | Activity - Direct Labor | Direct Implementation
Labor - Facilities Audits | Activity - Direct Labor | Direct Implementation
Subcontanctor Labor - Facilities Audits | Activity - Direct Labor | Direct Implementation
Subcontractor Labor - Curriculum Development | Activity - Direct Labor | Direct Implementation
Subcontractor Labor - Customer Education and Training | Activity - Direct Labor | Direct Implementation
Subcontractor Labor - Customer Equipment Testing and Diagnostics | Activity - Direct Labor | Direct Implementation
Audit Applications and Forms | Direct Implementation Hardware and Materials | Direct Implementation
Direct Implementation Literature | Direct Implementation Hardware and Materials | Direct Implementation
Education Materials | Direct Implementation Hardware and Materials | Direct Implementation
Energy Measurement Tools | Direct Implementation Hardware and Materials | Direct Implementation
Installation Hardware | Direct Implementation Hardware and Materials | Direct Implementation
Subcontractor - Direct Implementation Literature | Direct Implementation Hardware and Materials | Direct Implementation
Subcontractor - Education Materials | Direct Implementation Hardware and Materials | Direct Implementation
Subcontractor - Energy Measurement Tools | Direct Implementation Hardware and Materials | Direct Implementation
Subcontractor - Installation Hardware | Direct Implementation Hardware and Materials | Direct Implementation
Subcontractor -Audit Applications and Forms | Direct Implementation Hardware and Materials | Direct Implementation
Labor - Customer Equipment Repair and Servicing | Installation and Service - Labor | Direct Implementation
Labor - Measure Installation | Installation and Service - Labor | Direct Implementation
Subcontractor Labor - Customer Equipment Repair and Servicing | Installation and Service - Labor | Direct Implementation
Subcontractor Labor - Measure Installation | Installation and Service - Labor | Direct Implementation
Labor - Field Verification | Rebate Processing and Inspection - Labor and Materials | Direct Implementation
Labor - Rebate Processing | Rebate Processing and Inspection - Labor and Materials | Direct Implementation
Labor - Site Inspections | Rebate Processing and Inspection - Labor and Materials | Direct Implementation
Rebate Applications | Rebate Processing and Inspection - Labor and Materials | Direct Implementation
Subcontractor - Rebate Applications | Rebate Processing and Inspection - Labor and Materials | Direct Implementation
Subcontractor Labor - Field Verification | Rebate Processing and Inspection - Labor and Materials | Direct Implementation
Subcontractor Labor - Rebate Processing | Rebate Processing and Inspection - Labor and Materials | Direct Implementation
Subcontractor Labor - Site Inspections | Rebate Processing and Inspection - Labor and Materials | Direct Implementation
Labor - EM&V | EM&V Labor and Materials | Evaluation, Measurement and Verification
Materials - EM&V | EM&V Labor and Materials | Evaluation, Measurement and Verification
Subcontractor Labor - EM&V | EM&V Labor and Materials | Evaluation, Measurement and Verification
Benefits - EM&V Labor | EM&V Overhead | Evaluation, Measurement and Verification
Overhead - EM&V | EM&V Overhead | Evaluation, Measurement and Verification
Payroll Tax - EM&V Labor | EM&V Overhead | Evaluation, Measurement and Verification
Pension - EM&V Labor | EM&V Overhead | Evaluation, Measurement and Verification
Subcontractor Benefits - EM&V Labor | EM&V Overhead | Evaluation, Measurement and Verification
Subcontractor Overhead - EM&V | EM&V Overhead | Evaluation, Measurement and Verification
Subcontractor Payroll Tax - EM&V Labor | EM&V Overhead | Evaluation, Measurement and Verification
Subcontractor Pension - EM&V Labor | EM&V Overhead | Evaluation, Measurement and Verification
Subcontractor Travel - EM&V | EM&V Overhead | Evaluation, Measurement and Verification
Travel - EM&V | EM&V Overhead | Evaluation, Measurement and Verification
Advertisments / Media Promotions | Marketing/Advertising/Outreach Costs | Marketing/Advertising/Outreach Costs
Bill Inserts | Marketing/Advertising/Outreach Costs | Marketing/Advertising/Outreach Costs
Brochures | Marketing/Advertising/Outreach Costs | Marketing/Advertising/Outreach Costs
Door Hangers | Marketing/Advertising/Outreach Costs | Marketing/Advertising/Outreach Costs
Labor - Business Outreach | Marketing/Advertising/Outreach Costs | Marketing/Advertising/Outreach Costs
Labor - Customer Outreach | Marketing/Advertising/Outreach Costs | Marketing/Advertising/Outreach Costs
Labor - Customer Relations | Marketing/Advertising/Outreach Costs | Marketing/Advertising/Outreach Costs
Labor - Marketing | Marketing/Advertising/Outreach Costs | Marketing/Advertising/Outreach Costs
Labor - Media Production | Marketing/Advertising/Outreach Costs | Marketing/Advertising/Outreach Costs
Print Advertisements | Marketing/Advertising/Outreach Costs | Marketing/Advertising/Outreach Costs
Radio Spots | Marketing/Advertising/Outreach Costs | Marketing/Advertising/Outreach Costs
Subcontractor - Bill Inserts | Marketing/Advertising/Outreach Costs | Marketing/Advertising/Outreach Costs
Subcontractor - Brochures | Marketing/Advertising/Outreach Costs | Marketing/Advertising/Outreach Costs
Subcontractor - Door Hangers | Marketing/Advertising/Outreach Costs | Marketing/Advertising/Outreach Costs
Subcontractor - Print Advertisements | Marketing/Advertising/Outreach Costs | Marketing/Advertising/Outreach Costs
Subcontractor - Radio Spots | Marketing/Advertising/Outreach Costs | Marketing/Advertising/Outreach Costs
Subcontractor - Television Spots | Marketing/Advertising/Outreach Costs | Marketing/Advertising/Outreach Costs
Subcontractor Labor - Business Outreach | Marketing/Advertising/Outreach Costs | Marketing/Advertising/Outreach Costs
Subcontractor Labor - Customer Outreach | Marketing/Advertising/Outreach Costs | Marketing/Advertising/Outreach Costs
Subcontractor Labor - Customer Relations | Marketing/Advertising/Outreach Costs | Marketing/Advertising/Outreach Costs
Subcontractor Labor - Marketing | Marketing/Advertising/Outreach Costs | Marketing/Advertising/Outreach Costs
Subcontractor Labor - Media Production | Marketing/Advertising/Outreach Costs | Marketing/Advertising/Outreach Costs
Television Spots | Marketing/Advertising/Outreach Costs | Marketing/Advertising/Outreach Costs
Website Development | Marketing/Advertising/Outreach Costs | Marketing/Advertising/Outreach Costs