## Export
PROGRAM NAME | Comprehensive Packaged Air Conditioning Systems
BUDGET
Administrative Costs
Overhead and G&A | 1593000
Other Administrative Costs | 1202125.1644
Marketing/Outreach | 3218276.2966
Direct Implementation
Incentives and Rebates
User Input Incentive | 0
Direct Install Rebate | 38778278.75
Direct Install Labor | 0
Direct Install Materials | 0
Activity | 14291206
Installation | 0
Hardware & Materials | 0
Rebate Processing & Inspection | 66300
EM&V Costs | 0
Budget | 59149186.2111
Costs recovered from other sources | 1908000
Budget (plus other costs) | 61057186.2111
PROGRAM IMPACTS
Program Reductions for Measures installed through 2008
User Entered kW (kW) | 109982.7242
Net Jul-Sept Peak (kW) | 109982.7242
Net Dec-Feb Peak (kW) | 56589.2651
Net NCP (kW) | 89182.0066
Net CEC (kW) | 39795.0628
Annual Net kWh | 183387385.9721
Lifecycle Net kWh | 1909679361.3996
Annual Net Therms | 0
Lifecycle Net Therms | 0
Program Reductions for Measures installed through 2012
User Entered kW (kW) | 109982.7242
Net Jul-Sept Peak (kW) | 109982.7242
Net Dec-Feb Peak (kW) | 56589.2651
Net NCP (kW) | 109982.7242
Net CEC (kW) | 39795.0628
Annual Net kWh | 183387385.9721
Lifecycle Net kWh | 1909679361.3996
Annual Net Therms | 0
Lifecycle Net Therms | 0
Cost Effectiveness for all measures installed through 2012
TRC
Costs | 113383111.8242
Electric Benefits | 173060964.1017
Gas Benefits | 0
Net Benefits (NPV) | 59677852.2774
BC Ratio | 1.5263
PAC
Costs | 56408576.272
Electric Benefits | 173060964.1017
Gas Benefits | 0
Net Benefits (NPV) | 116652387.8297
BC Ratio | 3.068
Levelized Cost
Levelized Cost TRC ($/kWh )
Discounted kWh | 1167916499.8238
Cost | 0.097082
Benefits | 0.14818
Benefit-Cost | 0.051098
Levelized Cost PAC ($/kWh)
Discounted kWh | 1167916499.8238
Cost | 0.048298
Benefits | 0.14818
Benefit-Cost | 0.099881
Levelized Cost TRC ($/therm)
Discounted Therms | 0
Cost | #DIV/0!
Benefits | #DIV/0!
Benefit-Cost | #DIV/0!
Levelized Cost PAC ($/therm)
Discounted Therms | 0
Cost | #DIV/0!
Benefits | #DIV/0!
Benefit-Cost | #DIV/0!
Emission Annual Reductions (2006-2008)
Electric Annual CO2 (tons) - 2006 | 29233.0506
2007 | 43542.1267
2008 | 43542.1267
Electric Lifecycle CO2 (tons) - 2006 | 300642.3288
2007 | 454068.7267
2008 | 454068.7267
Electric Annual NOX (tons) - 2006 | 4.2629
2007 | 6.346
2008 | 6.346
Electric Lifecycle NOX (tons) - 2006 | 43.7792
2007 | 66.0888
2008 | 66.0888
Electric Annual SO2 (lbs) - 2006
2007
2008
Electric Lifecycle SO2 (lbs) - 2006
2007
2008
Gas Annual CO2 (tons) - 2006 | 0
2007 | 0
2008 | 0
Gas Lifecycle CO2 (tons) - 2006 | 0
2007 | 0
2008 | 0
Gas Annual NOX (tons) - 2006 | 0
2007 | 0
2008 | 0
Gas Lifecycle NOX (tons) - 2006 | 0
2007 | 0
2008 | 0
Gas Annual SO2 (lbs) - 2006
2007
2008
Gas Lifecycle SO2 (lbs) - 2006
2007
2008
Data below not currently used in Energy Division workbook
Levelized Cost RIM ($/therm)
Discounted Therms | 0
Cost | #DIV/0!
Benefits | #DIV/0!
Benefit-Cost | #DIV/0!
Levelized Cost RIM ($/kWh)
Discounted kWh | 1167916499.8238
Cost | 0.20469
Benefits | 0.14818
Benefit-Cost | #DIV/0!
RIM
Costs | 239063131.0282
Electric Benefits | 173060964.1017
Gas Benefits | 0
Net Benefits (NPV) | -66002166.9265
BC Ratio | 0.72391
Impacts for all programs installed trhough 2012
Net July-Sept Peak (kW)
Clothes Dryer | 0
Clothes Washer | 0
Consumer Electronics | 0
Cooking | 0
Dishwasher | 0
Net Dec-Feb Pk (kW)
Clothes Dryer | 0
Clothes Washer | 0
Consumer Electronics | 0
Cooking | 0
Dishwasher | 0
Net CEC (kW)
Clothes Dryer | 0
Clothes Washer | 0
Consumer Electronics | 0
Cooking | 0
Dishwasher | 0
Annual Net kWh
Clothes Dryer | 0
Clothes Washer | 0
Consumer Electronics | 0
Cooking | 0
Dishwasher | 0
Lifecycle Net kWh
Clothes Dryer | 0
Clothes Washer | 0
Consumer Electronics | 0
Cooking | 0
Dishwasher | 0
Annual Net Therms
Clothes Dryer | 0
Clothes Washer | 0
Consumer Electronics | 0
Cooking | 0
Dishwasher | 0
Lifecycle Net Therms
Clothes Dryer | 0
Clothes Washer | 0
Consumer Electronics | 0
Cooking | 0
Dishwasher | 0

## Output by Measure
Southern California Edison
Comprehensive Packaged Air Conditioning Systems
SCE | [8 empty] | Levelized Benefits less Costs (TRC) |  |  |  | Levelized Benefits less Costs (PAC) |  |  |  | Benefit Cost Ratios
Net Impacts by Measure | [8 empty] | No Allocated Admin |  | w/ Allocated Admin |  | No Allocated Admin |  | w/ Allocated Admin |  | No Allocated Admin |  | w/ Allocated Admin
| Net Avg Jul-Sep (kW) | Net Dec-Feb Pk (kW) | Net CEC (kW) | Net User Entered kW | Annual kWh adj for Net to gross | Lifecycle kWh (Annual * Measure Life) | Annual Therms | Lifecycle Therms | Electric ($/kWh) | Gas ($/Th) | Electric ($/kWh) | Gas ($/Th) | Electric ($/kWh) | Gas ($/Th) | Electric ($/kWh) | Gas ($/Th) | TRC | PAC | TRC | PAC
Total or Average | 109982.7242 | 56589.2651 | 39795.0628 | 109982.7242 | 183387385.9721 | 1909679361.3996 | 0 | 0 | 0.070173 | #DIV/0! | 0.051098 | #DIV/0! | 0.11896 | #DIV/0! | 0.099881 | #DIV/0!
Air Source Unitary Air Conditioner (Single Phase) Single System <65,000 with base efficiency > 13 SEER; 11.0 EER, Measure efficiency at 14 SEER; 12.6 EER. Tier 1 | 0 | 0 | 0 | 0 | 0 | 0 | 0 | 0 | 0 | 0 | 0 | 0 | 0 | 0 | 0 | 0 | 0 | 0 | 0 | 0
Air Source Unitary Air Conditioner (Single Phase) Single System <65,000 with base efficiency > 13 SEER; 11.0 EER, Measure efficiency at 14 SEER; 12.6 EER. Tier 1 | 0 | 0 | 0 | 0 | 0 | 0 | 0 | 0 | 0 | 0 | 0 | 0 | 0 | 0 | 0 | 0 | 0 | 0 | 0 | 0
Air Source Unitary Air Conditioner (Single Phase) Single System <65,000 with base efficiency > 13 SEER; 11.0 EER, Measure efficiency at 14 SEER; 12.6 EER. Tier 1 | 0 | 0 | 0 | 0 | 0 | 0 | 0 | 0 | 0 | 0 | 0 | 0 | 0 | 0 | 0 | 0 | 0 | 0 | 0 | 0
Air Source Unitary Air Conditioner (Single Phase) Single System <65,000 with base efficiency > 13 SEER; 11.0 EER, Measure efficiency at 14 SEER; 12.6 EER. Tier 1 | 0 | 0 | 0 | 0 | 0 | 0 | 0 | 0 | 0 | 0 | 0 | 0 | 0 | 0 | 0 | 0 | 0 | 0 | 0 | 0
Air Source Unitary Air Conditioner (Single Phase) Single System <65,000 with base efficiency > 13 SEER; 11.0 EER, Measure efficiency at 14 SEER; 12.6 EER. Tier 1 | 0 | 0 | 0 | 0 | 0 | 0 | 0 | 0 | 0 | 0 | 0 | 0 | 0 | 0 | 0 | 0 | 0 | 0 | 0 | 0
Air Source Unitary Air Conditioner (Single Phase) Single System <65,000 with base efficiency > 13 SEER; 11.0 EER, Measure efficiency at 14 SEER; 12.6 EER. Tier 1 | 0 | 0 | 0 | 0 | 0 | 0 | 0 | 0 | 0 | 0 | 0 | 0 | 0 | 0 | 0 | 0 | 0 | 0 | 0 | 0
Air Source Unitary Air Conditioner (Single Phase) Single System <65,000 with base efficiency > 13 SEER; 11.0 EER, Measure efficiency at 14 SEER; 12.6 EER. Tier 1 | 0 | 0 | 0 | 0 | 0 | 0 | 0 | 0 | 0 | 0 | 0 | 0 | 0 | 0 | 0 | 0 | 0 | 0 | 0 | 0
Air Source Unitary Air Conditioner (Single Phase) Single System <65,000 with base efficiency > 13 SEER; 11.0 EER, Measure efficiency at 14 SEER; 12.6 EER. Tier 1 | 0 | 0 | 0 | 0 | 0 | 0 | 0 | 0 | 0 | 0 | 0 | 0 | 0 | 0 | 0 | 0 | 0 | 0 | 0 | 0
Air Source Unitary Air Conditioner (Single Phase) Single System <65,000 with base efficiency > 13 SEER; 11.0 EER, Measure efficiency at 15 SEER; 13.6 EER. Tier 2 | 0 | 0 | 0 | 0 | 0 | 0 | 0 | 0 | 0 | 0 | 0 | 0 | 0 | 0 | 0 | 0 | 0 | 0 | 0 | 0
Air Source Unitary Air Conditioner (Single Phase) Single System <65,000 with base efficiency > 13 SEER; 11.0 EER, Measure efficiency at 15 SEER; 13.6 EER. Tier 2 | 0 | 0 | 0 | 0 | 0 | 0 | 0 | 0 | 0 | 0 | 0 | 0 | 0 | 0 | 0 | 0 | 0 | 0 | 0 | 0
Air Source Unitary Air Conditioner (Single Phase) Single System <65,000 with base efficiency > 13 SEER; 11.0 EER, Measure efficiency at 15 SEER; 13.6 EER. Tier 2 | 0 | 0 | 0 | 0 | 0 | 0 | 0 | 0 | 0 | 0 | 0 | 0 | 0 | 0 | 0 | 0 | 0 | 0 | 0 | 0
Air Source Unitary Air Conditioner (Single Phase) Single System <65,000 with base efficiency > 13 SEER; 11.0 EER, Measure efficiency at 15 SEER; 13.6 EER. Tier 2 | 0 | 0 | 0 | 0 | 0 | 0 | 0 | 0 | 0 | 0 | 0 | 0 | 0 | 0 | 0 | 0 | 0 | 0 | 0 | 0
Air Source Unitary Air Conditioner (Single Phase) Single System <65,000 with base efficiency > 13 SEER; 11.0 EER, Measure efficiency at 15 SEER; 13.6 EER. Tier 2 | 0 | 0 | 0 | 0 | 0 | 0 | 0 | 0 | 0 | 0 | 0 | 0 | 0 | 0 | 0 | 0 | 0 | 0 | 0 | 0
Air Source Unitary Air Conditioner (Single Phase) Single System <65,000 with base efficiency > 13 SEER; 11.0 EER, Measure efficiency at 15 SEER; 13.6 EER. Tier 2 | 0 | 0 | 0 | 0 | 0 | 0 | 0 | 0 | 0 | 0 | 0 | 0 | 0 | 0 | 0 | 0 | 0 | 0 | 0 | 0
Air Source Unitary Air Conditioner (Single Phase) Single System <65,000 with base efficiency > 13 SEER; 11.0 EER, Measure efficiency at 15 SEER; 13.6 EER. Tier 2 | 0 | 0 | 0 | 0 | 0 | 0 | 0 | 0 | 0 | 0 | 0 | 0 | 0 | 0 | 0 | 0 | 0 | 0 | 0 | 0
Air Source Unitary Air Conditioner (Single Phase) Single System <65,000 with base efficiency > 13 SEER; 11.0 EER, Measure efficiency at 15 SEER; 13.6 EER. Tier 2 | 0 | 0 | 0 | 0 | 0 | 0 | 0 | 0 | 0 | 0 | 0 | 0 | 0 | 0 | 0 | 0 | 0 | 0 | 0 | 0
Early Replacement of Air Source Unitary Air Conditioner (Single Phase) Single Package and Split System <65,000 with base efficiency dependent on building vintage, Measure efficiency at 14 SEER; 12.15 EER. Vintage of before 1978 | 15.4888 | 9.6158 | 6.98 | 15.4888 | 32165.8646 | 160829.3232 | 0 | 0 | -0.45461 | 0 | -0.47311 | 0 | 0.072291 | 0 | 0.053792 | 0 | 0.24018 | 2.0124 | 0.23297 | 1.5983
Early Replacement of Air Source Unitary Air Conditioner (Single Phase) Single Package and Split System <65,000 with base efficiency dependent on building vintage, Measure efficiency at 14 SEER; 12.15 EER. Vintage of before 1978 | 754.0592 | 468.1376 | 261.4725 | 754.0592 | 1204942.284 | 6024711.42 | 0 | 0 | -0.33116 | 0 | -0.35021 | 0 | 0.09081 | 0 | 0.071757 | 0 | 0.30887 | 2.5879 | 0.29706 | 1.9412
Early Replacement of Air Source Unitary Air Conditioner (Single Phase) Single Package and Split System <65,000 with base efficiency dependent on building vintage, Measure efficiency at 14 SEER; 12.15 EER. Vintage of before 1978 | 542.8162 | 336.993 | 173.297 | 542.8162 | 798603.624 | 3993018.12 | 0 | 0 | -0.3274 | 0 | -0.3473 | 0 | 0.097046 | 0 | 0.077148 | 0 | 0.32071 | 2.6871 | 0.30799 | 1.9965
Early Replacement of Air Source Unitary Air Conditioner (Single Phase) Single Package and Split System <65,000 with base efficiency dependent on building vintage, Measure efficiency at 14 SEER; 12.15 EER. Vintage of before 1978 | 964.6002 | 598.8463 | 301.3379 | 964.6002 | 1388654.1396 | 6943270.698 | 0 | 0 | -0.32353 | 0 | -0.34433 | 0 | 0.10363 | 0 | 0.08284 | 0 | 0.333 | 2.7901 | 0.31931 | 2.0528
Early Replacement of Air Source Unitary Air Conditioner (Single Phase) Single Package and Split System <65,000 with base efficiency dependent on building vintage, Measure efficiency at 14 SEER; 12.15 EER. Vintage of before 1978 | 142.7147 | 88.6006 | 44.626 | 142.7147 | 205649.5896 | 1028247.948 | 0 | 0 | -0.30946 | 0 | -0.32985 | 0 | 0.10261 | 0 | 0.082209 | 0 | 0.33864 | 2.8373 | 0.32449 | 2.0782
Early Replacement of Air Source Unitary Air Conditioner (Single Phase) Single Package and Split System <65,000 with base efficiency dependent on building vintage, Measure efficiency at 14 SEER; 12.15 EER. Vintage of before 1978 | 190.4062 | 118.2086 | 53.9001 | 190.4062 | 248387.4994 | 1241937.4968 | 0 | 0 | -0.37777 | 0 | -0.39895 | 0 | 0.099863 | 0 | 0.078674 | 0 | 0.30348 | 2.5427 | 0.29207 | 1.9157
Early Replacement of Air Source Unitary Air Conditioner (Single Phase) Single Package and Split System <65,000 with base efficiency dependent on building vintage, Measure efficiency at 14 SEER; 12.15 EER. Vintage of before 1978 | 61.4951 | 38.1776 | 23.1657 | 61.4951 | 106754.3568 | 533771.784 | 0 | 0 | -0.20513 | 0 | -0.22514 | 0 | 0.11238 | 0 | 0.092376 | 0 | 0.43105 | 3.6116 | 0.40839 | 2.4654
Early Replacement of Air Source Unitary Air Conditioner (Single Phase) Single Package and Split System <65,000 with base efficiency dependent on building vintage, Measure efficiency at 14 SEER; 12.15 EER. Vintage of before 1978 | 0 | 0 | 0 | 0 | 0 | 0 | 0 | 0 | 0 | 0 | 0 | 0 | 0 | 0 | 0 | 0 | 0 | 0 | 0 | 0
Early Replacement of Air Source Unitary Air Conditioner (Single Phase) Single Package and Split System <65,000 with base efficiency dependent on building vintage, Measure efficiency at 14 SEER; 12.15 EER. Vintage of 1978 to 1992. | 0 | 0 | 0 | 0 | 0 | 0 | 0 | 0 | 0 | 0 | 0 | 0 | 0 | 0 | 0 | 0 | 0 | 0 | 0 | 0
Early Replacement of Air Source Unitary Air Conditioner (Single Phase) Single Package and Split System <65,000 with base efficiency dependent on building vintage, Measure efficiency at 14 SEER; 12.15 EER. Vintage of 1978 to 1992. | 0 | 0 | 0 | 0 | 0 | 0 | 0 | 0 | 0 | 0 | 0 | 0 | 0 | 0 | 0 | 0 | 0 | 0 | 0 | 0
Early Replacement of Air Source Unitary Air Conditioner (Single Phase) Single Package and Split System <65,000 with base efficiency dependent on building vintage, Measure efficiency at 14 SEER; 12.15 EER. Vintage of 1978 to 1992. | 0 | 0 | 0 | 0 | 0 | 0 | 0 | 0 | 0 | 0 | 0 | 0 | 0 | 0 | 0 | 0 | 0 | 0 | 0 | 0
Early Replacement of Air Source Unitary Air Conditioner (Single Phase) Single Package and Split System <65,000 with base efficiency dependent on building vintage, Measure efficiency at 14 SEER; 12.15 EER. Vintage of 1978 to 1992. | 0 | 0 | 0 | 0 | 0 | 0 | 0 | 0 | 0 | 0 | 0 | 0 | 0 | 0 | 0 | 0 | 0 | 0 | 0 | 0
Early Replacement of Air Source Unitary Air Conditioner (Single Phase) Single Package and Split System <65,000 with base efficiency dependent on building vintage, Measure efficiency at 14 SEER; 12.15 EER. Vintage of 1978 to 1992. | 0 | 0 | 0 | 0 | 0 | 0 | 0 | 0 | 0 | 0 | 0 | 0 | 0 | 0 | 0 | 0 | 0 | 0 | 0 | 0
Early Replacement of Air Source Unitary Air Conditioner (Single Phase) Single Package and Split System <65,000 with base efficiency dependent on building vintage, Measure efficiency at 14 SEER; 12.15 EER. Vintage of 1978 to 1992. | 0 | 0 | 0 | 0 | 0 | 0 | 0 | 0 | 0 | 0 | 0 | 0 | 0 | 0 | 0 | 0 | 0 | 0 | 0 | 0
Early Replacement of Air Source Unitary Air Conditioner (Single Phase) Single Package and Split System <65,000 with base efficiency dependent on building vintage, Measure efficiency at 14 SEER; 12.15 EER. Vintage of 1978 to 1992. | 0 | 0 | 0 | 0 | 0 | 0 | 0 | 0 | 0 | 0 | 0 | 0 | 0 | 0 | 0 | 0 | 0 | 0 | 0 | 0
Early Replacement of Air Source Unitary Air Conditioner (Single Phase) Single Package and Split System <65,000 with base efficiency dependent on building vintage, Measure efficiency at 14 SEER; 12.15 EER. Vintage of 1978 to 1992. | 0 | 0 | 0 | 0 | 0 | 0 | 0 | 0 | 0 | 0 | 0 | 0 | 0 | 0 | 0 | 0 | 0 | 0 | 0 | 0
Air Source Unitary Air Conditioner (Single Phase) Split System <65,000 with base efficiency > 13 SEER; 11.6 EER, Measure efficiency at 14 SEER; 12.6 EER. Tier 1 | 0 | 0 | 0 | 0 | 0 | 0 | 0 | 0 | 0 | 0 | 0 | 0 | 0 | 0 | 0 | 0 | 0 | 0 | 0 | 0
Air Source Unitary Air Conditioner (Single Phase) Split System <65,000 with base efficiency > 13 SEER; 11.6 EER, Measure efficiency at 14 SEER; 12.6 EER. Tier 1 | 0 | 0 | 0 | 0 | 0 | 0 | 0 | 0 | 0 | 0 | 0 | 0 | 0 | 0 | 0 | 0 | 0 | 0 | 0 | 0
Air Source Unitary Air Conditioner (Single Phase) Split System <65,000 with base efficiency > 13 SEER; 11.6 EER, Measure efficiency at 14 SEER; 12.6 EER. Tier 1 | 0 | 0 | 0 | 0 | 0 | 0 | 0 | 0 | 0 | 0 | 0 | 0 | 0 | 0 | 0 | 0 | 0 | 0 | 0 | 0
Air Source Unitary Air Conditioner (Single Phase) Split System <65,000 with base efficiency > 13 SEER; 11.6 EER, Measure efficiency at 14 SEER; 12.6 EER. Tier 1 | 0 | 0 | 0 | 0 | 0 | 0 | 0 | 0 | 0 | 0 | 0 | 0 | 0 | 0 | 0 | 0 | 0 | 0 | 0 | 0
Air Source Unitary Air Conditioner (Single Phase) Split System <65,000 with base efficiency > 13 SEER; 11.6 EER, Measure efficiency at 14 SEER; 12.6 EER. Tier 1 | 0 | 0 | 0 | 0 | 0 | 0 | 0 | 0 | 0 | 0 | 0 | 0 | 0 | 0 | 0 | 0 | 0 | 0 | 0 | 0
Air Source Unitary Air Conditioner (Single Phase) Split System <65,000 with base efficiency > 13 SEER; 11.6 EER, Measure efficiency at 14 SEER; 12.6 EER. Tier 1 | 0 | 0 | 0 | 0 | 0 | 0 | 0 | 0 | 0 | 0 | 0 | 0 | 0 | 0 | 0 | 0 | 0 | 0 | 0 | 0
Air Source Unitary Air Conditioner (Single Phase) Split System <65,000 with base efficiency > 13 SEER; 11.6 EER, Measure efficiency at 14 SEER; 12.6 EER. Tier 1 | 0 | 0 | 0 | 0 | 0 | 0 | 0 | 0 | 0 | 0 | 0 | 0 | 0 | 0 | 0 | 0 | 0 | 0 | 0 | 0
Air Source Unitary Air Conditioner (Single Phase) Split System <65,000 with base efficiency > 13 SEER; 11.6 EER, Measure efficiency at 14 SEER; 12.6 EER. Tier 1 | 0 | 0 | 0 | 0 | 0 | 0 | 0 | 0 | 0 | 0 | 0 | 0 | 0 | 0 | 0 | 0 | 0 | 0 | 0 | 0
Air Source Unitary Air Conditioner (Single Phase) Split System <65,000 with base efficiency > 13 SEER; 11.6 EER, Measure efficiency at 15 SEER; 13.6 EER. Tier 2 | 0 | 0 | 0 | 0 | 0 | 0 | 0 | 0 | 0 | 0 | 0 | 0 | 0 | 0 | 0 | 0 | 0 | 0 | 0 | 0
Air Source Unitary Air Conditioner (Single Phase) Split System <65,000 with base efficiency > 13 SEER; 11.6 EER, Measure efficiency at 15 SEER; 13.6 EER. Tier 2 | 0 | 0 | 0 | 0 | 0 | 0 | 0 | 0 | 0 | 0 | 0 | 0 | 0 | 0 | 0 | 0 | 0 | 0 | 0 | 0
Air Source Unitary Air Conditioner (Single Phase) Split System <65,000 with base efficiency > 13 SEER; 11.6 EER, Measure efficiency at 15 SEER; 13.6 EER. Tier 2 | 0 | 0 | 0 | 0 | 0 | 0 | 0 | 0 | 0 | 0 | 0 | 0 | 0 | 0 | 0 | 0 | 0 | 0 | 0 | 0
Air Source Unitary Air Conditioner (Single Phase) Split System <65,000 with base efficiency > 13 SEER; 11.6 EER, Measure efficiency at 15 SEER; 13.6 EER. Tier 2 | 0 | 0 | 0 | 0 | 0 | 0 | 0 | 0 | 0 | 0 | 0 | 0 | 0 | 0 | 0 | 0 | 0 | 0 | 0 | 0
Air Source Unitary Air Conditioner (Single Phase) Split System <65,000 with base efficiency > 13 SEER; 11.6 EER, Measure efficiency at 15 SEER; 13.6 EER. Tier 2 | 0 | 0 | 0 | 0 | 0 | 0 | 0 | 0 | 0 | 0 | 0 | 0 | 0 | 0 | 0 | 0 | 0 | 0 | 0 | 0
Air Source Unitary Air Conditioner (Single Phase) Split System <65,000 with base efficiency > 13 SEER; 11.6 EER, Measure efficiency at 15 SEER; 13.6 EER. Tier 2 | 0 | 0 | 0 | 0 | 0 | 0 | 0 | 0 | 0 | 0 | 0 | 0 | 0 | 0 | 0 | 0 | 0 | 0 | 0 | 0
Air Source Unitary Air Conditioner (Single Phase) Split System <65,000 with base efficiency > 13 SEER; 11.6 EER, Measure efficiency at 15 SEER; 13.6 EER. Tier 2 | 0 | 0 | 0 | 0 | 0 | 0 | 0 | 0 | 0 | 0 | 0 | 0 | 0 | 0 | 0 | 0 | 0 | 0 | 0 | 0
Air Source Unitary Air Conditioner (Single Phase) Split System <65,000 with base efficiency > 13 SEER; 11.6 EER, Measure efficiency at 15 SEER; 13.6 EER. Tier 2 | 0 | 0 | 0 | 0 | 0 | 0 | 0 | 0 | 0 | 0 | 0 | 0 | 0 | 0 | 0 | 0 | 0 | 0 | 0 | 0
Air Source Unitary Air Conditioner (Three Phase) Single Package <65,000 with base efficiency > 9.7 SEER, Measure efficiency at 10.7 SEER. Tier 1 | 42.8111 | 26.5781 | 18.5806 | 42.8111 | 85625.064 | 1284375.96 | 0 | 0 | 0.083439 | 0 | 0.064365 | 0 | 0.14817 | 0 | 0.12909 | 0 | 2.2891 | 0 | 1.7681 | 7.7679
Air Source Unitary Air Conditioner (Three Phase) Single Package <65,000 with base efficiency > 9.7 SEER, Measure efficiency at 10.7 SEER. Tier 1 | 2048.1703 | 1271.552 | 701.506 | 2048.1703 | 3232746.72 | 48491200.8 | 0 | 0 | 0.10233 | 0 | 0.082534 | 0 | 0.14144 | 0 | 0.12165 | 0 | 2.9895 | 12.4848 | 2.1587 | 4.7885
Air Source Unitary Air Conditioner (Three Phase) Single Package <65,000 with base efficiency > 9.7 SEER, Measure efficiency at 10.7 SEER. Tier 1 | 1459.332 | 905.9874 | 465.4155 | 1459.332 | 2144772 | 32171580 | 0 | 0 | 0.10709 | 0 | 0.08665 | 0 | 0.1464 | 0 | 0.12596 | 0 | 3.0721 | 12.8295 | 2.2014 | 4.8384
Air Source Unitary Air Conditioner (Three Phase) Single Package <65,000 with base efficiency > 9.7 SEER, Measure efficiency at 10.7 SEER. Tier 1 | 2598.1427 | 1612.9877 | 809.344 | 2598.1427 | 3729695.76 | 55945436.4 | 0 | 0 | 0.11147 | 0 | 0.090425 | 0 | 0.15103 | 0 | 0.12998 | 0 | 3.1433 | 13.1267 | 2.2378 | 4.8801
Air Source Unitary Air Conditioner (Three Phase) Single Package <65,000 with base efficiency > 9.7 SEER, Measure efficiency at 10.7 SEER. Tier 1 | 386.9233 | 240.211 | 120.5181 | 386.9233 | 555382.8 | 8330742 | 0 | 0 | 0.11168 | 0 | 0.090878 | 0 | 0.14963 | 0 | 0.12883 | 0 | 3.2382 | 13.5232 | 2.2855 | 4.9339
Air Source Unitary Air Conditioner (Three Phase) Single Package <65,000 with base efficiency > 9.7 SEER, Measure efficiency at 10.7 SEER. Tier 1 | 527.8523 | 327.703 | 157.0924 | 527.8523 | 723927.96 | 10858919.4 | 0 | 0 | 0.11157 | 0 | 0.090306 | 0 | 0.15233 | 0 | 0.13106 | 0 | 3.0818 | 12.8702 | 2.2065 | 4.8442
Air Source Unitary Air Conditioner (Three Phase) Single Package <65,000 with base efficiency > 9.7 SEER, Measure efficiency at 10.7 SEER. Tier 1 | 168.4368 | 104.5695 | 66.1493 | 168.4368 | 304835.328 | 4572529.92 | 0 | 0 | 0.11945 | 0 | 0.099394 | 0 | 0.14275 | 0 | 0.1227 | 0 | 4.285 | 11.93 | 2.7616 | 4.7046
Air Source Unitary Air Conditioner (Three Phase) Single Package <65,000 with base efficiency > 9.7 SEER, Measure efficiency at 10.7 SEER. Tier 1 | 0 | 0 | 0 | 0 | 0 | 0 | 0 | 0 | 0 | 0 | 0 | 0 | 0 | 0 | 0 | 0 | 0 | 0 | 0 | 0
Air Source Unitary Air Conditioner (Three Phase) Single Package <65,000 with base efficiency > 9.7 SEER, Measure efficiency at 11.7 SEER. Tier 2 | 42.6223 | 26.4609 | 16.5944 | 42.6223 | 76471.808 | 1147077.12 | 0 | 0 | 0.077215 | 0 | 0.057796 | 0 | 0.13321 | 0 | 0.11379 | 0 | 2.0487 | 8.5559 | 1.6212 | 4.0714
Air Source Unitary Air Conditioner (Three Phase) Single Package <65,000 with base efficiency > 9.7 SEER, Measure efficiency at 11.7 SEER. Tier 2 | 2076.9024 | 1289.3895 | 658.1479 | 2076.9024 | 3032939.52 | 45494092.8 | 0 | 0 | 0.1004 | 0 | 0.08031 | 0 | 0.13276 | 0 | 0.11266 | 0 | 2.8029 | 6.6887 | 2.0597 | 3.594
Air Source Unitary Air Conditioner (Three Phase) Single Package <65,000 with base efficiency > 9.7 SEER, Measure efficiency at 11.7 SEER. Tier 2 | 1539.7274 | 955.8987 | 436.7832 | 1539.7274 | 2012825.6 | 30192384 | 0 | 0 | 0.10704 | 0 | 0.086058 | 0 | 0.13954 | 0 | 0.11856 | 0 | 2.9133 | 6.9523 | 2.1187 | 3.6688
Air Source Unitary Air Conditioner (Three Phase) Single Package <65,000 with base efficiency > 9.7 SEER, Measure efficiency at 11.7 SEER. Tier 2 | 2758.4614 | 1712.5173 | 762.819 | 2758.4614 | 3515294.72 | 52729420.8 | 0 | 0 | 0.1123 | 0 | 0.090631 | 0 | 0.14487 | 0 | 0.1232 | 0 | 3.0034 | 7.1672 | 2.1659 | 3.7277
Air Source Unitary Air Conditioner (Three Phase) Single Package <65,000 with base efficiency > 9.7 SEER, Measure efficiency at 11.7 SEER. Tier 2 | 408.2278 | 253.4374 | 111.9789 | 408.2278 | 516032 | 7740480 | 0 | 0 | 0.11199 | 0 | 0.090554 | 0 | 0.14369 | 0 | 0.12225 | 0 | 3.0529 | 7.2854 | 2.1916 | 3.7595
Air Source Unitary Air Conditioner (Three Phase) Single Package <65,000 with base efficiency > 9.7 SEER, Measure efficiency at 11.7 SEER. Tier 2 | 541.0227 | 335.8795 | 140.2959 | 541.0227 | 646524.928 | 9697873.92 | 0 | 0 | 0.11015 | 0 | 0.088121 | 0 | 0.14556 | 0 | 0.12354 | 0 | 2.8069 | 6.6983 | 2.0619 | 3.5968
Air Source Unitary Air Conditioner (Three Phase) Single Package <65,000 with base efficiency > 9.7 SEER, Measure efficiency at 11.7 SEER. Tier 2 | 173.5178 | 107.7239 | 64.3154 | 173.5178 | 296384.512 | 4445767.68 | 0 | 0 | 0.11966 | 0 | 0.099368 | 0 | 0.13491 | 0 | 0.11462 | 0 | 4.1496 | 6.9318 | 2.7048 | 3.663
Air Source Unitary Air Conditioner (Three Phase) Single Package <65,000 with base efficiency > 9.7 SEER, Measure efficiency at 11.7 SEER. Tier 2 | 0 | 0 | 0 | 0 | 0 | 0 | 0 | 0 | 0 | 0 | 0 | 0 | 0 | 0 | 0 | 0 | 0 | 0 | 0 | 0
Air Source Unitary Air Conditioner (Three Phase) Single Package <65,000 with base efficiency > 9.7 SEER, Measure efficiency at 12.7 SEER. Tier 3 | 0 | 0 | 0 | 0 | 0 | 0 | 0 | 0 | 0 | 0 | 0 | 0 | 0 | 0 | 0 | 0 | 0 | 0 | 0 | 0
Air Source Unitary Air Conditioner (Three Phase) Single Package <65,000 with base efficiency > 9.7 SEER, Measure efficiency at 12.7 SEER. Tier 3 | 25.9278 | 16.0966 | 8.2523 | 25.9278 | 38028.8654 | 570432.9816 | 0 | 0 | 0.098072 | 0 | 0.077995 | 0 | 0.13157 | 0 | 0.1115 | 0 | 2.6942 | 6.3952 | 2.0004 | 3.5075
Air Source Unitary Air Conditioner (Three Phase) Single Package <65,000 with base efficiency > 9.7 SEER, Measure efficiency at 12.7 SEER. Tier 3 | 19.0485 | 11.8257 | 5.4767 | 19.0485 | 25238.2763 | 378574.1448 | 0 | 0 | 0.10432 | 0 | 0.083409 | 0 | 0.13798 | 0 | 0.11706 | 0 | 2.7941 | 6.6323 | 2.0549 | 3.5777
Air Source Unitary Air Conditioner (Three Phase) Single Package <65,000 with base efficiency > 9.7 SEER, Measure efficiency at 12.7 SEER. Tier 3 | 35.2397 | 21.8776 | 9.8381 | 35.2397 | 45336.9309 | 680053.9637 | 0 | 0 | 0.10968 | 0 | 0.088063 | 0 | 0.1434 | 0 | 0.12178 | 0 | 2.8824 | 6.842 | 2.1023 | 3.6378
Air Source Unitary Air Conditioner (Three Phase) Single Package <65,000 with base efficiency > 9.7 SEER, Measure efficiency at 12.7 SEER. Tier 3 | 5.0985 | 3.1653 | 1.4041 | 5.0985 | 6470.3836 | 97055.754 | 0 | 0 | 0.10968 | 0 | 0.08826 | 0 | 0.1425 | 0 | 0.12108 | 0 | 2.9342 | 6.965 | 2.1297 | 3.6723
Air Source Unitary Air Conditioner (Three Phase) Single Package <65,000 with base efficiency > 9.7 SEER, Measure efficiency at 12.7 SEER. Tier 3 | 6.6882 | 4.1522 | 1.7591 | 6.6882 | 8106.5968 | 121598.9519 | 0 | 0 | 0.10709 | 0 | 0.08515 | 0 | 0.14376 | 0 | 0.12182 | 0 | 2.6902 | 6.3856 | 1.9982 | 3.5046
Air Source Unitary Air Conditioner (Three Phase) Single Package <65,000 with base efficiency > 9.7 SEER, Measure efficiency at 12.7 SEER. Tier 3 | 2.1991 | 1.3653 | 0.80644 | 2.1991 | 3716.2923 | 55744.3846 | 0 | 0 | 0.11852 | 0 | 0.098178 | 0 | 0.13472 | 0 | 0.11438 | 0 | 4.0012 | 6.784 | 2.6409 | 3.6214
Air Source Unitary Air Conditioner (Three Phase) Single Package <65,000 with base efficiency > 9.7 SEER, Measure efficiency at 12.7 SEER. Tier 3 | 0 | 0 | 0 | 0 | 0 | 0 | 0 | 0 | 0 | 0 | 0 | 0 | 0 | 0 | 0 | 0 | 0 | 0 | 0 | 0
Air Source Unitary Air Conditioner (Three Phase) Split System <65,000 with base efficiency > 10.0 SEER, Measure efficiency at 11 SEER. Tier 1 | 0 | 0 | 0 | 0 | 0 | 0 | 0 | 0 | 0 | 0 | 0 | 0 | 0 | 0 | 0 | 0 | 0 | 0 | 0 | 0
Air Source Unitary Air Conditioner (Three Phase) Split System <65,000 with base efficiency > 10.0 SEER, Measure efficiency at 11 SEER. Tier 1 | 107.3826 | 66.6657 | 36.779 | 107.3826 | 169488.2923 | 2542324.3848 | 0 | 0 | 0.10233 | 0 | 0.082534 | 0 | 0.14144 | 0 | 0.12165 | 0 | 2.9895 | 12.4848 | 2.1587 | 4.7885
Air Source Unitary Air Conditioner (Three Phase) Split System <65,000 with base efficiency > 10.0 SEER, Measure efficiency at 11 SEER. Tier 1 | 76.5107 | 47.4996 | 24.4011 | 76.5107 | 112447.332 | 1686709.98 | 0 | 0 | 0.10709 | 0 | 0.08665 | 0 | 0.1464 | 0 | 0.12596 | 0 | 3.0721 | 12.8295 | 2.2014 | 4.8384
Air Source Unitary Air Conditioner (Three Phase) Split System <65,000 with base efficiency > 10.0 SEER, Measure efficiency at 11 SEER. Tier 1 | 140.1088 | 86.9828 | 43.6451 | 140.1088 | 201129.5526 | 3016943.2886 | 0 | 0 | 0.11147 | 0 | 0.090425 | 0 | 0.15103 | 0 | 0.12998 | 0 | 3.1433 | 13.1267 | 2.2378 | 4.8801
Air Source Unitary Air Conditioner (Three Phase) Split System <65,000 with base efficiency > 10.0 SEER, Measure efficiency at 11 SEER. Tier 1 | 20.2858 | 12.5939 | 6.3186 | 20.2858 | 29117.9268 | 436768.902 | 0 | 0 | 0.11168 | 0 | 0.090878 | 0 | 0.14963 | 0 | 0.12883 | 0 | 3.2382 | 13.5232 | 2.2855 | 4.9339
Air Source Unitary Air Conditioner (Three Phase) Split System <65,000 with base efficiency > 10.0 SEER, Measure efficiency at 11 SEER. Tier 1 | 27.6745 | 17.181 | 8.2361 | 27.6745 | 37954.5088 | 569317.6314 | 0 | 0 | 0.11157 | 0 | 0.090306 | 0 | 0.15233 | 0 | 0.13106 | 0 | 3.0818 | 12.8702 | 2.2065 | 4.8442
Air Source Unitary Air Conditioner (Three Phase) Split System <65,000 with base efficiency > 10.0 SEER, Measure efficiency at 11 SEER. Tier 1 | 8.8309 | 5.4824 | 3.4681 | 8.8309 | 15982.0808 | 239731.2115 | 0 | 0 | 0.11945 | 0 | 0.099394 | 0 | 0.14275 | 0 | 0.1227 | 0 | 4.285 | 11.93 | 2.7616 | 4.7046
Air Source Unitary Air Conditioner (Three Phase) Split System <65,000 with base efficiency > 10.0 SEER, Measure efficiency at 11 SEER. Tier 1 | 0 | 0 | 0 | 0 | 0 | 0 | 0 | 0 | 0 | 0 | 0 | 0 | 0 | 0 | 0 | 0 | 0 | 0 | 0 | 0
Air Source Unitary Air Conditioner (Three Phase) Split System <65,000 with base efficiency > 10.0 SEER, Measure efficiency at 12 SEER. Tier 2 | 0 | 0 | 0 | 0 | 0 | 0 | 0 | 0 | 0 | 0 | 0 | 0 | 0 | 0 | 0 | 0 | 0 | 0 | 0 | 0
Air Source Unitary Air Conditioner (Three Phase) Split System <65,000 with base efficiency > 10.0 SEER, Measure efficiency at 12 SEER. Tier 2 | 531.9538 | 330.2493 | 169.3999 | 531.9538 | 780644.6172 | 11709669.258 | 0 | 0 | 0.077606 | 0 | 0.057531 | 0 | 0.12711 | 0 | 0.10704 | 0 | 1.9907 | 5.4093 | 1.5846 | 3.1888
Air Source Unitary Air Conditioner (Three Phase) Split System <65,000 with base efficiency > 10.0 SEER, Measure efficiency at 12 SEER. Tier 2 | 398.479 | 247.3851 | 112.4224 | 398.479 | 518075.7725 | 7771136.5872 | 0 | 0 | 0.0845 | 0 | 0.063491 | 0 | 0.13423 | 0 | 0.11322 | 0 | 2.0738 | 5.6352 | 1.6368 | 3.2659
Air Source Unitary Air Conditioner (Three Phase) Split System <65,000 with base efficiency > 10.0 SEER, Measure efficiency at 12 SEER. Tier 2 | 732.9742 | 455.0475 | 201.9496 | 732.9742 | 930643.4451 | 13959651.6763 | 0 | 0 | 0.089671 | 0 | 0.067976 | 0 | 0.1395 | 0 | 0.11781 | 0 | 2.1372 | 5.8075 | 1.6761 | 3.3231
Air Source Unitary Air Conditioner (Three Phase) Split System <65,000 with base efficiency > 10.0 SEER, Measure efficiency at 12 SEER. Tier 2 | 104.9422 | 65.1506 | 28.822 | 104.9422 | 132820.3649 | 1992305.4732 | 0 | 0 | 0.089759 | 0 | 0.068326 | 0 | 0.13826 | 0 | 0.11682 | 0 | 2.1697 | 5.8958 | 1.696 | 3.3518
Air Source Unitary Air Conditioner (Three Phase) Split System <65,000 with base efficiency > 10.0 SEER, Measure efficiency at 12 SEER. Tier 2 | 138.3646 | 85.9 | 36.1105 | 138.3646 | 166407.6103 | 2496114.1548 | 0 | 0 | 0.085066 | 0 | 0.063076 | 0 | 0.13926 | 0 | 0.11727 | 0 | 1.992 | 5.4131 | 1.5855 | 3.1901
Air Source Unitary Air Conditioner (Three Phase) Split System <65,000 with base efficiency > 10.0 SEER, Measure efficiency at 12 SEER. Tier 2 | 45.1393 | 28.0235 | 16.554 | 45.1393 | 76285.6335 | 1144284.503 | 0 | 0 | 0.10457 | 0 | 0.084225 | 0 | 0.12991 | 0 | 0.10957 | 0 | 2.9566 | 5.6239 | 2.1415 | 3.2621
Air Source Unitary Air Conditioner (Three Phase) Split System <65,000 with base efficiency > 10.0 SEER, Measure efficiency at 12 SEER. Tier 2 | 0 | 0 | 0 | 0 | 0 | 0 | 0 | 0 | 0 | 0 | 0 | 0 | 0 | 0 | 0 | 0 | 0 | 0 | 0 | 0
Air Source Unitary Air Conditioner (Three Phase) Split System <65,000 with base efficiency > 10.0 SEER, Measure efficiency at 13 SEER. Tier 3 | 0 | 0 | 0 | 0 | 0 | 0 | 0 | 0 | 0 | 0 | 0 | 0 | 0 | 0 | 0 | 0 | 0 | 0 | 0 | 0
Air Source Unitary Air Conditioner (Three Phase) Split System <65,000 with base efficiency > 10.0 SEER, Measure efficiency at 13 SEER. Tier 3 | 0 | 0 | 0 | 0 | 0 | 0 | 0 | 0 | 0 | 0 | 0 | 0 | 0 | 0 | 0 | 0 | 0 | 0 | 0 | 0
Air Source Unitary Air Conditioner (Three Phase) Split System <65,000 with base efficiency > 10.0 SEER, Measure efficiency at 13 SEER. Tier 3 | 0 | 0 | 0 | 0 | 0 | 0 | 0 | 0 | 0 | 0 | 0 | 0 | 0 | 0 | 0 | 0 | 0 | 0 | 0 | 0
Air Source Unitary Air Conditioner (Three Phase) Split System <65,000 with base efficiency > 10.0 SEER, Measure efficiency at 13 SEER. Tier 3 | 0 | 0 | 0 | 0 | 0 | 0 | 0 | 0 | 0 | 0 | 0 | 0 | 0 | 0 | 0 | 0 | 0 | 0 | 0 | 0
Air Source Unitary Air Conditioner (Three Phase) Split System <65,000 with base efficiency > 10.0 SEER, Measure efficiency at 13 SEER. Tier 3 | 0 | 0 | 0 | 0 | 0 | 0 | 0 | 0 | 0 | 0 | 0 | 0 | 0 | 0 | 0 | 0 | 0 | 0 | 0 | 0
Air Source Unitary Air Conditioner (Three Phase) Split System <65,000 with base efficiency > 10.0 SEER, Measure efficiency at 13 SEER. Tier 3 | 0 | 0 | 0 | 0 | 0 | 0 | 0 | 0 | 0 | 0 | 0 | 0 | 0 | 0 | 0 | 0 | 0 | 0 | 0 | 0
Air Source Unitary Air Conditioner (Three Phase) Split System <65,000 with base efficiency > 10.0 SEER, Measure efficiency at 13 SEER. Tier 3 | 0 | 0 | 0 | 0 | 0 | 0 | 0 | 0 | 0 | 0 | 0 | 0 | 0 | 0 | 0 | 0 | 0 | 0 | 0 | 0
Air Source Unitary Air Conditioner (Three Phase) Split System <65,000 with base efficiency > 10.0 SEER, Measure efficiency at 13 SEER. Tier 3 | 0 | 0 | 0 | 0 | 0 | 0 | 0 | 0 | 0 | 0 | 0 | 0 | 0 | 0 | 0 | 0 | 0 | 0 | 0 | 0
Air Source Unitary Air Conditioner Split or Packaged ≥65,000 & <135,000 with base efficiency > 10.1 EER, Measure efficiency at 11.1 EER. Tier 1 | 0 | 0 | 0 | 0 | 0 | 0 | 0 | 0 | 0 | 0 | 0 | 0 | 0 | 0 | 0 | 0 | 0 | 0 | 0 | 0
Air Source Unitary Air Conditioner Split or Packaged ≥65,000 & <135,000 with base efficiency > 10.1 EER, Measure efficiency at 11.1 EER. Tier 1 | 0 | 0 | 0 | 0 | 0 | 0 | 0 | 0 | 0 | 0 | 0 | 0 | 0 | 0 | 0 | 0 | 0 | 0 | 0 | 0
Air Source Unitary Air Conditioner Split or Packaged ≥65,000 & <135,000 with base efficiency > 10.1 EER, Measure efficiency at 11.1 EER. Tier 1 | 0 | 0 | 0 | 0 | 0 | 0 | 0 | 0 | 0 | 0 | 0 | 0 | 0 | 0 | 0 | 0 | 0 | 0 | 0 | 0
Air Source Unitary Air Conditioner Split or Packaged ≥65,000 & <135,000 with base efficiency > 10.1 EER, Measure efficiency at 11.1 EER. Tier 1 | 0 | 0 | 0 | 0 | 0 | 0 | 0 | 0 | 0 | 0 | 0 | 0 | 0 | 0 | 0 | 0 | 0 | 0 | 0 | 0
Air Source Unitary Air Conditioner Split or Packaged ≥65,000 & <135,000 with base efficiency > 10.1 EER, Measure efficiency at 11.1 EER. Tier 1 | 0 | 0 | 0 | 0 | 0 | 0 | 0 | 0 | 0 | 0 | 0 | 0 | 0 | 0 | 0 | 0 | 0 | 0 | 0 | 0
Air Source Unitary Air Conditioner Split or Packaged ≥65,000 & <135,000 with base efficiency > 10.1 EER, Measure efficiency at 11.1 EER. Tier 1 | 0 | 0 | 0 | 0 | 0 | 0 | 0 | 0 | 0 | 0 | 0 | 0 | 0 | 0 | 0 | 0 | 0 | 0 | 0 | 0
Air Source Unitary Air Conditioner Split or Packaged ≥65,000 & <135,000 with base efficiency > 10.1 EER, Measure efficiency at 11.1 EER. Tier 1 | 0 | 0 | 0 | 0 | 0 | 0 | 0 | 0 | 0 | 0 | 0 | 0 | 0 | 0 | 0 | 0 | 0 | 0 | 0 | 0
Air Source Unitary Air Conditioner Split or Packaged ≥65,000 & <135,000 with base efficiency > 10.1 EER, Measure efficiency at 11.1 EER. Tier 1 | 0 | 0 | 0 | 0 | 0 | 0 | 0 | 0 | 0 | 0 | 0 | 0 | 0 | 0 | 0 | 0 | 0 | 0 | 0 | 0
Air Source Unitary Air Conditioner Split or Packaged ≥65,000 & <135,000 with base efficiency > 10.1 EER, Measure efficiency at 12.1 EER. Tier 2 | 0 | 0 | 0 | 0 | 0 | 0 | 0 | 0 | 0 | 0 | 0 | 0 | 0 | 0 | 0 | 0 | 0 | 0 | 0 | 0
Air Source Unitary Air Conditioner Split or Packaged ≥65,000 & <135,000 with base efficiency > 10.1 EER, Measure efficiency at 12.1 EER. Tier 2 | 3115.9658 | 1934.4644 | 858.9235 | 3115.9658 | 3958172.5885 | 59372588.8282 | 0 | 0 | 0.094237 | 0 | 0.073541 | 0 | 0.14857 | 0 | 0.12787 | 0 | 2.4165 | 13.1794 | 1.8431 | 4.8873
Air Source Unitary Air Conditioner Split or Packaged ≥65,000 & <135,000 with base efficiency > 10.1 EER, Measure efficiency at 12.1 EER. Tier 2 | 2245.4825 | 1394.048 | 590.2257 | 2245.4825 | 2719933.9146 | 40799008.7194 | 0 | 0 | 0.10146 | 0 | 0.080088 | 0 | 0.15417 | 0 | 0.1328 | 0 | 2.5719 | 14.0271 | 1.9322 | 4.9994
Air Source Unitary Air Conditioner Split or Packaged ≥65,000 & <135,000 with base efficiency > 10.1 EER, Measure efficiency at 12.1 EER. Tier 2 | 4115.338 | 2554.898 | 1073.3724 | 4115.338 | 4946416.4736 | 74196247.104 | 0 | 0 | 0.1071 | 0 | 0.085087 | 0 | 0.15927 | 0 | 0.13726 | 0 | 2.6764 | 14.5971 | 1.9906 | 5.0699
Air Source Unitary Air Conditioner Split or Packaged ≥65,000 & <135,000 with base efficiency > 10.1 EER, Measure efficiency at 12.1 EER. Tier 2 | 594.5954 | 369.1387 | 163.952 | 594.5954 | 755539.0612 | 11333085.9187 | 0 | 0 | 0.10824 | 0 | 0.086829 | 0 | 0.15568 | 0 | 0.13427 | 0 | 2.8633 | 15.6166 | 2.0921 | 5.1876
Air Source Unitary Air Conditioner Split or Packaged ≥65,000 & <135,000 with base efficiency > 10.1 EER, Measure efficiency at 12.1 EER. Tier 2 | 800.897 | 497.2156 | 199.9393 | 800.897 | 921379.1084 | 13820686.6264 | 0 | 0 | 0.10621 | 0 | 0.083953 | 0 | 0.16067 | 0 | 0.13841 | 0 | 2.5927 | 14.1403 | 1.9439 | 5.0137
Air Source Unitary Air Conditioner Split or Packaged ≥65,000 & <135,000 with base efficiency > 10.1 EER, Measure efficiency at 12.1 EER. Tier 2 | 256.4436 | 159.2062 | 95.2319 | 256.4436 | 438856.6425 | 6582849.6369 | 0 | 0 | 0.11759 | 0 | 0.097304 | 0 | 0.14712 | 0 | 0.12683 | 0 | 3.9396 | 15.0404 | 2.6139 | 5.1224
Air Source Unitary Air Conditioner Split or Packaged ≥65,000 & <135,000 with base efficiency > 10.1 EER, Measure efficiency at 12.1 EER. Tier 2 | 0 | 0 | 0 | 0 | 0 | 0 | 0 | 0 | 0 | 0 | 0 | 0 | 0 | 0 | 0 | 0 | 0 | 0 | 0 | 0
Air Source Unitary Air Conditioner Split or Packaged ≥65,000 & <135,000 with base efficiency > 10.1 EER, Measure efficiency at 13.1 EER. Tier 3 | 0 | 0 | 0 | 0 | 0 | 0 | 0 | 0 | 0 | 0 | 0 | 0 | 0 | 0 | 0 | 0 | 0 | 0 | 0 | 0
Air Source Unitary Air Conditioner Split or Packaged ≥65,000 & <135,000 with base efficiency > 10.1 EER, Measure efficiency at 13.1 EER. Tier 3 | 0 | 0 | 0 | 0 | 0 | 0 | 0 | 0 | 0 | 0 | 0 | 0 | 0 | 0 | 0 | 0 | 0 | 0 | 0 | 0
Air Source Unitary Air Conditioner Split or Packaged ≥65,000 & <135,000 with base efficiency > 10.1 EER, Measure efficiency at 13.1 EER. Tier 3 | 0 | 0 | 0 | 0 | 0 | 0 | 0 | 0 | 0 | 0 | 0 | 0 | 0 | 0 | 0 | 0 | 0 | 0 | 0 | 0
Air Source Unitary Air Conditioner Split or Packaged ≥65,000 & <135,000 with base efficiency > 10.1 EER, Measure efficiency at 13.1 EER. Tier 3 | 0 | 0 | 0 | 0 | 0 | 0 | 0 | 0 | 0 | 0 | 0 | 0 | 0 | 0 | 0 | 0 | 0 | 0 | 0 | 0
Air Source Unitary Air Conditioner Split or Packaged ≥65,000 & <135,000 with base efficiency > 10.1 EER, Measure efficiency at 13.1 EER. Tier 3 | 0 | 0 | 0 | 0 | 0 | 0 | 0 | 0 | 0 | 0 | 0 | 0 | 0 | 0 | 0 | 0 | 0 | 0 | 0 | 0
Air Source Unitary Air Conditioner Split or Packaged ≥65,000 & <135,000 with base efficiency > 10.1 EER, Measure efficiency at 13.1 EER. Tier 3 | 0 | 0 | 0 | 0 | 0 | 0 | 0 | 0 | 0 | 0 | 0 | 0 | 0 | 0 | 0 | 0 | 0 | 0 | 0 | 0
Air Source Unitary Air Conditioner Split or Packaged ≥65,000 & <135,000 with base efficiency > 10.1 EER, Measure efficiency at 13.1 EER. Tier 3 | 0 | 0 | 0 | 0 | 0 | 0 | 0 | 0 | 0 | 0 | 0 | 0 | 0 | 0 | 0 | 0 | 0 | 0 | 0 | 0
Air Source Unitary Air Conditioner Split or Packaged ≥65,000 & <135,000 with base efficiency > 10.1 EER, Measure efficiency at 13.1 EER. Tier 3 | 0 | 0 | 0 | 0 | 0 | 0 | 0 | 0 | 0 | 0 | 0 | 0 | 0 | 0 | 0 | 0 | 0 | 0 | 0 | 0
Air Source Unitary Air Conditioner Split or Packaged ≥135,000 & <240,000 with base efficiency > 9.5 EER, Measure efficiency of 10.5 EER. Tier 1 | 0 | 0 | 0 | 0 | 0 | 0 | 0 | 0 | 0 | 0 | 0 | 0 | 0 | 0 | 0 | 0 | 0 | 0 | 0 | 0
Air Source Unitary Air Conditioner Split or Packaged ≥135,000 & <240,000 with base efficiency > 9.5 EER, Measure efficiency of 10.5 EER. Tier 1 | 0 | 0 | 0 | 0 | 0 | 0 | 0 | 0 | 0 | 0 | 0 | 0 | 0 | 0 | 0 | 0 | 0 | 0 | 0 | 0
Air Source Unitary Air Conditioner Split or Packaged ≥135,000 & <240,000 with base efficiency > 9.5 EER, Measure efficiency of 10.5 EER. Tier 1 | 0 | 0 | 0 | 0 | 0 | 0 | 0 | 0 | 0 | 0 | 0 | 0 | 0 | 0 | 0 | 0 | 0 | 0 | 0 | 0
Air Source Unitary Air Conditioner Split or Packaged ≥135,000 & <240,000 with base efficiency > 9.5 EER, Measure efficiency of 10.5 EER. Tier 1 | 0 | 0 | 0 | 0 | 0 | 0 | 0 | 0 | 0 | 0 | 0 | 0 | 0 | 0 | 0 | 0 | 0 | 0 | 0 | 0
Air Source Unitary Air Conditioner Split or Packaged ≥135,000 & <240,000 with base efficiency > 9.5 EER, Measure efficiency of 10.5 EER. Tier 1 | 0 | 0 | 0 | 0 | 0 | 0 | 0 | 0 | 0 | 0 | 0 | 0 | 0 | 0 | 0 | 0 | 0 | 0 | 0 | 0
Air Source Unitary Air Conditioner Split or Packaged ≥135,000 & <240,000 with base efficiency > 9.5 EER, Measure efficiency of 10.5 EER. Tier 1 | 0 | 0 | 0 | 0 | 0 | 0 | 0 | 0 | 0 | 0 | 0 | 0 | 0 | 0 | 0 | 0 | 0 | 0 | 0 | 0
Air Source Unitary Air Conditioner Split or Packaged ≥135,000 & <240,000 with base efficiency > 9.5 EER, Measure efficiency of 10.5 EER. Tier 1 | 0 | 0 | 0 | 0 | 0 | 0 | 0 | 0 | 0 | 0 | 0 | 0 | 0 | 0 | 0 | 0 | 0 | 0 | 0 | 0
Air Source Unitary Air Conditioner Split or Packaged ≥135,000 & <240,000 with base efficiency > 9.5 EER, Measure efficiency of 10.5 EER. Tier 1 | 0 | 0 | 0 | 0 | 0 | 0 | 0 | 0 | 0 | 0 | 0 | 0 | 0 | 0 | 0 | 0 | 0 | 0 | 0 | 0
Air Source Unitary Air Conditioner Split or Packaged ≥135,000 & <240,000 with base efficiency > 9.5 EER, Measure efficiency of 11.5 EER. Tier 2 | 0 | 0 | 0 | 0 | 0 | 0 | 0 | 0 | 0 | 0 | 0 | 0 | 0 | 0 | 0 | 0 | 0 | 0 | 0 | 0
Air Source Unitary Air Conditioner Split or Packaged ≥135,000 & <240,000 with base efficiency > 9.5 EER, Measure efficiency of 11.5 EER. Tier 2 | 2909.197 | 1806.0975 | 798.3246 | 2909.197 | 3678915.0474 | 55183725.7114 | 0 | 0 | 0.074698 | 0 | 0.053981 | 0 | 0.13967 | 0 | 0.11895 | 0 | 1.8663 | 7.5684 | 1.5047 | 3.8334
Air Source Unitary Air Conditioner Split or Packaged ≥135,000 & <240,000 with base efficiency > 9.5 EER, Measure efficiency of 11.5 EER. Tier 2 | 2086.4967 | 1295.3459 | 548.5859 | 2086.4967 | 2528045.4267 | 37920681.4003 | 0 | 0 | 0.082334 | 0 | 0.060965 | 0 | 0.14536 | 0 | 0.12399 | 0 | 1.9842 | 8.0466 | 1.5805 | 3.9524
Air Source Unitary Air Conditioner Split or Packaged ≥135,000 & <240,000 with base efficiency > 9.5 EER, Measure efficiency of 11.5 EER. Tier 2 | 3822.6733 | 2373.2049 | 997.6534 | 3822.6733 | 4597481.3147 | 68962219.7207 | 0 | 0 | 0.088152 | 0 | 0.066144 | 0 | 0.15054 | 0 | 0.12853 | 0 | 2.0646 | 8.3728 | 1.6311 | 4.0295
Air Source Unitary Air Conditioner Split or Packaged ≥135,000 & <240,000 with base efficiency > 9.5 EER, Measure efficiency of 11.5 EER. Tier 2 | 548.7309 | 340.665 | 152.3863 | 548.7309 | 702240.8765 | 10533613.1482 | 0 | 0 | 0.090746 | 0 | 0.069371 | 0 | 0.14747 | 0 | 0.1261 | 0 | 2.2053 | 8.9432 | 1.7176 | 4.1571
Air Source Unitary Air Conditioner Split or Packaged ≥135,000 & <240,000 with base efficiency > 9.5 EER, Measure efficiency of 11.5 EER. Tier 2 | 748.5958 | 464.7458 | 185.8356 | 748.5958 | 856385.4832 | 12845782.2474 | 0 | 0 | 0.086735 | 0 | 0.064442 | 0 | 0.15186 | 0 | 0.12956 | 0 | 2.0035 | 8.1249 | 1.5927 | 3.9712
Air Source Unitary Air Conditioner Split or Packaged ≥135,000 & <240,000 with base efficiency > 9.5 EER, Measure efficiency of 11.5 EER. Tier 2 | 243.8649 | 151.397 | 88.5131 | 243.8649 | 407894.3551 | 6118415.3272 | 0 | 0 | 0.1065 | 0 | 0.086118 | 0 | 0.14009 | 0 | 0.1197 | 0 | 3.0541 | 8.6699 | 2.1922 | 4.0971
Air Source Unitary Air Conditioner Split or Packaged ≥135,000 & <240,000 with base efficiency > 9.5 EER, Measure efficiency of 11.5 EER. Tier 2 | 0 | 0 | 0 | 0 | 0 | 0 | 0 | 0 | 0 | 0 | 0 | 0 | 0 | 0 | 0 | 0 | 0 | 0 | 0 | 0
Air Source Unitary Air Conditioner Split or Packaged ≥135,000 & <240,000 with base efficiency > 9.5 EER, Measure efficiency of 12.5 EER. Tier 3 | 0 | 0 | 0 | 0 | 0 | 0 | 0 | 0 | 0 | 0 | 0 | 0 | 0 | 0 | 0 | 0 | 0 | 0 | 0 | 0
Air Source Unitary Air Conditioner Split or Packaged ≥135,000 & <240,000 with base efficiency > 9.5 EER, Measure efficiency of 12.5 EER. Tier 3 | 0 | 0 | 0 | 0 | 0 | 0 | 0 | 0 | 0 | 0 | 0 | 0 | 0 | 0 | 0 | 0 | 0 | 0 | 0 | 0
Air Source Unitary Air Conditioner Split or Packaged ≥135,000 & <240,000 with base efficiency > 9.5 EER, Measure efficiency of 12.5 EER. Tier 3 | 0 | 0 | 0 | 0 | 0 | 0 | 0 | 0 | 0 | 0 | 0 | 0 | 0 | 0 | 0 | 0 | 0 | 0 | 0 | 0
Air Source Unitary Air Conditioner Split or Packaged ≥135,000 & <240,000 with base efficiency > 9.5 EER, Measure efficiency of 12.5 EER. Tier 3 | 0 | 0 | 0 | 0 | 0 | 0 | 0 | 0 | 0 | 0 | 0 | 0 | 0 | 0 | 0 | 0 | 0 | 0 | 0 | 0
Air Source Unitary Air Conditioner Split or Packaged ≥135,000 & <240,000 with base efficiency > 9.5 EER, Measure efficiency of 12.5 EER. Tier 3 | 0 | 0 | 0 | 0 | 0 | 0 | 0 | 0 | 0 | 0 | 0 | 0 | 0 | 0 | 0 | 0 | 0 | 0 | 0 | 0
Air Source Unitary Air Conditioner Split or Packaged ≥135,000 & <240,000 with base efficiency > 9.5 EER, Measure efficiency of 12.5 EER. Tier 3 | 0 | 0 | 0 | 0 | 0 | 0 | 0 | 0 | 0 | 0 | 0 | 0 | 0 | 0 | 0 | 0 | 0 | 0 | 0 | 0
Air Source Unitary Air Conditioner Split or Packaged ≥135,000 & <240,000 with base efficiency > 9.5 EER, Measure efficiency of 12.5 EER. Tier 3 | 0 | 0 | 0 | 0 | 0 | 0 | 0 | 0 | 0 | 0 | 0 | 0 | 0 | 0 | 0 | 0 | 0 | 0 | 0 | 0
Air Source Unitary Air Conditioner Split or Packaged ≥135,000 & <240,000 with base efficiency > 9.5 EER, Measure efficiency of 12.5 EER. Tier 3 | 0 | 0 | 0 | 0 | 0 | 0 | 0 | 0 | 0 | 0 | 0 | 0 | 0 | 0 | 0 | 0 | 0 | 0 | 0 | 0
Air Source Unitary Air Conditioner Split or Packaged ≥240,000 & <760,000 with base efficiency > 10.0 EER, measure efficiency at 11.0 EER. Tier 1 | 0 | 0 | 0 | 0 | 0 | 0 | 0 | 0 | 0 | 0 | 0 | 0 | 0 | 0 | 0 | 0 | 0 | 0 | 0 | 0
Air Source Unitary Air Conditioner Split or Packaged ≥240,000 & <760,000 with base efficiency > 10.0 EER, measure efficiency at 11.0 EER. Tier 1 | 0 | 0 | 0 | 0 | 0 | 0 | 0 | 0 | 0 | 0 | 0 | 0 | 0 | 0 | 0 | 0 | 0 | 0 | 0 | 0
Air Source Unitary Air Conditioner Split or Packaged ≥240,000 & <760,000 with base efficiency > 10.0 EER, measure efficiency at 11.0 EER. Tier 1 | 0 | 0 | 0 | 0 | 0 | 0 | 0 | 0 | 0 | 0 | 0 | 0 | 0 | 0 | 0 | 0 | 0 | 0 | 0 | 0
Air Source Unitary Air Conditioner Split or Packaged ≥240,000 & <760,000 with base efficiency > 10.0 EER, measure efficiency at 11.0 EER. Tier 1 | 0 | 0 | 0 | 0 | 0 | 0 | 0 | 0 | 0 | 0 | 0 | 0 | 0 | 0 | 0 | 0 | 0 | 0 | 0 | 0
Air Source Unitary Air Conditioner Split or Packaged ≥240,000 & <760,000 with base efficiency > 10.0 EER, measure efficiency at 11.0 EER. Tier 1 | 0 | 0 | 0 | 0 | 0 | 0 | 0 | 0 | 0 | 0 | 0 | 0 | 0 | 0 | 0 | 0 | 0 | 0 | 0 | 0
Air Source Unitary Air Conditioner Split or Packaged ≥240,000 & <760,000 with base efficiency > 10.0 EER, measure efficiency at 11.0 EER. Tier 1 | 0 | 0 | 0 | 0 | 0 | 0 | 0 | 0 | 0 | 0 | 0 | 0 | 0 | 0 | 0 | 0 | 0 | 0 | 0 | 0
Air Source Unitary Air Conditioner Split or Packaged ≥240,000 & <760,000 with base efficiency > 10.0 EER, measure efficiency at 11.0 EER. Tier 1 | 0 | 0 | 0 | 0 | 0 | 0 | 0 | 0 | 0 | 0 | 0 | 0 | 0 | 0 | 0 | 0 | 0 | 0 | 0 | 0
Air Source Unitary Air Conditioner Split or Packaged ≥240,000 & <760,000 with base efficiency > 10.0 EER, measure efficiency at 11.0 EER. Tier 1 | 0 | 0 | 0 | 0 | 0 | 0 | 0 | 0 | 0 | 0 | 0 | 0 | 0 | 0 | 0 | 0 | 0 | 0 | 0 | 0
Air Source Unitary Air Conditioner Split or Packaged ≥240,000 & <760,000 with base efficiency > 10.0 EER, measure efficiency at 12.0 EER. Tier 2 | 0 | 0 | 0 | 0 | 0 | 0 | 0 | 0 | 0 | 0 | 0 | 0 | 0 | 0 | 0 | 0 | 0 | 0 | 0 | 0
Air Source Unitary Air Conditioner Split or Packaged ≥240,000 & <760,000 with base efficiency > 10.0 EER, measure efficiency at 12.0 EER. Tier 2 | 1708.0505 | 1060.3977 | 473.3346 | 1708.0505 | 2181265.3894 | 32718980.8408 | 0 | 0 | 0.009865 | 0 | -0.010807 | 0 | 0.12478 | 0 | 0.10411 | 0 | 1.0655 | 4.4861 | 0.93694 | 2.8438
Air Source Unitary Air Conditioner Split or Packaged ≥240,000 & <760,000 with base efficiency > 10.0 EER, measure efficiency at 12.0 EER. Tier 2 | 1228.1693 | 762.4762 | 325.2595 | 1228.1693 | 1498891.5533 | 22483373.2992 | 0 | 0 | 0.019479 | 0 | -0.0018516 | 0 | 0.13097 | 0 | 0.10964 | 0 | 1.1332 | 4.7714 | 0.98895 | 2.9558
Air Source Unitary Air Conditioner Split or Packaged ≥240,000 & <760,000 with base efficiency > 10.0 EER, measure efficiency at 12.0 EER. Tier 2 | 2307.0015 | 1432.2404 | 591.5105 | 2307.0015 | 2725855.0631 | 40887825.9458 | 0 | 0 | 0.027057 | 0 | 0.004943 | 0 | 0.13741 | 0 | 0.11529 | 0 | 1.187 | 4.9977 | 1.0296 | 3.0411
Air Source Unitary Air Conditioner Split or Packaged ≥240,000 & <760,000 with base efficiency > 10.0 EER, measure efficiency at 12.0 EER. Tier 2 | 316.4426 | 196.455 | 90.3507 | 316.4426 | 416362.8312 | 6245442.4687 | 0 | 0 | 0.033318 | 0 | 0.012088 | 0 | 0.13366 | 0 | 0.11243 | 0 | 1.2532 | 5.2765 | 1.0791 | 3.1422
Air Source Unitary Air Conditioner Split or Packaged ≥240,000 & <760,000 with base efficiency > 10.0 EER, measure efficiency at 12.0 EER. Tier 2 | 448.3059 | 278.3188 | 110.1845 | 448.3059 | 507762.5941 | 7616438.9111 | 0 | 0 | 0.022587 | 0 | 0.00023149 | 0 | 0.13778 | 0 | 0.11542 | 0 | 1.1495 | 4.84 | 1.0013 | 2.982
Air Source Unitary Air Conditioner Split or Packaged ≥240,000 & <760,000 with base efficiency > 10.0 EER, measure efficiency at 12.0 EER. Tier 2 | 139.7317 | 86.7487 | 52.4804 | 139.7317 | 241845.0271 | 3627675.4061 | 0 | 0 | 0.066607 | 0 | 0.046366 | 0 | 0.12648 | 0 | 0.10624 | 0 | 1.735 | 5.1136 | 1.4182 | 3.0837
Air Source Unitary Air Conditioner Split or Packaged ≥240,000 & <760,000 with base efficiency > 10.0 EER, measure efficiency at 12.0 EER. Tier 2 | 0 | 0 | 0 | 0 | 0 | 0 | 0 | 0 | 0 | 0 | 0 | 0 | 0 | 0 | 0 | 0 | 0 | 0 | 0 | 0
Air Source Unitary Air Conditioner Split or Packaged ≥240,000 & <760,000 with base efficiency > 10.0 EER, measure efficiency at 13.0 EER. Tier 3 | 0 | 0 | 0 | 0 | 0 | 0 | 0 | 0 | 0 | 0 | 0 | 0 | 0 | 0 | 0 | 0 | 0 | 0 | 0 | 0
Air Source Unitary Air Conditioner Split or Packaged ≥240,000 & <760,000 with base efficiency > 10.0 EER, measure efficiency at 13.0 EER. Tier 3 | 0 | 0 | 0 | 0 | 0 | 0 | 0 | 0 | 0 | 0 | 0 | 0 | 0 | 0 | 0 | 0 | 0 | 0 | 0 | 0
Air Source Unitary Air Conditioner Split or Packaged ≥240,000 & <760,000 with base efficiency > 10.0 EER, measure efficiency at 13.0 EER. Tier 3 | 0 | 0 | 0 | 0 | 0 | 0 | 0 | 0 | 0 | 0 | 0 | 0 | 0 | 0 | 0 | 0 | 0 | 0 | 0 | 0
Air Source Unitary Air Conditioner Split or Packaged ≥240,000 & <760,000 with base efficiency > 10.0 EER, measure efficiency at 13.0 EER. Tier 3 | 0 | 0 | 0 | 0 | 0 | 0 | 0 | 0 | 0 | 0 | 0 | 0 | 0 | 0 | 0 | 0 | 0 | 0 | 0 | 0
Air Source Unitary Air Conditioner Split or Packaged ≥240,000 & <760,000 with base efficiency > 10.0 EER, measure efficiency at 13.0 EER. Tier 3 | 0 | 0 | 0 | 0 | 0 | 0 | 0 | 0 | 0 | 0 | 0 | 0 | 0 | 0 | 0 | 0 | 0 | 0 | 0 | 0
Air Source Unitary Air Conditioner Split or Packaged ≥240,000 & <760,000 with base efficiency > 10.0 EER, measure efficiency at 13.0 EER. Tier 3 | 0 | 0 | 0 | 0 | 0 | 0 | 0 | 0 | 0 | 0 | 0 | 0 | 0 | 0 | 0 | 0 | 0 | 0 | 0 | 0
Air Source Unitary Air Conditioner Split or Packaged ≥240,000 & <760,000 with base efficiency > 10.0 EER, measure efficiency at 13.0 EER. Tier 3 | 0 | 0 | 0 | 0 | 0 | 0 | 0 | 0 | 0 | 0 | 0 | 0 | 0 | 0 | 0 | 0 | 0 | 0 | 0 | 0
Air Source Unitary Air Conditioner Split or Packaged ≥240,000 & <760,000 with base efficiency > 10.0 EER, measure efficiency at 13.0 EER. Tier 3 | 0 | 0 | 0 | 0 | 0 | 0 | 0 | 0 | 0 | 0 | 0 | 0 | 0 | 0 | 0 | 0 | 0 | 0 | 0 | 0
Early Replacement of Air Source Unitary Air Conditioner (Three Phase) Single Package and Split System with base efficiency dependent on building vintage, Measure efficiency at 11 EER. Vintage of Before 1978. | 21.7057 | 13.4754 | 13.483 | 21.7057 | 62133.68 | 310668.4 | 0 | 0 | -0.15216 | 0 | -0.16998 | 0 | 0.11998 | 0 | 0.10215 | 0 | 0.47647 | 7.4857 | 0.44893 | 3.8121
Early Replacement of Air Source Unitary Air Conditioner (Three Phase) Single Package and Split System with base efficiency dependent on building vintage, Measure efficiency at 11 EER. Vintage of Before 1978. | 1038.3912 | 644.6575 | 453.2944 | 1038.3912 | 2088914.4 | 10444572 | 0 | 0 | -0.11614 | 0 | -0.13457 | 0 | 0.12669 | 0 | 0.10826 | 0 | 0.55217 | 8.675 | 0.51553 | 4.0982
Early Replacement of Air Source Unitary Air Conditioner (Three Phase) Single Package and Split System with base efficiency dependent on building vintage, Measure efficiency at 11 EER. Vintage of Before 1978. | 753.7488 | 467.9449 | 292.0021 | 753.7488 | 1345632 | 6728160 | 0 | 0 | -0.11908 | 0 | -0.1383 | 0 | 0.13223 | 0 | 0.11301 | 0 | 0.55631 | 8.7401 | 0.51913 | 4.1127
Early Replacement of Air Source Unitary Air Conditioner (Three Phase) Single Package and Split System with base efficiency dependent on building vintage, Measure efficiency at 11 EER. Vintage of Before 1978. | 1339.0216 | 831.2959 | 500.3762 | 1339.0216 | 2305881.2 | 11529406 | 0 | 0 | -0.11861 | 0 | -0.13863 | 0 | 0.13804 | 0 | 0.11802 | 0 | 0.56725 | 8.912 | 0.52865 | 4.1504
Early Replacement of Air Source Unitary Air Conditioner (Three Phase) Single Package and Split System with base efficiency dependent on building vintage, Measure efficiency at 11 EER. Vintage of Before 1978. | 198.0168 | 122.9335 | 70.6274 | 198.0168 | 325472 | 1627360 | 0 | 0 | -0.12312 | 0 | -0.14299 | 0 | 0.13663 | 0 | 0.11677 | 0 | 0.55617 | 8.7378 | 0.51901 | 4.1122
Early Replacement of Air Source Unitary Air Conditioner (Three Phase) Single Package and Split System with base efficiency dependent on building vintage, Measure efficiency at 11 EER. Vintage of Before 1978. | 264.4214 | 164.159 | 88.3177 | 264.4214 | 406994 | 2034970 | 0 | 0 | -0.15208 | 0 | -0.17248 | 0 | 0.13874 | 0 | 0.11833 | 0 | 0.51035 | 8.018 | 0.47889 | 3.9455
Early Replacement of Air Source Unitary Air Conditioner (Three Phase) Single Package and Split System with base efficiency dependent on building vintage, Measure efficiency at 11 EER. Vintage of Before 1978. | 85.4661 | 53.0593 | 34.0684 | 85.4661 | 156997.28 | 784986.4 | 0 | 0 | -0.076317 | 0 | -0.096107 | 0 | 0.13908 | 0 | 0.11929 | 0 | 0.66825 | 10.4987 | 0.61532 | 4.4646
Early Replacement of Air Source Unitary Air Conditioner (Three Phase) Single Package and Split System with base efficiency dependent on building vintage, Measure efficiency at 11 EER. Vintage of Before 1978. | 0 | 0 | 0 | 0 | 0 | 0 | 0 | 0 | 0 | 0 | 0 | 0 | 0 | 0 | 0 | 0 | 0 | 0 | 0 | 0
Early Replacement of Air Source Unitary Air Conditioner (Three Phase) Single Package and Split System with base efficiency dependent on building vintage, Measure efficiency at 11 EER. Vintage of 1978 to 1992. | 0 | 0 | 0 | 0 | 0 | 0 | 0 | 0 | 0 | 0 | 0 | 0 | 0 | 0 | 0 | 0 | 0 | 0 | 0 | 0
Early Replacement of Air Source Unitary Air Conditioner (Three Phase) Single Package and Split System with base efficiency dependent on building vintage, Measure efficiency at 11 EER. Vintage of 1978 to 1992. | 0 | 0 | 0 | 0 | 0 | 0 | 0 | 0 | 0 | 0 | 0 | 0 | 0 | 0 | 0 | 0 | 0 | 0 | 0 | 0
Early Replacement of Air Source Unitary Air Conditioner (Three Phase) Single Package and Split System with base efficiency dependent on building vintage, Measure efficiency at 11 EER. Vintage of 1978 to 1992. | 0 | 0 | 0 | 0 | 0 | 0 | 0 | 0 | 0 | 0 | 0 | 0 | 0 | 0 | 0 | 0 | 0 | 0 | 0 | 0
Early Replacement of Air Source Unitary Air Conditioner (Three Phase) Single Package and Split System with base efficiency dependent on building vintage, Measure efficiency at 11 EER. Vintage of 1978 to 1992. | 0 | 0 | 0 | 0 | 0 | 0 | 0 | 0 | 0 | 0 | 0 | 0 | 0 | 0 | 0 | 0 | 0 | 0 | 0 | 0
Early Replacement of Air Source Unitary Air Conditioner (Three Phase) Single Package and Split System with base efficiency dependent on building vintage, Measure efficiency at 11 EER. Vintage of 1978 to 1992. | 0 | 0 | 0 | 0 | 0 | 0 | 0 | 0 | 0 | 0 | 0 | 0 | 0 | 0 | 0 | 0 | 0 | 0 | 0 | 0
Early Replacement of Air Source Unitary Air Conditioner (Three Phase) Single Package and Split System with base efficiency dependent on building vintage, Measure efficiency at 11 EER. Vintage of 1978 to 1992. | 0 | 0 | 0 | 0 | 0 | 0 | 0 | 0 | 0 | 0 | 0 | 0 | 0 | 0 | 0 | 0 | 0 | 0 | 0 | 0
Early Replacement of Air Source Unitary Air Conditioner (Three Phase) Single Package and Split System with base efficiency dependent on building vintage, Measure efficiency at 11 EER. Vintage of 1978 to 1992. | 0 | 0 | 0 | 0 | 0 | 0 | 0 | 0 | 0 | 0 | 0 | 0 | 0 | 0 | 0 | 0 | 0 | 0 | 0 | 0
Early Replacement of Air Source Unitary Air Conditioner (Three Phase) Single Package and Split System with base efficiency dependent on building vintage, Measure efficiency at 11 EER. Vintage of 1978 to 1992. | 0 | 0 | 0 | 0 | 0 | 0 | 0 | 0 | 0 | 0 | 0 | 0 | 0 | 0 | 0 | 0 | 0 | 0 | 0 | 0
Air Source Packaged Termainal Air Conditioner with base efficiency > 9.9 EER, measure efficiency at 11.0 EER. Tier 1 | 4.8272 | 3.0798 | 2.6365 | 4.8272 | 12149.856 | 182247.84 | 0 | 0 | 0.083945 | 0 | 0.067489 | 0 | 0.10442 | 0 | 0.087966 | 0 | 2.9129 | 5.4612 | 2.1185 | 3.2067
Air Source Packaged Termainal Air Conditioner with base efficiency > 9.9 EER, measure efficiency at 11.0 EER. Tier 1 | 221.5598 | 141.3602 | 97.9981 | 221.5598 | 451604.16 | 6774062.4 | 0 | 0 | 0.096199 | 0 | 0.079255 | 0 | 0.11273 | 0 | 0.095782 | 0 | 3.716 | 6.967 | 2.5136 | 3.6728
Air Source Packaged Termainal Air Conditioner with base efficiency > 9.9 EER, measure efficiency at 11.0 EER. Tier 1 | 153.7171 | 98.075 | 63.4051 | 153.7171 | 292189.44 | 4382841.6 | 0 | 0 | 0.098918 | 0 | 0.081486 | 0 | 0.11595 | 0 | 0.098515 | 0 | 3.7104 | 6.9565 | 2.511 | 3.6699
Air Source Packaged Termainal Air Conditioner with base efficiency > 9.9 EER, measure efficiency at 11.0 EER. Tier 1 | 265.2048 | 169.2067 | 108.7442 | 265.2048 | 501125.52 | 7516882.8 | 0 | 0 | 0.10127 | 0 | 0.083437 | 0 | 0.11864 | 0 | 0.10081 | 0 | 3.7194 | 6.9734 | 2.5151 | 3.6746
Air Source Packaged Termainal Air Conditioner with base efficiency > 9.9 EER, measure efficiency at 11.0 EER. Tier 1 | 39.378 | 25.1241 | 15.4784 | 39.378 | 71328.96 | 1069934.4 | 0 | 0 | 0.10101 | 0 | 0.083197 | 0 | 0.11845 | 0 | 0.10064 | 0 | 3.7027 | 6.942 | 2.5075 | 3.6659
Air Source Packaged Termainal Air Conditioner with base efficiency > 9.9 EER, measure efficiency at 11.0 EER. Tier 1 | 48.8131 | 31.1438 | 20.6519 | 48.8131 | 95169.984 | 1427549.76 | 0 | 0 | 0.098265 | 0 | 0.080566 | 0 | 0.11656 | 0 | 0.098866 | 0 | 3.5057 | 6.5726 | 2.4155 | 3.5602
Air Source Packaged Termainal Air Conditioner with base efficiency > 9.9 EER, measure efficiency at 11.0 EER. Tier 1 | 17.0714 | 10.8919 | 8.1415 | 17.0714 | 37518.528 | 562777.92 | 0 | 0 | 0.10633 | 0 | 0.088986 | 0 | 0.1196 | 0 | 0.10225 | 0 | 4.7412 | 8.8891 | 2.9442 | 4.1454
Air Source Packaged Termainal Air Conditioner with base efficiency > 9.9 EER, measure efficiency at 11.0 EER. Tier 1 | 0 | 0 | 0 | 0 | 0 | 0 | 0 | 0 | 0 | 0 | 0 | 0 | 0 | 0 | 0 | 0 | 0 | 0 | 0 | 0
Air Source Packaged Termainal Air Conditioner with base efficiency > 9.9 EER, measure efficiency at 12.0 EER. Tier 2 | 8.5808 | 5.4747 | 4.6867 | 8.5808 | 21597.584 | 323963.7604 | 0 | 0 | 0.086688 | 0 | 0.070232 | 0 | 0.10832 | 0 | 0.091867 | 0 | 3.1071 | 6.5535 | 2.2194 | 3.5546
Air Source Packaged Termainal Air Conditioner with base efficiency > 9.9 EER, measure efficiency at 12.0 EER. Tier 2 | 393.8448 | 251.2819 | 174.2014 | 393.8448 | 802771.5548 | 12041573.3222 | 0 | 0 | 0.098412 | 0 | 0.081469 | 0 | 0.11587 | 0 | 0.098931 | 0 | 3.9638 | 8.3604 | 2.6245 | 4.0266
Air Source Packaged Termainal Air Conditioner with base efficiency > 9.9 EER, measure efficiency at 12.0 EER. Tier 2 | 273.2476 | 174.3381 | 112.7089 | 273.2476 | 519395.9485 | 7790939.2282 | 0 | 0 | 0.1012 | 0 | 0.083767 | 0 | 0.11919 | 0 | 0.10176 | 0 | 3.9578 | 8.3478 | 2.6219 | 4.0237
Air Source Packaged Termainal Air Conditioner with base efficiency > 9.9 EER, measure efficiency at 12.0 EER. Tier 2 | 471.4281 | 300.7818 | 193.3038 | 471.4281 | 890800.7244 | 13362010.8653 | 0 | 0 | 0.1036 | 0 | 0.085765 | 0 | 0.12195 | 0 | 0.10412 | 0 | 3.9674 | 8.368 | 2.6261 | 4.0284
Air Source Packaged Termainal Air Conditioner with base efficiency > 9.9 EER, measure efficiency at 12.0 EER. Tier 2 | 69.9983 | 44.6605 | 27.5144 | 69.9983 | 126794.3593 | 1901915.3894 | 0 | 0 | 0.10335 | 0 | 0.085533 | 0 | 0.12177 | 0 | 0.10396 | 0 | 3.9495 | 8.3304 | 2.6183 | 4.0197
Air Source Packaged Termainal Air Conditioner with base efficiency > 9.9 EER, measure efficiency at 12.0 EER. Tier 2 | 86.7701 | 55.3613 | 36.7108 | 86.7701 | 169174.1636 | 2537612.4534 | 0 | 0 | 0.10072 | 0 | 0.083017 | 0 | 0.12005 | 0 | 0.10235 | 0 | 3.7394 | 7.8872 | 2.5243 | 3.9135
Air Source Packaged Termainal Air Conditioner with base efficiency > 9.9 EER, measure efficiency at 12.0 EER. Tier 2 | 30.3461 | 19.3615 | 14.4724 | 30.3461 | 66692.9354 | 1000394.0306 | 0 | 0 | 0.10811 | 0 | 0.090763 | 0 | 0.12212 | 0 | 0.10478 | 0 | 5.0573 | 10.6669 | 3.0631 | 4.4947
Air Source Packaged Termainal Air Conditioner with base efficiency > 9.9 EER, measure efficiency at 12.0 EER. Tier 2 | 0 | 0 | 0 | 0 | 0 | 0 | 0 | 0 | 0 | 0 | 0 | 0 | 0 | 0 | 0 | 0 | 0 | 0 | 0 | 0
Air Source Packaged Termainal Air Conditioner with base efficiency > 9.9 EER, measure efficiency at 13.0 EER. Tier 3 | 15.0447 | 9.5988 | 8.2172 | 15.0447 | 37867.0512 | 568005.768 | 0 | 0 | 0.082947 | 0 | 0.066492 | 0 | 0.1101 | 0 | 0.09364 | 0 | 2.8482 | 7.2088 | 2.084 | 3.739
Air Source Packaged Termainal Air Conditioner with base efficiency > 9.9 EER, measure efficiency at 13.0 EER. Tier 3 | 690.5282 | 440.5727 | 305.4274 | 690.5282 | 1407499.632 | 21112494.48 | 0 | 0 | 0.095394 | 0 | 0.07845 | 0 | 0.11731 | 0 | 0.10036 | 0 | 3.6334 | 9.1964 | 2.4755 | 4.211
Air Source Packaged Termainal Air Conditioner with base efficiency > 9.9 EER, measure efficiency at 13.0 EER. Tier 3 | 479.085 | 305.6671 | 197.6126 | 479.085 | 910657.088 | 13659856.32 | 0 | 0 | 0.098089 | 0 | 0.080656 | 0 | 0.12067 | 0 | 0.10323 | 0 | 3.628 | 9.1825 | 2.473 | 4.2081
Air Source Packaged Termainal Air Conditioner with base efficiency > 9.9 EER, measure efficiency at 13.0 EER. Tier 3 | 826.555 | 527.3608 | 338.9195 | 826.555 | 1561841.204 | 23427618.06 | 0 | 0 | 0.10042 | 0 | 0.082591 | 0 | 0.12346 | 0 | 0.10563 | 0 | 3.6368 | 9.2048 | 2.4771 | 4.2128
Air Source Packaged Termainal Air Conditioner with base efficiency > 9.9 EER, measure efficiency at 13.0 EER. Tier 3 | 122.7281 | 78.3033 | 48.241 | 122.7281 | 222308.592 | 3334628.88 | 0 | 0 | 0.10016 | 0 | 0.082348 | 0 | 0.12329 | 0 | 0.10547 | 0 | 3.6204 | 9.1634 | 2.4695 | 4.2041
Air Source Packaged Termainal Air Conditioner with base efficiency > 9.9 EER, measure efficiency at 13.0 EER. Tier 3 | 152.1341 | 97.065 | 64.365 | 152.1341 | 296613.1168 | 4449196.752 | 0 | 0 | 0.097374 | 0 | 0.079675 | 0 | 0.12164 | 0 | 0.10394 | 0 | 3.4278 | 8.6759 | 2.3783 | 4.0984
Air Source Packaged Termainal Air Conditioner with base efficiency > 9.9 EER, measure efficiency at 13.0 EER. Tier 3 | 53.2058 | 33.9465 | 25.3744 | 53.2058 | 116932.7456 | 1753991.184 | 0 | 0 | 0.10569 | 0 | 0.08834 | 0 | 0.12327 | 0 | 0.10592 | 0 | 4.6359 | 11.7336 | 2.9032 | 4.6738
Air Source Packaged Termainal Air Conditioner with base efficiency > 9.9 EER, measure efficiency at 13.0 EER. Tier 3 | 0 | 0 | 0 | 0 | 0 | 0 | 0 | 0 | 0 | 0 | 0 | 0 | 0 | 0 | 0 | 0 | 0 | 0 | 0 | 0
Early Replacement of Air Source Packaged Terminal Air Conditioner with base efficiency dependent on building vintage, Measure efficiency at 11 EER. Vintage of Before 1978. | 12.8499 | 8.1985 | 7.0371 | 12.8499 | 32428.9919 | 162144.9596 | 0 | 0 | -0.12211 | 0 | -0.13816 | 0 | 0.055807 | 0 | 0.039762 | 0 | 0.50512 | 1.8108 | 0.47428 | 1.4685
Early Replacement of Air Source Packaged Terminal Air Conditioner with base efficiency dependent on building vintage, Measure efficiency at 11 EER. Vintage of Before 1978. | 592.4599 | 378.0029 | 261.9636 | 592.4599 | 1207205.46 | 6036027.3 | 0 | 0 | -0.071645 | 0 | -0.088021 | 0 | 0.07174 | 0 | 0.055364 | 0 | 0.63972 | 2.2933 | 0.59104 | 1.7706
Early Replacement of Air Source Packaged Terminal Air Conditioner with base efficiency dependent on building vintage, Measure efficiency at 11 EER. Vintage of Before 1978. | 412.8241 | 263.3912 | 169.3275 | 412.8241 | 780311.136 | 3901555.68 | 0 | 0 | -0.072938 | 0 | -0.089951 | 0 | 0.074948 | 0 | 0.057935 | 0 | 0.64438 | 2.31 | 0.59502 | 1.7805
Early Replacement of Air Source Packaged Terminal Air Conditioner with base efficiency dependent on building vintage, Measure efficiency at 11 EER. Vintage of Before 1978. | 710.1954 | 453.1208 | 290.644 | 710.1954 | 1339373.3192 | 6696866.596 | 0 | 0 | -0.072103 | 0 | -0.08974 | 0 | 0.078672 | 0 | 0.061035 | 0 | 0.65518 | 2.3488 | 0.60422 | 1.8035
Early Replacement of Air Source Packaged Terminal Air Conditioner with base efficiency dependent on building vintage, Measure efficiency at 11 EER. Vintage of Before 1978. | 105.7557 | 67.4745 | 41.4521 | 105.7557 | 191023.6648 | 955118.324 | 0 | 0 | -0.073515 | 0 | -0.091014 | 0 | 0.077509 | 0 | 0.06001 | 0 | 0.64901 | 2.3266 | 0.59897 | 1.7904
Early Replacement of Air Source Packaged Terminal Air Conditioner with base efficiency dependent on building vintage, Measure efficiency at 11 EER. Vintage of Before 1978. | 128.612 | 82.0574 | 51.0415 | 128.612 | 235214.2632 | 1176071.316 | 0 | 0 | -0.10082 | 0 | -0.1185 | 0 | 0.070887 | 0 | 0.053209 | 0 | 0.57662 | 2.0671 | 0.53677 | 1.6326
Early Replacement of Air Source Packaged Terminal Air Conditioner with base efficiency dependent on building vintage, Measure efficiency at 11 EER. Vintage of Before 1978. | 44.7099 | 28.5259 | 20.6422 | 44.7099 | 95125.3744 | 475626.872 | 0 | 0 | -0.034187 | 0 | -0.051444 | 0 | 0.07539 | 0 | 0.058133 | 0 | 0.7968 | 2.2851 | 0.72267 | 1.7657
Early Replacement of Air Source Packaged Terminal Air Conditioner with base efficiency dependent on building vintage, Measure efficiency at 11 EER. Vintage of Before 1978. | 0 | 0 | 0 | 0 | 0 | 0 | 0 | 0 | 0 | 0 | 0 | 0 | 0 | 0 | 0 | 0 | 0 | 0 | 0 | 0
Early Replacement of Air Source Packaged Terminal Air Conditioner with base efficiency dependent on building vintage, Measure efficiency at 11 EER. Vintage of 1978 to 1992. | 3.9548 | 2.5233 | 2.15 | 3.9548 | 9908.016 | 49540.0802 | 0 | 0 | -0.23868 | 0 | -0.25474 | 0 | 0.048721 | 0 | 0.032661 | 0 | 0.34327 | 1.6408 | 0.32874 | 1.3546
Early Replacement of Air Source Packaged Terminal Air Conditioner with base efficiency dependent on building vintage, Measure efficiency at 11 EER. Vintage of 1978 to 1992. | 179.9687 | 114.8241 | 79.9158 | 179.9687 | 368275.4424 | 1841377.212 | 0 | 0 | -0.1662 | 0 | -0.18257 | 0 | 0.065764 | 0 | 0.049398 | 0 | 0.43341 | 2.0716 | 0.41051 | 1.6355
Early Replacement of Air Source Packaged Terminal Air Conditioner with base efficiency dependent on building vintage, Measure efficiency at 11 EER. Vintage of 1978 to 1992. | 125.7801 | 80.2505 | 51.7058 | 125.7801 | 238275.4766 | 1191377.3832 | 0 | 0 | -0.17014 | 0 | -0.18715 | 0 | 0.068874 | 0 | 0.051868 | 0 | 0.43709 | 2.0892 | 0.4138 | 1.6464
Early Replacement of Air Source Packaged Terminal Air Conditioner with base efficiency dependent on building vintage, Measure efficiency at 11 EER. Vintage of 1978 to 1992. | 215.7988 | 137.6845 | 88.679 | 215.7988 | 408658.8857 | 2043294.4287 | 0 | 0 | -0.17152 | 0 | -0.18914 | 0 | 0.072365 | 0 | 0.054743 | 0 | 0.44386 | 2.1216 | 0.41986 | 1.6664
Early Replacement of Air Source Packaged Terminal Air Conditioner with base efficiency dependent on building vintage, Measure efficiency at 11 EER. Vintage of 1978 to 1992. | 32.1237 | 20.4956 | 12.6224 | 32.1237 | 58167.6579 | 290838.2895 | 0 | 0 | -0.17366 | 0 | -0.19115 | 0 | 0.071111 | 0 | 0.053621 | 0 | 0.43895 | 2.0981 | 0.41548 | 1.6519
Early Replacement of Air Source Packaged Terminal Air Conditioner with base efficiency dependent on building vintage, Measure efficiency at 11 EER. Vintage of 1978 to 1992. | 39.8514 | 25.4261 | 16.8413 | 39.8514 | 77609.451 | 388047.2551 | 0 | 0 | -0.1892 | 0 | -0.20666 | 0 | 0.067631 | 0 | 0.050177 | 0 | 0.41744 | 1.9953 | 0.39616 | 1.5875
Early Replacement of Air Source Packaged Terminal Air Conditioner with base efficiency dependent on building vintage, Measure efficiency at 11 EER. Vintage of 1978 to 1992. | 13.886 | 8.8596 | 6.6393 | 13.886 | 30595.6585 | 152978.2924 | 0 | 0 | -0.1022 | 0 | -0.11935 | 0 | 0.067525 | 0 | 0.05038 | 0 | 0.56582 | 2.0284 | 0.5274 | 1.6084
Early Replacement of Air Source Packaged Terminal Air Conditioner with base efficiency dependent on building vintage, Measure efficiency at 11 EER. Vintage of 1978 to 1992. | 0 | 0 | 0 | 0 | 0 | 0 | 0 | 0 | 0 | 0 | 0 | 0 | 0 | 0 | 0 | 0 | 0 | 0 | 0 | 0
Air Source Unitary Air Conditioner (Single Phase) Single System <65,000 with base efficiency > 13 SEER; 11.0 EER, Measure efficiency at 14 SEER; 12.2 EER. (Tier 1) | 0 | 0 | 0 | 0 | 0 | 0 | 0 | 0 | 0 | 0 | 0 | 0 | 0 | 0 | 0 | 0 | 0 | 0 | 0 | 0
Air Source Unitary Air Conditioner (Single Phase) Single System <65,000 with base efficiency > 13 SEER; 11.0 EER, Measure efficiency at 14 SEER; 12.2 EER. (Tier 1) | 189.3331 | 17.2293 | 19.9904 | 189.3331 | 92121.6672 | 1381825.008 | 0 | 0 | -0.2142 | 0 | -0.24257 | 0 | 0.16174 | 0 | 0.13337 | 0 | 0.50713 | 3.7575 | 0.47605 | 2.5325
Air Source Unitary Air Conditioner (Single Phase) Single System <65,000 with base efficiency > 13 SEER; 11.0 EER, Measure efficiency at 14 SEER; 12.2 EER. (Tier 1) | 213.5658 | 19.4345 | 22.0993 | 213.5658 | 101840.004 | 1527600.06 | 0 | 0 | -0.2032 | 0 | -0.23298 | 0 | 0.17266 | 0 | 0.14289 | 0 | 0.53234 | 3.9443 | 0.49819 | 2.616
Air Source Unitary Air Conditioner (Single Phase) Single System <65,000 with base efficiency > 13 SEER; 11.0 EER, Measure efficiency at 14 SEER; 12.2 EER. (Tier 1) | 158.8839 | 14.4584 | 25.0456 | 158.8839 | 115417.6128 | 1731264.192 | 0 | 0 | -0.23459 | 0 | -0.2608 | 0 | 0.14443 | 0 | 0.11823 | 0 | 0.4646 | 3.4424 | 0.43838 | 2.3853
Air Source Unitary Air Conditioner (Single Phase) Single System <65,000 with base efficiency > 13 SEER; 11.0 EER, Measure efficiency at 14 SEER; 12.2 EER. (Tier 1) | 31.9601 | 2.9084 | 5.7458 | 31.9601 | 26478.4896 | 397177.344 | 0 | 0 | -0.12715 | 0 | -0.15176 | 0 | 0.14821 | 0 | 0.1236 | 0 | 0.60056 | 4.4499 | 0.55746 | 2.8292
Air Source Unitary Air Conditioner (Single Phase) Single System <65,000 with base efficiency > 13 SEER; 11.0 EER, Measure efficiency at 14 SEER; 12.2 EER. (Tier 1) | 126.423 | 11.5045 | 9.8999 | 126.423 | 45621.5328 | 684322.992 | 0 | 0 | -0.2739 | 0 | -0.30999 | 0 | 0.20555 | 0 | 0.16946 | 0 | 0.50583 | 3.7479 | 0.4749 | 2.5281
Air Source Unitary Air Conditioner (Single Phase) Single System <65,000 with base efficiency > 13 SEER; 11.0 EER, Measure efficiency at 14 SEER; 12.2 EER. (Tier 1) | 203.8284 | 18.5484 | 47.5459 | 203.8284 | 219105.648 | 3286584.72 | 0 | 0 | -0.012667 | 0 | -0.035797 | 0 | 0.15372 | 0 | 0.13059 | 0 | 0.93414 | 6.9215 | 0.83387 | 3.6602
Air Source Unitary Air Conditioner (Single Phase) Single System <65,000 with base efficiency > 13 SEER; 11.0 EER, Measure efficiency at 14 SEER; 12.2 EER. (Tier 1) | 0 | 0 | 0 | 0 | 0 | 0 | 0 | 0 | 0 | 0 | 0 | 0 | 0 | 0 | 0 | 0 | 0 | 0 | 0 | 0
Air Source Unitary Air Conditioner (Single Phase) Single System <65,000 with base efficiency > 13 SEER; 11.0 EER, Measure efficiency at 15 SEER; 12.7 EER. (Tier 2) | 0 | 0 | 0 | 0 | 0 | 0 | 0 | 0 | 0 | 0 | 0 | 0 | 0 | 0 | 0 | 0 | 0 | 0 | 0 | 0
Air Source Unitary Air Conditioner (Single Phase) Single System <65,000 with base efficiency > 13 SEER; 11.0 EER, Measure efficiency at 15 SEER; 12.7 EER. (Tier 2) | 287.2944 | 26.1438 | 34.388 | 287.2944 | 158470.146 | 2377052.19 | 0 | 0 | -0.2116 | 0 | -0.23857 | 0 | 0.16684 | 0 | 0.13988 | 0 | 0.49746 | 4.9145 | 0.46752 | 3.0101
Air Source Unitary Air Conditioner (Single Phase) Single System <65,000 with base efficiency > 13 SEER; 11.0 EER, Measure efficiency at 15 SEER; 12.7 EER. (Tier 2) | 224.6541 | 20.4435 | 37.4804 | 224.6541 | 172720.674 | 2590810.11 | 0 | 0 | -0.23505 | 0 | -0.25976 | 0 | 0.14873 | 0 | 0.12402 | 0 | 0.44953 | 4.4411 | 0.42494 | 2.8256
Air Source Unitary Air Conditioner (Single Phase) Single System <65,000 with base efficiency > 13 SEER; 11.0 EER, Measure efficiency at 15 SEER; 12.7 EER. (Tier 2) | 323.412 | 29.4305 | 50.5335 | 323.412 | 232873.056 | 3493095.84 | 0 | 0 | -0.1577 | 0 | -0.18399 | 0 | 0.1676 | 0 | 0.14131 | 0 | 0.56429 | 5.5749 | 0.52608 | 3.2456
Air Source Unitary Air Conditioner (Single Phase) Single System <65,000 with base efficiency > 13 SEER; 11.0 EER, Measure efficiency at 15 SEER; 12.7 EER. (Tier 2) | 45.8394 | 4.1714 | 9.9952 | 45.8394 | 46060.848 | 690912.72 | 0 | 0 | -0.12496 | 0 | -0.14813 | 0 | 0.14915 | 0 | 0.12598 | 0 | 0.59028 | 5.8316 | 0.5486 | 3.331
Air Source Unitary Air Conditioner (Single Phase) Single System <65,000 with base efficiency > 13 SEER; 11.0 EER, Measure efficiency at 15 SEER; 12.7 EER. (Tier 2) | 206.3388 | 18.7768 | 26.9873 | 206.3388 | 124365.24 | 1865478.6 | 0 | 0 | -0.11978 | 0 | -0.14798 | 0 | 0.18478 | 0 | 0.15658 | 0 | 0.64653 | 6.3872 | 0.59685 | 3.5051
Air Source Unitary Air Conditioner (Single Phase) Single System <65,000 with base efficiency > 13 SEER; 11.0 EER, Measure efficiency at 15 SEER; 12.7 EER. (Tier 2) | 371.5992 | 33.8155 | 80.0488 | 371.5992 | 368888.4 | 5533326 | 0 | 0 | -0.0064222 | 0 | -0.030107 | 0 | 0.15186 | 0 | 0.12818 | 0 | 0.96627 | 5.7277 | 0.85937 | 3.2968
Air Source Unitary Air Conditioner (Single Phase) Single System <65,000 with base efficiency > 13 SEER; 11.0 EER, Measure efficiency at 15 SEER; 12.7 EER. (Tier 2) | 0 | 0 | 0 | 0 | 0 | 0 | 0 | 0 | 0 | 0 | 0 | 0 | 0 | 0 | 0 | 0 | 0 | 0 | 0 | 0
Air Source Unitary Air Conditioner (Single Phase) Split System <65,000 with base efficiency > 13 SEER; 11.6 EER, Measure efficiency at 14 SEER; 12.8 EER. (Tier 1) | 0 | 0 | 0 | 0 | 0 | 0 | 0 | 0 | 0 | 0 | 0 | 0 | 0 | 0 | 0 | 0 | 0 | 0 | 0 | 0
Air Source Unitary Air Conditioner (Single Phase) Split System <65,000 with base efficiency > 13 SEER; 11.6 EER, Measure efficiency at 14 SEER; 12.8 EER. (Tier 1) | 157.7776 | 14.3578 | 16.6587 | 157.7776 | 76768.056 | 1151520.84 | 0 | 0 | -0.2142 | 0 | -0.24257 | 0 | 0.16174 | 0 | 0.13337 | 0 | 0.50713 | 3.7575 | 0.47605 | 2.5325
Air Source Unitary Air Conditioner (Single Phase) Split System <65,000 with base efficiency > 13 SEER; 11.6 EER, Measure efficiency at 14 SEER; 12.8 EER. (Tier 1) | 177.9715 | 16.1954 | 18.4161 | 177.9715 | 84866.67 | 1273000.05 | 0 | 0 | -0.2032 | 0 | -0.23298 | 0 | 0.17266 | 0 | 0.14289 | 0 | 0.53234 | 3.9443 | 0.49819 | 2.616
Air Source Unitary Air Conditioner (Single Phase) Split System <65,000 with base efficiency > 13 SEER; 11.6 EER, Measure efficiency at 14 SEER; 12.8 EER. (Tier 1) | 132.4032 | 12.0487 | 20.8714 | 132.4032 | 96181.344 | 1442720.16 | 0 | 0 | -0.23459 | 0 | -0.2608 | 0 | 0.14443 | 0 | 0.11823 | 0 | 0.4646 | 3.4424 | 0.43838 | 2.3853
Air Source Unitary Air Conditioner (Single Phase) Split System <65,000 with base efficiency > 13 SEER; 11.6 EER, Measure efficiency at 14 SEER; 12.8 EER. (Tier 1) | 26.6334 | 2.4236 | 4.7882 | 26.6334 | 22065.408 | 330981.12 | 0 | 0 | -0.12715 | 0 | -0.15176 | 0 | 0.14821 | 0 | 0.1236 | 0 | 0.60056 | 4.4499 | 0.55746 | 2.8292
Air Source Unitary Air Conditioner (Single Phase) Split System <65,000 with base efficiency > 13 SEER; 11.6 EER, Measure efficiency at 14 SEER; 12.8 EER. (Tier 1) | 105.3525 | 9.5871 | 8.2499 | 105.3525 | 38017.944 | 570269.16 | 0 | 0 | -0.2739 | 0 | -0.30999 | 0 | 0.20555 | 0 | 0.16946 | 0 | 0.50583 | 3.7479 | 0.4749 | 2.5281
Air Source Unitary Air Conditioner (Single Phase) Split System <65,000 with base efficiency > 13 SEER; 11.6 EER, Measure efficiency at 14 SEER; 12.8 EER. (Tier 1) | 169.857 | 15.457 | 39.6216 | 169.857 | 182588.04 | 2738820.6 | 0 | 0 | -0.012667 | 0 | -0.035797 | 0 | 0.15372 | 0 | 0.13059 | 0 | 0.93414 | 6.9215 | 0.83387 | 3.6602
Air Source Unitary Air Conditioner (Single Phase) Split System <65,000 with base efficiency > 13 SEER; 11.6 EER, Measure efficiency at 14 SEER; 12.8 EER. (Tier 1) | 0 | 0 | 0 | 0 | 0 | 0 | 0 | 0 | 0 | 0 | 0 | 0 | 0 | 0 | 0 | 0 | 0 | 0 | 0 | 0
Air Source Unitary Air Conditioner (Single Phase) Split System <65,000 with base efficiency > 13 SEER; 11.6 EER, Measure efficiency at 15 SEER; 13.3 EER. (Tier 2) | 0 | 0 | 0 | 0 | 0 | 0 | 0 | 0 | 0 | 0 | 0 | 0 | 0 | 0 | 0 | 0 | 0 | 0 | 0 | 0
Air Source Unitary Air Conditioner (Single Phase) Split System <65,000 with base efficiency > 13 SEER; 11.6 EER, Measure efficiency at 15 SEER; 13.3 EER. (Tier 2) | 287.2944 | 26.1438 | 34.388 | 287.2944 | 158470.146 | 2377052.19 | 0 | 0 | -0.2116 | 0 | -0.23857 | 0 | 0.16684 | 0 | 0.13988 | 0 | 0.49746 | 4.9145 | 0.46752 | 3.0101
Air Source Unitary Air Conditioner (Single Phase) Split System <65,000 with base efficiency > 13 SEER; 11.6 EER, Measure efficiency at 15 SEER; 13.3 EER. (Tier 2) | 224.6541 | 20.4435 | 37.4804 | 224.6541 | 172720.674 | 2590810.11 | 0 | 0 | -0.23505 | 0 | -0.25976 | 0 | 0.14873 | 0 | 0.12402 | 0 | 0.44953 | 4.4411 | 0.42494 | 2.8256
Air Source Unitary Air Conditioner (Single Phase) Split System <65,000 with base efficiency > 13 SEER; 11.6 EER, Measure efficiency at 15 SEER; 13.3 EER. (Tier 2) | 323.412 | 29.4305 | 50.5335 | 323.412 | 232873.056 | 3493095.84 | 0 | 0 | -0.1577 | 0 | -0.18399 | 0 | 0.1676 | 0 | 0.14131 | 0 | 0.56429 | 5.5749 | 0.52608 | 3.2456
Air Source Unitary Air Conditioner (Single Phase) Split System <65,000 with base efficiency > 13 SEER; 11.6 EER, Measure efficiency at 15 SEER; 13.3 EER. (Tier 2) | 45.8394 | 4.1714 | 9.9952 | 45.8394 | 46060.848 | 690912.72 | 0 | 0 | -0.12496 | 0 | -0.14813 | 0 | 0.14915 | 0 | 0.12598 | 0 | 0.59028 | 5.8316 | 0.5486 | 3.331
Air Source Unitary Air Conditioner (Single Phase) Split System <65,000 with base efficiency > 13 SEER; 11.6 EER, Measure efficiency at 15 SEER; 13.3 EER. (Tier 2) | 206.3388 | 18.7768 | 26.9873 | 206.3388 | 124365.24 | 1865478.6 | 0 | 0 | -0.11978 | 0 | -0.14798 | 0 | 0.18478 | 0 | 0.15658 | 0 | 0.64653 | 6.3872 | 0.59685 | 3.5051
Air Source Unitary Air Conditioner (Single Phase) Split System <65,000 with base efficiency > 13 SEER; 11.6 EER, Measure efficiency at 15 SEER; 13.3 EER. (Tier 2) | 371.5992 | 33.8155 | 80.0488 | 371.5992 | 368888.4 | 5533326 | 0 | 0 | -0.0064222 | 0 | -0.030107 | 0 | 0.15186 | 0 | 0.12818 | 0 | 0.96627 | 5.7277 | 0.85937 | 3.2968
Air Source Unitary Air Conditioner (Single Phase) Split System <65,000 with base efficiency > 13 SEER; 11.6 EER, Measure efficiency at 15 SEER; 13.3 EER. (Tier 2) | 0 | 0 | 0 | 0 | 0 | 0 | 0 | 0 | 0 | 0 | 0 | 0 | 0 | 0 | 0 | 0 | 0 | 0 | 0 | 0
Heat Pump - Tier I SEER 14/ EER12 HSPF 8.5 | 0 | 0 | 0 | 0 | 0 | 0 | 0 | 0 | 0 | 0 | 0 | 0 | 0 | 0 | 0 | 0 | 0 | 0 | 0 | 0
Heat Pump - Tier I SEER 14/ EER12 HSPF 8.5 | 59.935 | 16.1825 | 6.9095 | 59.935 | 31841.0664 | 477615.996 | 0 | 0 | -0.10566 | 0 | -0.12819 | 0 | -0.039924 | 0 | -0.062456 | 0 | 0.62357 | 0.81426 | 0.57723 | 0.73701
Heat Pump - Tier I SEER 14/ EER12 HSPF 8.5 | 135.3367 | 36.5409 | 10.8833 | 135.3367 | 50153.5339 | 752303.0088 | 0 | 0 | 0.031274 | 0 | 0.0018933 | 0 | 0.0774 | 0 | 0.048019 | 0 | 1.1588 | 1.5132 | 1.0084 | 1.2665
Heat Pump - Tier I SEER 14/ EER12 HSPF 8.5 | 116.3785 | 31.4222 | 14.4165 | 116.3785 | 66435.3331 | 996529.9968 | 0 | 0 | 0.020195 | 0 | -0.0042806 | 0 | 0.059991 | 0 | 0.035515 | 0 | 1.1188 | 1.461 | 0.97798 | 1.2297
Heat Pump - Tier I SEER 14/ EER12 HSPF 8.5 | 17.5466 | 4.7376 | 4.0624 | 17.5466 | 18720.8064 | 280812.096 | 0 | 0 | 0.04255 | 0 | 0.024134 | 0 | 0.066087 | 0 | 0.047671 | 0 | 1.4234 | 1.8586 | 1.2029 | 1.4998
Heat Pump - Tier I SEER 14/ EER12 HSPF 8.5 | 44.4672 | 12.0062 | 12.1424 | 44.4672 | 55955.5776 | 839333.664 | 0 | 0 | 0.032408 | 0 | 0.01525 | 0 | 0.056033 | 0 | 0.038874 | 0 | 1.3213 | 1.7253 | 1.1292 | 1.4118
Heat Pump - Tier I SEER 14/ EER12 HSPF 8.5 | 71.427 | 19.2853 | 17.5564 | 71.427 | 80905.0704 | 1213576.056 | 0 | 0 | 0.031999 | 0 | 0.01291 | 0 | 0.059231 | 0 | 0.040142 | 0 | 1.2752 | 1.6652 | 1.0954 | 1.3712
Heat Pump - Tier I SEER 14/ EER12 HSPF 8.5 | 0 | 0 | 0 | 0 | 0 | 0 | 0 | 0 | 0 | 0 | 0 | 0 | 0 | 0 | 0 | 0 | 0 | 0 | 0 | 0
Heat Pump - Tier 2 SEER 16+ HSPF 8.5 | 0 | 0 | 0 | 0 | 0 | 0 | 0 | 0 | 0 | 0 | 0 | 0 | 0 | 0 | 0 | 0 | 0 | 0 | 0 | 0
Heat Pump - Tier 2 SEER 16+ HSPF 8.5 | 84.4744 | 22.8081 | -2.0371 | 84.4744 | -9387.6257 | -140814.3851 | 0 | 0 | 0.84056 | 0 | 0.88123 | 0 | 0.028511 | 0 | 0.069178 | 0 | 0.27316 | 0.91722 | 0.26388 | 0.82035
Heat Pump - Tier 2 SEER 16+ HSPF 8.5 | 109.0805 | 29.4517 | -3.2335 | 109.0805 | -14901.1182 | -223516.7736 | 0 | 0 | 0.53836 | 0 | 0.57272 | 0 | -0.027081 | 0 | 0.0072777 | 0 | 0.33144 | 1.1129 | 0.31788 | 0.97346
Heat Pump - Tier 2 SEER 16+ HSPF 8.5 | 140.5769 | 37.9558 | -4.1581 | 140.5769 | -19161.6438 | -287424.6566 | 0 | 0 | 0.40469 | 0 | 0.44473 | 0 | -0.097839 | 0 | -0.057806 | 0 | 0.43452 | 1.459 | 0.4115 | 1.2283
Heat Pump - Tier 2 SEER 16+ HSPF 8.5 | 19.7916 | 5.3437 | -0.42923 | 19.7916 | -1977.9966 | -29669.9493 | 0 | 0 | 0.72281 | 0 | 0.77851 | 0 | -0.088563 | 0 | -0.032862 | 0 | 0.37446 | 1.2574 | 0.35724 | 1.0822
Heat Pump - Tier 2 SEER 16+ HSPF 8.5 | 72.5172 | 19.5796 | -1.6305 | 72.5172 | -7513.6811 | -112705.2161 | 0 | 0 | 0.47027 | 0 | 0.5272 | 0 | -0.17052 | 0 | -0.11358 | 0 | 0.48467 | 1.6274 | 0.45621 | 1.3455
Heat Pump - Tier 2 SEER 16+ HSPF 8.5 | 60.008 | 16.2022 | -1.6213 | 60.008 | -7471.4207 | -112071.3101 | 0 | 0 | 1.1794 | 0 | 1.2245 | 0 | 0.10542 | 0 | 0.15049 | 0 | 0.22889 | 0.76857 | 0.22234 | 0.69938
Heat Pump - Tier 2 SEER 16+ HSPF 8.5 | 0 | 0 | 0 | 0 | 0 | 0 | 0 | 0 | 0 | 0 | 0 | 0 | 0 | 0 | 0 | 0 | 0 | 0 | 0 | 0
Multi-zone systems Measure requires air distribution into separate zones from a common evaporator or separate evaporators placed in separate zones. | 0 | 0 | 0 | 0 | 0 | 0 | 0 | 0 | 0 | 0 | 0 | 0 | 0 | 0 | 0 | 0 | 0 | 0 | 0 | 0
Multi-zone systems Measure requires air distribution into separate zones from a common evaporator or separate evaporators placed in separate zones. | 0 | 0 | 0 | 0 | 0 | 0 | 0 | 0 | 0 | 0 | 0 | 0 | 0 | 0 | 0 | 0 | 0 | 0 | 0 | 0
Multi-zone systems Measure requires air distribution into separate zones from a common evaporator or separate evaporators placed in separate zones. | 0 | 0 | 0 | 0 | 0 | 0 | 0 | 0 | 0 | 0 | 0 | 0 | 0 | 0 | 0 | 0 | 0 | 0 | 0 | 0
Multi-zone systems Measure requires air distribution into separate zones from a common evaporator or separate evaporators placed in separate zones. | 0 | 0 | 0 | 0 | 0 | 0 | 0 | 0 | 0 | 0 | 0 | 0 | 0 | 0 | 0 | 0 | 0 | 0 | 0 | 0
Multi-zone systems Measure requires air distribution into separate zones from a common evaporator or separate evaporators placed in separate zones. | 0 | 0 | 0 | 0 | 0 | 0 | 0 | 0 | 0 | 0 | 0 | 0 | 0 | 0 | 0 | 0 | 0 | 0 | 0 | 0
Multi-zone systems Measure requires air distribution into separate zones from a common evaporator or separate evaporators placed in separate zones. | 0 | 0 | 0 | 0 | 0 | 0 | 0 | 0 | 0 | 0 | 0 | 0 | 0 | 0 | 0 | 0 | 0 | 0 | 0 | 0
Multi-zone systems Measure requires air distribution into separate zones from a common evaporator or separate evaporators placed in separate zones. | 0 | 0 | 0 | 0 | 0 | 0 | 0 | 0 | 0 | 0 | 0 | 0 | 0 | 0 | 0 | 0 | 0 | 0 | 0 | 0
Multi-zone systems Measure requires air distribution into separate zones from a common evaporator or separate evaporators placed in separate zones. | 0 | 0 | 0 | 0 | 0 | 0 | 0 | 0 | 0 | 0 | 0 | 0 | 0 | 0 | 0 | 0 | 0 | 0 | 0 | 0
Night economizer | 0 | 0 | 7.9705 | 0 | 36730.2499 | 550953.7488 | 0 | 0 | 0.078442 | 0 | 0.064769 | 0 | 0.095798 | 0 | 0.082125 | 0 | 3.8247 | 10.1992 | 2.5628 | 4.4095
Night economizer | 0 | 0 | 20.0434 | 0 | 92365.992 | 1385489.88 | 0 | 0 | 0.071242 | 0 | 0.057569 | 0 | 0.093098 | 0 | 0.079425 | 0 | 3.0373 | 8.0994 | 2.1835 | 3.9651
Night economizer | 0 | 0 | 22.1533 | 0 | 102088.728 | 1531330.92 | 0 | 0 | 0.071242 | 0 | 0.057569 | 0 | 0.093098 | 0 | 0.079425 | 0 | 3.0373 | 8.0994 | 2.1835 | 3.9651
Night economizer | 0 | 0 | 25.318 | 0 | 116672.832 | 1750092.48 | 0 | 0 | 0.071242 | 0 | 0.057569 | 0 | 0.093098 | 0 | 0.079425 | 0 | 3.0373 | 8.0994 | 2.1835 | 3.9651
Night economizer | 0 | 0 | 4.2197 | 0 | 19445.472 | 291682.08 | 0 | 0 | 0.071242 | 0 | 0.057569 | 0 | 0.093098 | 0 | 0.079425 | 0 | 3.0373 | 8.0994 | 2.1835 | 3.9651
Night economizer | 0 | 0 | 12.659 | 0 | 58336.416 | 875046.24 | 0 | 0 | 0.071242 | 0 | 0.057569 | 0 | 0.093098 | 0 | 0.079425 | 0 | 3.0373 | 8.0994 | 2.1835 | 3.9651
Night economizer | 0 | 0 | 9.2989 | 0 | 42851.9582 | 642779.3736 | 0 | 0 | 0.050672 | 0 | 0.036999 | 0 | 0.085384 | 0 | 0.071711 | 0 | 1.9124 | 5.0996 | 1.5346 | 3.0786
Night economizer | 0 | 0 | 0 | 0 | 0 | 0 | 0 | 0 | 0 | 0 | 0 | 0 | 0 | 0 | 0 | 0 | 0 | 0 | 0 | 0
Variable speed furnace fan | 0 | 0 | 0 | 0 | 0 | 0 | 0 | 0 | 0 | 0 | 0 | 0 | 0 | 0 | 0 | 0 | 0 | 0 | 0 | 0
Variable speed furnace fan | 0 | 0 | 0 | 0 | 0 | 0 | 0 | 0 | 0 | 0 | 0 | 0 | 0 | 0 | 0 | 0 | 0 | 0 | 0 | 0
Variable speed furnace fan | 0 | 0 | 0 | 0 | 0 | 0 | 0 | 0 | 0 | 0 | 0 | 0 | 0 | 0 | 0 | 0 | 0 | 0 | 0 | 0
Variable speed furnace fan | 0 | 0 | 0 | 0 | 0 | 0 | 0 | 0 | 0 | 0 | 0 | 0 | 0 | 0 | 0 | 0 | 0 | 0 | 0 | 0
Variable speed furnace fan | 0 | 0 | 0 | 0 | 0 | 0 | 0 | 0 | 0 | 0 | 0 | 0 | 0 | 0 | 0 | 0 | 0 | 0 | 0 | 0
Variable speed furnace fan | 0 | 0 | 0 | 0 | 0 | 0 | 0 | 0 | 0 | 0 | 0 | 0 | 0 | 0 | 0 | 0 | 0 | 0 | 0 | 0
Variable speed furnace fan | 0 | 0 | 0 | 0 | 0 | 0 | 0 | 0 | 0 | 0 | 0 | 0 | 0 | 0 | 0 | 0 | 0 | 0 | 0 | 0
Variable speed furnace fan | 0 | 0 | 0 | 0 | 0 | 0 | 0 | 0 | 0 | 0 | 0 | 0 | 0 | 0 | 0 | 0 | 0 | 0 | 0 | 0
Occupancy sensor based controls or Occupancy sensor thermostat | 0 | 0 | 0 | 0 | 0 | 0 | 0 | 0 | 0 | 0 | 0 | 0 | 0 | 0 | 0 | 0 | 0 | 0 | 0 | 0
Occupancy sensor based controls or Occupancy sensor thermostat | 0 | 0 | 43.7664 | 0 | 201688.5228 | 1613508.1821 | 0 | 0 | 0.072962 | 0 | 0.059467 | 0 | 0.064995 | 0 | 0.0515 | 0 | 3.2897 | 2.6318 | 2.311 | 1.9658
Occupancy sensor based controls or Occupancy sensor thermostat | 0 | 0 | 54.234 | 0 | 249926.1708 | 1999409.3664 | 0 | 0 | 0.076405 | 0 | 0.06291 | 0 | 0.069299 | 0 | 0.055805 | 0 | 3.6882 | 2.9506 | 2.5008 | 2.1384
Occupancy sensor based controls or Occupancy sensor thermostat | 0 | 0 | 60.5211 | 0 | 278899.2 | 2231193.6 | 0 | 0 | 0.075719 | 0 | 0.062224 | 0 | 0.068442 | 0 | 0.054947 | 0 | 3.6013 | 2.8811 | 2.4606 | 2.1016
Occupancy sensor based controls or Occupancy sensor thermostat | 0 | 0 | 10.3452 | 0 | 47673.6877 | 381389.5014 | 0 | 0 | 0.076446 | 0 | 0.062951 | 0 | 0.069351 | 0 | 0.055856 | 0 | 3.6936 | 2.9549 | 2.5033 | 2.1406
Occupancy sensor based controls or Occupancy sensor thermostat | 0 | 0 | 29.0244 | 0 | 133752.7737 | 1070022.1898 | 0 | 0 | 0.074479 | 0 | 0.060984 | 0 | 0.066892 | 0 | 0.053398 | 0 | 3.4542 | 2.7634 | 2.391 | 2.0383
Occupancy sensor based controls or Occupancy sensor thermostat | 0 | 0 | 115.6334 | 0 | 532872.6877 | 4262981.5015 | 0 | 0 | 0.092131 | 0 | 0.078636 | 0 | 0.088957 | 0 | 0.075463 | 0 | 8.257 | 6.6056 | 4.0025 | 3.5699
Occupancy sensor based controls or Occupancy sensor thermostat | 0 | 0 | 0 | 0 | 0 | 0 | 0 | 0 | 0 | 0 | 0 | 0 | 0 | 0 | 0 | 0 | 0 | 0 | 0 | 0
Correct refrigerant charge and air flow | 0 | 0 | 0 | 0 | 0 | 0 | 0 | 0 | 0 | 0 | 0 | 0 | 0 | 0 | 0 | 0 | 0 | 0 | 0 | 0
Correct refrigerant charge and air flow | 1874.7367 | 170.601 | 196.4939 | 1874.7367 | 905501.7798 | 9055017.7977 | 0 | 0 | 0.079713 | 0 | 0.055279 | 0 | 0.061682 | 0 | 0.037247 | 0 | 1.7241 | 1.4814 | 1.4109 | 1.2442
Correct refrigerant charge and air flow | 2388.6557 | 217.3677 | 391.5502 | 2388.6557 | 1804379.0126 | 18043790.1262 | 0 | 0 | 0.096249 | 0 | 0.074874 | 0 | 0.094971 | 0 | 0.073596 | 0 | 2.3792 | 2.3364 | 1.8213 | 1.7962
Correct refrigerant charge and air flow | 2989.4655 | 272.0414 | 566.361 | 2989.4655 | 2609958.5791 | 26099585.7915 | 0 | 0 | 0.11081 | 0 | 0.089447 | 0 | 0.1098 | 0 | 0.088437 | 0 | 3.0097 | 2.9555 | 2.1692 | 2.1409
Correct refrigerant charge and air flow | 374.4803 | 34.0777 | 111.5603 | 374.4803 | 514102.8485 | 5141028.4851 | 0 | 0 | 0.094466 | 0 | 0.076299 | 0 | 0.093612 | 0 | 0.075445 | 0 | 3.0248 | 2.9704 | 2.1771 | 2.1487
Correct refrigerant charge and air flow | 1929.4607 | 175.5809 | 383.1293 | 1929.4607 | 1765572.7584 | 17655727.584 | 0 | 0 | 0.11174 | 0 | 0.090801 | 0 | 0.12119 | 0 | 0.10024 | 0 | 3.1935 | 3.9201 | 2.2631 | 2.6053
Correct refrigerant charge and air flow | 1074.5342 | 97.7826 | 1268.3028 | 1074.5342 | 5844713.336 | 58447133.36 | 0 | 0 | 0.0886 | 0 | 0.073892 | 0 | 0.093353 | 0 | 0.078646 | 0 | 4.4544 | 5.4679 | 2.831 | 3.209
Correct refrigerant charge and air flow | 0 | 0 | 0 | 0 | 0 | 0 | 0 | 0 | 0 | 0 | 0 | 0 | 0 | 0 | 0 | 0 | 0 | 0 | 0 | 0
Duct Test and Seal | 0 | 0 | 0 | 0 | 0 | 0 | 0 | 0 | 0 | 0 | 0 | 0 | 0 | 0 | 0 | 0 | 0 | 0 | 0 | 0
Duct Test and Seal | 448.1913 | 40.7854 | 98.1375 | 448.1913 | 452246.7156 | 8140440.8803 | 0 | 0 | 0.080887 | 0 | 0.06096 | 0 | 0.10096 | 0 | 0.081027 | 0 | 2.0944 | 2.875 | 1.6496 | 2.0984
Duct Test and Seal | 838.3926 | 76.2937 | 127.5579 | 838.3926 | 587824.3944 | 10580839.0988 | 0 | 0 | 0.10387 | 0 | 0.080592 | 0 | 0.13507 | 0 | 0.11179 | 0 | 2.3494 | 3.9501 | 1.8038 | 2.6186
Duct Test and Seal | 1098.935 | 100.0031 | 179.4531 | 1098.935 | 826972.873 | 14885511.7134 | 0 | 0 | 0.12588 | 0 | 0.10234 | 0 | 0.14568 | 0 | 0.12214 | 0 | 3.2084 | 4.917 | 2.2706 | 3.011
Duct Test and Seal | 115.3592 | 10.4977 | 39.4837 | 115.3592 | 181952.7534 | 3275149.5611 | 0 | 0 | 0.10449 | 0 | 0.086152 | 0 | 0.11428 | 0 | 0.095943 | 0 | 3.7523 | 5.0563 | 2.5301 | 3.0627
Duct Test and Seal | 751.2034 | 68.3595 | 106.9156 | 751.2034 | 492698.6134 | 8868575.0412 | 0 | 0 | 0.14588 | 0 | 0.1209 | 0 | 0.16278 | 0 | 0.1378 | 0 | 4.0319 | 6.215 | 2.6543 | 3.4526
Duct Test and Seal | 640.4365 | 58.2797 | 323.2275 | 640.4365 | 1489527.5048 | 26811495.0869 | 0 | 0 | 0.11041 | 0 | 0.093307 | 0 | 0.11562 | 0 | 0.098516 | 0 | 5.9252 | 7.7188 | 3.3613 | 3.8717
Duct Test and Seal | 0 | 0 | 0 | 0 | 0 | 0 | 0 | 0 | 0 | 0 | 0 | 0 | 0 | 0 | 0 | 0 | 0 | 0 | 0 | 0
Refrigerant charge and airflow plus duct test and seal | 0 | 0 | 0 | 0 | 0 | 0 | 0 | 0 | 0 | 0 | 0 | 0 | 0 | 0 | 0 | 0 | 0 | 0 | 0 | 0
Refrigerant charge and airflow plus duct test and seal | 200.3238 | 18.2295 | 19.4744 | 200.3238 | 89743.6482 | 1346154.7226 | 0 | 0 | -0.023227 | 0 | -0.049865 | 0 | 0.080486 | 0 | 0.053848 | 0 | 0.89908 | 1.6366 | 0.80581 | 1.3518
Refrigerant charge and airflow plus duct test and seal | 258.0447 | 23.4821 | 39.0216 | 258.0447 | 179823.0067 | 2697345.1008 | 0 | 0 | 0.032044 | 0 | 0.0092412 | 0 | 0.10739 | 0 | 0.084583 | 0 | 1.2209 | 2.5397 | 1.055 | 1.914
Refrigerant charge and airflow plus duct test and seal | 336.2843 | 30.6019 | 56.0937 | 336.2843 | 258496.3584 | 3877445.376 | 0 | 0 | 0.062594 | 0 | 0.039687 | 0 | 0.12249 | 0 | 0.099586 | 0 | 1.5427 | 3.2092 | 1.2871 | 2.271
Refrigerant charge and airflow plus duct test and seal | 45.43 | 4.1341 | 11.5721 | 45.43 | 53327.5546 | 799913.3184 | 0 | 0 | 0.057844 | 0 | 0.038401 | 0 | 0.10624 | 0 | 0.086793 | 0 | 1.6207 | 3.3716 | 1.341 | 2.3511
Refrigerant charge and airflow plus duct test and seal | 235.947 | 21.4712 | 37.869 | 235.947 | 174511.4112 | 2617671.168 | 0 | 0 | 0.073923 | 0 | 0.050659 | 0 | 0.13964 | 0 | 0.11638 | 0 | 1.6922 | 4.4004 | 1.3895 | 2.8091
Refrigerant charge and airflow plus duct test and seal | 230.8764 | 21.0097 | 127.4496 | 230.8764 | 587325.312 | 8809879.68 | 0 | 0 | 0.075306 | 0 | 0.058804 | 0 | 0.10785 | 0 | 0.091349 | 0 | 2.424 | 6.3033 | 1.8475 | 3.4797
Refrigerant charge and airflow plus duct test and seal | 0 | 0 | 0 | 0 | 0 | 0 | 0 | 0 | 0 | 0 | 0 | 0 | 0 | 0 | 0 | 0 | 0 | 0 | 0 | 0
Basic HVAC Diagnostic -- commercial -- econ & Schrader cap | 219.7532 | 136.4279 | 8.0839 | 219.7532 | 37252.8 | 111758.4 | 0 | 0 | 0.26746 | 0 | 0.22382 | 0 | 0.24958 | 0 | 0.20594 | 0 | 4.7389 | 3.7911 | 2.9433 | 2.5477
Basic HVAC Diagnostic -- commercial -- econ & Schrader cap | 4021.8273 | 2496.8444 | 272.6164 | 4021.8273 | 1256296.6154 | 3768889.8461 | 0 | 0 | 0.16436 | 0 | 0.135 | 0 | 0.14845 | 0 | 0.1191 | 0 | 3.5827 | 2.8662 | 2.4519 | 2.0937
Basic HVAC Diagnostic -- commercial -- econ & Schrader cap | 1023.7044 | 635.5396 | 187.0654 | 1023.7044 | 862052.5532 | 2586157.6596 | 0 | 0 | 0.10144 | 0 | 0.080423 | 0 | 0.085984 | 0 | 0.064966 | 0 | 2.6407 | 2.1126 | 1.9708 | 1.6609
Basic HVAC Diagnostic -- commercial -- econ & Schrader cap | 5451.3152 | 3384.3038 | 330.0909 | 5451.3152 | 1521156 | 4563468 | 0 | 0 | 0.23764 | 0 | 0.19915 | 0 | 0.22231 | 0 | 0.18382 | 0 | 4.8756 | 3.9005 | 2.9955 | 2.5966
Basic HVAC Diagnostic -- commercial -- econ & Schrader cap | 666.9723 | 414.072 | 51.7875 | 666.9723 | 238651.8639 | 715955.5916 | 0 | 0 | 0.18967 | 0 | 0.15807 | 0 | 0.17572 | 0 | 0.14411 | 0 | 4.3972 | 3.5178 | 2.8078 | 2.4213
Basic HVAC Diagnostic -- commercial -- econ & Schrader cap | 1086.54 | 674.5494 | 62.6573 | 1086.54 | 288743.3463 | 866230.039 | 0 | 0 | 0.23987 | 0 | 0.20067 | 0 | 0.22372 | 0 | 0.18452 | 0 | 4.7128 | 3.7703 | 2.9332 | 2.5383
Basic HVAC Diagnostic -- commercial -- econ & Schrader cap | 325.8603 | 202.3017 | 18.8623 | 325.8603 | 86923.2 | 260769.6 | 0 | 0 | 0.24733 | 0 | 0.2076 | 0 | 0.232 | 0 | 0.19227 | 0 | 5.0337 | 4.027 | 3.0544 | 2.6521
Basic HVAC Diagnostic -- commercial -- econ & Schrader cap | 0 | 0 | 0 | 0 | 0 | 0 | 0 | 0 | 0 | 0 | 0 | 0 | 0 | 0 | 0 | 0 | 0 | 0 | 0 | 0
Refrigerant charge and airflow | 72 | 44.6993 | 34.72 | 72 | 160000 | 800000 | 0 | 0 | 0.10187 | 0 | 0.085058 | 0 | 0.094688 | 0 | 0.077874 | 0 | 4.5452 | 3.6362 | 2.8674 | 2.4768
Refrigerant charge and airflow | 2328 | 1445.2768 | 1154.1547 | 2328 | 5318685.3965 | 26593426.9826 | 0 | 0 | 0.10321 | 0 | 0.086582 | 0 | 0.096724 | 0 | 0.080099 | 0 | 4.9798 | 3.9838 | 3.0345 | 2.6333
Refrigerant charge and airflow | 1584 | 983.3842 | 791.9643 | 1584 | 3649604.9337 | 18248024.6686 | 0 | 0 | 0.10672 | 0 | 0.089739 | 0 | 0.10042 | 0 | 0.08344 | 0 | 5.2358 | 4.1886 | 3.1277 | 2.7213
Refrigerant charge and airflow | 2800 | 1738.3054 | 1397.48 | 2800 | 6440000 | 32200000 | 0 | 0 | 0.11091 | 0 | 0.093412 | 0 | 0.10466 | 0 | 0.087165 | 0 | 5.4385 | 4.3508 | 3.1989 | 2.7888
Refrigerant charge and airflow | 412 | 255.7792 | 219.2485 | 412 | 1010361.8586 | 5051809.2929 | 0 | 0 | 0.10992 | 0 | 0.092843 | 0 | 0.10424 | 0 | 0.087155 | 0 | 5.8313 | 4.665 | 3.3309 | 2.9146
Refrigerant charge and airflow | 555.4946 | 344.864 | 265.2674 | 555.4946 | 1222430.277 | 6112151.385 | 0 | 0 | 0.11016 | 0 | 0.092593 | 0 | 0.10358 | 0 | 0.086011 | 0 | 5.1844 | 4.1475 | 3.1093 | 2.7039
Refrigerant charge and airflow | 176.6868 | 109.6913 | 128.464 | 176.6868 | 592000 | 2960000 | 0 | 0 | 0.11322 | 0 | 0.096647 | 0 | 0.10934 | 0 | 0.092764 | 0 | 8.2894 | 6.6315 | 4.0101 | 3.5774
Refrigerant charge and airflow | 0 | 0 | 0 | 0 | 0 | 0 | 0 | 0 | 0 | 0 | 0 | 0 | 0 | 0 | 0 | 0 | 0 | 0 | 0 | 0
Economizer Tune Up | 0 | 0 | 91.1283 | 0 | 419946.24 | 1259838.72 | 0 | 0 | 0.059702 | 0 | 0.045245 | 0 | 0.086002 | 0 | 0.071545 | 0 | 2.135 | 4.27 | 1.6747 | 2.7554
Economizer Tune Up | 0 | 0 | 289.4665 | 0 | 1333946.88 | 4001840.64 | 0 | 0 | 0.046065 | 0 | 0.031608 | 0 | 0.079183 | 0 | 0.064726 | 0 | 1.6955 | 3.3909 | 1.3917 | 2.3605
Economizer Tune Up | 0 | 0 | 186.0856 | 0 | 857537.28 | 2572611.84 | 0 | 0 | 0.046065 | 0 | 0.031608 | 0 | 0.079183 | 0 | 0.064726 | 0 | 1.6955 | 3.3909 | 1.3917 | 2.3605
Economizer Tune Up | 0 | 0 | 341.1569 | 0 | 1572151.68 | 4716455.04 | 0 | 0 | 0.046065 | 0 | 0.031608 | 0 | 0.079183 | 0 | 0.064726 | 0 | 1.6955 | 3.3909 | 1.3917 | 2.3605
Economizer Tune Up | 0 | 0 | 51.6904 | 0 | 238204.8 | 714614.4 | 0 | 0 | 0.046065 | 0 | 0.031608 | 0 | 0.079183 | 0 | 0.064726 | 0 | 1.6955 | 3.3909 | 1.3917 | 2.3605
Economizer Tune Up | 0 | 0 | 72.3666 | 0 | 333486.72 | 1000460.16 | 0 | 0 | 0.046065 | 0 | 0.031608 | 0 | 0.079183 | 0 | 0.064726 | 0 | 1.6955 | 3.3909 | 1.3917 | 2.3605
Economizer Tune Up | 0 | 0 | 13.0183 | 0 | 59992.32 | 179976.96 | 0 | 0 | 0.0071021 | 0 | -0.007355 | 0 | 0.059702 | 0 | 0.045245 | 0 | 1.0675 | 2.135 | 0.93853 | 1.6747
Economizer Tune Up | 0 | 0 | 0 | 0 | 0 | 0 | 0 | 0 | 0 | 0 | 0 | 0 | 0 | 0 | 0 | 0 | 0 | 0 | 0 | 0
Economizer Control Package | 0 | 0 | 14.4862 | 0 | 66756.6718 | 1001350.077 | 0 | 0 | -0.028651 | 0 | -0.043199 | 0 | 0.092186 | 0 | 0.077639 | 0 | 0.79774 | 5.428 | 0.72345 | 3.1953
Economizer Control Package | 0 | 0 | 41.3485 | 0 | 190545.9338 | 2858189.0064 | 0 | 0 | -0.085509 | 0 | -0.10006 | 0 | 0.08383 | 0 | 0.069282 | 0 | 0.56926 | 3.8733 | 0.53039 | 2.5846
Economizer Control Package | 0 | 0 | 20.9913 | 0 | 96734.2943 | 1451014.4142 | 0 | 0 | -0.13837 | 0 | -0.15292 | 0 | 0.076061 | 0 | 0.061513 | 0 | 0.44955 | 3.0588 | 0.42495 | 2.1946
Economizer Control Package | 0 | 0 | 33.3348 | 0 | 153616.4916 | 2304247.374 | 0 | 0 | -0.1772 | 0 | -0.19175 | 0 | 0.070354 | 0 | 0.055806 | 0 | 0.38939 | 2.6495 | 0.37081 | 1.9757
Economizer Control Package | 0 | 0 | 3.455 | 0 | 15921.8787 | 238828.1805 | 0 | 0 | -0.31123 | 0 | -0.32578 | 0 | 0.050656 | 0 | 0.036108 | 0 | 0.26637 | 1.8125 | 0.25754 | 1.4696
Economizer Control Package | 0 | 0 | 4.8067 | 0 | 22150.7104 | 332260.656 | 0 | 0 | -0.31391 | 0 | -0.32846 | 0 | 0.050262 | 0 | 0.035715 | 0 | 0.2647 | 1.8011 | 0.25598 | 1.4621
Economizer Control Package | 0 | 0 | 0.78608 | 0 | 3622.4874 | 54337.3116 | 0 | 0 | -0.63285 | 0 | -0.6474 | 0 | 0.0033882 | 0 | -0.011159 | 0 | 0.15151 | 1.0309 | 0.14861 | 0.91012
Economizer Control Package | 0 | 0 | 0 | 0 | 0 | 0 | 0 | 0 | 0 | 0 | 0 | 0 | 0 | 0 | 0 | 0 | 0 | 0 | 0 | 0
Economizer Tune Up & 2-stage cooling thermostat | 0 | 0 | 17.8489 | 0 | 82252.8 | 904780.8 | 0 | 0 | 0.054895 | 0 | 0.040609 | 0 | 0.040876 | 0 | 0.02659 | 0 | 1.9789 | 1.5831 | 1.5771 | 1.3151
Economizer Tune Up & 2-stage cooling thermostat | 0 | 0 | 56.6964 | 0 | 261273.6 | 2874009.6 | 0 | 0 | 0.040356 | 0 | 0.02607 | 0 | 0.022702 | 0 | 0.0084161 | 0 | 1.5715 | 1.2572 | 1.3071 | 1.0821
Economizer Tune Up & 2-stage cooling thermostat | 0 | 0 | 155.2401 | 0 | 715392 | 7869312 | 0 | 0 | 0.094393 | 0 | 0.080107 | 0 | 0.090248 | 0 | 0.075962 | 0 | 6.6934 | 5.3547 | 3.5954 | 3.1697
Economizer Tune Up & 2-stage cooling thermostat | 0 | 0 | 284.6068 | 0 | 1311552 | 14427072 | 0 | 0 | 0.094393 | 0 | 0.080107 | 0 | 0.090248 | 0 | 0.075962 | 0 | 6.6934 | 5.3547 | 3.5954 | 3.1697
Economizer Tune Up & 2-stage cooling thermostat | 0 | 0 | 43.1222 | 0 | 198720 | 2185920 | 0 | 0 | 0.094393 | 0 | 0.080107 | 0 | 0.090248 | 0 | 0.075962 | 0 | 6.6934 | 5.3547 | 3.5954 | 3.1697
Economizer Tune Up & 2-stage cooling thermostat | 0 | 0 | 60.3711 | 0 | 278208 | 3060288 | 0 | 0 | 0.094393 | 0 | 0.080107 | 0 | 0.090248 | 0 | 0.075962 | 0 | 6.6934 | 5.3547 | 3.5954 | 3.1697
Economizer Tune Up & 2-stage cooling thermostat | 0 | 0 | 10.8604 | 0 | 50047.7184 | 550524.9024 | 0 | 0 | 0.08464 | 0 | 0.070354 | 0 | 0.078057 | 0 | 0.063771 | 0 | 4.2143 | 3.3715 | 2.7321 | 2.351
Economizer Tune Up & 2-stage cooling thermostat | 0 | 0 | 0 | 0 | 0 | 0 | 0 | 0 | 0 | 0 | 0 | 0 | 0 | 0 | 0 | 0 | 0 | 0 | 0 | 0
HVAC Miscellaneous | 8400 | 5214.9163 | 9721.6 | 8400 | 44800000 | 358400000 | 0 | 0 | 0.079185 | 0 | 0.063881 | 0 | 0.081666 | 0 | 0.066362 | 0 | 2.995 | 3.1946 | 2.1616 | 2.2637
Direct Evaporative Cooler Base of 13 SEER Unitary AC (Building Vintage of 1993 to 2000) | 0 | 0 | 0 | 0 | 0 | 0 | 0 | 0 | 0 | 0 | 0 | 0 | 0 | 0 | 0 | 0 | 0 | 0 | 0 | 0
Direct Evaporative Cooler Base of 13 SEER Unitary AC (Building Vintage of 1993 to 2000) | 244.2242 | 22.2244 | 22.8661 | 244.2242 | 105373.696 | 1580605.44 | 0 | 0 | -0.046228 | 0 | -0.076125 | 0 | 0.21324 | 0 | 0.18335 | 0 | 0.83399 | 12.2283 | 0.75313 | 4.7503
Direct Evaporative Cooler Base of 13 SEER Unitary AC (Building Vintage of 1993 to 2000) | 218.8405 | 19.9145 | 21.7354 | 218.8405 | 100162.944 | 1502444.16 | 0 | 0 | -0.088146 | 0 | -0.11848 | 0 | 0.21356 | 0 | 0.18322 | 0 | 0.72776 | 10.6708 | 0.66542 | 4.4954
Direct Evaporative Cooler Base of 13 SEER Unitary AC (Building Vintage of 1993 to 2000) | 286.6084 | 26.0814 | 34.7484 | 286.6084 | 160130.688 | 2401960.32 | 0 | 0 | -0.0051113 | 0 | -0.034251 | 0 | 0.21057 | 0 | 0.18143 | 0 | 0.97792 | 14.3386 | 0.86857 | 5.0384
Direct Evaporative Cooler Base of 13 SEER Unitary AC (Building Vintage of 1993 to 2000) | 42.2878 | 3.8482 | 5.9699 | 42.2878 | 27511.168 | 412667.52 | 0 | 0 | -0.016006 | 0 | -0.042852 | 0 | 0.19322 | 0 | 0.16638 | 0 | 0.92872 | 13.6172 | 0.82954 | 4.9463
Direct Evaporative Cooler Base of 13 SEER Unitary AC (Building Vintage of 1993 to 2000) | 169.8722 | 15.4584 | 16.379 | 169.8722 | 75479.232 | 1132188.48 | 0 | 0 | 0.0061451 | 0 | -0.026254 | 0 | 0.23493 | 0 | 0.20253 | 0 | 1.025 | 15.0294 | 0.90554 | 5.1211
Direct Evaporative Cooler Base of 13 SEER Unitary AC (Building Vintage of 1993 to 2000) | 272.0035 | 24.7523 | 59.2659 | 272.0035 | 273114.88 | 4096723.2 | 0 | 0 | 0.070253 | 0 | 0.04665 | 0 | 0.17563 | 0 | 0.15203 | 0 | 1.6212 | 23.7706 | 1.3413 | 5.8547
Direct Evaporative Cooler Base of 13 SEER Unitary AC (Building Vintage of 1993 to 2000) | 0 | 0 | 0 | 0 | 0 | 0 | 0 | 0 | 0 | 0 | 0 | 0 | 0 | 0 | 0 | 0 | 0 | 0 | 0 | 0
0 | 0 | 0 | 0 | 0 | 0 | 0 | 0 | 0 | 0 | 0 | 0 | 0 | 0 | 0 | 0 | 0 | 0 | 0 | 0 | 0
0 | 0 | 0 | 0 | 0 | 0 | 0 | 0 | 0 | 0 | 0 | 0 | 0 | 0 | 0 | 0 | 0 | 0 | 0 | 0 | 0
0 | 0 | 0 | 0 | 0 | 0 | 0 | 0 | 0 | 0 | 0 | 0 | 0 | 0 | 0 | 0 | 0 | 0 | 0 | 0 | 0
0 | 0 | 0 | 0 | 0 | 0 | 0 | 0 | 0 | 0 | 0 | 0 | 0 | 0 | 0 | 0 | 0 | 0 | 0 | 0 | 0
0 | 0 | 0 | 0 | 0 | 0 | 0 | 0 | 0 | 0 | 0 | 0 | 0 | 0 | 0 | 0 | 0 | 0 | 0 | 0 | 0
0 | 0 | 0 | 0 | 0 | 0 | 0 | 0 | 0 | 0 | 0 | 0 | 0 | 0 | 0 | 0 | 0 | 0 | 0 | 0 | 0
0 | 0 | 0 | 0 | 0 | 0 | 0 | 0 | 0 | 0 | 0 | 0 | 0 | 0 | 0 | 0 | 0 | 0 | 0 | 0 | 0
0 | 0 | 0 | 0 | 0 | 0 | 0 | 0 | 0 | 0 | 0 | 0 | 0 | 0 | 0 | 0 | 0 | 0 | 0 | 0 | 0
0 | 0 | 0 | 0 | 0 | 0 | 0 | 0 | 0 | 0 | 0 | 0 | 0 | 0 | 0 | 0 | 0 | 0 | 0 | 0 | 0
0 | 0 | 0 | 0 | 0 | 0 | 0 | 0 | 0 | 0 | 0 | 0 | 0 | 0 | 0 | 0 | 0 | 0 | 0 | 0 | 0
0 | 0 | 0 | 0 | 0 | 0 | 0 | 0 | 0 | 0 | 0 | 0 | 0 | 0 | 0 | 0 | 0 | 0 | 0 | 0 | 0
0 | 0 | 0 | 0 | 0 | 0 | 0 | 0 | 0 | 0 | 0 | 0 | 0 | 0 | 0 | 0 | 0 | 0 | 0 | 0 | 0
0 | 0 | 0 | 0 | 0 | 0 | 0 | 0 | 0 | 0 | 0 | 0 | 0 | 0 | 0 | 0 | 0 | 0 | 0 | 0 | 0
0 | 0 | 0 | 0 | 0 | 0 | 0 | 0 | 0 | 0 | 0 | 0 | 0 | 0 | 0 | 0 | 0 | 0 | 0 | 0 | 0
0 | 0 | 0 | 0 | 0 | 0 | 0 | 0 | 0 | 0 | 0 | 0 | 0 | 0 | 0 | 0 | 0 | 0 | 0 | 0 | 0
0 | 0 | 0 | 0 | 0 | 0 | 0 | 0 | 0 | 0 | 0 | 0 | 0 | 0 | 0 | 0 | 0 | 0 | 0 | 0 | 0
0 | 0 | 0 | 0 | 0 | 0 | 0 | 0 | 0 | 0 | 0 | 0 | 0 | 0 | 0 | 0 | 0 | 0 | 0 | 0 | 0
0 | 0 | 0 | 0 | 0 | 0 | 0 | 0 | 0 | 0 | 0 | 0 | 0 | 0 | 0 | 0 | 0 | 0 | 0 | 0 | 0
0 | 0 | 0 | 0 | 0 | 0 | 0 | 0 | 0 | 0 | 0 | 0 | 0 | 0 | 0 | 0 | 0 | 0 | 0 | 0 | 0
0 | 0 | 0 | 0 | 0 | 0 | 0 | 0 | 0 | 0 | 0 | 0 | 0 | 0 | 0 | 0 | 0 | 0 | 0 | 0 | 0
0 | 0 | 0 | 0 | 0 | 0 | 0 | 0 | 0 | 0 | 0 | 0 | 0 | 0 | 0 | 0 | 0 | 0 | 0 | 0 | 0
0 | 0 | 0 | 0 | 0 | 0 | 0 | 0 | 0 | 0 | 0 | 0 | 0 | 0 | 0 | 0 | 0 | 0 | 0 | 0 | 0
0 | 0 | 0 | 0 | 0 | 0 | 0 | 0 | 0 | 0 | 0 | 0 | 0 | 0 | 0 | 0 | 0 | 0 | 0 | 0 | 0
0 | 0 | 0 | 0 | 0 | 0 | 0 | 0 | 0 | 0 | 0 | 0 | 0 | 0 | 0 | 0 | 0 | 0 | 0 | 0 | 0
0 | 0 | 0 | 0 | 0 | 0 | 0 | 0 | 0 | 0 | 0 | 0 | 0 | 0 | 0 | 0 | 0 | 0 | 0 | 0 | 0
0 | 0 | 0 | 0 | 0 | 0 | 0 | 0 | 0 | 0 | 0 | 0 | 0 | 0 | 0 | 0 | 0 | 0 | 0 | 0 | 0
0 | 0 | 0 | 0 | 0 | 0 | 0 | 0 | 0 | 0 | 0 | 0 | 0 | 0 | 0 | 0 | 0 | 0 | 0 | 0 | 0
0 | 0 | 0 | 0 | 0 | 0 | 0 | 0 | 0 | 0 | 0 | 0 | 0 | 0 | 0 | 0 | 0 | 0 | 0 | 0 | 0
0 | 0 | 0 | 0 | 0 | 0 | 0 | 0 | 0 | 0 | 0 | 0 | 0 | 0 | 0 | 0 | 0 | 0 | 0 | 0 | 0
0 | 0 | 0 | 0 | 0 | 0 | 0 | 0 | 0 | 0 | 0 | 0 | 0 | 0 | 0 | 0 | 0 | 0 | 0 | 0 | 0
0 | 0 | 0 | 0 | 0 | 0 | 0 | 0 | 0 | 0 | 0 | 0 | 0 | 0 | 0 | 0 | 0 | 0 | 0 | 0 | 0
0 | 0 | 0 | 0 | 0 | 0 | 0 | 0 | 0 | 0 | 0 | 0 | 0 | 0 | 0 | 0 | 0 | 0 | 0 | 0 | 0
0 | 0 | 0 | 0 | 0 | 0 | 0 | 0 | 0 | 0 | 0 | 0 | 0 | 0 | 0 | 0 | 0 | 0 | 0 | 0 | 0
0 | 0 | 0 | 0 | 0 | 0 | 0 | 0 | 0 | 0 | 0 | 0 | 0 | 0 | 0 | 0 | 0 | 0 | 0 | 0 | 0
0 | 0 | 0 | 0 | 0 | 0 | 0 | 0 | 0 | 0 | 0 | 0 | 0 | 0 | 0 | 0 | 0 | 0 | 0 | 0 | 0
0 | 0 | 0 | 0 | 0 | 0 | 0 | 0 | 0 | 0 | 0 | 0 | 0 | 0 | 0 | 0 | 0 | 0 | 0 | 0 | 0
0 | 0 | 0 | 0 | 0 | 0 | 0 | 0 | 0 | 0 | 0 | 0 | 0 | 0 | 0 | 0 | 0 | 0 | 0 | 0 | 0
0 | 0 | 0 | 0 | 0 | 0 | 0 | 0 | 0 | 0 | 0 | 0 | 0 | 0 | 0 | 0 | 0 | 0 | 0 | 0 | 0
0 | 0 | 0 | 0 | 0 | 0 | 0 | 0 | 0 | 0 | 0 | 0 | 0 | 0 | 0 | 0 | 0 | 0 | 0 | 0 | 0
0 | 0 | 0 | 0 | 0 | 0 | 0 | 0 | 0 | 0 | 0 | 0 | 0 | 0 | 0 | 0 | 0 | 0 | 0 | 0 | 0
0 | 0 | 0 | 0 | 0 | 0 | 0 | 0 | 0 | 0 | 0 | 0 | 0 | 0 | 0 | 0 | 0 | 0 | 0 | 0 | 0
0 | 0 | 0 | 0 | 0 | 0 | 0 | 0 | 0 | 0 | 0 | 0 | 0 | 0 | 0 | 0 | 0 | 0 | 0 | 0 | 0
0 | 0 | 0 | 0 | 0 | 0 | 0 | 0 | 0 | 0 | 0 | 0 | 0 | 0 | 0 | 0 | 0 | 0 | 0 | 0 | 0
0 | 0 | 0 | 0 | 0 | 0 | 0 | 0 | 0 | 0 | 0 | 0 | 0 | 0 | 0 | 0 | 0 | 0 | 0 | 0 | 0
0 | 0 | 0 | 0 | 0 | 0 | 0 | 0 | 0 | 0 | 0 | 0 | 0 | 0 | 0 | 0 | 0 | 0 | 0 | 0 | 0
0 | 0 | 0 | 0 | 0 | 0 | 0 | 0 | 0 | 0 | 0 | 0 | 0 | 0 | 0 | 0 | 0 | 0 | 0 | 0 | 0
0 | 0 | 0 | 0 | 0 | 0 | 0 | 0 | 0 | 0 | 0 | 0 | 0 | 0 | 0 | 0 | 0 | 0 | 0 | 0 | 0
0 | 0 | 0 | 0 | 0 | 0 | 0 | 0 | 0 | 0 | 0 | 0 | 0 | 0 | 0 | 0 | 0 | 0 | 0 | 0 | 0
0 | 0 | 0 | 0 | 0 | 0 | 0 | 0 | 0 | 0 | 0 | 0 | 0 | 0 | 0 | 0 | 0 | 0 | 0 | 0 | 0
0 | 0 | 0 | 0 | 0 | 0 | 0 | 0 | 0 | 0 | 0 | 0 | 0 | 0 | 0 | 0 | 0 | 0 | 0 | 0 | 0
0 | 0 | 0 | 0 | 0 | 0 | 0 | 0 | 0 | 0 | 0 | 0 | 0 | 0 | 0 | 0 | 0 | 0 | 0 | 0 | 0
0 | 0 | 0 | 0 | 0 | 0 | 0 | 0 | 0 | 0 | 0 | 0 | 0 | 0 | 0 | 0 | 0 | 0 | 0 | 0 | 0
0 | 0 | 0 | 0 | 0 | 0 | 0 | 0 | 0 | 0 | 0 | 0 | 0 | 0 | 0 | 0 | 0 | 0 | 0 | 0 | 0
0 | 0 | 0 | 0 | 0 | 0 | 0 | 0 | 0 | 0 | 0 | 0 | 0 | 0 | 0 | 0 | 0 | 0 | 0 | 0 | 0
0 | 0 | 0 | 0 | 0 | 0 | 0 | 0 | 0 | 0 | 0 | 0 | 0 | 0 | 0 | 0 | 0 | 0 | 0 | 0 | 0
0 | 0 | 0 | 0 | 0 | 0 | 0 | 0 | 0 | 0 | 0 | 0 | 0 | 0 | 0 | 0 | 0 | 0 | 0 | 0 | 0
0 | 0 | 0 | 0 | 0 | 0 | 0 | 0 | 0 | 0 | 0 | 0 | 0 | 0 | 0 | 0 | 0 | 0 | 0 | 0 | 0
0 | 0 | 0 | 0 | 0 | 0 | 0 | 0 | 0 | 0 | 0 | 0 | 0 | 0 | 0 | 0 | 0 | 0 | 0 | 0 | 0
0 | 0 | 0 | 0 | 0 | 0 | 0 | 0 | 0 | 0 | 0 | 0 | 0 | 0 | 0 | 0 | 0 | 0 | 0 | 0 | 0
0 | 0 | 0 | 0 | 0 | 0 | 0 | 0 | 0 | 0 | 0 | 0 | 0 | 0 | 0 | 0 | 0 | 0 | 0 | 0 | 0
0 | 0 | 0 | 0 | 0 | 0 | 0 | 0 | 0 | 0 | 0 | 0 | 0 | 0 | 0 | 0 | 0 | 0 | 0 | 0 | 0
0 | 0 | 0 | 0 | 0 | 0 | 0 | 0 | 0 | 0 | 0 | 0 | 0 | 0 | 0 | 0 | 0 | 0 | 0 | 0 | 0
0 | 0 | 0 | 0 | 0 | 0 | 0 | 0 | 0 | 0 | 0 | 0 | 0 | 0 | 0 | 0 | 0 | 0 | 0 | 0 | 0
0 | 0 | 0 | 0 | 0 | 0 | 0 | 0 | 0 | 0 | 0 | 0 | 0 | 0 | 0 | 0 | 0 | 0 | 0 | 0 | 0
0 | 0 | 0 | 0 | 0 | 0 | 0 | 0 | 0 | 0 | 0 | 0 | 0 | 0 | 0 | 0 | 0 | 0 | 0 | 0 | 0
0 | 0 | 0 | 0 | 0 | 0 | 0 | 0 | 0 | 0 | 0 | 0 | 0 | 0 | 0 | 0 | 0 | 0 | 0 | 0 | 0
0 | 0 | 0 | 0 | 0 | 0 | 0 | 0 | 0 | 0 | 0 | 0 | 0 | 0 | 0 | 0 | 0 | 0 | 0 | 0 | 0
0 | 0 | 0 | 0 | 0 | 0 | 0 | 0 | 0 | 0 | 0 | 0 | 0 | 0 | 0 | 0 | 0 | 0 | 0 | 0 | 0
0 | 0 | 0 | 0 | 0 | 0 | 0 | 0 | 0 | 0 | 0 | 0 | 0 | 0 | 0 | 0 | 0 | 0 | 0 | 0 | 0
0 | 0 | 0 | 0 | 0 | 0 | 0 | 0 | 0 | 0 | 0 | 0 | 0 | 0 | 0 | 0 | 0 | 0 | 0 | 0 | 0
0 | 0 | 0 | 0 | 0 | 0 | 0 | 0 | 0 | 0 | 0 | 0 | 0 | 0 | 0 | 0 | 0 | 0 | 0 | 0 | 0
0 | 0 | 0 | 0 | 0 | 0 | 0 | 0 | 0 | 0 | 0 | 0 | 0 | 0 | 0 | 0 | 0 | 0 | 0 | 0 | 0
0 | 0 | 0 | 0 | 0 | 0 | 0 | 0 | 0 | 0 | 0 | 0 | 0 | 0 | 0 | 0 | 0 | 0 | 0 | 0 | 0
0 | 0 | 0 | 0 | 0 | 0 | 0 | 0 | 0 | 0 | 0 | 0 | 0 | 0 | 0 | 0 | 0 | 0 | 0 | 0 | 0
0 | 0 | 0 | 0 | 0 | 0 | 0 | 0 | 0 | 0 | 0 | 0 | 0 | 0 | 0 | 0 | 0 | 0 | 0 | 0 | 0
0 | 0 | 0 | 0 | 0 | 0 | 0 | 0 | 0 | 0 | 0 | 0 | 0 | 0 | 0 | 0 | 0 | 0 | 0 | 0 | 0
0 | 0 | 0 | 0 | 0 | 0 | 0 | 0 | 0 | 0 | 0 | 0 | 0 | 0 | 0 | 0 | 0 | 0 | 0 | 0 | 0
0 | 0 | 0 | 0 | 0 | 0 | 0 | 0 | 0 | 0 | 0 | 0 | 0 | 0 | 0 | 0 | 0 | 0 | 0 | 0 | 0
0 | 0 | 0 | 0 | 0 | 0 | 0 | 0 | 0 | 0 | 0 | 0 | 0 | 0 | 0 | 0 | 0 | 0 | 0 | 0 | 0
0 | 0 | 0 | 0 | 0 | 0 | 0 | 0 | 0 | 0 | 0 | 0 | 0 | 0 | 0 | 0 | 0 | 0 | 0 | 0 | 0
0 | 0 | 0 | 0 | 0 | 0 | 0 | 0 | 0 | 0 | 0 | 0 | 0 | 0 | 0 | 0 | 0 | 0 | 0 | 0 | 0
0 | 0 | 0 | 0 | 0 | 0 | 0 | 0 | 0 | 0 | 0 | 0 | 0 | 0 | 0 | 0 | 0 | 0 | 0 | 0 | 0
0 | 0 | 0 | 0 | 0 | 0 | 0 | 0 | 0 | 0 | 0 | 0 | 0 | 0 | 0 | 0 | 0 | 0 | 0 | 0 | 0
0 | 0 | 0 | 0 | 0 | 0 | 0 | 0 | 0 | 0 | 0 | 0 | 0 | 0 | 0 | 0 | 0 | 0 | 0 | 0 | 0
0 | 0 | 0 | 0 | 0 | 0 | 0 | 0 | 0 | 0 | 0 | 0 | 0 | 0 | 0 | 0 | 0 | 0 | 0 | 0 | 0
0 | 0 | 0 | 0 | 0 | 0 | 0 | 0 | 0 | 0 | 0 | 0 | 0 | 0 | 0 | 0 | 0 | 0 | 0 | 0 | 0
0 | 0 | 0 | 0 | 0 | 0 | 0 | 0 | 0 | 0 | 0 | 0 | 0 | 0 | 0 | 0 | 0 | 0 | 0 | 0 | 0
0 | 0 | 0 | 0 | 0 | 0 | 0 | 0 | 0 | 0 | 0 | 0 | 0 | 0 | 0 | 0 | 0 | 0 | 0 | 0 | 0
0 | 0 | 0 | 0 | 0 | 0 | 0 | 0 | 0 | 0 | 0 | 0 | 0 | 0 | 0 | 0 | 0 | 0 | 0 | 0 | 0
0 | 0 | 0 | 0 | 0 | 0 | 0 | 0 | 0 | 0 | 0 | 0 | 0 | 0 | 0 | 0 | 0 | 0 | 0 | 0 | 0
0 | 0 | 0 | 0 | 0 | 0 | 0 | 0 | 0 | 0 | 0 | 0 | 0 | 0 | 0 | 0 | 0 | 0 | 0 | 0 | 0
0 | 0 | 0 | 0 | 0 | 0 | 0 | 0 | 0 | 0 | 0 | 0 | 0 | 0 | 0 | 0 | 0 | 0 | 0 | 0 | 0
0 | 0 | 0 | 0 | 0 | 0 | 0 | 0 | 0 | 0 | 0 | 0 | 0 | 0 | 0 | 0 | 0 | 0 | 0 | 0 | 0
0 | 0 | 0 | 0 | 0 | 0 | 0 | 0 | 0 | 0 | 0 | 0 | 0 | 0 | 0 | 0 | 0 | 0 | 0 | 0 | 0
0 | 0 | 0 | 0 | 0 | 0 | 0 | 0 | 0 | 0 | 0 | 0 | 0 | 0 | 0 | 0 | 0 | 0 | 0 | 0 | 0
0 | 0 | 0 | 0 | 0 | 0 | 0 | 0 | 0 | 0 | 0 | 0 | 0 | 0 | 0 | 0 | 0 | 0 | 0 | 0 | 0
0 | 0 | 0 | 0 | 0 | 0 | 0 | 0 | 0 | 0 | 0 | 0 | 0 | 0 | 0 | 0 | 0 | 0 | 0 | 0 | 0
0 | 0 | 0 | 0 | 0 | 0 | 0 | 0 | 0 | 0 | 0 | 0 | 0 | 0 | 0 | 0 | 0 | 0 | 0 | 0 | 0
0 | 0 | 0 | 0 | 0 | 0 | 0 | 0 | 0 | 0 | 0 | 0 | 0 | 0 | 0 | 0 | 0 | 0 | 0 | 0 | 0
0 | 0 | 0 | 0 | 0 | 0 | 0 | 0 | 0 | 0 | 0 | 0 | 0 | 0 | 0 | 0 | 0 | 0 | 0 | 0 | 0
0 | 0 | 0 | 0 | 0 | 0 | 0 | 0 | 0 | 0 | 0 | 0 | 0 | 0 | 0 | 0 | 0 | 0 | 0 | 0 | 0
0 | 0 | 0 | 0 | 0 | 0 | 0 | 0 | 0 | 0 | 0 | 0 | 0 | 0 | 0 | 0 | 0 | 0 | 0 | 0 | 0
0 | 0 | 0 | 0 | 0 | 0 | 0 | 0 | 0 | 0 | 0 | 0 | 0 | 0 | 0 | 0 | 0 | 0 | 0 | 0 | 0
0 | 0 | 0 | 0 | 0 | 0 | 0 | 0 | 0 | 0 | 0 | 0 | 0 | 0 | 0 | 0 | 0 | 0 | 0 | 0 | 0
0 | 0 | 0 | 0 | 0 | 0 | 0 | 0 | 0 | 0 | 0 | 0 | 0 | 0 | 0 | 0 | 0 | 0 | 0 | 0 | 0
0 | 0 | 0 | 0 | 0 | 0 | 0 | 0 | 0 | 0 | 0 | 0 | 0 | 0 | 0 | 0 | 0 | 0 | 0 | 0 | 0
0 | 0 | 0 | 0 | 0 | 0 | 0 | 0 | 0 | 0 | 0 | 0 | 0 | 0 | 0 | 0 | 0 | 0 | 0 | 0 | 0
0 | 0 | 0 | 0 | 0 | 0 | 0 | 0 | 0 | 0 | 0 | 0 | 0 | 0 | 0 | 0 | 0 | 0 | 0 | 0 | 0
0 | 0 | 0 | 0 | 0 | 0 | 0 | 0 | 0 | 0 | 0 | 0 | 0 | 0 | 0 | 0 | 0 | 0 | 0 | 0 | 0
0 | 0 | 0 | 0 | 0 | 0 | 0 | 0 | 0 | 0 | 0 | 0 | 0 | 0 | 0 | 0 | 0 | 0 | 0 | 0 | 0
0 | 0 | 0 | 0 | 0 | 0 | 0 | 0 | 0 | 0 | 0 | 0 | 0 | 0 | 0 | 0 | 0 | 0 | 0 | 0 | 0
0 | 0 | 0 | 0 | 0 | 0 | 0 | 0 | 0 | 0 | 0 | 0 | 0 | 0 | 0 | 0 | 0 | 0 | 0 | 0 | 0
0 | 0 | 0 | 0 | 0 | 0 | 0 | 0 | 0 | 0 | 0 | 0 | 0 | 0 | 0 | 0 | 0 | 0 | 0 | 0 | 0
0 | 0 | 0 | 0 | 0 | 0 | 0 | 0 | 0 | 0 | 0 | 0 | 0 | 0 | 0 | 0 | 0 | 0 | 0 | 0 | 0
0 | 0 | 0 | 0 | 0 | 0 | 0 | 0 | 0 | 0 | 0 | 0 | 0 | 0 | 0 | 0 | 0 | 0 | 0 | 0 | 0
0 | 0 | 0 | 0 | 0 | 0 | 0 | 0 | 0 | 0 | 0 | 0 | 0 | 0 | 0 | 0 | 0 | 0 | 0 | 0 | 0
0 | 0 | 0 | 0 | 0 | 0 | 0 | 0 | 0 | 0 | 0 | 0 | 0 | 0 | 0 | 0 | 0 | 0 | 0 | 0 | 0
0 | 0 | 0 | 0 | 0 | 0 | 0 | 0 | 0 | 0 | 0 | 0 | 0 | 0 | 0 | 0 | 0 | 0 | 0 | 0 | 0
0 | 0 | 0 | 0 | 0 | 0 | 0 | 0 | 0 | 0 | 0 | 0 | 0 | 0 | 0 | 0 | 0 | 0 | 0 | 0 | 0
0 | 0 | 0 | 0 | 0 | 0 | 0 | 0 | 0 | 0 | 0 | 0 | 0 | 0 | 0 | 0 | 0 | 0 | 0 | 0 | 0
0 | 0 | 0 | 0 | 0 | 0 | 0 | 0 | 0 | 0 | 0 | 0 | 0 | 0 | 0 | 0 | 0 | 0 | 0 | 0 | 0
0 | 0 | 0 | 0 | 0 | 0 | 0 | 0 | 0 | 0 | 0 | 0 | 0 | 0 | 0 | 0 | 0 | 0 | 0 | 0 | 0
0 | 0 | 0 | 0 | 0 | 0 | 0 | 0 | 0 | 0 | 0 | 0 | 0 | 0 | 0 | 0 | 0 | 0 | 0 | 0 | 0
0 | 0 | 0 | 0 | 0 | 0 | 0 | 0 | 0 | 0 | 0 | 0 | 0 | 0 | 0 | 0 | 0 | 0 | 0 | 0 | 0
0 | 0 | 0 | 0 | 0 | 0 | 0 | 0 | 0 | 0 | 0 | 0 | 0 | 0 | 0 | 0 | 0 | 0 | 0 | 0 | 0
0 | 0 | 0 | 0 | 0 | 0 | 0 | 0 | 0 | 0 | 0 | 0 | 0 | 0 | 0 | 0 | 0 | 0 | 0 | 0 | 0
0 | 0 | 0 | 0 | 0 | 0 | 0 | 0 | 0 | 0 | 0 | 0 | 0 | 0 | 0 | 0 | 0 | 0 | 0 | 0 | 0
0 | 0 | 0 | 0 | 0 | 0 | 0 | 0 | 0 | 0 | 0 | 0 | 0 | 0 | 0 | 0 | 0 | 0 | 0 | 0 | 0
0 | 0 | 0 | 0 | 0 | 0 | 0 | 0 | 0 | 0 | 0 | 0 | 0 | 0 | 0 | 0 | 0 | 0 | 0 | 0 | 0
0 | 0 | 0 | 0 | 0 | 0 | 0 | 0 | 0 | 0 | 0 | 0 | 0 | 0 | 0 | 0 | 0 | 0 | 0 | 0 | 0
0 | 0 | 0 | 0 | 0 | 0 | 0 | 0 | 0 | 0 | 0 | 0 | 0 | 0 | 0 | 0 | 0 | 0 | 0 | 0 | 0
0 | 0 | 0 | 0 | 0 | 0 | 0 | 0 | 0 | 0 | 0 | 0 | 0 | 0 | 0 | 0 | 0 | 0 | 0 | 0 | 0
0 | 0 | 0 | 0 | 0 | 0 | 0 | 0 | 0 | 0 | 0 | 0 | 0 | 0 | 0 | 0 | 0 | 0 | 0 | 0 | 0
0 | 0 | 0 | 0 | 0 | 0 | 0 | 0 | 0 | 0 | 0 | 0 | 0 | 0 | 0 | 0 | 0 | 0 | 0 | 0 | 0
0 | 0 | 0 | 0 | 0 | 0 | 0 | 0 | 0 | 0 | 0 | 0 | 0 | 0 | 0 | 0 | 0 | 0 | 0 | 0 | 0
0 | 0 | 0 | 0 | 0 | 0 | 0 | 0 | 0 | 0 | 0 | 0 | 0 | 0 | 0 | 0 | 0 | 0 | 0 | 0 | 0
0 | 0 | 0 | 0 | 0 | 0 | 0 | 0 | 0 | 0 | 0 | 0 | 0 | 0 | 0 | 0 | 0 | 0 | 0 | 0 | 0
0 | 0 | 0 | 0 | 0 | 0 | 0 | 0 | 0 | 0 | 0 | 0 | 0 | 0 | 0 | 0 | 0 | 0 | 0 | 0 | 0
0 | 0 | 0 | 0 | 0 | 0 | 0 | 0 | 0 | 0 | 0 | 0 | 0 | 0 | 0 | 0 | 0 | 0 | 0 | 0 | 0
0 | 0 | 0 | 0 | 0 | 0 | 0 | 0 | 0 | 0 | 0 | 0 | 0 | 0 | 0 | 0 | 0 | 0 | 0 | 0 | 0
0 | 0 | 0 | 0 | 0 | 0 | 0 | 0 | 0 | 0 | 0 | 0 | 0 | 0 | 0 | 0 | 0 | 0 | 0 | 0 | 0
0 | 0 | 0 | 0 | 0 | 0 | 0 | 0 | 0 | 0 | 0 | 0 | 0 | 0 | 0 | 0 | 0 | 0 | 0 | 0 | 0
0 | 0 | 0 | 0 | 0 | 0 | 0 | 0 | 0 | 0 | 0 | 0 | 0 | 0 | 0 | 0 | 0 | 0 | 0 | 0 | 0
0 | 0 | 0 | 0 | 0 | 0 | 0 | 0 | 0 | 0 | 0 | 0 | 0 | 0 | 0 | 0 | 0 | 0 | 0 | 0 | 0
0 | 0 | 0 | 0 | 0 | 0 | 0 | 0 | 0 | 0 | 0 | 0 | 0 | 0 | 0 | 0 | 0 | 0 | 0 | 0 | 0
0 | 0 | 0 | 0 | 0 | 0 | 0 | 0 | 0 | 0 | 0 | 0 | 0 | 0 | 0 | 0 | 0 | 0 | 0 | 0 | 0
0 | 0 | 0 | 0 | 0 | 0 | 0 | 0 | 0 | 0 | 0 | 0 | 0 | 0 | 0 | 0 | 0 | 0 | 0 | 0 | 0
0 | 0 | 0 | 0 | 0 | 0 | 0 | 0 | 0 | 0 | 0 | 0 | 0 | 0 | 0 | 0 | 0 | 0 | 0 | 0 | 0
0 | 0 | 0 | 0 | 0 | 0 | 0 | 0 | 0 | 0 | 0 | 0 | 0 | 0 | 0 | 0 | 0 | 0 | 0 | 0 | 0
0 | 0 | 0 | 0 | 0 | 0 | 0 | 0 | 0 | 0 | 0 | 0 | 0 | 0 | 0 | 0 | 0 | 0 | 0 | 0 | 0
0 | 0 | 0 | 0 | 0 | 0 | 0 | 0 | 0 | 0 | 0 | 0 | 0 | 0 | 0 | 0 | 0 | 0 | 0 | 0 | 0
0 | 0 | 0 | 0 | 0 | 0 | 0 | 0 | 0 | 0 | 0 | 0 | 0 | 0 | 0 | 0 | 0 | 0 | 0 | 0 | 0
0 | 0 | 0 | 0 | 0 | 0 | 0 | 0 | 0 | 0 | 0 | 0 | 0 | 0 | 0 | 0 | 0 | 0 | 0 | 0 | 0
0 | 0 | 0 | 0 | 0 | 0 | 0 | 0 | 0 | 0 | 0 | 0 | 0 | 0 | 0 | 0 | 0 | 0 | 0 | 0 | 0
0 | 0 | 0 | 0 | 0 | 0 | 0 | 0 | 0 | 0 | 0 | 0 | 0 | 0 | 0 | 0 | 0 | 0 | 0 | 0 | 0
0 | 0 | 0 | 0 | 0 | 0 | 0 | 0 | 0 | 0 | 0 | 0 | 0 | 0 | 0 | 0 | 0 | 0 | 0 | 0 | 0
0 | 0 | 0 | 0 | 0 | 0 | 0 | 0 | 0 | 0 | 0 | 0 | 0 | 0 | 0 | 0 | 0 | 0 | 0 | 0 | 0
0 | 0 | 0 | 0 | 0 | 0 | 0 | 0 | 0 | 0 | 0 | 0 | 0 | 0 | 0 | 0 | 0 | 0 | 0 | 0 | 0
0 | 0 | 0 | 0 | 0 | 0 | 0 | 0 | 0 | 0 | 0 | 0 | 0 | 0 | 0 | 0 | 0 | 0 | 0 | 0 | 0
0 | 0 | 0 | 0 | 0 | 0 | 0 | 0 | 0 | 0 | 0 | 0 | 0 | 0 | 0 | 0 | 0 | 0 | 0 | 0 | 0
0 | 0 | 0 | 0 | 0 | 0 | 0 | 0 | 0 | 0 | 0 | 0 | 0 | 0 | 0 | 0 | 0 | 0 | 0 | 0 | 0
0 | 0 | 0 | 0 | 0 | 0 | 0 | 0 | 0 | 0 | 0 | 0 | 0 | 0 | 0 | 0 | 0 | 0 | 0 | 0 | 0
0 | 0 | 0 | 0 | 0 | 0 | 0 | 0 | 0 | 0 | 0 | 0 | 0 | 0 | 0 | 0 | 0 | 0 | 0 | 0 | 0
0 | 0 | 0 | 0 | 0 | 0 | 0 | 0 | 0 | 0 | 0 | 0 | 0 | 0 | 0 | 0 | 0 | 0 | 0 | 0 | 0
0 | 0 | 0 | 0 | 0 | 0 | 0 | 0 | 0 | 0 | 0 | 0 | 0 | 0 | 0 | 0 | 0 | 0 | 0 | 0 | 0
0 | 0 | 0 | 0 | 0 | 0 | 0 | 0 | 0 | 0 | 0 | 0 | 0 | 0 | 0 | 0 | 0 | 0 | 0 | 0 | 0
0 | 0 | 0 | 0 | 0 | 0 | 0 | 0 | 0 | 0 | 0 | 0 | 0 | 0 | 0 | 0 | 0 | 0 | 0 | 0 | 0
0 | 0 | 0 | 0 | 0 | 0 | 0 | 0 | 0 | 0 | 0 | 0 | 0 | 0 | 0 | 0 | 0 | 0 | 0 | 0 | 0
0 | 0 | 0 | 0 | 0 | 0 | 0 | 0 | 0 | 0 | 0 | 0 | 0 | 0 | 0 | 0 | 0 | 0 | 0 | 0 | 0
0 | 0 | 0 | 0 | 0 | 0 | 0 | 0 | 0 | 0 | 0 | 0 | 0 | 0 | 0 | 0 | 0 | 0 | 0 | 0 | 0
0 | 0 | 0 | 0 | 0 | 0 | 0 | 0 | 0 | 0 | 0 | 0 | 0 | 0 | 0 | 0 | 0 | 0 | 0 | 0 | 0
0 | 0 | 0 | 0 | 0 | 0 | 0 | 0 | 0 | 0 | 0 | 0 | 0 | 0 | 0 | 0 | 0 | 0 | 0 | 0 | 0
0 | 0 | 0 | 0 | 0 | 0 | 0 | 0 | 0 | 0 | 0 | 0 | 0 | 0 | 0 | 0 | 0 | 0 | 0 | 0 | 0
0 | 0 | 0 | 0 | 0 | 0 | 0 | 0 | 0 | 0 | 0 | 0 | 0 | 0 | 0 | 0 | 0 | 0 | 0 | 0 | 0
0 | 0 | 0 | 0 | 0 | 0 | 0 | 0 | 0 | 0 | 0 | 0 | 0 | 0 | 0 | 0 | 0 | 0 | 0 | 0 | 0
0 | 0 | 0 | 0 | 0 | 0 | 0 | 0 | 0 | 0 | 0 | 0 | 0 | 0 | 0 | 0 | 0 | 0 | 0 | 0 | 0
0 | 0 | 0 | 0 | 0 | 0 | 0 | 0 | 0 | 0 | 0 | 0 | 0 | 0 | 0 | 0 | 0 | 0 | 0 | 0 | 0
0 | 0 | 0 | 0 | 0 | 0 | 0 | 0 | 0 | 0 | 0 | 0 | 0 | 0 | 0 | 0 | 0 | 0 | 0 | 0 | 0
0 | 0 | 0 | 0 | 0 | 0 | 0 | 0 | 0 | 0 | 0 | 0 | 0 | 0 | 0 | 0 | 0 | 0 | 0 | 0 | 0
0 | 0 | 0 | 0 | 0 | 0 | 0 | 0 | 0 | 0 | 0 | 0 | 0 | 0 | 0 | 0 | 0 | 0 | 0 | 0 | 0
0 | 0 | 0 | 0 | 0 | 0 | 0 | 0 | 0 | 0 | 0 | 0 | 0 | 0 | 0 | 0 | 0 | 0 | 0 | 0 | 0
0 | 0 | 0 | 0 | 0 | 0 | 0 | 0 | 0 | 0 | 0 | 0 | 0 | 0 | 0 | 0 | 0 | 0 | 0 | 0 | 0
0 | 0 | 0 | 0 | 0 | 0 | 0 | 0 | 0 | 0 | 0 | 0 | 0 | 0 | 0 | 0 | 0 | 0 | 0 | 0 | 0
0 | 0 | 0 | 0 | 0 | 0 | 0 | 0 | 0 | 0 | 0 | 0 | 0 | 0 | 0 | 0 | 0 | 0 | 0 | 0 | 0
0 | 0 | 0 | 0 | 0 | 0 | 0 | 0 | 0 | 0 | 0 | 0 | 0 | 0 | 0 | 0 | 0 | 0 | 0 | 0 | 0
0 | 0 | 0 | 0 | 0 | 0 | 0 | 0 | 0 | 0 | 0 | 0 | 0 | 0 | 0 | 0 | 0 | 0 | 0 | 0 | 0
0 | 0 | 0 | 0 | 0 | 0 | 0 | 0 | 0 | 0 | 0 | 0 | 0 | 0 | 0 | 0 | 0 | 0 | 0 | 0 | 0
0 | 0 | 0 | 0 | 0 | 0 | 0 | 0 | 0 | 0 | 0 | 0 | 0 | 0 | 0 | 0 | 0 | 0 | 0 | 0 | 0
0 | 0 | 0 | 0 | 0 | 0 | 0 | 0 | 0 | 0 | 0 | 0 | 0 | 0 | 0 | 0 | 0 | 0 | 0 | 0 | 0
0 | 0 | 0 | 0 | 0 | 0 | 0 | 0 | 0 | 0 | 0 | 0 | 0 | 0 | 0 | 0 | 0 | 0 | 0 | 0 | 0
0 | 0 | 0 | 0 | 0 | 0 | 0 | 0 | 0 | 0 | 0 | 0 | 0 | 0 | 0 | 0 | 0 | 0 | 0 | 0 | 0
0 | 0 | 0 | 0 | 0 | 0 | 0 | 0 | 0 | 0 | 0 | 0 | 0 | 0 | 0 | 0 | 0 | 0 | 0 | 0 | 0
0 | 0 | 0 | 0 | 0 | 0 | 0 | 0 | 0 | 0 | 0 | 0 | 0 | 0 | 0 | 0 | 0 | 0 | 0 | 0 | 0
0 | 0 | 0 | 0 | 0 | 0 | 0 | 0 | 0 | 0 | 0 | 0 | 0 | 0 | 0 | 0 | 0 | 0 | 0 | 0 | 0
0 | 0 | 0 | 0 | 0 | 0 | 0 | 0 | 0 | 0 | 0 | 0 | 0 | 0 | 0 | 0 | 0 | 0 | 0 | 0 | 0
0 | 0 | 0 | 0 | 0 | 0 | 0 | 0 | 0 | 0 | 0 | 0 | 0 | 0 | 0 | 0 | 0 | 0 | 0 | 0 | 0
0 | 0 | 0 | 0 | 0 | 0 | 0 | 0 | 0 | 0 | 0 | 0 | 0 | 0 | 0 | 0 | 0 | 0 | 0 | 0 | 0
0 | 0 | 0 | 0 | 0 | 0 | 0 | 0 | 0 | 0 | 0 | 0 | 0 | 0 | 0 | 0 | 0 | 0 | 0 | 0 | 0
0 | 0 | 0 | 0 | 0 | 0 | 0 | 0 | 0 | 0 | 0 | 0 | 0 | 0 | 0 | 0 | 0 | 0 | 0 | 0 | 0
0 | 0 | 0 | 0 | 0 | 0 | 0 | 0 | 0 | 0 | 0 | 0 | 0 | 0 | 0 | 0 | 0 | 0 | 0 | 0 | 0
0 | 0 | 0 | 0 | 0 | 0 | 0 | 0 | 0 | 0 | 0 | 0 | 0 | 0 | 0 | 0 | 0 | 0 | 0 | 0 | 0
0 | 0 | 0 | 0 | 0 | 0 | 0 | 0 | 0 | 0 | 0 | 0 | 0 | 0 | 0 | 0 | 0 | 0 | 0 | 0 | 0
0 | 0 | 0 | 0 | 0 | 0 | 0 | 0 | 0 | 0 | 0 | 0 | 0 | 0 | 0 | 0 | 0 | 0 | 0 | 0 | 0
0 | 0 | 0 | 0 | 0 | 0 | 0 | 0 | 0 | 0 | 0 | 0 | 0 | 0 | 0 | 0 | 0 | 0 | 0 | 0 | 0
0 | 0 | 0 | 0 | 0 | 0 | 0 | 0 | 0 | 0 | 0 | 0 | 0 | 0 | 0 | 0 | 0 | 0 | 0 | 0 | 0
0 | 0 | 0 | 0 | 0 | 0 | 0 | 0 | 0 | 0 | 0 | 0 | 0 | 0 | 0 | 0 | 0 | 0 | 0 | 0 | 0
0 | 0 | 0 | 0 | 0 | 0 | 0 | 0 | 0 | 0 | 0 | 0 | 0 | 0 | 0 | 0 | 0 | 0 | 0 | 0 | 0
0 | 0 | 0 | 0 | 0 | 0 | 0 | 0 | 0 | 0 | 0 | 0 | 0 | 0 | 0 | 0 | 0 | 0 | 0 | 0 | 0
0 | 0 | 0 | 0 | 0 | 0 | 0 | 0 | 0 | 0 | 0 | 0 | 0 | 0 | 0 | 0 | 0 | 0 | 0 | 0 | 0
0 | 0 | 0 | 0 | 0 | 0 | 0 | 0 | 0 | 0 | 0 | 0 | 0 | 0 | 0 | 0 | 0 | 0 | 0 | 0 | 0
0 | 0 | 0 | 0 | 0 | 0 | 0 | 0 | 0 | 0 | 0 | 0 | 0 | 0 | 0 | 0 | 0 | 0 | 0 | 0 | 0
0 | 0 | 0 | 0 | 0 | 0 | 0 | 0 | 0 | 0 | 0 | 0 | 0 | 0 | 0 | 0 | 0 | 0 | 0 | 0 | 0
0 | 0 | 0 | 0 | 0 | 0 | 0 | 0 | 0 | 0 | 0 | 0 | 0 | 0 | 0 | 0 | 0 | 0 | 0 | 0 | 0
0 | 0 | 0 | 0 | 0 | 0 | 0 | 0 | 0 | 0 | 0 | 0 | 0 | 0 | 0 | 0 | 0 | 0 | 0 | 0 | 0
0 | 0 | 0 | 0 | 0 | 0 | 0 | 0 | 0 | 0 | 0 | 0 | 0 | 0 | 0 | 0 | 0 | 0 | 0 | 0 | 0
0 | 0 | 0 | 0 | 0 | 0 | 0 | 0 | 0 | 0 | 0 | 0 | 0 | 0 | 0 | 0 | 0 | 0 | 0 | 0 | 0
0 | 0 | 0 | 0 | 0 | 0 | 0 | 0 | 0 | 0 | 0 | 0 | 0 | 0 | 0 | 0 | 0 | 0 | 0 | 0 | 0
0 | 0 | 0 | 0 | 0 | 0 | 0 | 0 | 0 | 0 | 0 | 0 | 0 | 0 | 0 | 0 | 0 | 0 | 0 | 0 | 0
0 | 0 | 0 | 0 | 0 | 0 | 0 | 0 | 0 | 0 | 0 | 0 | 0 | 0 | 0 | 0 | 0 | 0 | 0 | 0 | 0
0 | 0 | 0 | 0 | 0 | 0 | 0 | 0 | 0 | 0 | 0 | 0 | 0 | 0 | 0 | 0 | 0 | 0 | 0 | 0 | 0
0 | 0 | 0 | 0 | 0 | 0 | 0 | 0 | 0 | 0 | 0 | 0 | 0 | 0 | 0 | 0 | 0 | 0 | 0 | 0 | 0
0 | 0 | 0 | 0 | 0 | 0 | 0 | 0 | 0 | 0 | 0 | 0 | 0 | 0 | 0 | 0 | 0 | 0 | 0 | 0 | 0
0 | 0 | 0 | 0 | 0 | 0 | 0 | 0 | 0 | 0 | 0 | 0 | 0 | 0 | 0 | 0 | 0 | 0 | 0 | 0 | 0
0 | 0 | 0 | 0 | 0 | 0 | 0 | 0 | 0 | 0 | 0 | 0 | 0 | 0 | 0 | 0 | 0 | 0 | 0 | 0 | 0
0 | 0 | 0 | 0 | 0 | 0 | 0 | 0 | 0 | 0 | 0 | 0 | 0 | 0 | 0 | 0 | 0 | 0 | 0 | 0 | 0
0 | 0 | 0 | 0 | 0 | 0 | 0 | 0 | 0 | 0 | 0 | 0 | 0 | 0 | 0 | 0 | 0 | 0 | 0 | 0 | 0
0 | 0 | 0 | 0 | 0 | 0 | 0 | 0 | 0 | 0 | 0 | 0 | 0 | 0 | 0 | 0 | 0 | 0 | 0 | 0 | 0
0 | 0 | 0 | 0 | 0 | 0 | 0 | 0 | 0 | 0 | 0 | 0 | 0 | 0 | 0 | 0 | 0 | 0 | 0 | 0 | 0
0 | 0 | 0 | 0 | 0 | 0 | 0 | 0 | 0 | 0 | 0 | 0 | 0 | 0 | 0 | 0 | 0 | 0 | 0 | 0 | 0
0 | 0 | 0 | 0 | 0 | 0 | 0 | 0 | 0 | 0 | 0 | 0 | 0 | 0 | 0 | 0 | 0 | 0 | 0 | 0 | 0
0 | 0 | 0 | 0 | 0 | 0 | 0 | 0 | 0 | 0 | 0 | 0 | 0 | 0 | 0 | 0 | 0 | 0 | 0 | 0 | 0
0 | 0 | 0 | 0 | 0 | 0 | 0 | 0 | 0 | 0 | 0 | 0 | 0 | 0 | 0 | 0 | 0 | 0 | 0 | 0 | 0
0 | 0 | 0 | 0 | 0 | 0 | 0 | 0 | 0 | 0 | 0 | 0 | 0 | 0 | 0 | 0 | 0 | 0 | 0 | 0 | 0
0 | 0 | 0 | 0 | 0 | 0 | 0 | 0 | 0 | 0 | 0 | 0 | 0 | 0 | 0 | 0 | 0 | 0 | 0 | 0 | 0
0 | 0 | 0 | 0 | 0 | 0 | 0 | 0 | 0 | 0 | 0 | 0 | 0 | 0 | 0 | 0 | 0 | 0 | 0 | 0 | 0
0 | 0 | 0 | 0 | 0 | 0 | 0 | 0 | 0 | 0 | 0 | 0 | 0 | 0 | 0 | 0 | 0 | 0 | 0 | 0 | 0
0 | 0 | 0 | 0 | 0 | 0 | 0 | 0 | 0 | 0 | 0 | 0 | 0 | 0 | 0 | 0 | 0 | 0 | 0 | 0 | 0
0 | 0 | 0 | 0 | 0 | 0 | 0 | 0 | 0 | 0 | 0 | 0 | 0 | 0 | 0 | 0 | 0 | 0 | 0 | 0 | 0
0 | 0 | 0 | 0 | 0 | 0 | 0 | 0 | 0 | 0 | 0 | 0 | 0 | 0 | 0 | 0 | 0 | 0 | 0 | 0 | 0
0 | 0 | 0 | 0 | 0 | 0 | 0 | 0 | 0 | 0 | 0 | 0 | 0 | 0 | 0 | 0 | 0 | 0 | 0 | 0 | 0
0 | 0 | 0 | 0 | 0 | 0 | 0 | 0 | 0 | 0 | 0 | 0 | 0 | 0 | 0 | 0 | 0 | 0 | 0 | 0 | 0
0 | 0 | 0 | 0 | 0 | 0 | 0 | 0 | 0 | 0 | 0 | 0 | 0 | 0 | 0 | 0 | 0 | 0 | 0 | 0 | 0
0 | 0 | 0 | 0 | 0 | 0 | 0 | 0 | 0 | 0 | 0 | 0 | 0 | 0 | 0 | 0 | 0 | 0 | 0 | 0 | 0
0 | 0 | 0 | 0 | 0 | 0 | 0 | 0 | 0 | 0 | 0 | 0 | 0 | 0 | 0 | 0 | 0 | 0 | 0 | 0 | 0
0 | 0 | 0 | 0 | 0 | 0 | 0 | 0 | 0 | 0 | 0 | 0 | 0 | 0 | 0 | 0 | 0 | 0 | 0 | 0 | 0
0 | 0 | 0 | 0 | 0 | 0 | 0 | 0 | 0 | 0 | 0 | 0 | 0 | 0 | 0 | 0 | 0 | 0 | 0 | 0 | 0
0 | 0 | 0 | 0 | 0 | 0 | 0 | 0 | 0 | 0 | 0 | 0 | 0 | 0 | 0 | 0 | 0 | 0 | 0 | 0 | 0
0 | 0 | 0 | 0 | 0 | 0 | 0 | 0 | 0 | 0 | 0 | 0 | 0 | 0 | 0 | 0 | 0 | 0 | 0 | 0 | 0
0 | 0 | 0 | 0 | 0 | 0 | 0 | 0 | 0 | 0 | 0 | 0 | 0 | 0 | 0 | 0 | 0 | 0 | 0 | 0 | 0
0 | 0 | 0 | 0 | 0 | 0 | 0 | 0 | 0 | 0 | 0 | 0 | 0 | 0 | 0 | 0 | 0 | 0 | 0 | 0 | 0
0 | 0 | 0 | 0 | 0 | 0 | 0 | 0 | 0 | 0 | 0 | 0 | 0 | 0 | 0 | 0 | 0 | 0 | 0 | 0 | 0
0 | 0 | 0 | 0 | 0 | 0 | 0 | 0 | 0 | 0 | 0 | 0 | 0 | 0 | 0 | 0 | 0 | 0 | 0 | 0 | 0
0 | 0 | 0 | 0 | 0 | 0 | 0 | 0 | 0 | 0 | 0 | 0 | 0 | 0 | 0 | 0 | 0 | 0 | 0 | 0 | 0
0 | 0 | 0 | 0 | 0 | 0 | 0 | 0 | 0 | 0 | 0 | 0 | 0 | 0 | 0 | 0 | 0 | 0 | 0 | 0 | 0
0 | 0 | 0 | 0 | 0 | 0 | 0 | 0 | 0 | 0 | 0 | 0 | 0 | 0 | 0 | 0 | 0 | 0 | 0 | 0 | 0
0 | 0 | 0 | 0 | 0 | 0 | 0 | 0 | 0 | 0 | 0 | 0 | 0 | 0 | 0 | 0 | 0 | 0 | 0 | 0 | 0
0 | 0 | 0 | 0 | 0 | 0 | 0 | 0 | 0 | 0 | 0 | 0 | 0 | 0 | 0 | 0 | 0 | 0 | 0 | 0 | 0
0 | 0 | 0 | 0 | 0 | 0 | 0 | 0 | 0 | 0 | 0 | 0 | 0 | 0 | 0 | 0 | 0 | 0 | 0 | 0 | 0
0 | 0 | 0 | 0 | 0 | 0 | 0 | 0 | 0 | 0 | 0 | 0 | 0 | 0 | 0 | 0 | 0 | 0 | 0 | 0 | 0
0 | 0 | 0 | 0 | 0 | 0 | 0 | 0 | 0 | 0 | 0 | 0 | 0 | 0 | 0 | 0 | 0 | 0 | 0 | 0 | 0
0 | 0 | 0 | 0 | 0 | 0 | 0 | 0 | 0 | 0 | 0 | 0 | 0 | 0 | 0 | 0 | 0 | 0 | 0 | 0 | 0
0 | 0 | 0 | 0 | 0 | 0 | 0 | 0 | 0 | 0 | 0 | 0 | 0 | 0 | 0 | 0 | 0 | 0 | 0 | 0 | 0
0 | 0 | 0 | 0 | 0 | 0 | 0 | 0 | 0 | 0 | 0 | 0 | 0 | 0 | 0 | 0 | 0 | 0 | 0 | 0 | 0
0 | 0 | 0 | 0 | 0 | 0 | 0 | 0 | 0 | 0 | 0 | 0 | 0 | 0 | 0 | 0 | 0 | 0 | 0 | 0 | 0
0 | 0 | 0 | 0 | 0 | 0 | 0 | 0 | 0 | 0 | 0 | 0 | 0 | 0 | 0 | 0 | 0 | 0 | 0 | 0 | 0
0 | 0 | 0 | 0 | 0 | 0 | 0 | 0 | 0 | 0 | 0 | 0 | 0 | 0 | 0 | 0 | 0 | 0 | 0 | 0 | 0
0 | 0 | 0 | 0 | 0 | 0 | 0 | 0 | 0 | 0 | 0 | 0 | 0 | 0 | 0 | 0 | 0 | 0 | 0 | 0 | 0
0 | 0 | 0 | 0 | 0 | 0 | 0 | 0 | 0 | 0 | 0 | 0 | 0 | 0 | 0 | 0 | 0 | 0 | 0 | 0 | 0
0 | 0 | 0 | 0 | 0 | 0 | 0 | 0 | 0 | 0 | 0 | 0 | 0 | 0 | 0 | 0 | 0 | 0 | 0 | 0 | 0
0 | 0 | 0 | 0 | 0 | 0 | 0 | 0 | 0 | 0 | 0 | 0 | 0 | 0 | 0 | 0 | 0 | 0 | 0 | 0 | 0
0 | 0 | 0 | 0 | 0 | 0 | 0 | 0 | 0 | 0 | 0 | 0 | 0 | 0 | 0 | 0 | 0 | 0 | 0 | 0 | 0
0 | 0 | 0 | 0 | 0 | 0 | 0 | 0 | 0 | 0 | 0 | 0 | 0 | 0 | 0 | 0 | 0 | 0 | 0 | 0 | 0
0 | 0 | 0 | 0 | 0 | 0 | 0 | 0 | 0 | 0 | 0 | 0 | 0 | 0 | 0 | 0 | 0 | 0 | 0 | 0 | 0
0 | 0 | 0 | 0 | 0 | 0 | 0 | 0 | 0 | 0 | 0 | 0 | 0 | 0 | 0 | 0 | 0 | 0 | 0 | 0 | 0
0 | 0 | 0 | 0 | 0 | 0 | 0 | 0 | 0 | 0 | 0 | 0 | 0 | 0 | 0 | 0 | 0 | 0 | 0 | 0 | 0
0 | 0 | 0 | 0 | 0 | 0 | 0 | 0 | 0 | 0 | 0 | 0 | 0 | 0 | 0 | 0 | 0 | 0 | 0 | 0 | 0
0 | 0 | 0 | 0 | 0 | 0 | 0 | 0 | 0 | 0 | 0 | 0 | 0 | 0 | 0 | 0 | 0 | 0 | 0 | 0 | 0
0 | 0 | 0 | 0 | 0 | 0 | 0 | 0 | 0 | 0 | 0 | 0 | 0 | 0 | 0 | 0 | 0 | 0 | 0 | 0 | 0
0 | 0 | 0 | 0 | 0 | 0 | 0 | 0 | 0 | 0 | 0 | 0 | 0 | 0 | 0 | 0 | 0 | 0 | 0 | 0 | 0
0 | 0 | 0 | 0 | 0 | 0 | 0 | 0 | 0 | 0 | 0 | 0 | 0 | 0 | 0 | 0 | 0 | 0 | 0 | 0 | 0
0 | 0 | 0 | 0 | 0 | 0 | 0 | 0 | 0 | 0 | 0 | 0 | 0 | 0 | 0 | 0 | 0 | 0 | 0 | 0 | 0
0 | 0 | 0 | 0 | 0 | 0 | 0 | 0 | 0 | 0 | 0 | 0 | 0 | 0 | 0 | 0 | 0 | 0 | 0 | 0 | 0
0 | 0 | 0 | 0 | 0 | 0 | 0 | 0 | 0 | 0 | 0 | 0 | 0 | 0 | 0 | 0 | 0 | 0 | 0 | 0 | 0
0 | 0 | 0 | 0 | 0 | 0 | 0 | 0 | 0 | 0 | 0 | 0 | 0 | 0 | 0 | 0 | 0 | 0 | 0 | 0 | 0
0 | 0 | 0 | 0 | 0 | 0 | 0 | 0 | 0 | 0 | 0 | 0 | 0 | 0 | 0 | 0 | 0 | 0 | 0 | 0 | 0
0 | 0 | 0 | 0 | 0 | 0 | 0 | 0 | 0 | 0 | 0 | 0 | 0 | 0 | 0 | 0 | 0 | 0 | 0 | 0 | 0
0 | 0 | 0 | 0 | 0 | 0 | 0 | 0 | 0 | 0 | 0 | 0 | 0 | 0 | 0 | 0 | 0 | 0 | 0 | 0 | 0
0 | 0 | 0 | 0 | 0 | 0 | 0 | 0 | 0 | 0 | 0 | 0 | 0 | 0 | 0 | 0 | 0 | 0 | 0 | 0 | 0
0 | 0 | 0 | 0 | 0 | 0 | 0 | 0 | 0 | 0 | 0 | 0 | 0 | 0 | 0 | 0 | 0 | 0 | 0 | 0 | 0
0 | 0 | 0 | 0 | 0 | 0 | 0 | 0 | 0 | 0 | 0 | 0 | 0 | 0 | 0 | 0 | 0 | 0 | 0 | 0 | 0
0 | 0 | 0 | 0 | 0 | 0 | 0 | 0 | 0 | 0 | 0 | 0 | 0 | 0 | 0 | 0 | 0 | 0 | 0 | 0 | 0
0 | 0 | 0 | 0 | 0 | 0 | 0 | 0 | 0 | 0 | 0 | 0 | 0 | 0 | 0 | 0 | 0 | 0 | 0 | 0 | 0
0 | 0 | 0 | 0 | 0 | 0 | 0 | 0 | 0 | 0 | 0 | 0 | 0 | 0 | 0 | 0 | 0 | 0 | 0 | 0 | 0
0 | 0 | 0 | 0 | 0 | 0 | 0 | 0 | 0 | 0 | 0 | 0 | 0 | 0 | 0 | 0 | 0 | 0 | 0 | 0 | 0
0 | 0 | 0 | 0 | 0 | 0 | 0 | 0 | 0 | 0 | 0 | 0 | 0 | 0 | 0 | 0 | 0 | 0 | 0 | 0 | 0
0 | 0 | 0 | 0 | 0 | 0 | 0 | 0 | 0 | 0 | 0 | 0 | 0 | 0 | 0 | 0 | 0 | 0 | 0 | 0 | 0
0 | 0 | 0 | 0 | 0 | 0 | 0 | 0 | 0 | 0 | 0 | 0 | 0 | 0 | 0 | 0 | 0 | 0 | 0 | 0 | 0
0 | 0 | 0 | 0 | 0 | 0 | 0 | 0 | 0 | 0 | 0 | 0 | 0 | 0 | 0 | 0 | 0 | 0 | 0 | 0 | 0
0 | 0 | 0 | 0 | 0 | 0 | 0 | 0 | 0 | 0 | 0 | 0 | 0 | 0 | 0 | 0 | 0 | 0 | 0 | 0 | 0
0 | 0 | 0 | 0 | 0 | 0 | 0 | 0 | 0 | 0 | 0 | 0 | 0 | 0 | 0 | 0 | 0 | 0 | 0 | 0 | 0
0 | 0 | 0 | 0 | 0 | 0 | 0 | 0 | 0 | 0 | 0 | 0 | 0 | 0 | 0 | 0 | 0 | 0 | 0 | 0 | 0
0 | 0 | 0 | 0 | 0 | 0 | 0 | 0 | 0 | 0 | 0 | 0 | 0 | 0 | 0 | 0 | 0 | 0 | 0 | 0 | 0
0 | 0 | 0 | 0 | 0 | 0 | 0 | 0 | 0 | 0 | 0 | 0 | 0 | 0 | 0 | 0 | 0 | 0 | 0 | 0 | 0
0 | 0 | 0 | 0 | 0 | 0 | 0 | 0 | 0 | 0 | 0 | 0 | 0 | 0 | 0 | 0 | 0 | 0 | 0 | 0 | 0
0 | 0 | 0 | 0 | 0 | 0 | 0 | 0 | 0 | 0 | 0 | 0 | 0 | 0 | 0 | 0 | 0 | 0 | 0 | 0 | 0
0 | 0 | 0 | 0 | 0 | 0 | 0 | 0 | 0 | 0 | 0 | 0 | 0 | 0 | 0 | 0 | 0 | 0 | 0 | 0 | 0
0 | 0 | 0 | 0 | 0 | 0 | 0 | 0 | 0 | 0 | 0 | 0 | 0 | 0 | 0 | 0 | 0 | 0 | 0 | 0 | 0
0 | 0 | 0 | 0 | 0 | 0 | 0 | 0 | 0 | 0 | 0 | 0 | 0 | 0 | 0 | 0 | 0 | 0 | 0 | 0 | 0
0 | 0 | 0 | 0 | 0 | 0 | 0 | 0 | 0 | 0 | 0 | 0 | 0 | 0 | 0 | 0 | 0 | 0 | 0 | 0 | 0
0 | 0 | 0 | 0 | 0 | 0 | 0 | 0 | 0 | 0 | 0 | 0 | 0 | 0 | 0 | 0 | 0 | 0 | 0 | 0 | 0
0 | 0 | 0 | 0 | 0 | 0 | 0 | 0 | 0 | 0 | 0 | 0 | 0 | 0 | 0 | 0 | 0 | 0 | 0 | 0 | 0
0 | 0 | 0 | 0 | 0 | 0 | 0 | 0 | 0 | 0 | 0 | 0 | 0 | 0 | 0 | 0 | 0 | 0 | 0 | 0 | 0
0 | 0 | 0 | 0 | 0 | 0 | 0 | 0 | 0 | 0 | 0 | 0 | 0 | 0 | 0 | 0 | 0 | 0 | 0 | 0 | 0
0 | 0 | 0 | 0 | 0 | 0 | 0 | 0 | 0 | 0 | 0 | 0 | 0 | 0 | 0 | 0 | 0 | 0 | 0 | 0 | 0
0 | 0 | 0 | 0 | 0 | 0 | 0 | 0 | 0 | 0 | 0 | 0 | 0 | 0 | 0 | 0 | 0 | 0 | 0 | 0 | 0
0 | 0 | 0 | 0 | 0 | 0 | 0 | 0 | 0 | 0 | 0 | 0 | 0 | 0 | 0 | 0 | 0 | 0 | 0 | 0 | 0
0 | 0 | 0 | 0 | 0 | 0 | 0 | 0 | 0 | 0 | 0 | 0 | 0 | 0 | 0 | 0 | 0 | 0 | 0 | 0 | 0
0 | 0 | 0 | 0 | 0 | 0 | 0 | 0 | 0 | 0 | 0 | 0 | 0 | 0 | 0 | 0 | 0 | 0 | 0 | 0 | 0
0 | 0 | 0 | 0 | 0 | 0 | 0 | 0 | 0 | 0 | 0 | 0 | 0 | 0 | 0 | 0 | 0 | 0 | 0 | 0 | 0
0 | 0 | 0 | 0 | 0 | 0 | 0 | 0 | 0 | 0 | 0 | 0 | 0 | 0 | 0 | 0 | 0 | 0 | 0 | 0 | 0
0 | 0 | 0 | 0 | 0 | 0 | 0 | 0 | 0 | 0 | 0 | 0 | 0 | 0 | 0 | 0 | 0 | 0 | 0 | 0 | 0
0 | 0 | 0 | 0 | 0 | 0 | 0 | 0 | 0 | 0 | 0 | 0 | 0 | 0 | 0 | 0 | 0 | 0 | 0 | 0 | 0
0 | 0 | 0 | 0 | 0 | 0 | 0 | 0 | 0 | 0 | 0 | 0 | 0 | 0 | 0 | 0 | 0 | 0 | 0 | 0 | 0
0 | 0 | 0 | 0 | 0 | 0 | 0 | 0 | 0 | 0 | 0 | 0 | 0 | 0 | 0 | 0 | 0 | 0 | 0 | 0 | 0
0 | 0 | 0 | 0 | 0 | 0 | 0 | 0 | 0 | 0 | 0 | 0 | 0 | 0 | 0 | 0 | 0 | 0 | 0 | 0 | 0
0 | 0 | 0 | 0 | 0 | 0 | 0 | 0 | 0 | 0 | 0 | 0 | 0 | 0 | 0 | 0 | 0 | 0 | 0 | 0 | 0
0 | 0 | 0 | 0 | 0 | 0 | 0 | 0 | 0 | 0 | 0 | 0 | 0 | 0 | 0 | 0 | 0 | 0 | 0 | 0 | 0
0 | 0 | 0 | 0 | 0 | 0 | 0 | 0 | 0 | 0 | 0 | 0 | 0 | 0 | 0 | 0 | 0 | 0 | 0 | 0 | 0
0 | 0 | 0 | 0 | 0 | 0 | 0 | 0 | 0 | 0 | 0 | 0 | 0 | 0 | 0 | 0 | 0 | 0 | 0 | 0 | 0
0 | 0 | 0 | 0 | 0 | 0 | 0 | 0 | 0 | 0 | 0 | 0 | 0 | 0 | 0 | 0 | 0 | 0 | 0 | 0 | 0
0 | 0 | 0 | 0 | 0 | 0 | 0 | 0 | 0 | 0 | 0 | 0 | 0 | 0 | 0 | 0 | 0 | 0 | 0 | 0 | 0
0 | 0 | 0 | 0 | 0 | 0 | 0 | 0 | 0 | 0 | 0 | 0 | 0 | 0 | 0 | 0 | 0 | 0 | 0 | 0 | 0
0 | 0 | 0 | 0 | 0 | 0 | 0 | 0 | 0 | 0 | 0 | 0 | 0 | 0 | 0 | 0 | 0 | 0 | 0 | 0 | 0
0 | 0 | 0 | 0 | 0 | 0 | 0 | 0 | 0 | 0 | 0 | 0 | 0 | 0 | 0 | 0 | 0 | 0 | 0 | 0 | 0
0 | 0 | 0 | 0 | 0 | 0 | 0 | 0 | 0 | 0 | 0 | 0 | 0 | 0 | 0 | 0 | 0 | 0 | 0 | 0 | 0
0 | 0 | 0 | 0 | 0 | 0 | 0 | 0 | 0 | 0 | 0 | 0 | 0 | 0 | 0 | 0 | 0 | 0 | 0 | 0 | 0
0 | 0 | 0 | 0 | 0 | 0 | 0 | 0 | 0 | 0 | 0 | 0 | 0 | 0 | 0 | 0 | 0 | 0 | 0 | 0 | 0
0 | 0 | 0 | 0 | 0 | 0 | 0 | 0 | 0 | 0 | 0 | 0 | 0 | 0 | 0 | 0 | 0 | 0 | 0 | 0 | 0
0 | 0 | 0 | 0 | 0 | 0 | 0 | 0 | 0 | 0 | 0 | 0 | 0 | 0 | 0 | 0 | 0 | 0 | 0 | 0 | 0
0 | 0 | 0 | 0 | 0 | 0 | 0 | 0 | 0 | 0 | 0 | 0 | 0 | 0 | 0 | 0 | 0 | 0 | 0 | 0 | 0
0 | 0 | 0 | 0 | 0 | 0 | 0 | 0 | 0 | 0 | 0 | 0 | 0 | 0 | 0 | 0 | 0 | 0 | 0 | 0 | 0
0 | 0 | 0 | 0 | 0 | 0 | 0 | 0 | 0 | 0 | 0 | 0 | 0 | 0 | 0 | 0 | 0 | 0 | 0 | 0 | 0
0 | 0 | 0 | 0 | 0 | 0 | 0 | 0 | 0 | 0 | 0 | 0 | 0 | 0 | 0 | 0 | 0 | 0 | 0 | 0 | 0
0 | 0 | 0 | 0 | 0 | 0 | 0 | 0 | 0 | 0 | 0 | 0 | 0 | 0 | 0 | 0 | 0 | 0 | 0 | 0 | 0
0 | 0 | 0 | 0 | 0 | 0 | 0 | 0 | 0 | 0 | 0 | 0 | 0 | 0 | 0 | 0 | 0 | 0 | 0 | 0 | 0
0 | 0 | 0 | 0 | 0 | 0 | 0 | 0 | 0 | 0 | 0 | 0 | 0 | 0 | 0 | 0 | 0 | 0 | 0 | 0 | 0
0 | 0 | 0 | 0 | 0 | 0 | 0 | 0 | 0 | 0 | 0 | 0 | 0 | 0 | 0 | 0 | 0 | 0 | 0 | 0 | 0
0 | 0 | 0 | 0 | 0 | 0 | 0 | 0 | 0 | 0 | 0 | 0 | 0 | 0 | 0 | 0 | 0 | 0 | 0 | 0 | 0
0 | 0 | 0 | 0 | 0 | 0 | 0 | 0 | 0 | 0 | 0 | 0 | 0 | 0 | 0 | 0 | 0 | 0 | 0 | 0 | 0
0 | 0 | 0 | 0 | 0 | 0 | 0 | 0 | 0 | 0 | 0 | 0 | 0 | 0 | 0 | 0 | 0 | 0 | 0 | 0 | 0
0 | 0 | 0 | 0 | 0 | 0 | 0 | 0 | 0 | 0 | 0 | 0 | 0 | 0 | 0 | 0 | 0 | 0 | 0 | 0 | 0
0 | 0 | 0 | 0 | 0 | 0 | 0 | 0 | 0 | 0 | 0 | 0 | 0 | 0 | 0 | 0 | 0 | 0 | 0 | 0 | 0
0 | 0 | 0 | 0 | 0 | 0 | 0 | 0 | 0 | 0 | 0 | 0 | 0 | 0 | 0 | 0 | 0 | 0 | 0 | 0 | 0
0 | 0 | 0 | 0 | 0 | 0 | 0 | 0 | 0 | 0 | 0 | 0 | 0 | 0 | 0 | 0 | 0 | 0 | 0 | 0 | 0
0 | 0 | 0 | 0 | 0 | 0 | 0 | 0 | 0 | 0 | 0 | 0 | 0 | 0 | 0 | 0 | 0 | 0 | 0 | 0 | 0
0 | 0 | 0 | 0 | 0 | 0 | 0 | 0 | 0 | 0 | 0 | 0 | 0 | 0 | 0 | 0 | 0 | 0 | 0 | 0 | 0
0 | 0 | 0 | 0 | 0 | 0 | 0 | 0 | 0 | 0 | 0 | 0 | 0 | 0 | 0 | 0 | 0 | 0 | 0 | 0 | 0
0 | 0 | 0 | 0 | 0 | 0 | 0 | 0 | 0 | 0 | 0 | 0 | 0 | 0 | 0 | 0 | 0 | 0 | 0 | 0 | 0
0 | 0 | 0 | 0 | 0 | 0 | 0 | 0 | 0 | 0 | 0 | 0 | 0 | 0 | 0 | 0 | 0 | 0 | 0 | 0 | 0
0 | 0 | 0 | 0 | 0 | 0 | 0 | 0 | 0 | 0 | 0 | 0 | 0 | 0 | 0 | 0 | 0 | 0 | 0 | 0 | 0
0 | 0 | 0 | 0 | 0 | 0 | 0 | 0 | 0 | 0 | 0 | 0 | 0 | 0 | 0 | 0 | 0 | 0 | 0 | 0 | 0
0 | 0 | 0 | 0 | 0 | 0 | 0 | 0 | 0 | 0 | 0 | 0 | 0 | 0 | 0 | 0 | 0 | 0 | 0 | 0 | 0
0 | 0 | 0 | 0 | 0 | 0 | 0 | 0 | 0 | 0 | 0 | 0 | 0 | 0 | 0 | 0 | 0 | 0 | 0 | 0 | 0
0 | 0 | 0 | 0 | 0 | 0 | 0 | 0 | 0 | 0 | 0 | 0 | 0 | 0 | 0 | 0 | 0 | 0 | 0 | 0 | 0
0 | 0 | 0 | 0 | 0 | 0 | 0 | 0 | 0 | 0 | 0 | 0 | 0 | 0 | 0 | 0 | 0 | 0 | 0 | 0 | 0
0 | 0 | 0 | 0 | 0 | 0 | 0 | 0 | 0 | 0 | 0 | 0 | 0 | 0 | 0 | 0 | 0 | 0 | 0 | 0 | 0
0 | 0 | 0 | 0 | 0 | 0 | 0 | 0 | 0 | 0 | 0 | 0 | 0 | 0 | 0 | 0 | 0 | 0 | 0 | 0 | 0
0 | 0 | 0 | 0 | 0 | 0 | 0 | 0 | 0 | 0 | 0 | 0 | 0 | 0 | 0 | 0 | 0 | 0 | 0 | 0 | 0
0 | 0 | 0 | 0 | 0 | 0 | 0 | 0 | 0 | 0 | 0 | 0 | 0 | 0 | 0 | 0 | 0 | 0 | 0 | 0 | 0
0 | 0 | 0 | 0 | 0 | 0 | 0 | 0 | 0 | 0 | 0 | 0 | 0 | 0 | 0 | 0 | 0 | 0 | 0 | 0 | 0
0 | 0 | 0 | 0 | 0 | 0 | 0 | 0 | 0 | 0 | 0 | 0 | 0 | 0 | 0 | 0 | 0 | 0 | 0 | 0 | 0
0 | 0 | 0 | 0 | 0 | 0 | 0 | 0 | 0 | 0 | 0 | 0 | 0 | 0 | 0 | 0 | 0 | 0 | 0 | 0 | 0
0 | 0 | 0 | 0 | 0 | 0 | 0 | 0 | 0 | 0 | 0 | 0 | 0 | 0 | 0 | 0 | 0 | 0 | 0 | 0 | 0
0 | 0 | 0 | 0 | 0 | 0 | 0 | 0 | 0 | 0 | 0 | 0 | 0 | 0 | 0 | 0 | 0 | 0 | 0 | 0 | 0
0 | 0 | 0 | 0 | 0 | 0 | 0 | 0 | 0 | 0 | 0 | 0 | 0 | 0 | 0 | 0 | 0 | 0 | 0 | 0 | 0
0 | 0 | 0 | 0 | 0 | 0 | 0 | 0 | 0 | 0 | 0 | 0 | 0 | 0 | 0 | 0 | 0 | 0 | 0 | 0 | 0
0 | 0 | 0 | 0 | 0 | 0 | 0 | 0 | 0 | 0 | 0 | 0 | 0 | 0 | 0 | 0 | 0 | 0 | 0 | 0 | 0
0 | 0 | 0 | 0 | 0 | 0 | 0 | 0 | 0 | 0 | 0 | 0 | 0 | 0 | 0 | 0 | 0 | 0 | 0 | 0 | 0
0 | 0 | 0 | 0 | 0 | 0 | 0 | 0 | 0 | 0 | 0 | 0 | 0 | 0 | 0 | 0 | 0 | 0 | 0 | 0 | 0
0 | 0 | 0 | 0 | 0 | 0 | 0 | 0 | 0 | 0 | 0 | 0 | 0 | 0 | 0 | 0 | 0 | 0 | 0 | 0 | 0
0 | 0 | 0 | 0 | 0 | 0 | 0 | 0 | 0 | 0 | 0 | 0 | 0 | 0 | 0 | 0 | 0 | 0 | 0 | 0 | 0
0 | 0 | 0 | 0 | 0 | 0 | 0 | 0 | 0 | 0 | 0 | 0 | 0 | 0 | 0 | 0 | 0 | 0 | 0 | 0 | 0
0 | 0 | 0 | 0 | 0 | 0 | 0 | 0 | 0 | 0 | 0 | 0 | 0 | 0 | 0 | 0 | 0 | 0 | 0 | 0 | 0
0 | 0 | 0 | 0 | 0 | 0 | 0 | 0 | 0 | 0 | 0 | 0 | 0 | 0 | 0 | 0 | 0 | 0 | 0 | 0 | 0
0 | 0 | 0 | 0 | 0 | 0 | 0 | 0 | 0 | 0 | 0 | 0 | 0 | 0 | 0 | 0 | 0 | 0 | 0 | 0 | 0
0 | 0 | 0 | 0 | 0 | 0 | 0 | 0 | 0 | 0 | 0 | 0 | 0 | 0 | 0 | 0 | 0 | 0 | 0 | 0 | 0
0 | 0 | 0 | 0 | 0 | 0 | 0 | 0 | 0 | 0 | 0 | 0 | 0 | 0 | 0 | 0 | 0 | 0 | 0 | 0 | 0
0 | 0 | 0 | 0 | 0 | 0 | 0 | 0 | 0 | 0 | 0 | 0 | 0 | 0 | 0 | 0 | 0 | 0 | 0 | 0 | 0
0 | 0 | 0 | 0 | 0 | 0 | 0 | 0 | 0 | 0 | 0 | 0 | 0 | 0 | 0 | 0 | 0 | 0 | 0 | 0 | 0
0 | 0 | 0 | 0 | 0 | 0 | 0 | 0 | 0 | 0 | 0 | 0 | 0 | 0 | 0 | 0 | 0 | 0 | 0 | 0 | 0
0 | 0 | 0 | 0 | 0 | 0 | 0 | 0 | 0 | 0 | 0 | 0 | 0 | 0 | 0 | 0 | 0 | 0 | 0 | 0 | 0
0 | 0 | 0 | 0 | 0 | 0 | 0 | 0 | 0 | 0 | 0 | 0 | 0 | 0 | 0 | 0 | 0 | 0 | 0 | 0 | 0
0 | 0 | 0 | 0 | 0 | 0 | 0 | 0 | 0 | 0 | 0 | 0 | 0 | 0 | 0 | 0 | 0 | 0 | 0 | 0 | 0
0 | 0 | 0 | 0 | 0 | 0 | 0 | 0 | 0 | 0 | 0 | 0 | 0 | 0 | 0 | 0 | 0 | 0 | 0 | 0 | 0
0 | 0 | 0 | 0 | 0 | 0 | 0 | 0 | 0 | 0 | 0 | 0 | 0 | 0 | 0 | 0 | 0 | 0 | 0 | 0 | 0
0 | 0 | 0 | 0 | 0 | 0 | 0 | 0 | 0 | 0 | 0 | 0 | 0 | 0 | 0 | 0 | 0 | 0 | 0 | 0 | 0
0 | 0 | 0 | 0 | 0 | 0 | 0 | 0 | 0 | 0 | 0 | 0 | 0 | 0 | 0 | 0 | 0 | 0 | 0 | 0 | 0
0 | 0 | 0 | 0 | 0 | 0 | 0 | 0 | 0 | 0 | 0 | 0 | 0 | 0 | 0 | 0 | 0 | 0 | 0 | 0 | 0
0 | 0 | 0 | 0 | 0 | 0 | 0 | 0 | 0 | 0 | 0 | 0 | 0 | 0 | 0 | 0 | 0 | 0 | 0 | 0 | 0
0 | 0 | 0 | 0 | 0 | 0 | 0 | 0 | 0 | 0 | 0 | 0 | 0 | 0 | 0 | 0 | 0 | 0 | 0 | 0 | 0
0 | 0 | 0 | 0 | 0 | 0 | 0 | 0 | 0 | 0 | 0 | 0 | 0 | 0 | 0 | 0 | 0 | 0 | 0 | 0 | 0
0 | 0 | 0 | 0 | 0 | 0 | 0 | 0 | 0 | 0 | 0 | 0 | 0 | 0 | 0 | 0 | 0 | 0 | 0 | 0 | 0
0 | 0 | 0 | 0 | 0 | 0 | 0 | 0 | 0 | 0 | 0 | 0 | 0 | 0 | 0 | 0 | 0 | 0 | 0 | 0 | 0
0 | 0 | 0 | 0 | 0 | 0 | 0 | 0 | 0 | 0 | 0 | 0 | 0 | 0 | 0 | 0 | 0 | 0 | 0 | 0 | 0
0 | 0 | 0 | 0 | 0 | 0 | 0 | 0 | 0 | 0 | 0 | 0 | 0 | 0 | 0 | 0 | 0 | 0 | 0 | 0 | 0
0 | 0 | 0 | 0 | 0 | 0 | 0 | 0 | 0 | 0 | 0 | 0 | 0 | 0 | 0 | 0 | 0 | 0 | 0 | 0 | 0
0 | 0 | 0 | 0 | 0 | 0 | 0 | 0 | 0 | 0 | 0 | 0 | 0 | 0 | 0 | 0 | 0 | 0 | 0 | 0 | 0
0 | 0 | 0 | 0 | 0 | 0 | 0 | 0 | 0 | 0 | 0 | 0 | 0 | 0 | 0 | 0 | 0 | 0 | 0 | 0 | 0
0 | 0 | 0 | 0 | 0 | 0 | 0 | 0 | 0 | 0 | 0 | 0 | 0 | 0 | 0 | 0 | 0 | 0 | 0 | 0 | 0
0 | 0 | 0 | 0 | 0 | 0 | 0 | 0 | 0 | 0 | 0 | 0 | 0 | 0 | 0 | 0 | 0 | 0 | 0 | 0 | 0
0 | 0 | 0 | 0 | 0 | 0 | 0 | 0 | 0 | 0 | 0 | 0 | 0 | 0 | 0 | 0 | 0 | 0 | 0 | 0 | 0
0 | 0 | 0 | 0 | 0 | 0 | 0 | 0 | 0 | 0 | 0 | 0 | 0 | 0 | 0 | 0 | 0 | 0 | 0 | 0 | 0
0 | 0 | 0 | 0 | 0 | 0 | 0 | 0 | 0 | 0 | 0 | 0 | 0 | 0 | 0 | 0 | 0 | 0 | 0 | 0 | 0
0 | 0 | 0 | 0 | 0 | 0 | 0 | 0 | 0 | 0 | 0 | 0 | 0 | 0 | 0 | 0 | 0 | 0 | 0 | 0 | 0
0 | 0 | 0 | 0 | 0 | 0 | 0 | 0 | 0 | 0 | 0 | 0 | 0 | 0 | 0 | 0 | 0 | 0 | 0 | 0 | 0
0 | 0 | 0 | 0 | 0 | 0 | 0 | 0 | 0 | 0 | 0 | 0 | 0 | 0 | 0 | 0 | 0 | 0 | 0 | 0 | 0
0 | 0 | 0 | 0 | 0 | 0 | 0 | 0 | 0 | 0 | 0 | 0 | 0 | 0 | 0 | 0 | 0 | 0 | 0 | 0 | 0
0 | 0 | 0 | 0 | 0 | 0 | 0 | 0 | 0 | 0 | 0 | 0 | 0 | 0 | 0 | 0 | 0 | 0 | 0 | 0 | 0
0 | 0 | 0 | 0 | 0 | 0 | 0 | 0 | 0 | 0 | 0 | 0 | 0 | 0 | 0 | 0 | 0 | 0 | 0 | 0 | 0
0 | 0 | 0 | 0 | 0 | 0 | 0 | 0 | 0 | 0 | 0 | 0 | 0 | 0 | 0 | 0 | 0 | 0 | 0 | 0 | 0
0 | 0 | 0 | 0 | 0 | 0 | 0 | 0 | 0 | 0 | 0 | 0 | 0 | 0 | 0 | 0 | 0 | 0 | 0 | 0 | 0
0 | 0 | 0 | 0 | 0 | 0 | 0 | 0 | 0 | 0 | 0 | 0 | 0 | 0 | 0 | 0 | 0 | 0 | 0 | 0 | 0
0 | 0 | 0 | 0 | 0 | 0 | 0 | 0 | 0 | 0 | 0 | 0 | 0 | 0 | 0 | 0 | 0 | 0 | 0 | 0 | 0
0 | 0 | 0 | 0 | 0 | 0 | 0 | 0 | 0 | 0 | 0 | 0 | 0 | 0 | 0 | 0 | 0 | 0 | 0 | 0 | 0
0 | 0 | 0 | 0 | 0 | 0 | 0 | 0 | 0 | 0 | 0 | 0 | 0 | 0 | 0 | 0 | 0 | 0 | 0 | 0 | 0
0 | 0 | 0 | 0 | 0 | 0 | 0 | 0 | 0 | 0 | 0 | 0 | 0 | 0 | 0 | 0 | 0 | 0 | 0 | 0 | 0
0 | 0 | 0 | 0 | 0 | 0 | 0 | 0 | 0 | 0 | 0 | 0 | 0 | 0 | 0 | 0 | 0 | 0 | 0 | 0 | 0
0 | 0 | 0 | 0 | 0 | 0 | 0 | 0 | 0 | 0 | 0 | 0 | 0 | 0 | 0 | 0 | 0 | 0 | 0 | 0 | 0
0 | 0 | 0 | 0 | 0 | 0 | 0 | 0 | 0 | 0 | 0 | 0 | 0 | 0 | 0 | 0 | 0 | 0 | 0 | 0 | 0
0 | 0 | 0 | 0 | 0 | 0 | 0 | 0 | 0 | 0 | 0 | 0 | 0 | 0 | 0 | 0 | 0 | 0 | 0 | 0 | 0
0 | 0 | 0 | 0 | 0 | 0 | 0 | 0 | 0 | 0 | 0 | 0 | 0 | 0 | 0 | 0 | 0 | 0 | 0 | 0 | 0
0 | 0 | 0 | 0 | 0 | 0 | 0 | 0 | 0 | 0 | 0 | 0 | 0 | 0 | 0 | 0 | 0 | 0 | 0 | 0 | 0
0 | 0 | 0 | 0 | 0 | 0 | 0 | 0 | 0 | 0 | 0 | 0 | 0 | 0 | 0 | 0 | 0 | 0 | 0 | 0 | 0
0 | 0 | 0 | 0 | 0 | 0 | 0 | 0 | 0 | 0 | 0 | 0 | 0 | 0 | 0 | 0 | 0 | 0 | 0 | 0 | 0
0 | 0 | 0 | 0 | 0 | 0 | 0 | 0 | 0 | 0 | 0 | 0 | 0 | 0 | 0 | 0 | 0 | 0 | 0 | 0 | 0
0 | 0 | 0 | 0 | 0 | 0 | 0 | 0 | 0 | 0 | 0 | 0 | 0 | 0 | 0 | 0 | 0 | 0 | 0 | 0 | 0
0 | 0 | 0 | 0 | 0 | 0 | 0 | 0 | 0 | 0 | 0 | 0 | 0 | 0 | 0 | 0 | 0 | 0 | 0 | 0 | 0
0 | 0 | 0 | 0 | 0 | 0 | 0 | 0 | 0 | 0 | 0 | 0 | 0 | 0 | 0 | 0 | 0 | 0 | 0 | 0 | 0
0 | 0 | 0 | 0 | 0 | 0 | 0 | 0 | 0 | 0 | 0 | 0 | 0 | 0 | 0 | 0 | 0 | 0 | 0 | 0 | 0
0 | 0 | 0 | 0 | 0 | 0 | 0 | 0 | 0 | 0 | 0 | 0 | 0 | 0 | 0 | 0 | 0 | 0 | 0 | 0 | 0
0 | 0 | 0 | 0 | 0 | 0 | 0 | 0 | 0 | 0 | 0 | 0 | 0 | 0 | 0 | 0 | 0 | 0 | 0 | 0 | 0
0 | 0 | 0 | 0 | 0 | 0 | 0 | 0 | 0 | 0 | 0 | 0 | 0 | 0 | 0 | 0 | 0 | 0 | 0 | 0 | 0
0 | 0 | 0 | 0 | 0 | 0 | 0 | 0 | 0 | 0 | 0 | 0 | 0 | 0 | 0 | 0 | 0 | 0 | 0 | 0 | 0
0 | 0 | 0 | 0 | 0 | 0 | 0 | 0 | 0 | 0 | 0 | 0 | 0 | 0 | 0 | 0 | 0 | 0 | 0 | 0 | 0
0 | 0 | 0 | 0 | 0 | 0 | 0 | 0 | 0 | 0 | 0 | 0 | 0 | 0 | 0 | 0 | 0 | 0 | 0 | 0 | 0
0 | 0 | 0 | 0 | 0 | 0 | 0 | 0 | 0 | 0 | 0 | 0 | 0 | 0 | 0 | 0 | 0 | 0 | 0 | 0 | 0
0 | 0 | 0 | 0 | 0 | 0 | 0 | 0 | 0 | 0 | 0 | 0 | 0 | 0 | 0 | 0 | 0 | 0 | 0 | 0 | 0
0 | 0 | 0 | 0 | 0 | 0 | 0 | 0 | 0 | 0 | 0 | 0 | 0 | 0 | 0 | 0 | 0 | 0 | 0 | 0 | 0
0 | 0 | 0 | 0 | 0 | 0 | 0 | 0 | 0 | 0 | 0 | 0 | 0 | 0 | 0 | 0 | 0 | 0 | 0 | 0 | 0
0 | 0 | 0 | 0 | 0 | 0 | 0 | 0 | 0 | 0 | 0 | 0 | 0 | 0 | 0 | 0 | 0 | 0 | 0 | 0 | 0
0 | 0 | 0 | 0 | 0 | 0 | 0 | 0 | 0 | 0 | 0 | 0 | 0 | 0 | 0 | 0 | 0 | 0 | 0 | 0 | 0
0 | 0 | 0 | 0 | 0 | 0 | 0 | 0 | 0 | 0 | 0 | 0 | 0 | 0 | 0 | 0 | 0 | 0 | 0 | 0 | 0
0 | 0 | 0 | 0 | 0 | 0 | 0 | 0 | 0 | 0 | 0 | 0 | 0 | 0 | 0 | 0 | 0 | 0 | 0 | 0 | 0
0 | 0 | 0 | 0 | 0 | 0 | 0 | 0 | 0 | 0 | 0 | 0 | 0 | 0 | 0 | 0 | 0 | 0 | 0 | 0 | 0
0 | 0 | 0 | 0 | 0 | 0 | 0 | 0 | 0 | 0 | 0 | 0 | 0 | 0 | 0 | 0 | 0 | 0 | 0 | 0 | 0
0 | 0 | 0 | 0 | 0 | 0 | 0 | 0 | 0 | 0 | 0 | 0 | 0 | 0 | 0 | 0 | 0 | 0 | 0 | 0 | 0
0 | 0 | 0 | 0 | 0 | 0 | 0 | 0 | 0 | 0 | 0 | 0 | 0 | 0 | 0 | 0 | 0 | 0 | 0 | 0 | 0
0 | 0 | 0 | 0 | 0 | 0 | 0 | 0 | 0 | 0 | 0 | 0 | 0 | 0 | 0 | 0 | 0 | 0 | 0 | 0 | 0
0 | 0 | 0 | 0 | 0 | 0 | 0 | 0 | 0 | 0 | 0 | 0 | 0 | 0 | 0 | 0 | 0 | 0 | 0 | 0 | 0
0 | 0 | 0 | 0 | 0 | 0 | 0 | 0 | 0 | 0 | 0 | 0 | 0 | 0 | 0 | 0 | 0 | 0 | 0 | 0 | 0
0 | 0 | 0 | 0 | 0 | 0 | 0 | 0 | 0 | 0 | 0 | 0 | 0 | 0 | 0 | 0 | 0 | 0 | 0 | 0 | 0
0 | 0 | 0 | 0 | 0 | 0 | 0 | 0 | 0 | 0 | 0 | 0 | 0 | 0 | 0 | 0 | 0 | 0 | 0 | 0 | 0
0 | 0 | 0 | 0 | 0 | 0 | 0 | 0 | 0 | 0 | 0 | 0 | 0 | 0 | 0 | 0 | 0 | 0 | 0 | 0 | 0
0 | 0 | 0 | 0 | 0 | 0 | 0 | 0 | 0 | 0 | 0 | 0 | 0 | 0 | 0 | 0 | 0 | 0 | 0 | 0 | 0
0 | 0 | 0 | 0 | 0 | 0 | 0 | 0 | 0 | 0 | 0 | 0 | 0 | 0 | 0 | 0 | 0 | 0 | 0 | 0 | 0
0 | 0 | 0 | 0 | 0 | 0 | 0 | 0 | 0 | 0 | 0 | 0 | 0 | 0 | 0 | 0 | 0 | 0 | 0 | 0 | 0
0 | 0 | 0 | 0 | 0 | 0 | 0 | 0 | 0 | 0 | 0 | 0 | 0 | 0 | 0 | 0 | 0 | 0 | 0 | 0 | 0
0 | 0 | 0 | 0 | 0 | 0 | 0 | 0 | 0 | 0 | 0 | 0 | 0 | 0 | 0 | 0 | 0 | 0 | 0 | 0 | 0
0 | 0 | 0 | 0 | 0 | 0 | 0 | 0 | 0 | 0 | 0 | 0 | 0 | 0 | 0 | 0 | 0 | 0 | 0 | 0 | 0
0 | 0 | 0 | 0 | 0 | 0 | 0 | 0 | 0 | 0 | 0 | 0 | 0 | 0 | 0 | 0 | 0 | 0 | 0 | 0 | 0
0 | 0 | 0 | 0 | 0 | 0 | 0 | 0 | 0 | 0 | 0 | 0 | 0 | 0 | 0 | 0 | 0 | 0 | 0 | 0 | 0
0 | 0 | 0 | 0 | 0 | 0 | 0 | 0 | 0 | 0 | 0 | 0 | 0 | 0 | 0 | 0 | 0 | 0 | 0 | 0 | 0
0 | 0 | 0 | 0 | 0 | 0 | 0 | 0 | 0 | 0 | 0 | 0 | 0 | 0 | 0 | 0 | 0 | 0 | 0 | 0 | 0
0 | 0 | 0 | 0 | 0 | 0 | 0 | 0 | 0 | 0 | 0 | 0 | 0 | 0 | 0 | 0 | 0 | 0 | 0 | 0 | 0
0 | 0 | 0 | 0 | 0 | 0 | 0 | 0 | 0 | 0 | 0 | 0 | 0 | 0 | 0 | 0 | 0 | 0 | 0 | 0 | 0
0 | 0 | 0 | 0 | 0 | 0 | 0 | 0 | 0 | 0 | 0 | 0 | 0 | 0 | 0 | 0 | 0 | 0 | 0 | 0 | 0
0 | 0 | 0 | 0 | 0 | 0 | 0 | 0 | 0 | 0 | 0 | 0 | 0 | 0 | 0 | 0 | 0 | 0 | 0 | 0 | 0
0 | 0 | 0 | 0 | 0 | 0 | 0 | 0 | 0 | 0 | 0 | 0 | 0 | 0 | 0 | 0 | 0 | 0 | 0 | 0 | 0
0 | 0 | 0 | 0 | 0 | 0 | 0 | 0 | 0 | 0 | 0 | 0 | 0 | 0 | 0 | 0 | 0 | 0 | 0 | 0 | 0
0 | 0 | 0 | 0 | 0 | 0 | 0 | 0 | 0 | 0 | 0 | 0 | 0 | 0 | 0 | 0 | 0 | 0 | 0 | 0 | 0
0 | 0 | 0 | 0 | 0 | 0 | 0 | 0 | 0 | 0 | 0 | 0 | 0 | 0 | 0 | 0 | 0 | 0 | 0 | 0 | 0
0 | 0 | 0 | 0 | 0 | 0 | 0 | 0 | 0 | 0 | 0 | 0 | 0 | 0 | 0 | 0 | 0 | 0 | 0 | 0 | 0
0 | 0 | 0 | 0 | 0 | 0 | 0 | 0 | 0 | 0 | 0 | 0 | 0 | 0 | 0 | 0 | 0 | 0 | 0 | 0 | 0
0 | 0 | 0 | 0 | 0 | 0 | 0 | 0 | 0 | 0 | 0 | 0 | 0 | 0 | 0 | 0 | 0 | 0 | 0 | 0 | 0
0 | 0 | 0 | 0 | 0 | 0 | 0 | 0 | 0 | 0 | 0 | 0 | 0 | 0 | 0 | 0 | 0 | 0 | 0 | 0 | 0
0 | 0 | 0 | 0 | 0 | 0 | 0 | 0 | 0 | 0 | 0 | 0 | 0 | 0 | 0 | 0 | 0 | 0 | 0 | 0 | 0
0 | 0 | 0 | 0 | 0 | 0 | 0 | 0 | 0 | 0 | 0 | 0 | 0 | 0 | 0 | 0 | 0 | 0 | 0 | 0 | 0
0 | 0 | 0 | 0 | 0 | 0 | 0 | 0 | 0 | 0 | 0 | 0 | 0 | 0 | 0 | 0 | 0 | 0 | 0 | 0 | 0
0 | 0 | 0 | 0 | 0 | 0 | 0 | 0 | 0 | 0 | 0 | 0 | 0 | 0 | 0 | 0 | 0 | 0 | 0 | 0 | 0
0 | 0 | 0 | 0 | 0 | 0 | 0 | 0 | 0 | 0 | 0 | 0 | 0 | 0 | 0 | 0 | 0 | 0 | 0 | 0 | 0
0 | 0 | 0 | 0 | 0 | 0 | 0 | 0 | 0 | 0 | 0 | 0 | 0 | 0 | 0 | 0 | 0 | 0 | 0 | 0 | 0
0 | 0 | 0 | 0 | 0 | 0 | 0 | 0 | 0 | 0 | 0 | 0 | 0 | 0 | 0 | 0 | 0 | 0 | 0 | 0 | 0
0 | 0 | 0 | 0 | 0 | 0 | 0 | 0 | 0 | 0 | 0 | 0 | 0 | 0 | 0 | 0 | 0 | 0 | 0 | 0 | 0
0 | 0 | 0 | 0 | 0 | 0 | 0 | 0 | 0 | 0 | 0 | 0 | 0 | 0 | 0 | 0 | 0 | 0 | 0 | 0 | 0
0 | 0 | 0 | 0 | 0 | 0 | 0 | 0 | 0 | 0 | 0 | 0 | 0 | 0 | 0 | 0 | 0 | 0 | 0 | 0 | 0
0 | 0 | 0 | 0 | 0 | 0 | 0 | 0 | 0 | 0 | 0 | 0 | 0 | 0 | 0 | 0 | 0 | 0 | 0 | 0 | 0
0 | 0 | 0 | 0 | 0 | 0 | 0 | 0 | 0 | 0 | 0 | 0 | 0 | 0 | 0 | 0 | 0 | 0 | 0 | 0 | 0
0 | 0 | 0 | 0 | 0 | 0 | 0 | 0 | 0 | 0 | 0 | 0 | 0 | 0 | 0 | 0 | 0 | 0 | 0 | 0 | 0
0 | 0 | 0 | 0 | 0 | 0 | 0 | 0 | 0 | 0 | 0 | 0 | 0 | 0 | 0 | 0 | 0 | 0 | 0 | 0 | 0
0 | 0 | 0 | 0 | 0 | 0 | 0 | 0 | 0 | 0 | 0 | 0 | 0 | 0 | 0 | 0 | 0 | 0 | 0 | 0 | 0
0 | 0 | 0 | 0 | 0 | 0 | 0 | 0 | 0 | 0 | 0 | 0 | 0 | 0 | 0 | 0 | 0 | 0 | 0 | 0 | 0
0 | 0 | 0 | 0 | 0 | 0 | 0 | 0 | 0 | 0 | 0 | 0 | 0 | 0 | 0 | 0 | 0 | 0 | 0 | 0 | 0
0 | 0 | 0 | 0 | 0 | 0 | 0 | 0 | 0 | 0 | 0 | 0 | 0 | 0 | 0 | 0 | 0 | 0 | 0 | 0 | 0
0 | 0 | 0 | 0 | 0 | 0 | 0 | 0 | 0 | 0 | 0 | 0 | 0 | 0 | 0 | 0 | 0 | 0 | 0 | 0 | 0
0 | 0 | 0 | 0 | 0 | 0 | 0 | 0 | 0 | 0 | 0 | 0 | 0 | 0 | 0 | 0 | 0 | 0 | 0 | 0 | 0
0 | 0 | 0 | 0 | 0 | 0 | 0 | 0 | 0 | 0 | 0 | 0 | 0 | 0 | 0 | 0 | 0 | 0 | 0 | 0 | 0
0 | 0 | 0 | 0 | 0 | 0 | 0 | 0 | 0 | 0 | 0 | 0 | 0 | 0 | 0 | 0 | 0 | 0 | 0 | 0 | 0
0 | 0 | 0 | 0 | 0 | 0 | 0 | 0 | 0 | 0 | 0 | 0 | 0 | 0 | 0 | 0 | 0 | 0 | 0 | 0 | 0
0 | 0 | 0 | 0 | 0 | 0 | 0 | 0 | 0 | 0 | 0 | 0 | 0 | 0 | 0 | 0 | 0 | 0 | 0 | 0 | 0
0 | 0 | 0 | 0 | 0 | 0 | 0 | 0 | 0 | 0 | 0 | 0 | 0 | 0 | 0 | 0 | 0 | 0 | 0 | 0 | 0
0 | 0 | 0 | 0 | 0 | 0 | 0 | 0 | 0 | 0 | 0 | 0 | 0 | 0 | 0 | 0 | 0 | 0 | 0 | 0 | 0
0 | 0 | 0 | 0 | 0 | 0 | 0 | 0 | 0 | 0 | 0 | 0 | 0 | 0 | 0 | 0 | 0 | 0 | 0 | 0 | 0
0 | 0 | 0 | 0 | 0 | 0 | 0 | 0 | 0 | 0 | 0 | 0 | 0 | 0 | 0 | 0 | 0 | 0 | 0 | 0 | 0
0 | 0 | 0 | 0 | 0 | 0 | 0 | 0 | 0 | 0 | 0 | 0 | 0 | 0 | 0 | 0 | 0 | 0 | 0 | 0 | 0
0 | 0 | 0 | 0 | 0 | 0 | 0 | 0 | 0 | 0 | 0 | 0 | 0 | 0 | 0 | 0 | 0 | 0 | 0 | 0 | 0
0 | 0 | 0 | 0 | 0 | 0 | 0 | 0 | 0 | 0 | 0 | 0 | 0 | 0 | 0 | 0 | 0 | 0 | 0 | 0 | 0
0 | 0 | 0 | 0 | 0 | 0 | 0 | 0 | 0 | 0 | 0 | 0 | 0 | 0 | 0 | 0 | 0 | 0 | 0 | 0 | 0
0 | 0 | 0 | 0 | 0 | 0 | 0 | 0 | 0 | 0 | 0 | 0 | 0 | 0 | 0 | 0 | 0 | 0 | 0 | 0 | 0
0 | 0 | 0 | 0 | 0 | 0 | 0 | 0 | 0 | 0 | 0 | 0 | 0 | 0 | 0 | 0 | 0 | 0 | 0 | 0 | 0
0 | 0 | 0 | 0 | 0 | 0 | 0 | 0 | 0 | 0 | 0 | 0 | 0 | 0 | 0 | 0 | 0 | 0 | 0 | 0 | 0
0 | 0 | 0 | 0 | 0 | 0 | 0 | 0 | 0 | 0 | 0 | 0 | 0 | 0 | 0 | 0 | 0 | 0 | 0 | 0 | 0
0 | 0 | 0 | 0 | 0 | 0 | 0 | 0 | 0 | 0 | 0 | 0 | 0 | 0 | 0 | 0 | 0 | 0 | 0 | 0 | 0
0 | 0 | 0 | 0 | 0 | 0 | 0 | 0 | 0 | 0 | 0 | 0 | 0 | 0 | 0 | 0 | 0 | 0 | 0 | 0 | 0
0 | 0 | 0 | 0 | 0 | 0 | 0 | 0 | 0 | 0 | 0 | 0 | 0 | 0 | 0 | 0 | 0 | 0 | 0 | 0 | 0
0 | 0 | 0 | 0 | 0 | 0 | 0 | 0 | 0 | 0 | 0 | 0 | 0 | 0 | 0 | 0 | 0 | 0 | 0 | 0 | 0
0 | 0 | 0 | 0 | 0 | 0 | 0 | 0 | 0 | 0 | 0 | 0 | 0 | 0 | 0 | 0 | 0 | 0 | 0 | 0 | 0
0 | 0 | 0 | 0 | 0 | 0 | 0 | 0 | 0 | 0 | 0 | 0 | 0 | 0 | 0 | 0 | 0 | 0 | 0 | 0 | 0
0 | 0 | 0 | 0 | 0 | 0 | 0 | 0 | 0 | 0 | 0 | 0 | 0 | 0 | 0 | 0 | 0 | 0 | 0 | 0 | 0
0 | 0 | 0 | 0 | 0 | 0 | 0 | 0 | 0 | 0 | 0 | 0 | 0 | 0 | 0 | 0 | 0 | 0 | 0 | 0 | 0
0 | 0 | 0 | 0 | 0 | 0 | 0 | 0 | 0 | 0 | 0 | 0 | 0 | 0 | 0 | 0 | 0 | 0 | 0 | 0 | 0
0 | 0 | 0 | 0 | 0 | 0 | 0 | 0 | 0 | 0 | 0 | 0 | 0 | 0 | 0 | 0 | 0 | 0 | 0 | 0 | 0
0 | 0 | 0 | 0 | 0 | 0 | 0 | 0 | 0 | 0 | 0 | 0 | 0 | 0 | 0 | 0 | 0 | 0 | 0 | 0 | 0
0 | 0 | 0 | 0 | 0 | 0 | 0 | 0 | 0 | 0 | 0 | 0 | 0 | 0 | 0 | 0 | 0 | 0 | 0 | 0 | 0
0 | 0 | 0 | 0 | 0 | 0 | 0 | 0 | 0 | 0 | 0 | 0 | 0 | 0 | 0 | 0 | 0 | 0 | 0 | 0 | 0
0 | 0 | 0 | 0 | 0 | 0 | 0 | 0 | 0 | 0 | 0 | 0 | 0 | 0 | 0 | 0 | 0 | 0 | 0 | 0 | 0
0 | 0 | 0 | 0 | 0 | 0 | 0 | 0 | 0 | 0 | 0 | 0 | 0 | 0 | 0 | 0 | 0 | 0 | 0 | 0 | 0
0 | 0 | 0 | 0 | 0 | 0 | 0 | 0 | 0 | 0 | 0 | 0 | 0 | 0 | 0 | 0 | 0 | 0 | 0 | 0 | 0
0 | 0 | 0 | 0 | 0 | 0 | 0 | 0 | 0 | 0 | 0 | 0 | 0 | 0 | 0 | 0 | 0 | 0 | 0 | 0 | 0
0 | 0 | 0 | 0 | 0 | 0 | 0 | 0 | 0 | 0 | 0 | 0 | 0 | 0 | 0 | 0 | 0 | 0 | 0 | 0 | 0
0 | 0 | 0 | 0 | 0 | 0 | 0 | 0 | 0 | 0 | 0 | 0 | 0 | 0 | 0 | 0 | 0 | 0 | 0 | 0 | 0
0 | 0 | 0 | 0 | 0 | 0 | 0 | 0 | 0 | 0 | 0 | 0 | 0 | 0 | 0 | 0 | 0 | 0 | 0 | 0 | 0
0 | 0 | 0 | 0 | 0 | 0 | 0 | 0 | 0 | 0 | 0 | 0 | 0 | 0 | 0 | 0 | 0 | 0 | 0 | 0 | 0
0 | 0 | 0 | 0 | 0 | 0 | 0 | 0 | 0 | 0 | 0 | 0 | 0 | 0 | 0 | 0 | 0 | 0 | 0 | 0 | 0
0 | 0 | 0 | 0 | 0 | 0 | 0 | 0 | 0 | 0 | 0 | 0 | 0 | 0 | 0 | 0 | 0 | 0 | 0 | 0 | 0
0 | 0 | 0 | 0 | 0 | 0 | 0 | 0 | 0 | 0 | 0 | 0 | 0 | 0 | 0 | 0 | 0 | 0 | 0 | 0 | 0
0 | 0 | 0 | 0 | 0 | 0 | 0 | 0 | 0 | 0 | 0 | 0 | 0 | 0 | 0 | 0 | 0 | 0 | 0 | 0 | 0
0 | 0 | 0 | 0 | 0 | 0 | 0 | 0 | 0 | 0 | 0 | 0 | 0 | 0 | 0 | 0 | 0 | 0 | 0 | 0 | 0
0 | 0 | 0 | 0 | 0 | 0 | 0 | 0 | 0 | 0 | 0 | 0 | 0 | 0 | 0 | 0 | 0 | 0 | 0 | 0 | 0
0 | 0 | 0 | 0 | 0 | 0 | 0 | 0 | 0 | 0 | 0 | 0 | 0 | 0 | 0 | 0 | 0 | 0 | 0 | 0 | 0
0 | 0 | 0 | 0 | 0 | 0 | 0 | 0 | 0 | 0 | 0 | 0 | 0 | 0 | 0 | 0 | 0 | 0 | 0 | 0 | 0
0 | 0 | 0 | 0 | 0 | 0 | 0 | 0 | 0 | 0 | 0 | 0 | 0 | 0 | 0 | 0 | 0 | 0 | 0 | 0 | 0
0 | 0 | 0 | 0 | 0 | 0 | 0 | 0 | 0 | 0 | 0 | 0 | 0 | 0 | 0 | 0 | 0 | 0 | 0 | 0 | 0
0 | 0 | 0 | 0 | 0 | 0 | 0 | 0 | 0 | 0 | 0 | 0 | 0 | 0 | 0 | 0 | 0 | 0 | 0 | 0 | 0
0 | 0 | 0 | 0 | 0 | 0 | 0 | 0 | 0 | 0 | 0 | 0 | 0 | 0 | 0 | 0 | 0 | 0 | 0 | 0 | 0
0 | 0 | 0 | 0 | 0 | 0 | 0 | 0 | 0 | 0 | 0 | 0 | 0 | 0 | 0 | 0 | 0 | 0 | 0 | 0 | 0
0 | 0 | 0 | 0 | 0 | 0 | 0 | 0 | 0 | 0 | 0 | 0 | 0 | 0 | 0 | 0 | 0 | 0 | 0 | 0 | 0
0 | 0 | 0 | 0 | 0 | 0 | 0 | 0 | 0 | 0 | 0 | 0 | 0 | 0 | 0 | 0 | 0 | 0 | 0 | 0 | 0
0 | 0 | 0 | 0 | 0 | 0 | 0 | 0 | 0 | 0 | 0 | 0 | 0 | 0 | 0 | 0 | 0 | 0 | 0 | 0 | 0
0 | 0 | 0 | 0 | 0 | 0 | 0 | 0 | 0 | 0 | 0 | 0 | 0 | 0 | 0 | 0 | 0 | 0 | 0 | 0 | 0
0 | 0 | 0 | 0 | 0 | 0 | 0 | 0 | 0 | 0 | 0 | 0 | 0 | 0 | 0 | 0 | 0 | 0 | 0 | 0 | 0
0 | 0 | 0 | 0 | 0 | 0 | 0 | 0 | 0 | 0 | 0 | 0 | 0 | 0 | 0 | 0 | 0 | 0 | 0 | 0 | 0
0 | 0 | 0 | 0 | 0 | 0 | 0 | 0 | 0 | 0 | 0 | 0 | 0 | 0 | 0 | 0 | 0 | 0 | 0 | 0 | 0
0 | 0 | 0 | 0 | 0 | 0 | 0 | 0 | 0 | 0 | 0 | 0 | 0 | 0 | 0 | 0 | 0 | 0 | 0 | 0 | 0
0 | 0 | 0 | 0 | 0 | 0 | 0 | 0 | 0 | 0 | 0 | 0 | 0 | 0 | 0 | 0 | 0 | 0 | 0 | 0 | 0
0 | 0 | 0 | 0 | 0 | 0 | 0 | 0 | 0 | 0 | 0 | 0 | 0 | 0 | 0 | 0 | 0 | 0 | 0 | 0 | 0
0 | 0 | 0 | 0 | 0 | 0 | 0 | 0 | 0 | 0 | 0 | 0 | 0 | 0 | 0 | 0 | 0 | 0 | 0 | 0 | 0
0 | 0 | 0 | 0 | 0 | 0 | 0 | 0 | 0 | 0 | 0 | 0 | 0 | 0 | 0 | 0 | 0 | 0 | 0 | 0 | 0
0 | 0 | 0 | 0 | 0 | 0 | 0 | 0 | 0 | 0 | 0 | 0 | 0 | 0 | 0 | 0 | 0 | 0 | 0 | 0 | 0
0 | 0 | 0 | 0 | 0 | 0 | 0 | 0 | 0 | 0 | 0 | 0 | 0 | 0 | 0 | 0 | 0 | 0 | 0 | 0 | 0
0 | 0 | 0 | 0 | 0 | 0 | 0 | 0 | 0 | 0 | 0 | 0 | 0 | 0 | 0 | 0 | 0 | 0 | 0 | 0 | 0
0 | 0 | 0 | 0 | 0 | 0 | 0 | 0 | 0 | 0 | 0 | 0 | 0 | 0 | 0 | 0 | 0 | 0 | 0 | 0 | 0
0 | 0 | 0 | 0 | 0 | 0 | 0 | 0 | 0 | 0 | 0 | 0 | 0 | 0 | 0 | 0 | 0 | 0 | 0 | 0 | 0
0 | 0 | 0 | 0 | 0 | 0 | 0 | 0 | 0 | 0 | 0 | 0 | 0 | 0 | 0 | 0 | 0 | 0 | 0 | 0 | 0
0 | 0 | 0 | 0 | 0 | 0 | 0 | 0 | 0 | 0 | 0 | 0 | 0 | 0 | 0 | 0 | 0 | 0 | 0 | 0 | 0
0 | 0 | 0 | 0 | 0 | 0 | 0 | 0 | 0 | 0 | 0 | 0 | 0 | 0 | 0 | 0 | 0 | 0 | 0 | 0 | 0
0 | 0 | 0 | 0 | 0 | 0 | 0 | 0 | 0 | 0 | 0 | 0 | 0 | 0 | 0 | 0 | 0 | 0 | 0 | 0 | 0
0 | 0 | 0 | 0 | 0 | 0 | 0 | 0 | 0 | 0 | 0 | 0 | 0 | 0 | 0 | 0 | 0 | 0 | 0 | 0 | 0
0 | 0 | 0 | 0 | 0 | 0 | 0 | 0 | 0 | 0 | 0 | 0 | 0 | 0 | 0 | 0 | 0 | 0 | 0 | 0 | 0
0 | 0 | 0 | 0 | 0 | 0 | 0 | 0 | 0 | 0 | 0 | 0 | 0 | 0 | 0 | 0 | 0 | 0 | 0 | 0 | 0
0 | 0 | 0 | 0 | 0 | 0 | 0 | 0 | 0 | 0 | 0 | 0 | 0 | 0 | 0 | 0 | 0 | 0 | 0 | 0 | 0
0 | 0 | 0 | 0 | 0 | 0 | 0 | 0 | 0 | 0 | 0 | 0 | 0 | 0 | 0 | 0 | 0 | 0 | 0 | 0 | 0
0 | 0 | 0 | 0 | 0 | 0 | 0 | 0 | 0 | 0 | 0 | 0 | 0 | 0 | 0 | 0 | 0 | 0 | 0 | 0 | 0
0 | 0 | 0 | 0 | 0 | 0 | 0 | 0 | 0 | 0 | 0 | 0 | 0 | 0 | 0 | 0 | 0 | 0 | 0 | 0 | 0
0 | 0 | 0 | 0 | 0 | 0 | 0 | 0 | 0 | 0 | 0 | 0 | 0 | 0 | 0 | 0 | 0 | 0 | 0 | 0 | 0
0 | 0 | 0 | 0 | 0 | 0 | 0 | 0 | 0 | 0 | 0 | 0 | 0 | 0 | 0 | 0 | 0 | 0 | 0 | 0 | 0
0 | 0 | 0 | 0 | 0 | 0 | 0 | 0 | 0 | 0 | 0 | 0 | 0 | 0 | 0 | 0 | 0 | 0 | 0 | 0 | 0
0 | 0 | 0 | 0 | 0 | 0 | 0 | 0 | 0 | 0 | 0 | 0 | 0 | 0 | 0 | 0 | 0 | 0 | 0 | 0 | 0
0 | 0 | 0 | 0 | 0 | 0 | 0 | 0 | 0 | 0 | 0 | 0 | 0 | 0 | 0 | 0 | 0 | 0 | 0 | 0 | 0
0 | 0 | 0 | 0 | 0 | 0 | 0 | 0 | 0 | 0 | 0 | 0 | 0 | 0 | 0 | 0 | 0 | 0 | 0 | 0 | 0
0 | 0 | 0 | 0 | 0 | 0 | 0 | 0 | 0 | 0 | 0 | 0 | 0 | 0 | 0 | 0 | 0 | 0 | 0 | 0 | 0
0 | 0 | 0 | 0 | 0 | 0 | 0 | 0 | 0 | 0 | 0 | 0 | 0 | 0 | 0 | 0 | 0 | 0 | 0 | 0 | 0
0 | 0 | 0 | 0 | 0 | 0 | 0 | 0 | 0 | 0 | 0 | 0 | 0 | 0 | 0 | 0 | 0 | 0 | 0 | 0 | 0
0 | 0 | 0 | 0 | 0 | 0 | 0 | 0 | 0 | 0 | 0 | 0 | 0 | 0 | 0 | 0 | 0 | 0 | 0 | 0 | 0
0 | 0 | 0 | 0 | 0 | 0 | 0 | 0 | 0 | 0 | 0 | 0 | 0 | 0 | 0 | 0 | 0 | 0 | 0 | 0 | 0
0 | 0 | 0 | 0 | 0 | 0 | 0 | 0 | 0 | 0 | 0 | 0 | 0 | 0 | 0 | 0 | 0 | 0 | 0 | 0 | 0
0 | 0 | 0 | 0 | 0 | 0 | 0 | 0 | 0 | 0 | 0 | 0 | 0 | 0 | 0 | 0 | 0 | 0 | 0 | 0 | 0
0 | 0 | 0 | 0 | 0 | 0 | 0 | 0 | 0 | 0 | 0 | 0 | 0 | 0 | 0 | 0 | 0 | 0 | 0 | 0 | 0
0 | 0 | 0 | 0 | 0 | 0 | 0 | 0 | 0 | 0 | 0 | 0 | 0 | 0 | 0 | 0 | 0 | 0 | 0 | 0 | 0
0 | 0 | 0 | 0 | 0 | 0 | 0 | 0 | 0 | 0 | 0 | 0 | 0 | 0 | 0 | 0 | 0 | 0 | 0 | 0 | 0
0 | 0 | 0 | 0 | 0 | 0 | 0 | 0 | 0 | 0 | 0 | 0 | 0 | 0 | 0 | 0 | 0 | 0 | 0 | 0 | 0
0 | 0 | 0 | 0 | 0 | 0 | 0 | 0 | 0 | 0 | 0 | 0 | 0 | 0 | 0 | 0 | 0 | 0 | 0 | 0 | 0
0 | 0 | 0 | 0 | 0 | 0 | 0 | 0 | 0 | 0 | 0 | 0 | 0 | 0 | 0 | 0 | 0 | 0 | 0 | 0 | 0
0 | 0 | 0 | 0 | 0 | 0 | 0 | 0 | 0 | 0 | 0 | 0 | 0 | 0 | 0 | 0 | 0 | 0 | 0 | 0 | 0
0 | 0 | 0 | 0 | 0 | 0 | 0 | 0 | 0 | 0 | 0 | 0 | 0 | 0 | 0 | 0 | 0 | 0 | 0 | 0 | 0
0 | 0 | 0 | 0 | 0 | 0 | 0 | 0 | 0 | 0 | 0 | 0 | 0 | 0 | 0 | 0 | 0 | 0 | 0 | 0 | 0
0 | 0 | 0 | 0 | 0 | 0 | 0 | 0 | 0 | 0 | 0 | 0 | 0 | 0 | 0 | 0 | 0 | 0 | 0 | 0 | 0
0 | 0 | 0 | 0 | 0 | 0 | 0 | 0 | 0 | 0 | 0 | 0 | 0 | 0 | 0 | 0 | 0 | 0 | 0 | 0 | 0
0 | 0 | 0 | 0 | 0 | 0 | 0 | 0 | 0 | 0 | 0 | 0 | 0 | 0 | 0 | 0 | 0 | 0 | 0 | 0 | 0
0 | 0 | 0 | 0 | 0 | 0 | 0 | 0 | 0 | 0 | 0 | 0 | 0 | 0 | 0 | 0 | 0 | 0 | 0 | 0 | 0
0 | 0 | 0 | 0 | 0 | 0 | 0 | 0 | 0 | 0 | 0 | 0 | 0 | 0 | 0 | 0 | 0 | 0 | 0 | 0 | 0
0 | 0 | 0 | 0 | 0 | 0 | 0 | 0 | 0 | 0 | 0 | 0 | 0 | 0 | 0 | 0 | 0 | 0 | 0 | 0 | 0
0 | 0 | 0 | 0 | 0 | 0 | 0 | 0 | 0 | 0 | 0 | 0 | 0 | 0 | 0 | 0 | 0 | 0 | 0 | 0 | 0
0 | 0 | 0 | 0 | 0 | 0 | 0 | 0 | 0 | 0 | 0 | 0 | 0 | 0 | 0 | 0 | 0 | 0 | 0 | 0 | 0
0 | 0 | 0 | 0 | 0 | 0 | 0 | 0 | 0 | 0 | 0 | 0 | 0 | 0 | 0 | 0 | 0 | 0 | 0 | 0 | 0
0 | 0 | 0 | 0 | 0 | 0 | 0 | 0 | 0 | 0 | 0 | 0 | 0 | 0 | 0 | 0 | 0 | 0 | 0 | 0 | 0
0 | 0 | 0 | 0 | 0 | 0 | 0 | 0 | 0 | 0 | 0 | 0 | 0 | 0 | 0 | 0 | 0 | 0 | 0 | 0 | 0
0 | 0 | 0 | 0 | 0 | 0 | 0 | 0 | 0 | 0 | 0 | 0 | 0 | 0 | 0 | 0 | 0 | 0 | 0 | 0 | 0
0 | 0 | 0 | 0 | 0 | 0 | 0 | 0 | 0 | 0 | 0 | 0 | 0 | 0 | 0 | 0 | 0 | 0 | 0 | 0 | 0
0 | 0 | 0 | 0 | 0 | 0 | 0 | 0 | 0 | 0 | 0 | 0 | 0 | 0 | 0 | 0 | 0 | 0 | 0 | 0 | 0
0 | 0 | 0 | 0 | 0 | 0 | 0 | 0 | 0 | 0 | 0 | 0 | 0 | 0 | 0 | 0 | 0 | 0 | 0 | 0 | 0
0 | 0 | 0 | 0 | 0 | 0 | 0 | 0 | 0 | 0 | 0 | 0 | 0 | 0 | 0 | 0 | 0 | 0 | 0 | 0 | 0
0 | 0 | 0 | 0 | 0 | 0 | 0 | 0 | 0 | 0 | 0 | 0 | 0 | 0 | 0 | 0 | 0 | 0 | 0 | 0 | 0
0 | 0 | 0 | 0 | 0 | 0 | 0 | 0 | 0 | 0 | 0 | 0 | 0 | 0 | 0 | 0 | 0 | 0 | 0 | 0 | 0

## Output
Program Summary |  |  |  |  | Performance Earnings Basis |  |  |  | Avoided Cost Version
Proposer Name |  | Southern California Edison |  |  | Resource Benefit, net. |  | 173060964.1017 |  | 2006-06-01
Program Name |  | Comprehensive Packaged Air Conditioning Systems |  |  | Incr Measure Cost, net. |  | 91104204.3631 |  | 2006-07-13
Total Program Budget ($) |  | 61057186.2111 |  |  | Program Incentive Cost, net |  | 38778278.75 |  | Base Year
Incentives and Rebates ($) |  | 38778278.75 | 34129668.8109 |  | Program Admin Cost |  | 22278907.4611 |  | 2006
Net Incremental Measure Cost ($) |  | 91104204.3631 |  |  | Performance Earnings Basis |  | 77119827.4818 |  | SCE Tool 3b4.xls
Program Impacts
| Annual Net kWh | Lifecycle Net kWh | Annual Net Therms | Lifecycle Net Therms | Net Jul-Sept Pk (kW) | Net Dec-Feb Pk (kW) | Net CEC (kW) | User Entered kW
2006-2008 | 183387385.9721 | 1909679361.3996 | 0 | 0 | 109982.7242 | 56589.2651 | 39795.0628 | 109982.7242
2009-2012 | 0 | 0 | 0 | 0 | 0 | 0 | 0 | 0
Total 2006-2012 | 183387385.9721 | 1909679361.3996 | 0 | 0 | 109982.7242 | 56589.2651 | 39795.0628 | 109982.7242
Cost Effectiveness (Lifecycle Present Value Dollars)
|  | Benefits |  |  | Benefit - Cost
| Cost | Electric | Gas | Incentives | NPV | B/C Ratio | Notes
Program TRC ($) | 113383111.8242 | 173060964.1017 | 0 | NA | 59677852.2774 | 1.5263 | *1
Program PAC ($) | 56408576.272 | 173060964.1017 | 0 | NA | 116652387.8297 | 3.068 | *1,2
Program RIM ($) | 239063131.0282 | 173060964.1017 | 0 | NA | -66002166.9265 | 0.72391 | *1
*1 B/C Ratio is an approximation because any supply cost increases are treated as negative benefits rather than as a cost as in the Standard Practice Manual
*2 PAC benefits include environmental costs. This is to be consistent with the TRC benefits, but is not strictly consistent with the Standard Practice Manual.
Levelized Cost and Benefit (All Measures Installed through 2012)
| Discounted Savings |  |  |  | Benefit - Cost
| kWh | Therms | Cost | Benefits | NPV
TRC ($/kWh ) | 1167916499.8238 |  | 0.097082 | 0.14818 | 0.051098
PAC ($/kWh) | 1167916499.8238 |  | 0.048298 | 0.14818 | 0.099881
RIM ($/kWh) | 1167916499.8238 |  | 0.20469 | 0.14818 | -0.056513
TRC ($/therm) |  | 0 | #DIV/0! | #DIV/0! | #DIV/0!
PAC ($/therm) |  | 0 | #DIV/0! | #DIV/0! | #DIV/0!
RIM ($/therm) |  | 0 | #DIV/0! | #DIV/0! | #DIV/0!
Emissions Reductions
| Electric Reductions |  |  | Gas Reductions
Annual Reductions | CO2 (tons) | NOX (lbs) | PM-10 (lbs) | CO2 (tons) | NOX (lbs)
2006 | 29233.0506 | 8525.7507 | 3676.6959 | 0 | 0 | * annual reductions are the units
2007 | 43542.1267 | 12692.0398 | 5477.2471 | 0 | 0 | implemented in the year, times
2008 | 43542.1267 | 12692.0398 | 5477.2471 | 0 | 0 | the annual emission reduction
2009 | 0 | 0 | 0 | 0 | 0 | for the measure.
2010 | 0 | 0 | 0 | 0 | 0
2011 | 0 | 0 | 0 | 0 | 0
2012 | 0 | 0 | 0 | 0 | 0
Total Annual | 116317.3039 | 33909.8303 | 14631.1902 | 0 | 0
Lifecycle Reductions
2006 | 300642.3288 | 87558.3602 | 37827.8834 | 0 | 0
2007 | 454068.7267 | 132177.5468 | 57140.6447 | 0 | 0
2008 | 454068.7267 | 132177.5468 | 57140.6447 | 0 | 0
2009 | 0 | 0 | 0 | 0 | 0
2010 | 0 | 0 | 0 | 0 | 0
2011 | 0 | 0 | 0 | 0 | 0
2012 | 0 | 0 | 0 | 0 | 0
Total Lifecycle | 1208779.7822 | 351913.4538 | 152109.1728 | 0 | 0
Reductions based on total annual installations
| Annual Net kWh | Lifecycle Net kWh | Annual Net Therms | Lifecycle Net Therms | Net July-Sept Peak (kW) | Net Dec-Feb (kW) | Net CEC (kW) | User Entered kW | Net Annual NCP (kW)
2006 | 46060972.6333 | 474707046.7359 | 0 | 0 | 26779.8538 | 13819.8198 | 9995.2311 | 26779.8538 | 13389.9269
2007 | 68663206.6694 | 717486157.3319 | 0 | 0 | 41601.4352 | 21384.7226 | 14899.9158 | 41601.4352 | 34190.6445
2008 | 68663206.6694 | 717486157.3319 | 0 | 0 | 41601.4352 | 21384.7226 | 14899.9158 | 41601.4352 | 41601.4352
2009 | 0 | 0 | 0 | 0 | 0 | 0 | 0 | 0 | 20032.9592
2010 | 0 | 0 | 0 | 0 | 0 | 0 | 0 | 0 | -3518.8925
2011 | 0 | 0 | 0 | 0 | 0 | 0 | 0 | 0 | -5877.6279
2012 | 0 | 0 | 0 | 0 | 0 | 0 | 0 | 0 | -8299.6608
Total | 183387385.9721 | 1909679361.3996 | 0 | 0 | 109982.7242 | 56589.2651 | 39795.0628 | 109982.7242 | 91518.7846
Net Impacts by Sector (All Measures Installed through 2012)
| Annual Net kWh | Lifecycle Net kWh | Annual Net Therms | Lifecycle Net Therms | Net July-Sept Peak (kW) | Net Dec-Feb (kW) | Net CEC (kW) | User Entered kW | TRC Lifecycle Net Benefits* ($)
Total | 183387385.9721 | 1909679361.3996 | 0 | 0 | 109982.7242 | 56589.2651 | 39795.0628 | 109982.7242 | 59677852.2774
Residential | 25025182.805 | 310136577.7683 | 0 | 0 | 22608.3984 | 2224.1098 | 5430.4647 | 22608.3984 | 6700784.1825
Small_Office | 0 | 0 | 0 | 0 | 0 | 0 | 0 | 0 | 0
Large_Office | 0 | 0 | 0 | 0 | 0 | 0 | 0 | 0 | 0
Small_Retail_Store | 0 | 0 | 0 | 0 | 0 | 0 | 0 | 0 | 0
Large_Retail_Store | 0 | 0 | 0 | 0 | 0 | 0 | 0 | 0 | 0
Grocery_Store | 0 | 0 | 0 | 0 | 0 | 0 | 0 | 0 | 0
Food_Store | 0 | 0 | 0 | 0 | 0 | 0 | 0 | 0 | 0
Restaurant | 0 | 0 | 0 | 0 | 0 | 0 | 0 | 0 | 0
Fast_Food_Restaurant | 0 | 0 | 0 | 0 | 0 | 0 | 0 | 0 | 0
Sit_Down_Restaurant | 0 | 0 | 0 | 0 | 0 | 0 | 0 | 0 | 0
Storage_Building | 0 | 0 | 0 | 0 | 0 | 0 | 0 | 0 | 0
Refrigerated_Warehouse | 0 | 0 | 0 | 0 | 0 | 0 | 0 | 0 | 0
Non-Refrig._Warehouse | 0 | 0 | 0 | 0 | 0 | 0 | 0 | 0 | 0
Hotel_Motel | 13684205.9453 | 154541361.2021 | 0 | 0 | 7042.8384 | 4493.4909 | 2969.4727 | 7042.8384 | 3685816.5187
Medical_Clinic | 0 | 0 | 0 | 0 | 0 | 0 | 0 | 0 | 0
School | 0 | 0 | 0 | 0 | 0 | 0 | 0 | 0 | 0
K_thru_12_School | 0 | 0 | 0 | 0 | 0 | 0 | 0 | 0 | 0
College_University | 0 | 0 | 0 | 0 | 0 | 0 | 0 | 0 | 0
Assembly | 0 | 0 | 0 | 0 | 0 | 0 | 0 | 0 | 0
Trans_Comm_Util | 0 | 0 | 0 | 0 | 0 | 0 | 0 | 0 | 0
Misc._Commercial | 144677997.2218 | 1445001422.4292 | 0 | 0 | 80331.4874 | 49871.6644 | 31395.1254 | 80331.4874 | 49291251.5762
Industrial | 0 | 0 | 0 | 0 | 0 | 0 | 0 | 0 | 0
Agricultural | 0 | 0 | 0 | 0 | 0 | 0 | 0 | 0 | 0
Hospital | 0 | 0 | 0 | 0 | 0 | 0 | 0 | 0 | 0
* Include program-level and admin costs allocated based to total gas and electric programs at the measure level.
Net Impacts by CPUC End Use Categories (All Measures Installed through 2012)
| Annual Net kWh | Lifecycle Net kWh | Annual Net Therms | Lifecycle Net Therms | Net July-Sept Peak (kW) | Net Dec-Feb Pk (kW) | Net CEC (kW) | User Entered kW | TRC Lifecycle Net Benefits* ($)
Total | 183387385.9721 | 1909679361.3996 | 0 | 0 | 109982.7242 | 56589.2651 | 39795.0628 | 109982.7242 | 59677852.2774
Clothes Dryer | 0 | 0 | 0 | 0 | 0 | 0 | 0 | 0 | 0
Clothes Washer | 0 | 0 | 0 | 0 | 0 | 0 | 0 | 0 | 0
Consumer Electronics | 0 | 0 | 0 | 0 | 0 | 0 | 0 | 0 | 0
Cooking | 0 | 0 | 0 | 0 | 0 | 0 | 0 | 0 | 0
Dishwasher | 0 | 0 | 0 | 0 | 0 | 0 | 0 | 0 | 0
Other Appliance | 0 | 0 | 0 | 0 | 0 | 0 | 0 | 0 | 0
Office Equipment | 0 | 0 | 0 | 0 | 0 | 0 | 0 | 0 | 0
Building shell | 0 | 0 | 0 | 0 | 0 | 0 | 0 | 0 | 0
Space Cooling | 183387385.9721 | 1909679361.3996 | 0 | 0 | 109982.7242 | 56589.2651 | 39795.0628 | 109982.7242 | 59677852.2774
Space Heating | 0 | 0 | 0 | 0 | 0 | 0 | 0 | 0 | 0
Ventilation | 0 | 0 | 0 | 0 | 0 | 0 | 0 | 0 | 0
Interior Lighting | 0 | 0 | 0 | 0 | 0 | 0 | 0 | 0 | 0
Exterior Lighting | 0 | 0 | 0 | 0 | 0 | 0 | 0 | 0 | 0
Daylighting | 0 | 0 | 0 | 0 | 0 | 0 | 0 | 0 | 0
Motors | 0 | 0 | 0 | 0 | 0 | 0 | 0 | 0 | 0
Process | 0 | 0 | 0 | 0 | 0 | 0 | 0 | 0 | 0
Compressed Air | 0 | 0 | 0 | 0 | 0 | 0 | 0 | 0 | 0
Food Processor | 0 | 0 | 0 | 0 | 0 | 0 | 0 | 0 | 0
Refrigeration | 0 | 0 | 0 | 0 | 0 | 0 | 0 | 0 | 0
Freezers | 0 | 0 | 0 | 0 | 0 | 0 | 0 | 0 | 0
Pumps | 0 | 0 | 0 | 0 | 0 | 0 | 0 | 0 | 0
Pool Pump | 0 | 0 | 0 | 0 | 0 | 0 | 0 | 0 | 0
Domestic Hot Water | 0 | 0 | 0 | 0 | 0 | 0 | 0 | 0 | 0
Water Heating | 0 | 0 | 0 | 0 | 0 | 0 | 0 | 0 | 0
Other | 0 | 0 | 0 | 0 | 0 | 0 | 0 | 0 | 0
* Include program-level and admin costs allocated based to total gas and electric programs at the measure level.
Net Impacts by Climate Zone (All Measures Installed through 2012)
| Annual Net kWh | Lifecycle Net kWh | Annual Net Therms | Lifecycle Net Therms | Net July-Sept Peak (kW) | Net dec-Feb Pk (kW) | Net CEC (kW) | User Entered kW | TRC Lifecycle Net Benefits* ($)
Total | 183387385.9721 | 1909679361.3996 | 0 | 0 | 109982.7242 | 56589.2651 | 39795.0628 | 39795.0628 | 59677852.2774
6 | 1173286.6775 | 8817534.9571 | 0 | 0 | 459.6384 | 286.1327 | 254.6032 | 254.6032 | 136126.1189
8 | 35319366.2094 | 391199658.5558 | 0 | 0 | 26577.7741 | 14530.5761 | 7664.3025 | 7664.3025 | 8756001.912
9 | 26218220.344 | 292644482.382 | 0 | 0 | 19191.3655 | 9445.6179 | 5689.3538 | 5689.3538 | 7355769.2341
10 | 45062413.7131 | 502223461.4141 | 0 | 0 | 35460.4184 | 18974.1362 | 9778.5438 | 9778.5438 | 15485994.3923
13 | 7017993.3566 | 78487620.8774 | 0 | 0 | 4940.102 | 2674.574 | 1522.9046 | 1522.9046 | 2439775.0981
14 | 10623793.3793 | 120584915.6191 | 0 | 0 | 9640.3646 | 3975.0316 | 2305.3632 | 2305.3632 | 3675073.9518
15 | 13172312.2923 | 157321687.5942 | 0 | 0 | 5313.0611 | 1488.2803 | 2858.3918 | 2858.3918 | 5904437.7777
16 | 0 | 0 | 0 | 0 | 0 | 0 | 0 | 0 | 0
System | 44800000 | 358400000 | 0 | 0 | 8400 | 5214.9163 | 9721.6 | 9721.6 | 15924673.7926
0 | 0 | 0 | 0 | 0 | 0 | 0 | 0 | 0 | 0
0 | 0 | 0 | 0 | 0 | 0 | 0 | 0 | 0 | 0
* Include program-level and admin costs allocated based to total gas and electric programs at the measure level.
Persistent reductions in the summer (3rd Qtr) or winter (4th Qtr) of each year
| Net July-Sept Peak (kW) | Net Annual Dec-Feb (kW)
2006 | 13389.9269 | 13819.8198
2007 | 47580.5714 | 35204.5424
2008 | 89182.0066 | 56589.2651
2009 | 108447.2074 | 54682.6957
2010 | 104480.4559 | 51663.961
2011 | 97587.6698 | 46113.4805
2012 | 89911.4508 | 42104.8832
2013 | 83482.1154 | 38096.2859
Monthly Impacts
First Year for Impact Table: | 2006
| Quarter | Monthly Five Hour Avg or TOU Peak | Net Monthly NCP (kW) |  | Monthly Net kWh | Monthly Net Therms
2006-01-01 | 1 | 0 | 0 |  | 0 | 0
2006-02-01 | 1 | 0 | 0 |  | 0 | 0
2006-03-01 | 1 | 0 | 0 |  | 0 | 0
2006-04-01 | 2 | 3454.9549 | 3495.7564 |  | 571163.6841 | 0
2006-05-01 | 2 | 3454.9549 | 3495.7564 |  | 571163.6841 | 0
2006-06-01 | 2 | 6694.9635 | 6694.9635 |  | 1736483.8968 | 0
2006-07-01 | 3 | 13389.9269 | 13389.9269 |  | 3472967.7936 | 0
2006-08-01 | 3 | 13389.9269 | 13389.9269 |  | 3472967.7936 | 0
2006-09-01 | 3 | 13389.9269 | 13389.9269 |  | 3472967.7936 | 0
2006-10-01 | 4 | 10364.8648 | 10487.2691 |  | 1713491.0524 | 0
2006-11-01 | 4 | 10364.8648 | 10487.2691 |  | 1713491.0524 | 0
2006-12-01 | 4 | 10364.8648 | 10487.2691 |  | 1713491.0524 | 0
2007-01-01 | 5 | 13819.8198 | 13983.0255 |  | 2284654.7365 | 0
2007-02-01 | 5 | 13819.8198 | 13983.0255 |  | 2284654.7365 | 0
2007-03-01 | 5 | 13819.8198 | 13983.0255 |  | 2284654.7365 | 0
2007-04-01 | 6 | 19166.0005 | 19393.8085 |  | 3132997.2364 | 0
2007-05-01 | 6 | 19166.0005 | 19393.8085 |  | 3132997.2364 | 0
2007-06-01 | 6 | 37180.2126 | 37180.2126 |  | 9540701.7572 | 0
2007-07-01 | 7 | 47580.5714 | 47580.5714 |  | 12135467.9272 | 0
2007-08-01 | 7 | 47580.5714 | 47580.5714 |  | 12135467.9272 | 0
2007-09-01 | 7 | 47580.5714 | 47580.5714 |  | 12135467.9272 | 0
2007-10-01 | 8 | 29858.3618 | 30215.3743 |  | 4829682.2361 | 0
2007-11-01 | 8 | 29858.3618 | 30215.3743 |  | 4829682.2361 | 0
2007-12-01 | 8 | 29858.3618 | 30215.3743 |  | 4829682.2361 | 0
2008-01-01 | 9 | 35204.5424 | 35626.1573 |  | 5678024.7359 | 0
2008-02-01 | 9 | 35204.5424 | 35626.1573 |  | 5678024.7359 | 0
2008-03-01 | 9 | 35204.5424 | 35626.1573 |  | 5678024.7359 | 0
2008-04-01 | 10 | 40550.7231 | 41036.9402 |  | 6526367.2358 | 0
2008-05-01 | 10 | 40550.7231 | 41036.9402 |  | 6526367.2358 | 0
2008-06-01 | 10 | 78781.6478 | 78781.6478 |  | 19919766.4371 | 0
2008-07-01 | 11 | 89182.0066 | 89182.0066 |  | 22514532.6071 | 0
2008-08-01 | 11 | 89182.0066 | 89182.0066 |  | 22514532.6071 | 0
2008-09-01 | 11 | 89182.0066 | 89182.0066 |  | 22514532.6071 | 0
2008-10-01 | 12 | 51243.0844 | 51858.5061 |  | 8223052.2355 | 0
2008-11-01 | 12 | 51243.0844 | 51858.5061 |  | 8223052.2355 | 0
2008-12-01 | 12 | 51243.0844 | 51858.5061 |  | 8223052.2355 | 0
2009-01-01 | 13 | 56589.2651 | 57269.289 |  | 9071394.7354 | 0
2009-02-01 | 13 | 56589.2651 | 57269.289 |  | 9071394.7354 | 0
2009-03-01 | 13 | 56589.2651 | 57269.289 |  | 9071394.7354 | 0
2009-04-01 | 14 | 56112.6227 | 56792.6467 |  | 9042709.7571 | 0
2009-05-01 | 14 | 56112.6227 | 56792.6467 |  | 9042709.7571 | 0
2009-06-01 | 14 | 109214.9658 | 109214.9658 |  | 27624839.769 | 0
2009-07-01 | 15 | 108447.2074 | 108447.2074 |  | 27545614.591 | 0
2009-08-01 | 15 | 108447.2074 | 108447.2074 |  | 27545614.591 | 0
2009-09-01 | 15 | 108447.2074 | 108447.2074 |  | 27545614.591 | 0
2009-10-01 | 16 | 55159.3381 | 55839.362 |  | 8985339.8007 | 0
2009-11-01 | 16 | 55159.3381 | 55839.362 |  | 8985339.8007 | 0
2009-12-01 | 16 | 55159.3381 | 55839.362 |  | 8985339.8007 | 0
2010-01-01 | 17 | 54682.6957 | 55362.7197 |  | 8956654.8224 | 0
2010-02-01 | 17 | 54682.6957 | 55362.7197 |  | 8956654.8224 | 0
2010-03-01 | 17 | 54682.6957 | 55362.7197 |  | 8956654.8224 | 0
2010-04-01 | 18 | 53928.012 | 54608.036 |  | 8911236.9402 | 0
2010-05-01 | 18 | 53928.012 | 54608.036 |  | 8911236.9402 | 0
2010-06-01 | 18 | 105696.0733 | 105696.0733 |  | 27261724.3698 | 0
2010-07-01 | 19 | 104480.4559 | 104480.4559 |  | 27136284.5047 | 0
2010-08-01 | 19 | 104480.4559 | 104480.4559 |  | 27136284.5047 | 0
2010-09-01 | 19 | 104480.4559 | 104480.4559 |  | 27136284.5047 | 0
2010-10-01 | 20 | 52418.6447 | 53098.6686 |  | 8820401.1758 | 0
2010-11-01 | 20 | 52418.6447 | 53098.6686 |  | 8820401.1758 | 0
2010-12-01 | 20 | 52418.6447 | 53098.6686 |  | 8820401.1758 | 0
2011-01-01 | 21 | 51663.961 | 52343.9849 |  | 8774983.2936 | 0
2011-02-01 | 21 | 51663.961 | 52343.9849 |  | 8774983.2936 | 0
2011-03-01 | 21 | 51663.961 | 52343.9849 |  | 8774983.2936 | 0
2011-04-01 | 22 | 50276.3409 | 50956.3648 |  | 8619734.2565 | 0
2011-05-01 | 22 | 50276.3409 | 50956.3648 |  | 8619734.2565 | 0
2011-06-01 | 22 | 99818.4454 | 99818.4454 |  | 26467490.6612 | 0
2011-07-01 | 23 | 97587.6698 | 97587.6698 |  | 26049576.5481 | 0
2011-08-01 | 23 | 97587.6698 | 97587.6698 |  | 26049576.5481 | 0
2011-09-01 | 23 | 97587.6698 | 97587.6698 |  | 26049576.5481 | 0
2011-10-01 | 24 | 47501.1006 | 48181.1245 |  | 8309236.1823 | 0
2011-11-01 | 24 | 47501.1006 | 48181.1245 |  | 8309236.1823 | 0
2011-12-01 | 24 | 47501.1006 | 48181.1245 |  | 8309236.1823 | 0
2012-01-01 | 25 | 46113.4805 | 46793.5044 |  | 8153987.1452 | 0
2012-02-01 | 25 | 46113.4805 | 46793.5044 |  | 8153987.1452 | 0
2012-03-01 | 25 | 46113.4805 | 46793.5044 |  | 8153987.1452 | 0
2012-04-01 | 26 | 45111.3312 | 45791.3551 |  | 7980087.8166 | 0
2012-05-01 | 26 | 45111.3312 | 45791.3551 |  | 7980087.8166 | 0
2012-06-01 | 26 | 91518.7846 | 91518.7846 |  | 24750664.0959 | 0
2012-07-01 | 27 | 89911.4508 | 89911.4508 |  | 24287579.87 | 0
2012-08-01 | 27 | 89911.4508 | 89911.4508 |  | 24287579.87 | 0
2012-09-01 | 27 | 89911.4508 | 89911.4508 |  | 24287579.87 | 0
2012-10-01 | 28 | 43107.0326 | 43787.0565 |  | 7632289.1595 | 0
2012-11-01 | 28 | 43107.0326 | 43787.0565 |  | 7632289.1595 | 0
2012-12-01 | 28 | 43107.0326 | 43787.0565 |  | 7632289.1595 | 0

## Input
| SCE Tool 3b4.xls |  |  |  | Program Budget ($)
a. Administrative Costs
| Proposer General Information |  |  |  | a.i. Overhead and G&A | 1593000 | d. Incentives and Rebates ($) | Nominal | NPV
| Proposer Name |  | Southern California Edison |  | a.ii. Other Admin costs | 1202125.1644 | d.i. User Input Incentive | 0 | 0
| Program Name |  | Comprehensive Packaged Air Conditioning Systems |  | b. Marketing/Outreach | 3218276.2966 | d.ii. Rebate | 38778278.75 | 34129668.8109
| Service Territory |  | SCE |  | c. Direct Implementation (non incentive) |  | d.iii. Direct Install Labor | 0 | 0
| First Year of Program Implementation |  |  | 2006 | c.i. Activity | 14291206 | d.iv. Direct Install Materials | 0 | 0
| Contact Information |  |  |  | c.ii. Installation |  | Subtotal Direct Install | 38778278.75 | 34129668.8109
| Name |  |  |  | c.iii. Hardware & Materials | 0
| Address |  |  |  | c.iv. Rebate Processing and Inspection | 66300
| ZIP code |  |  |  | d. Total Incentives and Rebates | 38778278.75
| Telephone |  |  |  | e. EM&V | 0 | f. Costs recovered from other sources | 1908000
| Email |  |  |  | Total | 59149186.2111 | Program Budget w/ Other Costs (a to f) | 61057186.2111 |  |  |  | Cases where Incentives exceed GIMC | 0
Quarterly Installation Schedule
| Program Inputs | [8 empty] | Financial Incentive (INC) ($/unit) | [15 empty] | Annual Installation Schedule | [7 empty] | 2006 |  |  |  | 2007 |  |  |  | 2008 |  |  |  | 2009 |  |  |  | 2010 |  |  |  | 2011 |  |  |  | 2012
| Measure Name | DEER RunID | Climate Zone | Target sector | Measure Electric End Use Shape | CZ, Sector, Measure combination found? | Measure Type (To Look up Measure Life) | Program Type (To look up Net-to-gross Ratio) | Unit Definition (e.g. homes) | Rebate (INC) ($/unit) | Direct Install Labor ($/unit) | Direct Install Material ($/unit) | Gross Incremental Measure Cost ($/unit) | Gross Unit Annual Electricity Savings (kwh/unit) | Electric Rate Schedule | Demand Scaler | User Entered kW Savings per unit (kW/unit) | Gross Unit Annual Gas Savings (therm/unit) | Gas Sector | Gas Rate Schedule | Gas Savings Profile | Combustion Type | Effective Useful Life (years) | Net-to-Gross Ratio | % Eligible for TOU AC adjustment | 2006 | 2007 | 2008 | 2009 | 2010 | 2011 | 2012 |  | Qtr 1 | Qtr 2 | Qtr 3 | Qtr 4 | Qtr 1 | Qtr 2 | Qtr 3 | Qtr 4 | Qtr 1 | Qtr 2 | Qtr 3 | Qtr 4 | Qtr 1 | Qtr 2 | Qtr 3 | Qtr 4 | Qtr 1 | Qtr 2 | Qtr 3 | Qtr 4 | Qtr 1 | Qtr 2 | Qtr 3 | Qtr 4 | Qtr 1 | Qtr 2 | Qtr 3 | Qtr 4 | Total Number of Units | Comments
Comprehensive Packaged Air Conditioning Systems | Air Source Unitary Air Conditioner (Single Phase) Single System <65,000 with base efficiency > 13 SEER; 11.0 EER, Measure efficiency at 14 SEER; 12.6 EER. Tier 1 | COfS0685APA11 | 6 | Misc._Commercial | New_AC-Ret | TRUE | Packaged HVAC Systems: NR - 15 | All other nonresidential programs 0.80 | ton | 0 | 0 | 0 | 175.808 | 83.2908 | System | kW | 0.041007 | [5 empty] | 15 | 80% | 100% | [8 empty] | 0 | 0 | 0 | 0 | 0 | 0 | 0 | 0 | 0 | 0 | 0 | 0 | 0 | 0 | 0 | 0 | 0 | 0 | 0 | 0 | 0 | 0 | 0 | 0 | 0 | 0 | 0 | 0 | 0
Comprehensive Packaged Air Conditioning Systems | Air Source Unitary Air Conditioner (Single Phase) Single System <65,000 with base efficiency > 13 SEER; 11.0 EER, Measure efficiency at 14 SEER; 12.6 EER. Tier 1 | COfS0885APA11 | 8 | Misc._Commercial | New_AC-Ret | TRUE | Packaged HVAC Systems: NR - 15 | All other nonresidential programs 0.80 | ton | 20 | 0 | 0 | 175.808 | 104.821 | System | kW | 0.063005 | [5 empty] | 15 | 80% | 100% | [8 empty] | 0 | 0 | 0 | 0 | 0 | 0 | 0 | 0 | 0 | 0 | 0 | 0 | 0 | 0 | 0 | 0 | 0 | 0 | 0 | 0 | 0 | 0 | 0 | 0 | 0 | 0 | 0 | 0 | 0
Comprehensive Packaged Air Conditioning Systems | Air Source Unitary Air Conditioner (Single Phase) Single System <65,000 with base efficiency > 13 SEER; 11.0 EER, Measure efficiency at 14 SEER; 12.6 EER. Tier 1 | COfS0985APA11 | 9 | Misc._Commercial | New_AC-Ret | TRUE | Packaged HVAC Systems: NR - 15 | All other nonresidential programs 0.80 | ton | 20 | 0 | 0 | 175.808 | 104.315 | System | kW | 0.07091 | [5 empty] | 15 | 80% | 100% | [8 empty] | 0 | 0 | 0 | 0 | 0 | 0 | 0 | 0 | 0 | 0 | 0 | 0 | 0 | 0 | 0 | 0 | 0 | 0 | 0 | 0 | 0 | 0 | 0 | 0 | 0 | 0 | 0 | 0 | 0
Comprehensive Packaged Air Conditioning Systems | Air Source Unitary Air Conditioner (Single Phase) Single System <65,000 with base efficiency > 13 SEER; 11.0 EER, Measure efficiency at 14 SEER; 12.6 EER. Tier 1 | COfS1085APA11 | 10 | Misc._Commercial | New_AC-Ret | TRUE | Packaged HVAC Systems: NR - 15 | All other nonresidential programs 0.80 | ton | 20 | 0 | 0 | 175.808 | 103.658 | System | kW | 0.073643 | [5 empty] | 15 | 80% | 100% | [8 empty] | 0 | 0 | 0 | 0 | 0 | 0 | 0 | 0 | 0 | 0 | 0 | 0 | 0 | 0 | 0 | 0 | 0 | 0 | 0 | 0 | 0 | 0 | 0 | 0 | 0 | 0 | 0 | 0 | 0
Comprehensive Packaged Air Conditioning Systems | Air Source Unitary Air Conditioner (Single Phase) Single System <65,000 with base efficiency > 13 SEER; 11.0 EER, Measure efficiency at 14 SEER; 12.6 EER. Tier 1 | COfS1385APA11 | 13 | Misc._Commercial | New_AC-Ret | TRUE | Packaged HVAC Systems: NR - 15 | All other nonresidential programs 0.80 | ton | 20 | 0 | 0 | 175.808 | 108.048 | System | kW | 0.078117 | [5 empty] | 15 | 80% | 100% | [8 empty] | 0 | 0 | 0 | 0 | 0 | 0 | 0 | 0 | 0 | 0 | 0 | 0 | 0 | 0 | 0 | 0 | 0 | 0 | 0 | 0 | 0 | 0 | 0 | 0 | 0 | 0 | 0 | 0 | 0
Comprehensive Packaged Air Conditioning Systems | Air Source Unitary Air Conditioner (Single Phase) Single System <65,000 with base efficiency > 13 SEER; 11.0 EER, Measure efficiency at 14 SEER; 12.6 EER. Tier 1 | COfS1485APA11 | 14 | Misc._Commercial | New_AC-Ret | TRUE | Packaged HVAC Systems: NR - 15 | All other nonresidential programs 0.80 | ton | 20 | 0 | 0 | 175.808 | 100.599 | System | kW | 0.073497 | [5 empty] | 15 | 80% | 100% | [8 empty] | 0 | 0 | 0 | 0 | 0 | 0 | 0 | 0 | 0 | 0 | 0 | 0 | 0 | 0 | 0 | 0 | 0 | 0 | 0 | 0 | 0 | 0 | 0 | 0 | 0 | 0 | 0 | 0 | 0
Comprehensive Packaged Air Conditioning Systems | Air Source Unitary Air Conditioner (Single Phase) Single System <65,000 with base efficiency > 13 SEER; 11.0 EER, Measure efficiency at 14 SEER; 12.6 EER. Tier 1 | COfS1585APA11 | 15 | Misc._Commercial | New_AC-Ret | TRUE | Packaged HVAC Systems: NR - 15 | All other nonresidential programs 0.80 | ton | 30 | 0 | 0 | 175.808 | 148.264 | System | kW | 0.082303 | [5 empty] | 15 | 80% | 100% | [8 empty] | 0 | 0 | 0 | 0 | 0 | 0 | 0 | 0 | 0 | 0 | 0 | 0 | 0 | 0 | 0 | 0 | 0 | 0 | 0 | 0 | 0 | 0 | 0 | 0 | 0 | 0 | 0 | 0 | 0
Comprehensive Packaged Air Conditioning Systems | Air Source Unitary Air Conditioner (Single Phase) Single System <65,000 with base efficiency > 13 SEER; 11.0 EER, Measure efficiency at 14 SEER; 12.6 EER. Tier 1 | COfS1685APA11 | 16 | Misc._Commercial | New_AC-Ret | TRUE | Packaged HVAC Systems: NR - 15 | All other nonresidential programs 0.80 | ton | 0 | 0 | 0 | 175.808 | 67.6714 | System | kW | 0.063647 | [5 empty] | 15 | 80% | 100% | [8 empty] | 0 | 0 | 0 | 0 | 0 | 0 | 0 | 0 | 0 | 0 | 0 | 0 | 0 | 0 | 0 | 0 | 0 | 0 | 0 | 0 | 0 | 0 | 0 | 0 | 0 | 0 | 0 | 0 | 0
Comprehensive Packaged Air Conditioning Systems | Air Source Unitary Air Conditioner (Single Phase) Single System <65,000 with base efficiency > 13 SEER; 11.0 EER, Measure efficiency at 15 SEER; 13.6 EER. Tier 2 | COfS0696APA11 | 6 | Misc._Commercial | New_AC-Ret | TRUE | Packaged HVAC Systems: NR - 15 | All other nonresidential programs 0.80 | ton | 20 | 0 | 0 | 175.808 | 73.225 | System | kW | 0.041623 | [5 empty] | 15 | 80% | 100% | [8 empty] | 0 | 0 | 0 | 0 | 0 | 0 | 0 | 0 | 0 | 0 | 0 | 0 | 0 | 0 | 0 | 0 | 0 | 0 | 0 | 0 | 0 | 0 | 0 | 0 | 0 | 0 | 0 | 0 | 0
Comprehensive Packaged Air Conditioning Systems | Air Source Unitary Air Conditioner (Single Phase) Single System <65,000 with base efficiency > 13 SEER; 11.0 EER, Measure efficiency at 15 SEER; 13.6 EER. Tier 2 | COfS0896APA11 | 8 | Misc._Commercial | New_AC-Ret | TRUE | Packaged HVAC Systems: NR - 15 | All other nonresidential programs 0.80 | ton | 35 | 0 | 0 | 175.808 | 96.8068 | System | kW | 0.067607 | [5 empty] | 15 | 80% | 100% | [8 empty] | 0 | 0 | 0 | 0 | 0 | 0 | 0 | 0 | 0 | 0 | 0 | 0 | 0 | 0 | 0 | 0 | 0 | 0 | 0 | 0 | 0 | 0 | 0 | 0 | 0 | 0 | 0 | 0 | 0
Comprehensive Packaged Air Conditioning Systems | Air Source Unitary Air Conditioner (Single Phase) Single System <65,000 with base efficiency > 13 SEER; 11.0 EER, Measure efficiency at 15 SEER; 13.6 EER. Tier 2 | COfS0996APA11 | 9 | Misc._Commercial | New_AC-Ret | TRUE | Packaged HVAC Systems: NR - 15 | All other nonresidential programs 0.80 | ton | 35 | 0 | 0 | 175.808 | 96.3678 | System | kW | 0.073433 | [5 empty] | 15 | 80% | 100% | [8 empty] | 0 | 0 | 0 | 0 | 0 | 0 | 0 | 0 | 0 | 0 | 0 | 0 | 0 | 0 | 0 | 0 | 0 | 0 | 0 | 0 | 0 | 0 | 0 | 0 | 0 | 0 | 0 | 0 | 0
Comprehensive Packaged Air Conditioning Systems | Air Source Unitary Air Conditioner (Single Phase) Single System <65,000 with base efficiency > 13 SEER; 11.0 EER, Measure efficiency at 15 SEER; 13.6 EER. Tier 2 | COfS1096APA11 | 10 | Misc._Commercial | New_AC-Ret | TRUE | Packaged HVAC Systems: NR - 15 | All other nonresidential programs 0.80 | ton | 35 | 0 | 0 | 175.808 | 96.1733 | System | kW | 0.073759 | [5 empty] | 15 | 80% | 100% | [8 empty] | 0 | 0 | 0 | 0 | 0 | 0 | 0 | 0 | 0 | 0 | 0 | 0 | 0 | 0 | 0 | 0 | 0 | 0 | 0 | 0 | 0 | 0 | 0 | 0 | 0 | 0 | 0 | 0 | 0
Comprehensive Packaged Air Conditioning Systems | Air Source Unitary Air Conditioner (Single Phase) Single System <65,000 with base efficiency > 13 SEER; 11.0 EER, Measure efficiency at 15 SEER; 13.6 EER. Tier 2 | COfS1396APA11 | 13 | Misc._Commercial | New_AC-Ret | TRUE | Packaged HVAC Systems: NR - 15 | All other nonresidential programs 0.80 | ton | 35 | 0 | 0 | 175.808 | 98.8246 | System | kW | 0.078035 | [5 empty] | 15 | 80% | 100% | [8 empty] | 0 | 0 | 0 | 0 | 0 | 0 | 0 | 0 | 0 | 0 | 0 | 0 | 0 | 0 | 0 | 0 | 0 | 0 | 0 | 0 | 0 | 0 | 0 | 0 | 0 | 0 | 0 | 0 | 0
Comprehensive Packaged Air Conditioning Systems | Air Source Unitary Air Conditioner (Single Phase) Single System <65,000 with base efficiency > 13 SEER; 11.0 EER, Measure efficiency at 15 SEER; 13.6 EER. Tier 2 | COfS1496APA11 | 14 | Misc._Commercial | New_AC-Ret | TRUE | Packaged HVAC Systems: NR - 15 | All other nonresidential programs 0.80 | ton | 35 | 0 | 0 | 175.808 | 88.44 | System | kW | 0.075478 | [5 empty] | 15 | 80% | 100% | [8 empty] | 0 | 0 | 0 | 0 | 0 | 0 | 0 | 0 | 0 | 0 | 0 | 0 | 0 | 0 | 0 | 0 | 0 | 0 | 0 | 0 | 0 | 0 | 0 | 0 | 0 | 0 | 0 | 0 | 0
Comprehensive Packaged Air Conditioning Systems | Air Source Unitary Air Conditioner (Single Phase) Single System <65,000 with base efficiency > 13 SEER; 11.0 EER, Measure efficiency at 15 SEER; 13.6 EER. Tier 2 | COfS1596APA11 | 15 | Misc._Commercial | New_AC-Ret | TRUE | Packaged HVAC Systems: NR - 15 | All other nonresidential programs 0.80 | ton | 50 | 0 | 0 | 175.808 | 141.9 | System | kW | 0.083185 | [5 empty] | 15 | 80% | 100% | [8 empty] | 0 | 0 | 0 | 0 | 0 | 0 | 0 | 0 | 0 | 0 | 0 | 0 | 0 | 0 | 0 | 0 | 0 | 0 | 0 | 0 | 0 | 0 | 0 | 0 | 0 | 0 | 0 | 0 | 0
Comprehensive Packaged Air Conditioning Systems | Air Source Unitary Air Conditioner (Single Phase) Single System <65,000 with base efficiency > 13 SEER; 11.0 EER, Measure efficiency at 15 SEER; 13.6 EER. Tier 2 | COfS1696APA11 | 16 | Misc._Commercial | New_AC-Ret | TRUE | Packaged HVAC Systems: NR - 15 | All other nonresidential programs 0.80 | ton | 20 | 0 | 0 | 175.808 | 57.6452 | System | kW | 0.065158 | [5 empty] | 15 | 80% | 100% | [8 empty] | 0 | 0 | 0 | 0 | 0 | 0 | 0 | 0 | 0 | 0 | 0 | 0 | 0 | 0 | 0 | 0 | 0 | 0 | 0 | 0 | 0 | 0 | 0 | 0 | 0 | 0 | 0 | 0 | 0
Comprehensive Packaged Air Conditioning Systems | Early Replacement of Air Source Unitary Air Conditioner (Single Phase) Single Package and Split System <65,000 with base efficiency dependent on building vintage, Measure efficiency at 14 SEER; 12.15 EER. Vintage of before 1978 | COfS0675APA11 | 6 | Misc._Commercial | New_AC-Ret | TRUE | 5 | Appliance early retirement and replacement 0.80 | ton | 122 | 0 | 0 | 1277.7392 | 490.932 | System | kW | 0.2364 | [5 empty] | 5 | 80% | 100% | 19.656 | 31.122 | 31.122 | [5 empty] | 4.914 | 4.914 | 4.914 | 4.914 | 7.7805 | 7.7805 | 7.7805 | 7.7805 | 7.7805 | 7.7805 | 7.7805 | 7.7805 | 0 | 0 | 0 | 0 | 0 | 0 | 0 | 0 | 0 | 0 | 0 | 0 | 0 | 0 | 0 | 0 | 81.9
Comprehensive Packaged Air Conditioning Systems | Early Replacement of Air Source Unitary Air Conditioner (Single Phase) Single Package and Split System <65,000 with base efficiency dependent on building vintage, Measure efficiency at 14 SEER; 12.15 EER. Vintage of before 1978 | COfS0875APA11 | 8 | Misc._Commercial | New_AC-Ret | TRUE | 5 | Appliance early retirement and replacement 0.80 | ton | 122 | 0 | 0 | 1277.7392 | 613.015 | System | kW | 0.38363 | [5 empty] | 5 | 80% | 100% | 589.68 | 933.66 | 933.66 | [5 empty] | 147.42 | 147.42 | 147.42 | 147.42 | 233.415 | 233.415 | 233.415 | 233.415 | 233.415 | 233.415 | 233.415 | 233.415 | 0 | 0 | 0 | 0 | 0 | 0 | 0 | 0 | 0 | 0 | 0 | 0 | 0 | 0 | 0 | 0 | 2457
Comprehensive Packaged Air Conditioning Systems | Early Replacement of Air Source Unitary Air Conditioner (Single Phase) Single Package and Split System <65,000 with base efficiency dependent on building vintage, Measure efficiency at 14 SEER; 12.15 EER. Vintage of before 1978 | COfS0975APA11 | 9 | Misc._Commercial | New_AC-Ret | TRUE | 5 | Appliance early retirement and replacement 0.80 | ton | 122 | 0 | 0 | 1277.7392 | 609.435 | System | kW | 0.41424 | [5 empty] | 5 | 80% | 100% | 393.12 | 622.44 | 622.44 | [5 empty] | 98.28 | 98.28 | 98.28 | 98.28 | 155.61 | 155.61 | 155.61 | 155.61 | 155.61 | 155.61 | 155.61 | 155.61 | 0 | 0 | 0 | 0 | 0 | 0 | 0 | 0 | 0 | 0 | 0 | 0 | 0 | 0 | 0 | 0 | 1638
Comprehensive Packaged Air Conditioning Systems | Early Replacement of Air Source Unitary Air Conditioner (Single Phase) Single Package and Split System <65,000 with base efficiency dependent on building vintage, Measure efficiency at 14 SEER; 12.15 EER. Vintage of before 1978 | COfS1075APA11 | 10 | Misc._Commercial | New_AC-Ret | TRUE | 5 | Appliance early retirement and replacement 0.80 | ton | 122 | 0 | 0 | 1277.7392 | 605.553 | System | kW | 0.42063 | [5 empty] | 5 | 80% | 100% | 687.96 | 1089.27 | 1089.27 | [5 empty] | 171.99 | 171.99 | 171.99 | 171.99 | 272.3175 | 272.3175 | 272.3175 | 272.3175 | 272.3175 | 272.3175 | 272.3175 | 272.3175 | 0 | 0 | 0 | 0 | 0 | 0 | 0 | 0 | 0 | 0 | 0 | 0 | 0 | 0 | 0 | 0 | 2866.5
Comprehensive Packaged Air Conditioning Systems | Early Replacement of Air Source Unitary Air Conditioner (Single Phase) Single Package and Split System <65,000 with base efficiency dependent on building vintage, Measure efficiency at 14 SEER; 12.15 EER. Vintage of before 1978 | COfS1375APA11 | 13 | Misc._Commercial | New_AC-Ret | TRUE | 5 | Appliance early retirement and replacement 0.80 | ton | 122 | 0 | 0 | 1277.7392 | 627.746 | System | kW | 0.43564 | [5 empty] | 5 | 80% | 100% | 98.28 | 155.61 | 155.61 | [5 empty] | 24.57 | 24.57 | 24.57 | 24.57 | 38.9025 | 38.9025 | 38.9025 | 38.9025 | 38.9025 | 38.9025 | 38.9025 | 38.9025 | 0 | 0 | 0 | 0 | 0 | 0 | 0 | 0 | 0 | 0 | 0 | 0 | 0 | 0 | 0 | 0 | 409.5
Comprehensive Packaged Air Conditioning Systems | Early Replacement of Air Source Unitary Air Conditioner (Single Phase) Single Package and Split System <65,000 with base efficiency dependent on building vintage, Measure efficiency at 14 SEER; 12.15 EER. Vintage of before 1978 | COfS1475APA11 | 14 | Misc._Commercial | New_AC-Ret | TRUE | 5 | Appliance early retirement and replacement 0.80 | ton | 122 | 0 | 0 | 1277.7392 | 541.574 | System | kW | 0.41515 | [5 empty] | 5 | 80% | 100% | 137.592 | 217.854 | 217.854 | [5 empty] | 34.398 | 34.398 | 34.398 | 34.398 | 54.4635 | 54.4635 | 54.4635 | 54.4635 | 54.4635 | 54.4635 | 54.4635 | 54.4635 | 0 | 0 | 0 | 0 | 0 | 0 | 0 | 0 | 0 | 0 | 0 | 0 | 0 | 0 | 0 | 0 | 573.3
Comprehensive Packaged Air Conditioning Systems | Early Replacement of Air Source Unitary Air Conditioner (Single Phase) Single Package and Split System <65,000 with base efficiency dependent on building vintage, Measure efficiency at 14 SEER; 12.15 EER. Vintage of before 1978 | COfS1575APA11 | 15 | Misc._Commercial | New_AC-Ret | TRUE | 5 | Appliance early retirement and replacement 0.80 | ton | 122 | 0 | 0 | 1277.7392 | 814.67 | System | kW | 0.46929 | [5 empty] | 5 | 80% | 100% | 39.312 | 62.244 | 62.244 | [5 empty] | 9.828 | 9.828 | 9.828 | 9.828 | 15.561 | 15.561 | 15.561 | 15.561 | 15.561 | 15.561 | 15.561 | 15.561 | 0 | 0 | 0 | 0 | 0 | 0 | 0 | 0 | 0 | 0 | 0 | 0 | 0 | 0 | 0 | 0 | 163.8
Comprehensive Packaged Air Conditioning Systems | Early Replacement of Air Source Unitary Air Conditioner (Single Phase) Single Package and Split System <65,000 with base efficiency dependent on building vintage, Measure efficiency at 14 SEER; 12.15 EER. Vintage of before 1978 | COfS1675APA11 | 16 | Misc._Commercial | New_AC-Ret | TRUE | 5 | Appliance early retirement and replacement 0.80 | ton | 122 | 0 | 0 | 1277.7392 | 356.383 | System | kW | 0.3623 | [5 empty] | 5 | 80% | 100% | 0 | 0 | 0 | [5 empty] | 0 | 0 | 0 | 0 | 0 | 0 | 0 | 0 | 0 | 0 | 0 | 0 | 0 | 0 | 0 | 0 | 0 | 0 | 0 | 0 | 0 | 0 | 0 | 0 | 0 | 0 | 0 | 0 | 0
Comprehensive Packaged Air Conditioning Systems | Early Replacement of Air Source Unitary Air Conditioner (Single Phase) Single Package and Split System <65,000 with base efficiency dependent on building vintage, Measure efficiency at 14 SEER; 12.15 EER. Vintage of 1978 to 1992. | COfS0685APA11 | 6 | Misc._Commercial | New_AC-Ret | TRUE | 5 | Appliance early retirement and replacement 0.80 | ton | 122 | 0 | 0 | 1277.7392 | 359.711 | System | kW | 0.17574 | [5 empty] | 5 | 80% | 100% | [8 empty] | 0 | 0 | 0 | 0 | 0 | 0 | 0 | 0 | 0 | 0 | 0 | 0 | 0 | 0 | 0 | 0 | 0 | 0 | 0 | 0 | 0 | 0 | 0 | 0 | 0 | 0 | 0 | 0 | 0
Comprehensive Packaged Air Conditioning Systems | Early Replacement of Air Source Unitary Air Conditioner (Single Phase) Single Package and Split System <65,000 with base efficiency dependent on building vintage, Measure efficiency at 14 SEER; 12.15 EER. Vintage of 1978 to 1992. | COfS0885APA11 | 8 | Misc._Commercial | New_AC-Ret | TRUE | 5 | Appliance early retirement and replacement 0.80 | ton | 122 | 0 | 0 | 1277.7392 | 452.69 | System | kW | 0.28352 | [5 empty] | 5 | 80% | 100% | [8 empty] | 0 | 0 | 0 | 0 | 0 | 0 | 0 | 0 | 0 | 0 | 0 | 0 | 0 | 0 | 0 | 0 | 0 | 0 | 0 | 0 | 0 | 0 | 0 | 0 | 0 | 0 | 0 | 0 | 0
Comprehensive Packaged Air Conditioning Systems | Early Replacement of Air Source Unitary Air Conditioner (Single Phase) Single Package and Split System <65,000 with base efficiency dependent on building vintage, Measure efficiency at 14 SEER; 12.15 EER. Vintage of 1978 to 1992. | COfS0985APA11 | 9 | Misc._Commercial | New_AC-Ret | TRUE | 5 | Appliance early retirement and replacement 0.80 | ton | 122 | 0 | 0 | 1277.7392 | 450.51 | System | kW | 0.30728 | [5 empty] | 5 | 80% | 100% | [8 empty] | 0 | 0 | 0 | 0 | 0 | 0 | 0 | 0 | 0 | 0 | 0 | 0 | 0 | 0 | 0 | 0 | 0 | 0 | 0 | 0 | 0 | 0 | 0 | 0 | 0 | 0 | 0 | 0 | 0
Comprehensive Packaged Air Conditioning Systems | Early Replacement of Air Source Unitary Air Conditioner (Single Phase) Single Package and Split System <65,000 with base efficiency dependent on building vintage, Measure efficiency at 14 SEER; 12.15 EER. Vintage of 1978 to 1992. | COfS1085APA11 | 10 | Misc._Commercial | New_AC-Ret | TRUE | 5 | Appliance early retirement and replacement 0.80 | ton | 122 | 0 | 0 | 1277.7392 | 447.67 | System | kW | 0.31367 | [5 empty] | 5 | 80% | 100% | [8 empty] | 0 | 0 | 0 | 0 | 0 | 0 | 0 | 0 | 0 | 0 | 0 | 0 | 0 | 0 | 0 | 0 | 0 | 0 | 0 | 0 | 0 | 0 | 0 | 0 | 0 | 0 | 0 | 0 | 0
Comprehensive Packaged Air Conditioning Systems | Early Replacement of Air Source Unitary Air Conditioner (Single Phase) Single Package and Split System <65,000 with base efficiency dependent on building vintage, Measure efficiency at 14 SEER; 12.15 EER. Vintage of 1978 to 1992. | COfS1385APA11 | 13 | Misc._Commercial | New_AC-Ret | TRUE | 5 | Appliance early retirement and replacement 0.80 | ton | 122 | 0 | 0 | 1277.7392 | 466.633 | System | kW | 0.32863 | [5 empty] | 5 | 80% | 100% | [8 empty] | 0 | 0 | 0 | 0 | 0 | 0 | 0 | 0 | 0 | 0 | 0 | 0 | 0 | 0 | 0 | 0 | 0 | 0 | 0 | 0 | 0 | 0 | 0 | 0 | 0 | 0 | 0 | 0 | 0
Comprehensive Packaged Air Conditioning Systems | Early Replacement of Air Source Unitary Air Conditioner (Single Phase) Single Package and Split System <65,000 with base efficiency dependent on building vintage, Measure efficiency at 14 SEER; 12.15 EER. Vintage of 1978 to 1992. | COfS1485APA11 | 14 | Misc._Commercial | New_AC-Ret | TRUE | 5 | Appliance early retirement and replacement 0.80 | ton | 122 | 0 | 0 | 1277.7392 | 434.459 | System | kW | 0.31499 | [5 empty] | 5 | 80% | 100% | [8 empty] | 0 | 0 | 0 | 0 | 0 | 0 | 0 | 0 | 0 | 0 | 0 | 0 | 0 | 0 | 0 | 0 | 0 | 0 | 0 | 0 | 0 | 0 | 0 | 0 | 0 | 0 | 0 | 0 | 0
Comprehensive Packaged Air Conditioning Systems | Early Replacement of Air Source Unitary Air Conditioner (Single Phase) Single Package and Split System <65,000 with base efficiency dependent on building vintage, Measure efficiency at 14 SEER; 12.15 EER. Vintage of 1978 to 1992. | COfS1585APA11 | 15 | Misc._Commercial | New_AC-Ret | TRUE | 5 | Appliance early retirement and replacement 0.80 | ton | 122 | 0 | 0 | 1277.7392 | 640.307 | System | kW | 0.35665 | [5 empty] | 5 | 80% | 100% | [8 empty] | 0 | 0 | 0 | 0 | 0 | 0 | 0 | 0 | 0 | 0 | 0 | 0 | 0 | 0 | 0 | 0 | 0 | 0 | 0 | 0 | 0 | 0 | 0 | 0 | 0 | 0 | 0 | 0 | 0
Comprehensive Packaged Air Conditioning Systems | Early Replacement of Air Source Unitary Air Conditioner (Single Phase) Single Package and Split System <65,000 with base efficiency dependent on building vintage, Measure efficiency at 14 SEER; 12.15 EER. Vintage of 1978 to 1992. | COfS1685APA11 | 16 | Misc._Commercial | New_AC-Ret | TRUE | 5 | Appliance early retirement and replacement 0.80 | ton | 122 | 0 | 0 | 1277.7392 | 292.254 | System | kW | 0.27469 | [5 empty] | 5 | 80% | 100% | [8 empty] | 0 | 0 | 0 | 0 | 0 | 0 | 0 | 0 | 0 | 0 | 0 | 0 | 0 | 0 | 0 | 0 | 0 | 0 | 0 | 0 | 0 | 0 | 0 | 0 | 0 | 0 | 0 | 0 | 0
Comprehensive Packaged Air Conditioning Systems | Air Source Unitary Air Conditioner (Single Phase) Split System <65,000 with base efficiency > 13 SEER; 11.6 EER, Measure efficiency at 14 SEER; 12.6 EER. Tier 1 | COfS0685APA11 | 6 | Misc._Commercial | New_AC-Ret | TRUE | Packaged HVAC Systems: NR - 15 | All other nonresidential programs 0.80 | ton | 0 | 0 | 0 | 175.808 | 83.2908 | System | kW | 0.041007 | [5 empty] | 15 | 80% | 100% | [8 empty] | 0 | 0 | 0 | 0 | 0 | 0 | 0 | 0 | 0 | 0 | 0 | 0 | 0 | 0 | 0 | 0 | 0 | 0 | 0 | 0 | 0 | 0 | 0 | 0 | 0 | 0 | 0 | 0 | 0
Comprehensive Packaged Air Conditioning Systems | Air Source Unitary Air Conditioner (Single Phase) Split System <65,000 with base efficiency > 13 SEER; 11.6 EER, Measure efficiency at 14 SEER; 12.6 EER. Tier 1 | COfS0885APA11 | 8 | Misc._Commercial | New_AC-Ret | TRUE | Packaged HVAC Systems: NR - 15 | All other nonresidential programs 0.80 | ton | 20 | 0 | 0 | 175.808 | 104.821 | System | kW | 0.063005 | [5 empty] | 15 | 80% | 100% | [8 empty] | 0 | 0 | 0 | 0 | 0 | 0 | 0 | 0 | 0 | 0 | 0 | 0 | 0 | 0 | 0 | 0 | 0 | 0 | 0 | 0 | 0 | 0 | 0 | 0 | 0 | 0 | 0 | 0 | 0
Comprehensive Packaged Air Conditioning Systems | Air Source Unitary Air Conditioner (Single Phase) Split System <65,000 with base efficiency > 13 SEER; 11.6 EER, Measure efficiency at 14 SEER; 12.6 EER. Tier 1 | COfS0985APA11 | 9 | Misc._Commercial | New_AC-Ret | TRUE | Packaged HVAC Systems: NR - 15 | All other nonresidential programs 0.80 | ton | 20 | 0 | 0 | 175.808 | 104.315 | System | kW | 0.07091 | [5 empty] | 15 | 80% | 100% | [8 empty] | 0 | 0 | 0 | 0 | 0 | 0 | 0 | 0 | 0 | 0 | 0 | 0 | 0 | 0 | 0 | 0 | 0 | 0 | 0 | 0 | 0 | 0 | 0 | 0 | 0 | 0 | 0 | 0 | 0
Comprehensive Packaged Air Conditioning Systems | Air Source Unitary Air Conditioner (Single Phase) Split System <65,000 with base efficiency > 13 SEER; 11.6 EER, Measure efficiency at 14 SEER; 12.6 EER. Tier 1 | COfS1085APA11 | 10 | Misc._Commercial | New_AC-Ret | TRUE | Packaged HVAC Systems: NR - 15 | All other nonresidential programs 0.80 | ton | 20 | 0 | 0 | 175.808 | 103.658 | System | kW | 0.073643 | [5 empty] | 15 | 80% | 100% | [8 empty] | 0 | 0 | 0 | 0 | 0 | 0 | 0 | 0 | 0 | 0 | 0 | 0 | 0 | 0 | 0 | 0 | 0 | 0 | 0 | 0 | 0 | 0 | 0 | 0 | 0 | 0 | 0 | 0 | 0
Comprehensive Packaged Air Conditioning Systems | Air Source Unitary Air Conditioner (Single Phase) Split System <65,000 with base efficiency > 13 SEER; 11.6 EER, Measure efficiency at 14 SEER; 12.6 EER. Tier 1 | COfS1385APA11 | 13 | Misc._Commercial | New_AC-Ret | TRUE | Packaged HVAC Systems: NR - 15 | All other nonresidential programs 0.80 | ton | 20 | 0 | 0 | 175.808 | 108.048 | System | kW | 0.078117 | [5 empty] | 15 | 80% | 100% | [8 empty] | 0 | 0 | 0 | 0 | 0 | 0 | 0 | 0 | 0 | 0 | 0 | 0 | 0 | 0 | 0 | 0 | 0 | 0 | 0 | 0 | 0 | 0 | 0 | 0 | 0 | 0 | 0 | 0 | 0
Comprehensive Packaged Air Conditioning Systems | Air Source Unitary Air Conditioner (Single Phase) Split System <65,000 with base efficiency > 13 SEER; 11.6 EER, Measure efficiency at 14 SEER; 12.6 EER. Tier 1 | COfS1485APA11 | 14 | Misc._Commercial | New_AC-Ret | TRUE | Packaged HVAC Systems: NR - 15 | All other nonresidential programs 0.80 | ton | 20 | 0 | 0 | 175.808 | 100.599 | System | kW | 0.073497 | [5 empty] | 15 | 80% | 100% | [8 empty] | 0 | 0 | 0 | 0 | 0 | 0 | 0 | 0 | 0 | 0 | 0 | 0 | 0 | 0 | 0 | 0 | 0 | 0 | 0 | 0 | 0 | 0 | 0 | 0 | 0 | 0 | 0 | 0 | 0
Comprehensive Packaged Air Conditioning Systems | Air Source Unitary Air Conditioner (Single Phase) Split System <65,000 with base efficiency > 13 SEER; 11.6 EER, Measure efficiency at 14 SEER; 12.6 EER. Tier 1 | COfS1585APA11 | 15 | Misc._Commercial | New_AC-Ret | TRUE | Packaged HVAC Systems: NR - 15 | All other nonresidential programs 0.80 | ton | 30 | 0 | 0 | 175.808 | 148.264 | System | kW | 0.082303 | [5 empty] | 15 | 80% | 100% | [8 empty] | 0 | 0 | 0 | 0 | 0 | 0 | 0 | 0 | 0 | 0 | 0 | 0 | 0 | 0 | 0 | 0 | 0 | 0 | 0 | 0 | 0 | 0 | 0 | 0 | 0 | 0 | 0 | 0 | 0
Comprehensive Packaged Air Conditioning Systems | Air Source Unitary Air Conditioner (Single Phase) Split System <65,000 with base efficiency > 13 SEER; 11.6 EER, Measure efficiency at 14 SEER; 12.6 EER. Tier 1 | COfS1685APA11 | 16 | Misc._Commercial | New_AC-Ret | TRUE | Packaged HVAC Systems: NR - 15 | All other nonresidential programs 0.80 | ton | 0 | 0 | 0 | 175.808 | 67.6714 | System | kW | 0.063647 | [5 empty] | 15 | 80% | 100% | [8 empty] | 0 | 0 | 0 | 0 | 0 | 0 | 0 | 0 | 0 | 0 | 0 | 0 | 0 | 0 | 0 | 0 | 0 | 0 | 0 | 0 | 0 | 0 | 0 | 0 | 0 | 0 | 0 | 0 | 0
Comprehensive Packaged Air Conditioning Systems | Air Source Unitary Air Conditioner (Single Phase) Split System <65,000 with base efficiency > 13 SEER; 11.6 EER, Measure efficiency at 15 SEER; 13.6 EER. Tier 2 | COfS0696ASA11 | 6 | Misc._Commercial | New_AC-Ret | TRUE | Packaged HVAC Systems: NR - 15 | All other nonresidential programs 0.80 | ton | 20 | 0 | 0 | 92.6187 | 73.225 | System | kW | 0.041623 | [5 empty] | 15 | 80% | 100% | [8 empty] | 0 | 0 | 0 | 0 | 0 | 0 | 0 | 0 | 0 | 0 | 0 | 0 | 0 | 0 | 0 | 0 | 0 | 0 | 0 | 0 | 0 | 0 | 0 | 0 | 0 | 0 | 0 | 0 | 0
Comprehensive Packaged Air Conditioning Systems | Air Source Unitary Air Conditioner (Single Phase) Split System <65,000 with base efficiency > 13 SEER; 11.6 EER, Measure efficiency at 15 SEER; 13.6 EER. Tier 2 | COfS0896ASA11 | 8 | Misc._Commercial | New_AC-Ret | TRUE | Packaged HVAC Systems: NR - 15 | All other nonresidential programs 0.80 | ton | 35 | 0 | 0 | 92.6187 | 96.8068 | System | kW | 0.067607 | [5 empty] | 15 | 80% | 100% | [8 empty] | 0 | 0 | 0 | 0 | 0 | 0 | 0 | 0 | 0 | 0 | 0 | 0 | 0 | 0 | 0 | 0 | 0 | 0 | 0 | 0 | 0 | 0 | 0 | 0 | 0 | 0 | 0 | 0 | 0
Comprehensive Packaged Air Conditioning Systems | Air Source Unitary Air Conditioner (Single Phase) Split System <65,000 with base efficiency > 13 SEER; 11.6 EER, Measure efficiency at 15 SEER; 13.6 EER. Tier 2 | COfS0996ASA11 | 9 | Misc._Commercial | New_AC-Ret | TRUE | Packaged HVAC Systems: NR - 15 | All other nonresidential programs 0.80 | ton | 35 | 0 | 0 | 92.6187 | 96.3678 | System | kW | 0.073433 | [5 empty] | 15 | 80% | 100% | [8 empty] | 0 | 0 | 0 | 0 | 0 | 0 | 0 | 0 | 0 | 0 | 0 | 0 | 0 | 0 | 0 | 0 | 0 | 0 | 0 | 0 | 0 | 0 | 0 | 0 | 0 | 0 | 0 | 0 | 0
Comprehensive Packaged Air Conditioning Systems | Air Source Unitary Air Conditioner (Single Phase) Split System <65,000 with base efficiency > 13 SEER; 11.6 EER, Measure efficiency at 15 SEER; 13.6 EER. Tier 2 | COfS1096ASA11 | 10 | Misc._Commercial | New_AC-Ret | TRUE | Packaged HVAC Systems: NR - 15 | All other nonresidential programs 0.80 | ton | 35 | 0 | 0 | 92.6187 | 96.1733 | System | kW | 0.073759 | [5 empty] | 15 | 80% | 100% | [8 empty] | 0 | 0 | 0 | 0 | 0 | 0 | 0 | 0 | 0 | 0 | 0 | 0 | 0 | 0 | 0 | 0 | 0 | 0 | 0 | 0 | 0 | 0 | 0 | 0 | 0 | 0 | 0 | 0 | 0
Comprehensive Packaged Air Conditioning Systems | Air Source Unitary Air Conditioner (Single Phase) Split System <65,000 with base efficiency > 13 SEER; 11.6 EER, Measure efficiency at 15 SEER; 13.6 EER. Tier 2 | COfS1396ASA11 | 13 | Misc._Commercial | New_AC-Ret | TRUE | Packaged HVAC Systems: NR - 15 | All other nonresidential programs 0.80 | ton | 35 | 0 | 0 | 92.6187 | 98.8246 | System | kW | 0.078035 | [5 empty] | 15 | 80% | 100% | [8 empty] | 0 | 0 | 0 | 0 | 0 | 0 | 0 | 0 | 0 | 0 | 0 | 0 | 0 | 0 | 0 | 0 | 0 | 0 | 0 | 0 | 0 | 0 | 0 | 0 | 0 | 0 | 0 | 0 | 0
Comprehensive Packaged Air Conditioning Systems | Air Source Unitary Air Conditioner (Single Phase) Split System <65,000 with base efficiency > 13 SEER; 11.6 EER, Measure efficiency at 15 SEER; 13.6 EER. Tier 2 | COfS1496ASA11 | 14 | Misc._Commercial | New_AC-Ret | TRUE | Packaged HVAC Systems: NR - 15 | All other nonresidential programs 0.80 | ton | 35 | 0 | 0 | 92.6187 | 88.44 | System | kW | 0.075478 | [5 empty] | 15 | 80% | 100% | [8 empty] | 0 | 0 | 0 | 0 | 0 | 0 | 0 | 0 | 0 | 0 | 0 | 0 | 0 | 0 | 0 | 0 | 0 | 0 | 0 | 0 | 0 | 0 | 0 | 0 | 0 | 0 | 0 | 0 | 0
Comprehensive Packaged Air Conditioning Systems | Air Source Unitary Air Conditioner (Single Phase) Split System <65,000 with base efficiency > 13 SEER; 11.6 EER, Measure efficiency at 15 SEER; 13.6 EER. Tier 2 | COfS1596ASA11 | 15 | Misc._Commercial | New_AC-Ret | TRUE | Packaged HVAC Systems: NR - 15 | All other nonresidential programs 0.80 | ton | 50 | 0 | 0 | 92.6187 | 141.9 | System | kW | 0.083185 | [5 empty] | 15 | 80% | 100% | [8 empty] | 0 | 0 | 0 | 0 | 0 | 0 | 0 | 0 | 0 | 0 | 0 | 0 | 0 | 0 | 0 | 0 | 0 | 0 | 0 | 0 | 0 | 0 | 0 | 0 | 0 | 0 | 0 | 0 | 0
Comprehensive Packaged Air Conditioning Systems | Air Source Unitary Air Conditioner (Single Phase) Split System <65,000 with base efficiency > 13 SEER; 11.6 EER, Measure efficiency at 15 SEER; 13.6 EER. Tier 2 | COfS1696ASA11 | 16 | Misc._Commercial | New_AC-Ret | TRUE | Packaged HVAC Systems: NR - 15 | All other nonresidential programs 0.80 | ton | 20 | 0 | 0 | 92.6187 | 57.6452 | System | kW | 0.065158 | [5 empty] | 15 | 80% | 100% | [8 empty] | 0 | 0 | 0 | 0 | 0 | 0 | 0 | 0 | 0 | 0 | 0 | 0 | 0 | 0 | 0 | 0 | 0 | 0 | 0 | 0 | 0 | 0 | 0 | 0 | 0 | 0 | 0 | 0 | 0
Comprehensive Packaged Air Conditioning Systems | Air Source Unitary Air Conditioner (Three Phase) Single Package <65,000 with base efficiency > 9.7 SEER, Measure efficiency at 10.7 SEER. Tier 1 | COfS0685APA32 | 6 | Misc._Commercial | New_AC-Ret | TRUE | Packaged HVAC Systems: NR - 15 | All other nonresidential programs 0.80 | ton | 0 | 0 | 0 | 104.404 | 169.891 | System | kW | 0.084943 | [5 empty] | 15 | 80% | 100% | 151.2 | 239.4 | 239.4 | [5 empty] | 37.8 | 37.8 | 37.8 | 37.8 | 59.85 | 59.85 | 59.85 | 59.85 | 59.85 | 59.85 | 59.85 | 59.85 | 0 | 0 | 0 | 0 | 0 | 0 | 0 | 0 | 0 | 0 | 0 | 0 | 0 | 0 | 0 | 0 | 630
Comprehensive Packaged Air Conditioning Systems | Air Source Unitary Air Conditioner (Three Phase) Single Package <65,000 with base efficiency > 9.7 SEER, Measure efficiency at 10.7 SEER. Tier 1 | COfS0885APA32 | 8 | Misc._Commercial | New_AC-Ret | TRUE | Packaged HVAC Systems: NR - 15 | All other nonresidential programs 0.80 | ton | 20 | 0 | 0 | 104.404 | 213.806 | System | kW | 0.13546 | [5 empty] | 15 | 80% | 100% | 4536 | 7182 | 7182 | [5 empty] | 1134 | 1134 | 1134 | 1134 | 1795.5 | 1795.5 | 1795.5 | 1795.5 | 1795.5 | 1795.5 | 1795.5 | 1795.5 | 0 | 0 | 0 | 0 | 0 | 0 | 0 | 0 | 0 | 0 | 0 | 0 | 0 | 0 | 0 | 0 | 18900
Comprehensive Packaged Air Conditioning Systems | Air Source Unitary Air Conditioner (Three Phase) Single Package <65,000 with base efficiency > 9.7 SEER, Measure efficiency at 10.7 SEER. Tier 1 | COfS0985APA32 | 9 | Misc._Commercial | New_AC-Ret | TRUE | Packaged HVAC Systems: NR - 15 | All other nonresidential programs 0.80 | ton | 20 | 0 | 0 | 104.404 | 212.775 | System | kW | 0.14477 | [5 empty] | 15 | 80% | 100% | 3024 | 4788 | 4788 | [5 empty] | 756 | 756 | 756 | 756 | 1197 | 1197 | 1197 | 1197 | 1197 | 1197 | 1197 | 1197 | 0 | 0 | 0 | 0 | 0 | 0 | 0 | 0 | 0 | 0 | 0 | 0 | 0 | 0 | 0 | 0 | 12600
Comprehensive Packaged Air Conditioning Systems | Air Source Unitary Air Conditioner (Three Phase) Single Package <65,000 with base efficiency > 9.7 SEER, Measure efficiency at 10.7 SEER. Tier 1 | COfS1085APA32 | 10 | Misc._Commercial | New_AC-Ret | TRUE | Packaged HVAC Systems: NR - 15 | All other nonresidential programs 0.80 | ton | 20 | 0 | 0 | 104.404 | 211.434 | System | kW | 0.14729 | [5 empty] | 15 | 80% | 100% | 5292 | 8379 | 8379 | [5 empty] | 1323 | 1323 | 1323 | 1323 | 2094.75 | 2094.75 | 2094.75 | 2094.75 | 2094.75 | 2094.75 | 2094.75 | 2094.75 | 0 | 0 | 0 | 0 | 0 | 0 | 0 | 0 | 0 | 0 | 0 | 0 | 0 | 0 | 0 | 0 | 22050
Comprehensive Packaged Air Conditioning Systems | Air Source Unitary Air Conditioner (Three Phase) Single Package <65,000 with base efficiency > 9.7 SEER, Measure efficiency at 10.7 SEER. Tier 1 | COfS1385APA32 | 13 | Misc._Commercial | New_AC-Ret | TRUE | Packaged HVAC Systems: NR - 15 | All other nonresidential programs 0.80 | ton | 20 | 0 | 0 | 104.404 | 220.39 | System | kW | 0.15354 | [5 empty] | 15 | 80% | 100% | 756 | 1197 | 1197 | [5 empty] | 189 | 189 | 189 | 189 | 299.25 | 299.25 | 299.25 | 299.25 | 299.25 | 299.25 | 299.25 | 299.25 | 0 | 0 | 0 | 0 | 0 | 0 | 0 | 0 | 0 | 0 | 0 | 0 | 0 | 0 | 0 | 0 | 3150
Comprehensive Packaged Air Conditioning Systems | Air Source Unitary Air Conditioner (Three Phase) Single Package <65,000 with base efficiency > 9.7 SEER, Measure efficiency at 10.7 SEER. Tier 1 | COfS1485APA32 | 14 | Misc._Commercial | New_AC-Ret | TRUE | Packaged HVAC Systems: NR - 15 | All other nonresidential programs 0.80 | ton | 20 | 0 | 0 | 104.404 | 205.195 | System | kW | 0.14962 | [5 empty] | 15 | 80% | 100% | 1058.4 | 1675.8 | 1675.8 | [5 empty] | 264.6 | 264.6 | 264.6 | 264.6 | 418.95 | 418.95 | 418.95 | 418.95 | 418.95 | 418.95 | 418.95 | 418.95 | 0 | 0 | 0 | 0 | 0 | 0 | 0 | 0 | 0 | 0 | 0 | 0 | 0 | 0 | 0 | 0 | 4410
Comprehensive Packaged Air Conditioning Systems | Air Source Unitary Air Conditioner (Three Phase) Single Package <65,000 with base efficiency > 9.7 SEER, Measure efficiency at 10.7 SEER. Tier 1 | COfS1585APA32 | 15 | Misc._Commercial | New_AC-Ret | TRUE | Packaged HVAC Systems: NR - 15 | All other nonresidential programs 0.80 | ton | 30 | 0 | 0 | 104.404 | 302.416 | System | kW | 0.1671 | [5 empty] | 15 | 80% | 100% | 302.4 | 478.8 | 478.8 | [5 empty] | 75.6 | 75.6 | 75.6 | 75.6 | 119.7 | 119.7 | 119.7 | 119.7 | 119.7 | 119.7 | 119.7 | 119.7 | 0 | 0 | 0 | 0 | 0 | 0 | 0 | 0 | 0 | 0 | 0 | 0 | 0 | 0 | 0 | 0 | 1260
Comprehensive Packaged Air Conditioning Systems | Air Source Unitary Air Conditioner (Three Phase) Single Package <65,000 with base efficiency > 9.7 SEER, Measure efficiency at 10.7 SEER. Tier 1 | COfS1685APA32 | 16 | Misc._Commercial | New_AC-Ret | TRUE | Packaged HVAC Systems: NR - 15 | All other nonresidential programs 0.80 | ton | 0 | 0 | 0 | 104.404 | 138.032 | System | kW | 0.13064 | [5 empty] | 15 | 80% | 100% | 0 | 0 | 0 | [5 empty] | 0 | 0 | 0 | 0 | 0 | 0 | 0 | 0 | 0 | 0 | 0 | 0 | 0 | 0 | 0 | 0 | 0 | 0 | 0 | 0 | 0 | 0 | 0 | 0 | 0 | 0 | 0 | 0 | 0
Comprehensive Packaged Air Conditioning Systems | Air Source Unitary Air Conditioner (Three Phase) Single Package <65,000 with base efficiency > 9.7 SEER, Measure efficiency at 11.7 SEER. Tier 2 | COfS0696APA32 | 6 | Misc._Commercial | New_AC-Ret | TRUE | Packaged HVAC Systems: NR - 15 | All other nonresidential programs 0.80 | ton | 20 | 0 | 0 | 104.404 | 149.359 | System | kW | 0.083247 | [5 empty] | 15 | 80% | 100% | 153.6 | 243.2 | 243.2 | [5 empty] | 38.4 | 38.4 | 38.4 | 38.4 | 60.8 | 60.8 | 60.8 | 60.8 | 60.8 | 60.8 | 60.8 | 60.8 | 0 | 0 | 0 | 0 | 0 | 0 | 0 | 0 | 0 | 0 | 0 | 0 | 0 | 0 | 0 | 0 | 640
Comprehensive Packaged Air Conditioning Systems | Air Source Unitary Air Conditioner (Three Phase) Single Package <65,000 with base efficiency > 9.7 SEER, Measure efficiency at 11.7 SEER. Tier 2 | COfS0896APA32 | 8 | Misc._Commercial | New_AC-Ret | TRUE | Packaged HVAC Systems: NR - 15 | All other nonresidential programs 0.80 | ton | 35 | 0 | 0 | 104.404 | 197.457 | System | kW | 0.13522 | [5 empty] | 15 | 80% | 100% | 4608 | 7296 | 7296 | [5 empty] | 1152 | 1152 | 1152 | 1152 | 1824 | 1824 | 1824 | 1824 | 1824 | 1824 | 1824 | 1824 | 0 | 0 | 0 | 0 | 0 | 0 | 0 | 0 | 0 | 0 | 0 | 0 | 0 | 0 | 0 | 0 | 19200
Comprehensive Packaged Air Conditioning Systems | Air Source Unitary Air Conditioner (Three Phase) Single Package <65,000 with base efficiency > 9.7 SEER, Measure efficiency at 11.7 SEER. Tier 2 | COfS0996APA32 | 9 | Misc._Commercial | New_AC-Ret | TRUE | Packaged HVAC Systems: NR - 15 | All other nonresidential programs 0.80 | ton | 35 | 0 | 0 | 104.404 | 196.565 | System | kW | 0.15036 | [5 empty] | 15 | 80% | 100% | 3072 | 4864 | 4864 | [5 empty] | 768 | 768 | 768 | 768 | 1216 | 1216 | 1216 | 1216 | 1216 | 1216 | 1216 | 1216 | 0 | 0 | 0 | 0 | 0 | 0 | 0 | 0 | 0 | 0 | 0 | 0 | 0 | 0 | 0 | 0 | 12800
Comprehensive Packaged Air Conditioning Systems | Air Source Unitary Air Conditioner (Three Phase) Single Package <65,000 with base efficiency > 9.7 SEER, Measure efficiency at 11.7 SEER. Tier 2 | COfS1096APA32 | 10 | Misc._Commercial | New_AC-Ret | TRUE | Packaged HVAC Systems: NR - 15 | All other nonresidential programs 0.80 | ton | 35 | 0 | 0 | 104.404 | 196.166 | System | kW | 0.15393 | [5 empty] | 15 | 80% | 100% | 5376 | 8512 | 8512 | [5 empty] | 1344 | 1344 | 1344 | 1344 | 2128 | 2128 | 2128 | 2128 | 2128 | 2128 | 2128 | 2128 | 0 | 0 | 0 | 0 | 0 | 0 | 0 | 0 | 0 | 0 | 0 | 0 | 0 | 0 | 0 | 0 | 22400
Comprehensive Packaged Air Conditioning Systems | Air Source Unitary Air Conditioner (Three Phase) Single Package <65,000 with base efficiency > 9.7 SEER, Measure efficiency at 11.7 SEER. Tier 2 | COfS1396APA32 | 13 | Misc._Commercial | New_AC-Ret | TRUE | Packaged HVAC Systems: NR - 15 | All other nonresidential programs 0.80 | ton | 35 | 0 | 0 | 104.404 | 201.575 | System | kW | 0.15946 | [5 empty] | 15 | 80% | 100% | 768 | 1216 | 1216 | [5 empty] | 192 | 192 | 192 | 192 | 304 | 304 | 304 | 304 | 304 | 304 | 304 | 304 | 0 | 0 | 0 | 0 | 0 | 0 | 0 | 0 | 0 | 0 | 0 | 0 | 0 | 0 | 0 | 0 | 3200
Comprehensive Packaged Air Conditioning Systems | Air Source Unitary Air Conditioner (Three Phase) Single Package <65,000 with base efficiency > 9.7 SEER, Measure efficiency at 11.7 SEER. Tier 2 | COfS1496APA32 | 14 | Misc._Commercial | New_AC-Ret | TRUE | Packaged HVAC Systems: NR - 15 | All other nonresidential programs 0.80 | ton | 35 | 0 | 0 | 104.404 | 180.392 | System | kW | 0.15096 | [5 empty] | 15 | 80% | 100% | 1075.2 | 1702.4 | 1702.4 | [5 empty] | 268.8 | 268.8 | 268.8 | 268.8 | 425.6 | 425.6 | 425.6 | 425.6 | 425.6 | 425.6 | 425.6 | 425.6 | 0 | 0 | 0 | 0 | 0 | 0 | 0 | 0 | 0 | 0 | 0 | 0 | 0 | 0 | 0 | 0 | 4480
Comprehensive Packaged Air Conditioning Systems | Air Source Unitary Air Conditioner (Three Phase) Single Package <65,000 with base efficiency > 9.7 SEER, Measure efficiency at 11.7 SEER. Tier 2 | COfS1596APA32 | 15 | Misc._Commercial | New_AC-Ret | TRUE | Packaged HVAC Systems: NR - 15 | All other nonresidential programs 0.80 | ton | 50 | 0 | 0 | 104.404 | 289.438 | System | kW | 0.16945 | [5 empty] | 15 | 80% | 100% | 307.2 | 486.4 | 486.4 | [5 empty] | 76.8 | 76.8 | 76.8 | 76.8 | 121.6 | 121.6 | 121.6 | 121.6 | 121.6 | 121.6 | 121.6 | 121.6 | 0 | 0 | 0 | 0 | 0 | 0 | 0 | 0 | 0 | 0 | 0 | 0 | 0 | 0 | 0 | 0 | 1280
Comprehensive Packaged Air Conditioning Systems | Air Source Unitary Air Conditioner (Three Phase) Single Package <65,000 with base efficiency > 9.7 SEER, Measure efficiency at 11.7 SEER. Tier 2 | COfS1696APA32 | 16 | Misc._Commercial | New_AC-Ret | TRUE | Packaged HVAC Systems: NR - 15 | All other nonresidential programs 0.80 | ton | 20 | 0 | 0 | 104.404 | 117.582 | System | kW | 0.13032 | [5 empty] | 15 | 80% | 100% | 0 | 0 | 0 | [5 empty] | 0 | 0 | 0 | 0 | 0 | 0 | 0 | 0 | 0 | 0 | 0 | 0 | 0 | 0 | 0 | 0 | 0 | 0 | 0 | 0 | 0 | 0 | 0 | 0 | 0 | 0 | 0 | 0 | 0
Comprehensive Packaged Air Conditioning Systems | Air Source Unitary Air Conditioner (Three Phase) Single Package <65,000 with base efficiency > 9.7 SEER, Measure efficiency at 12.7 SEER. Tier 3 | COfS0696APA33 | 6 | Misc._Commercial | New_AC-Ret | TRUE | Packaged HVAC Systems: NR - 15 | All other nonresidential programs 0.80 | ton | 25 | 0 | 0 | 148.356 | 204.186 | System | kW | 0.111 | [5 empty] | 15 | 80% | 100% | 0 | 0 | 0 | [5 empty] | 0 | 0 | 0 | 0 | 0 | 0 | 0 | 0 | 0 | 0 | 0 | 0 | 0 | 0 | 0 | 0 | 0 | 0 | 0 | 0 | 0 | 0 | 0 | 0 | 0 | 0 | 0 | 0 | 0
Comprehensive Packaged Air Conditioning Systems | Air Source Unitary Air Conditioner (Three Phase) Single Package <65,000 with base efficiency > 9.7 SEER, Measure efficiency at 12.7 SEER. Tier 3 | COfS0896APA33 | 8 | Misc._Commercial | New_AC-Ret | TRUE | Packaged HVAC Systems: NR - 15 | All other nonresidential programs 0.80 | ton | 50 | 0 | 0 | 148.356 | 269.938 | System | kW | 0.18404 | [5 empty] | 15 | 80% | 100% | 42.264 | 66.918 | 66.918 | [5 empty] | 10.566 | 10.566 | 10.566 | 10.566 | 16.7295 | 16.7295 | 16.7295 | 16.7295 | 16.7295 | 16.7295 | 16.7295 | 16.7295 | 0 | 0 | 0 | 0 | 0 | 0 | 0 | 0 | 0 | 0 | 0 | 0 | 0 | 0 | 0 | 0 | 176.1
Comprehensive Packaged Air Conditioning Systems | Air Source Unitary Air Conditioner (Three Phase) Single Package <65,000 with base efficiency > 9.7 SEER, Measure efficiency at 12.7 SEER. Tier 3 | COfS0996APA33 | 9 | Misc._Commercial | New_AC-Ret | TRUE | Packaged HVAC Systems: NR - 15 | All other nonresidential programs 0.80 | ton | 50 | 0 | 0 | 148.356 | 268.721 | System | kW | 0.20282 | [5 empty] | 15 | 80% | 100% | 28.176 | 44.612 | 44.612 | [5 empty] | 7.044 | 7.044 | 7.044 | 7.044 | 11.153 | 11.153 | 11.153 | 11.153 | 11.153 | 11.153 | 11.153 | 11.153 | 0 | 0 | 0 | 0 | 0 | 0 | 0 | 0 | 0 | 0 | 0 | 0 | 0 | 0 | 0 | 0 | 117.4
Comprehensive Packaged Air Conditioning Systems | Air Source Unitary Air Conditioner (Three Phase) Single Package <65,000 with base efficiency > 9.7 SEER, Measure efficiency at 12.7 SEER. Tier 3 | COfS1096APA33 | 10 | Misc._Commercial | New_AC-Ret | TRUE | Packaged HVAC Systems: NR - 15 | All other nonresidential programs 0.80 | ton | 50 | 0 | 0 | 148.356 | 268.177 | System | kW | 0.20845 | [5 empty] | 15 | 80% | 100% | 50.7168 | 80.3016 | 80.3016 | [5 empty] | 12.6792 | 12.6792 | 12.6792 | 12.6792 | 20.0754 | 20.0754 | 20.0754 | 20.0754 | 20.0754 | 20.0754 | 20.0754 | 20.0754 | 0 | 0 | 0 | 0 | 0 | 0 | 0 | 0 | 0 | 0 | 0 | 0 | 0 | 0 | 0 | 0 | 211.32
Comprehensive Packaged Air Conditioning Systems | Air Source Unitary Air Conditioner (Three Phase) Single Package <65,000 with base efficiency > 9.7 SEER, Measure efficiency at 12.7 SEER. Tier 3 | COfS1396APA33 | 13 | Misc._Commercial | New_AC-Ret | TRUE | Packaged HVAC Systems: NR - 15 | All other nonresidential programs 0.80 | ton | 50 | 0 | 0 | 148.356 | 275.57 | System | kW | 0.21714 | [5 empty] | 15 | 80% | 100% | 7.044 | 11.153 | 11.153 | [5 empty] | 1.761 | 1.761 | 1.761 | 1.761 | 2.7883 | 2.7883 | 2.7883 | 2.7883 | 2.7883 | 2.7883 | 2.7883 | 2.7883 | 0 | 0 | 0 | 0 | 0 | 0 | 0 | 0 | 0 | 0 | 0 | 0 | 0 | 0 | 0 | 0 | 29.35
Comprehensive Packaged Air Conditioning Systems | Air Source Unitary Air Conditioner (Three Phase) Single Package <65,000 with base efficiency > 9.7 SEER, Measure efficiency at 12.7 SEER. Tier 3 | COfS1496APA33 | 14 | Misc._Commercial | New_AC-Ret | TRUE | Packaged HVAC Systems: NR - 15 | All other nonresidential programs 0.80 | ton | 50 | 0 | 0 | 148.356 | 246.611 | System | kW | 0.20346 | [5 empty] | 15 | 80% | 100% | 9.8616 | 15.6142 | 15.6142 | [5 empty] | 2.4654 | 2.4654 | 2.4654 | 2.4654 | 3.9036 | 3.9036 | 3.9036 | 3.9036 | 3.9036 | 3.9036 | 3.9036 | 3.9036 | 0 | 0 | 0 | 0 | 0 | 0 | 0 | 0 | 0 | 0 | 0 | 0 | 0 | 0 | 0 | 0 | 41.09
Comprehensive Packaged Air Conditioning Systems | Air Source Unitary Air Conditioner (Three Phase) Single Package <65,000 with base efficiency > 9.7 SEER, Measure efficiency at 12.7 SEER. Tier 3 | COfS1596APA33 | 15 | Misc._Commercial | New_AC-Ret | TRUE | Packaged HVAC Systems: NR - 15 | All other nonresidential programs 0.80 | ton | 70 | 0 | 0 | 148.356 | 395.687 | System | kW | 0.23415 | [5 empty] | 15 | 80% | 100% | 2.8176 | 4.4612 | 4.4612 | [5 empty] | 0.7044 | 0.7044 | 0.7044 | 0.7044 | 1.1153 | 1.1153 | 1.1153 | 1.1153 | 1.1153 | 1.1153 | 1.1153 | 1.1153 | 0 | 0 | 0 | 0 | 0 | 0 | 0 | 0 | 0 | 0 | 0 | 0 | 0 | 0 | 0 | 0 | 11.74
Comprehensive Packaged Air Conditioning Systems | Air Source Unitary Air Conditioner (Three Phase) Single Package <65,000 with base efficiency > 9.7 SEER, Measure efficiency at 12.7 SEER. Tier 3 | COfS1696APA33 | 16 | Misc._Commercial | New_AC-Ret | TRUE | Packaged HVAC Systems: NR - 15 | All other nonresidential programs 0.80 | ton | 25 | 0 | 0 | 148.356 | 160.744 | System | kW | 0.1781 | [5 empty] | 15 | 80% | 100% | 0 | 0 | 0 | [5 empty] | 0 | 0 | 0 | 0 | 0 | 0 | 0 | 0 | 0 | 0 | 0 | 0 | 0 | 0 | 0 | 0 | 0 | 0 | 0 | 0 | 0 | 0 | 0 | 0 | 0 | 0 | 0 | 0 | 0
Comprehensive Packaged Air Conditioning Systems | Air Source Unitary Air Conditioner (Three Phase) Split System <65,000 with base efficiency > 10.0 SEER, Measure efficiency at 11 SEER. Tier 1 | COfS0685APA32 | 6 | Misc._Commercial | New_AC-Ret | TRUE | Packaged HVAC Systems: NR - 15 | All other nonresidential programs 0.80 | ton | 0 | 0 | 0 | 104.404 | 169.891 | System | kW | 0.084943 | [5 empty] | 15 | 80% | 100% | 0 | 0 | 0 | [5 empty] | 0 | 0 | 0 | 0 | 0 | 0 | 0 | 0 | 0 | 0 | 0 | 0 | 0 | 0 | 0 | 0 | 0 | 0 | 0 | 0 | 0 | 0 | 0 | 0 | 0 | 0 | 0 | 0 | 0
Comprehensive Packaged Air Conditioning Systems | Air Source Unitary Air Conditioner (Three Phase) Split System <65,000 with base efficiency > 10.0 SEER, Measure efficiency at 11 SEER. Tier 1 | COfS0885APA32 | 8 | Misc._Commercial | New_AC-Ret | TRUE | Packaged HVAC Systems: NR - 15 | All other nonresidential programs 0.80 | ton | 20 | 0 | 0 | 104.404 | 213.806 | System | kW | 0.13546 | [5 empty] | 15 | 80% | 100% | 237.816 | 376.542 | 376.542 | [5 empty] | 59.454 | 59.454 | 59.454 | 59.454 | 94.1355 | 94.1355 | 94.1355 | 94.1355 | 94.1355 | 94.1355 | 94.1355 | 94.1355 | 0 | 0 | 0 | 0 | 0 | 0 | 0 | 0 | 0 | 0 | 0 | 0 | 0 | 0 | 0 | 0 | 990.9
Comprehensive Packaged Air Conditioning Systems | Air Source Unitary Air Conditioner (Three Phase) Split System <65,000 with base efficiency > 10.0 SEER, Measure efficiency at 11 SEER. Tier 1 | COfS0985APA32 | 9 | Misc._Commercial | New_AC-Ret | TRUE | Packaged HVAC Systems: NR - 15 | All other nonresidential programs 0.80 | ton | 20 | 0 | 0 | 104.404 | 212.775 | System | kW | 0.14477 | [5 empty] | 15 | 80% | 100% | 158.544 | 251.028 | 251.028 | [5 empty] | 39.636 | 39.636 | 39.636 | 39.636 | 62.757 | 62.757 | 62.757 | 62.757 | 62.757 | 62.757 | 62.757 | 62.757 | 0 | 0 | 0 | 0 | 0 | 0 | 0 | 0 | 0 | 0 | 0 | 0 | 0 | 0 | 0 | 0 | 660.6
Comprehensive Packaged Air Conditioning Systems | Air Source Unitary Air Conditioner (Three Phase) Split System <65,000 with base efficiency > 10.0 SEER, Measure efficiency at 11 SEER. Tier 1 | COfS1085APA32 | 10 | Misc._Commercial | New_AC-Ret | TRUE | Packaged HVAC Systems: NR - 15 | All other nonresidential programs 0.80 | ton | 20 | 0 | 0 | 104.404 | 211.434 | System | kW | 0.14729 | [5 empty] | 15 | 80% | 100% | 285.3792 | 451.8504 | 451.8504 | [5 empty] | 71.3448 | 71.3448 | 71.3448 | 71.3448 | 112.9626 | 112.9626 | 112.9626 | 112.9626 | 112.9626 | 112.9626 | 112.9626 | 112.9626 | 0 | 0 | 0 | 0 | 0 | 0 | 0 | 0 | 0 | 0 | 0 | 0 | 0 | 0 | 0 | 0 | 1189.08
Comprehensive Packaged Air Conditioning Systems | Air Source Unitary Air Conditioner (Three Phase) Split System <65,000 with base efficiency > 10.0 SEER, Measure efficiency at 11 SEER. Tier 1 | COfS1385APA32 | 13 | Misc._Commercial | New_AC-Ret | TRUE | Packaged HVAC Systems: NR - 15 | All other nonresidential programs 0.80 | ton | 20 | 0 | 0 | 104.404 | 220.39 | System | kW | 0.15354 | [5 empty] | 15 | 80% | 100% | 39.636 | 62.757 | 62.757 | [5 empty] | 9.909 | 9.909 | 9.909 | 9.909 | 15.6892 | 15.6892 | 15.6892 | 15.6892 | 15.6892 | 15.6892 | 15.6892 | 15.6892 | 0 | 0 | 0 | 0 | 0 | 0 | 0 | 0 | 0 | 0 | 0 | 0 | 0 | 0 | 0 | 0 | 165.15
Comprehensive Packaged Air Conditioning Systems | Air Source Unitary Air Conditioner (Three Phase) Split System <65,000 with base efficiency > 10.0 SEER, Measure efficiency at 11 SEER. Tier 1 | COfS1485APA32 | 14 | Misc._Commercial | New_AC-Ret | TRUE | Packaged HVAC Systems: NR - 15 | All other nonresidential programs 0.80 | ton | 20 | 0 | 0 | 104.404 | 205.195 | System | kW | 0.14962 | [5 empty] | 15 | 80% | 100% | 55.4904 | 87.8598 | 87.8598 | [5 empty] | 13.8726 | 13.8726 | 13.8726 | 13.8726 | 21.965 | 21.965 | 21.965 | 21.965 | 21.965 | 21.965 | 21.965 | 21.965 | 0 | 0 | 0 | 0 | 0 | 0 | 0 | 0 | 0 | 0 | 0 | 0 | 0 | 0 | 0 | 0 | 231.21
Comprehensive Packaged Air Conditioning Systems | Air Source Unitary Air Conditioner (Three Phase) Split System <65,000 with base efficiency > 10.0 SEER, Measure efficiency at 11 SEER. Tier 1 | COfS1585APA32 | 15 | Misc._Commercial | New_AC-Ret | TRUE | Packaged HVAC Systems: NR - 15 | All other nonresidential programs 0.80 | ton | 30 | 0 | 0 | 104.404 | 302.416 | System | kW | 0.1671 | [5 empty] | 15 | 80% | 100% | 15.8544 | 25.1028 | 25.1028 | [5 empty] | 3.9636 | 3.9636 | 3.9636 | 3.9636 | 6.2757 | 6.2757 | 6.2757 | 6.2757 | 6.2757 | 6.2757 | 6.2757 | 6.2757 | 0 | 0 | 0 | 0 | 0 | 0 | 0 | 0 | 0 | 0 | 0 | 0 | 0 | 0 | 0 | 0 | 66.06
Comprehensive Packaged Air Conditioning Systems | Air Source Unitary Air Conditioner (Three Phase) Split System <65,000 with base efficiency > 10.0 SEER, Measure efficiency at 11 SEER. Tier 1 | COfS1685APA32 | 16 | Misc._Commercial | New_AC-Ret | TRUE | Packaged HVAC Systems: NR - 15 | All other nonresidential programs 0.80 | ton | 0 | 0 | 0 | 104.404 | 138.032 | System | kW | 0.13064 | [5 empty] | 15 | 80% | 100% | 0 | 0 | 0 | [5 empty] | 0 | 0 | 0 | 0 | 0 | 0 | 0 | 0 | 0 | 0 | 0 | 0 | 0 | 0 | 0 | 0 | 0 | 0 | 0 | 0 | 0 | 0 | 0 | 0 | 0 | 0 | 0 | 0 | 0
Comprehensive Packaged Air Conditioning Systems | Air Source Unitary Air Conditioner (Three Phase) Split System <65,000 with base efficiency > 10.0 SEER, Measure efficiency at 12 SEER. Tier 2 | COfS0696ASA32 | 6 | Misc._Commercial | New_AC-Ret | TRUE | Packaged HVAC Systems: NR - 15 | All other nonresidential programs 0.80 | ton | 20 | 0 | 0 | 118.8833 | 120.909 | System | kW | 0.065904 | [5 empty] | 15 | 80% | 100% | 0 | 0 | 0 | [5 empty] | 0 | 0 | 0 | 0 | 0 | 0 | 0 | 0 | 0 | 0 | 0 | 0 | 0 | 0 | 0 | 0 | 0 | 0 | 0 | 0 | 0 | 0 | 0 | 0 | 0 | 0 | 0 | 0 | 0
Comprehensive Packaged Air Conditioning Systems | Air Source Unitary Air Conditioner (Three Phase) Split System <65,000 with base efficiency > 10.0 SEER, Measure efficiency at 12 SEER. Tier 2 | COfS0896ASA32 | 8 | Misc._Commercial | New_AC-Ret | TRUE | Packaged HVAC Systems: NR - 15 | All other nonresidential programs 0.80 | ton | 35 | 0 | 0 | 118.8833 | 159.845 | System | kW | 0.10892 | [5 empty] | 15 | 80% | 100% | 1465.128 | 2319.786 | 2319.786 | [5 empty] | 366.282 | 366.282 | 366.282 | 366.282 | 579.9465 | 579.9465 | 579.9465 | 579.9465 | 579.9465 | 579.9465 | 579.9465 | 579.9465 | 0 | 0 | 0 | 0 | 0 | 0 | 0 | 0 | 0 | 0 | 0 | 0 | 0 | 0 | 0 | 0 | 6104.7
Comprehensive Packaged Air Conditioning Systems | Air Source Unitary Air Conditioner (Three Phase) Split System <65,000 with base efficiency > 10.0 SEER, Measure efficiency at 12 SEER. Tier 2 | COfS0996ASA32 | 9 | Misc._Commercial | New_AC-Ret | TRUE | Packaged HVAC Systems: NR - 15 | All other nonresidential programs 0.80 | ton | 35 | 0 | 0 | 118.8833 | 159.122 | System | kW | 0.12239 | [5 empty] | 15 | 80% | 100% | 976.752 | 1546.524 | 1546.524 | [5 empty] | 244.188 | 244.188 | 244.188 | 244.188 | 386.631 | 386.631 | 386.631 | 386.631 | 386.631 | 386.631 | 386.631 | 386.631 | 0 | 0 | 0 | 0 | 0 | 0 | 0 | 0 | 0 | 0 | 0 | 0 | 0 | 0 | 0 | 0 | 4069.8
Comprehensive Packaged Air Conditioning Systems | Air Source Unitary Air Conditioner (Three Phase) Split System <65,000 with base efficiency > 10.0 SEER, Measure efficiency at 12 SEER. Tier 2 | COfS1096ASA32 | 10 | Misc._Commercial | New_AC-Ret | TRUE | Packaged HVAC Systems: NR - 15 | All other nonresidential programs 0.80 | ton | 35 | 0 | 0 | 118.8833 | 158.799 | System | kW | 0.12507 | [5 empty] | 15 | 80% | 100% | 1758.1536 | 2783.7432 | 2783.7432 | [5 empty] | 439.5384 | 439.5384 | 439.5384 | 439.5384 | 695.9358 | 695.9358 | 695.9358 | 695.9358 | 695.9358 | 695.9358 | 695.9358 | 695.9358 | 0 | 0 | 0 | 0 | 0 | 0 | 0 | 0 | 0 | 0 | 0 | 0 | 0 | 0 | 0 | 0 | 7325.64
Comprehensive Packaged Air Conditioning Systems | Air Source Unitary Air Conditioner (Three Phase) Split System <65,000 with base efficiency > 10.0 SEER, Measure efficiency at 12 SEER. Tier 2 | COfS1396ASA32 | 13 | Misc._Commercial | New_AC-Ret | TRUE | Packaged HVAC Systems: NR - 15 | All other nonresidential programs 0.80 | ton | 35 | 0 | 0 | 118.8833 | 163.178 | System | kW | 0.12893 | [5 empty] | 15 | 80% | 100% | 244.188 | 386.631 | 386.631 | [5 empty] | 61.047 | 61.047 | 61.047 | 61.047 | 96.6577 | 96.6577 | 96.6577 | 96.6577 | 96.6577 | 96.6577 | 96.6577 | 96.6577 | 0 | 0 | 0 | 0 | 0 | 0 | 0 | 0 | 0 | 0 | 0 | 0 | 0 | 0 | 0 | 0 | 1017.45
Comprehensive Packaged Air Conditioning Systems | Air Source Unitary Air Conditioner (Three Phase) Split System <65,000 with base efficiency > 10.0 SEER, Measure efficiency at 12 SEER. Tier 2 | COfS1496ASA32 | 14 | Misc._Commercial | New_AC-Ret | TRUE | Packaged HVAC Systems: NR - 15 | All other nonresidential programs 0.80 | ton | 35 | 0 | 0 | 118.8833 | 146.03 | System | kW | 0.12142 | [5 empty] | 15 | 80% | 100% | 341.8632 | 541.2834 | 541.2834 | [5 empty] | 85.4658 | 85.4658 | 85.4658 | 85.4658 | 135.3209 | 135.3209 | 135.3209 | 135.3209 | 135.3209 | 135.3209 | 135.3209 | 135.3209 | 0 | 0 | 0 | 0 | 0 | 0 | 0 | 0 | 0 | 0 | 0 | 0 | 0 | 0 | 0 | 0 | 1424.43
Comprehensive Packaged Air Conditioning Systems | Air Source Unitary Air Conditioner (Three Phase) Split System <65,000 with base efficiency > 10.0 SEER, Measure efficiency at 12 SEER. Tier 2 | COfS1596ASA32 | 15 | Misc._Commercial | New_AC-Ret | TRUE | Packaged HVAC Systems: NR - 15 | All other nonresidential programs 0.80 | ton | 50 | 0 | 0 | 118.8833 | 234.304 | System | kW | 0.13864 | [5 empty] | 15 | 80% | 100% | 97.6752 | 154.6524 | 154.6524 | [5 empty] | 24.4188 | 24.4188 | 24.4188 | 24.4188 | 38.6631 | 38.6631 | 38.6631 | 38.6631 | 38.6631 | 38.6631 | 38.6631 | 38.6631 | 0 | 0 | 0 | 0 | 0 | 0 | 0 | 0 | 0 | 0 | 0 | 0 | 0 | 0 | 0 | 0 | 406.98
Comprehensive Packaged Air Conditioning Systems | Air Source Unitary Air Conditioner (Three Phase) Split System <65,000 with base efficiency > 10.0 SEER, Measure efficiency at 12 SEER. Tier 2 | COfS1696ASA32 | 16 | Misc._Commercial | New_AC-Ret | TRUE | Packaged HVAC Systems: NR - 15 | All other nonresidential programs 0.80 | ton | 20 | 0 | 0 | 118.8833 | 95.1844 | System | kW | 0.10425 | [5 empty] | 15 | 80% | 100% | 0 | 0 | 0 | [5 empty] | 0 | 0 | 0 | 0 | 0 | 0 | 0 | 0 | 0 | 0 | 0 | 0 | 0 | 0 | 0 | 0 | 0 | 0 | 0 | 0 | 0 | 0 | 0 | 0 | 0 | 0 | 0 | 0 | 0
Comprehensive Packaged Air Conditioning Systems | Air Source Unitary Air Conditioner (Three Phase) Split System <65,000 with base efficiency > 10.0 SEER, Measure efficiency at 13 SEER. Tier 3 | COfS0696APA33 | 6 | Misc._Commercial | New_AC-Ret | TRUE | Packaged HVAC Systems: NR - 15 | All other nonresidential programs 0.80 | ton | 25 | 0 | 0 | 148.356 | 204.186 | System | kW | 0.111 | [5 empty] | 15 | 80% | 100% | 0 | 0 | 0 | [5 empty] | 0 | 0 | 0 | 0 | 0 | 0 | 0 | 0 | 0 | 0 | 0 | 0 | 0 | 0 | 0 | 0 | 0 | 0 | 0 | 0 | 0 | 0 | 0 | 0 | 0 | 0 | 0 | 0 | 0
Comprehensive Packaged Air Conditioning Systems | Air Source Unitary Air Conditioner (Three Phase) Split System <65,000 with base efficiency > 10.0 SEER, Measure efficiency at 13 SEER. Tier 3 | COfS0896APA33 | 8 | Misc._Commercial | New_AC-Ret | TRUE | Packaged HVAC Systems: NR - 15 | All other nonresidential programs 0.80 | ton | 50 | 0 | 0 | 148.356 | 269.938 | System | kW | 0.18404 | [5 empty] | 15 | 80% | 100% | 0 | 0 | 0 | [5 empty] | 0 | 0 | 0 | 0 | 0 | 0 | 0 | 0 | 0 | 0 | 0 | 0 | 0 | 0 | 0 | 0 | 0 | 0 | 0 | 0 | 0 | 0 | 0 | 0 | 0 | 0 | 0 | 0 | 0
Comprehensive Packaged Air Conditioning Systems | Air Source Unitary Air Conditioner (Three Phase) Split System <65,000 with base efficiency > 10.0 SEER, Measure efficiency at 13 SEER. Tier 3 | COfS0996APA33 | 9 | Misc._Commercial | New_AC-Ret | TRUE | Packaged HVAC Systems: NR - 15 | All other nonresidential programs 0.80 | ton | 50 | 0 | 0 | 148.356 | 268.721 | System | kW | 0.20282 | [5 empty] | 15 | 80% | 100% | 0 | 0 | 0 | [5 empty] | 0 | 0 | 0 | 0 | 0 | 0 | 0 | 0 | 0 | 0 | 0 | 0 | 0 | 0 | 0 | 0 | 0 | 0 | 0 | 0 | 0 | 0 | 0 | 0 | 0 | 0 | 0 | 0 | 0
Comprehensive Packaged Air Conditioning Systems | Air Source Unitary Air Conditioner (Three Phase) Split System <65,000 with base efficiency > 10.0 SEER, Measure efficiency at 13 SEER. Tier 3 | COfS1096APA33 | 10 | Misc._Commercial | New_AC-Ret | TRUE | Packaged HVAC Systems: NR - 15 | All other nonresidential programs 0.80 | ton | 50 | 0 | 0 | 148.356 | 268.177 | System | kW | 0.20845 | [5 empty] | 15 | 80% | 100% | 0 | 0 | 0 | [5 empty] | 0 | 0 | 0 | 0 | 0 | 0 | 0 | 0 | 0 | 0 | 0 | 0 | 0 | 0 | 0 | 0 | 0 | 0 | 0 | 0 | 0 | 0 | 0 | 0 | 0 | 0 | 0 | 0 | 0
Comprehensive Packaged Air Conditioning Systems | Air Source Unitary Air Conditioner (Three Phase) Split System <65,000 with base efficiency > 10.0 SEER, Measure efficiency at 13 SEER. Tier 3 | COfS1396APA33 | 13 | Misc._Commercial | New_AC-Ret | TRUE | Packaged HVAC Systems: NR - 15 | All other nonresidential programs 0.80 | ton | 50 | 0 | 0 | 148.356 | 275.57 | System | kW | 0.21714 | [5 empty] | 15 | 80% | 100% | 0 | 0 | 0 | [5 empty] | 0 | 0 | 0 | 0 | 0 | 0 | 0 | 0 | 0 | 0 | 0 | 0 | 0 | 0 | 0 | 0 | 0 | 0 | 0 | 0 | 0 | 0 | 0 | 0 | 0 | 0 | 0 | 0 | 0
Comprehensive Packaged Air Conditioning Systems | Air Source Unitary Air Conditioner (Three Phase) Split System <65,000 with base efficiency > 10.0 SEER, Measure efficiency at 13 SEER. Tier 3 | COfS1496APA33 | 14 | Misc._Commercial | New_AC-Ret | TRUE | Packaged HVAC Systems: NR - 15 | All other nonresidential programs 0.80 | ton | 50 | 0 | 0 | 148.356 | 246.611 | System | kW | 0.20346 | [5 empty] | 15 | 80% | 100% | 0 | 0 | 0 | [5 empty] | 0 | 0 | 0 | 0 | 0 | 0 | 0 | 0 | 0 | 0 | 0 | 0 | 0 | 0 | 0 | 0 | 0 | 0 | 0 | 0 | 0 | 0 | 0 | 0 | 0 | 0 | 0 | 0 | 0
Comprehensive Packaged Air Conditioning Systems | Air Source Unitary Air Conditioner (Three Phase) Split System <65,000 with base efficiency > 10.0 SEER, Measure efficiency at 13 SEER. Tier 3 | COfS1596APA33 | 15 | Misc._Commercial | New_AC-Ret | TRUE | Packaged HVAC Systems: NR - 15 | All other nonresidential programs 0.80 | ton | 70 | 0 | 0 | 148.356 | 395.687 | System | kW | 0.23415 | [5 empty] | 15 | 80% | 100% | 0 | 0 | 0 | [5 empty] | 0 | 0 | 0 | 0 | 0 | 0 | 0 | 0 | 0 | 0 | 0 | 0 | 0 | 0 | 0 | 0 | 0 | 0 | 0 | 0 | 0 | 0 | 0 | 0 | 0 | 0 | 0 | 0 | 0
Comprehensive Packaged Air Conditioning Systems | Air Source Unitary Air Conditioner (Three Phase) Split System <65,000 with base efficiency > 10.0 SEER, Measure efficiency at 13 SEER. Tier 3 | COfS1696APA33 | 16 | Misc._Commercial | New_AC-Ret | TRUE | Packaged HVAC Systems: NR - 15 | All other nonresidential programs 0.80 | ton | 25 | 0 | 0 | 148.356 | 160.744 | System | kW | 0.1781 | [5 empty] | 15 | 80% | 100% | 0 | 0 | 0 | [5 empty] | 0 | 0 | 0 | 0 | 0 | 0 | 0 | 0 | 0 | 0 | 0 | 0 | 0 | 0 | 0 | 0 | 0 | 0 | 0 | 0 | 0 | 0 | 0 | 0 | 0 | 0 | 0 | 0 | 0
Comprehensive Packaged Air Conditioning Systems | Air Source Unitary Air Conditioner Split or Packaged ≥65,000 & <135,000 with base efficiency > 10.1 EER, Measure efficiency at 11.1 EER. Tier 1 | COfS0685ASPA4 | 6 | Misc._Commercial | New_AC-Ret | TRUE | Packaged HVAC Systems: NR - 15 | All other nonresidential programs 0.80 | ton | 0 | 0 | 0 | 149.1324 | 160.937 | System | kW | 0.11716 | [5 empty] | 15 | 80% | 100% | 0 | 0 | 0 | [5 empty] | 0 | 0 | 0 | 0 | 0 | 0 | 0 | 0 | 0 | 0 | 0 | 0 | 0 | 0 | 0 | 0 | 0 | 0 | 0 | 0 | 0 | 0 | 0 | 0 | 0 | 0 | 0 | 0 | 0
Comprehensive Packaged Air Conditioning Systems | Air Source Unitary Air Conditioner Split or Packaged ≥65,000 & <135,000 with base efficiency > 10.1 EER, Measure efficiency at 11.1 EER. Tier 1 | COfS0885ASPA4 | 8 | Misc._Commercial | New_AC-Ret | TRUE | Packaged HVAC Systems: NR - 15 | All other nonresidential programs 0.80 | ton | 20 | 0 | 0 | 149.1324 | 236.102 | System | kW | 0.18587 | [5 empty] | 15 | 80% | 100% | 0 | 0 | 0 | [5 empty] | 0 | 0 | 0 | 0 | 0 | 0 | 0 | 0 | 0 | 0 | 0 | 0 | 0 | 0 | 0 | 0 | 0 | 0 | 0 | 0 | 0 | 0 | 0 | 0 | 0 | 0 | 0 | 0 | 0
Comprehensive Packaged Air Conditioning Systems | Air Source Unitary Air Conditioner Split or Packaged ≥65,000 & <135,000 with base efficiency > 10.1 EER, Measure efficiency at 11.1 EER. Tier 1 | COfS0985ASPA4 | 9 | Misc._Commercial | New_AC-Ret | TRUE | Packaged HVAC Systems: NR - 15 | All other nonresidential programs 0.80 | ton | 20 | 0 | 0 | 149.1324 | 243.363 | System | kW | 0.20091 | [5 empty] | 15 | 80% | 100% | 0 | 0 | 0 | [5 empty] | 0 | 0 | 0 | 0 | 0 | 0 | 0 | 0 | 0 | 0 | 0 | 0 | 0 | 0 | 0 | 0 | 0 | 0 | 0 | 0 | 0 | 0 | 0 | 0 | 0 | 0 | 0 | 0 | 0
Comprehensive Packaged Air Conditioning Systems | Air Source Unitary Air Conditioner Split or Packaged ≥65,000 & <135,000 with base efficiency > 10.1 EER, Measure efficiency at 11.1 EER. Tier 1 | COfS1085ASPA4 | 10 | Misc._Commercial | New_AC-Ret | TRUE | Packaged HVAC Systems: NR - 15 | All other nonresidential programs 0.80 | ton | 20 | 0 | 0 | 149.1324 | 245.875 | System | kW | 0.20456 | [5 empty] | 15 | 80% | 100% | 0 | 0 | 0 | [5 empty] | 0 | 0 | 0 | 0 | 0 | 0 | 0 | 0 | 0 | 0 | 0 | 0 | 0 | 0 | 0 | 0 | 0 | 0 | 0 | 0 | 0 | 0 | 0 | 0 | 0 | 0 | 0 | 0 | 0
Comprehensive Packaged Air Conditioning Systems | Air Source Unitary Air Conditioner Split or Packaged ≥65,000 & <135,000 with base efficiency > 10.1 EER, Measure efficiency at 11.1 EER. Tier 1 | COfS1385ASPA4 | 13 | Misc._Commercial | New_AC-Ret | TRUE | Packaged HVAC Systems: NR - 15 | All other nonresidential programs 0.80 | ton | 20 | 0 | 0 | 149.1324 | 270.404 | System | kW | 0.2128 | [5 empty] | 15 | 80% | 100% | 0 | 0 | 0 | [5 empty] | 0 | 0 | 0 | 0 | 0 | 0 | 0 | 0 | 0 | 0 | 0 | 0 | 0 | 0 | 0 | 0 | 0 | 0 | 0 | 0 | 0 | 0 | 0 | 0 | 0 | 0 | 0 | 0 | 0
Comprehensive Packaged Air Conditioning Systems | Air Source Unitary Air Conditioner Split or Packaged ≥65,000 & <135,000 with base efficiency > 10.1 EER, Measure efficiency at 11.1 EER. Tier 1 | COfS1485ASPA4 | 14 | Misc._Commercial | New_AC-Ret | TRUE | Packaged HVAC Systems: NR - 15 | All other nonresidential programs 0.80 | ton | 20 | 0 | 0 | 149.1324 | 235.541 | System | kW | 0.20474 | [5 empty] | 15 | 80% | 100% | 0 | 0 | 0 | [5 empty] | 0 | 0 | 0 | 0 | 0 | 0 | 0 | 0 | 0 | 0 | 0 | 0 | 0 | 0 | 0 | 0 | 0 | 0 | 0 | 0 | 0 | 0 | 0 | 0 | 0 | 0 | 0 | 0 | 0
Comprehensive Packaged Air Conditioning Systems | Air Source Unitary Air Conditioner Split or Packaged ≥65,000 & <135,000 with base efficiency > 10.1 EER, Measure efficiency at 11.1 EER. Tier 1 | COfS1585ASPA4 | 15 | Misc._Commercial | New_AC-Ret | TRUE | Packaged HVAC Systems: NR - 15 | All other nonresidential programs 0.80 | ton | 30 | 0 | 0 | 149.1324 | 392.662 | System | kW | 0.22945 | [5 empty] | 15 | 80% | 100% | 0 | 0 | 0 | [5 empty] | 0 | 0 | 0 | 0 | 0 | 0 | 0 | 0 | 0 | 0 | 0 | 0 | 0 | 0 | 0 | 0 | 0 | 0 | 0 | 0 | 0 | 0 | 0 | 0 | 0 | 0 | 0 | 0 | 0
Comprehensive Packaged Air Conditioning Systems | Air Source Unitary Air Conditioner Split or Packaged ≥65,000 & <135,000 with base efficiency > 10.1 EER, Measure efficiency at 11.1 EER. Tier 1 | COfS1685ASPA4 | 16 | Misc._Commercial | New_AC-Ret | TRUE | Packaged HVAC Systems: NR - 15 | All other nonresidential programs 0.80 | ton | 0 | 0 | 0 | 149.1324 | 125.569 | System | kW | 0.17754 | [5 empty] | 15 | 80% | 100% | 0 | 0 | 0 | [5 empty] | 0 | 0 | 0 | 0 | 0 | 0 | 0 | 0 | 0 | 0 | 0 | 0 | 0 | 0 | 0 | 0 | 0 | 0 | 0 | 0 | 0 | 0 | 0 | 0 | 0 | 0 | 0 | 0 | 0
Comprehensive Packaged Air Conditioning Systems | Air Source Unitary Air Conditioner Split or Packaged ≥65,000 & <135,000 with base efficiency > 10.1 EER, Measure efficiency at 12.1 EER. Tier 2 | Work Papers | 6 | Misc._Commercial | New_AC-Ret | TRUE | Packaged HVAC Systems: NR - 15 | All other nonresidential programs 0.80 | ton | 20 | 0 | 0 | 238.6118 | 257.4992 | System | kW | 0.18746 | [5 empty] | 15 | 80% | 100% | 0 | 0 | 0 | [5 empty] | 0 | 0 | 0 | 0 | 0 | 0 | 0 | 0 | 0 | 0 | 0 | 0 | 0 | 0 | 0 | 0 | 0 | 0 | 0 | 0 | 0 | 0 | 0 | 0 | 0 | 0 | 0 | 0 | 0
Comprehensive Packaged Air Conditioning Systems | Air Source Unitary Air Conditioner Split or Packaged ≥65,000 & <135,000 with base efficiency > 10.1 EER, Measure efficiency at 12.1 EER. Tier 2 | Work Papers | 8 | Misc._Commercial | New_AC-Ret | TRUE | Packaged HVAC Systems: NR - 15 | All other nonresidential programs 0.80 | ton | 35 | 0 | 0 | 238.6118 | 377.7632 | System | kW | 0.29738 | [5 empty] | 15 | 80% | 100% | 3143.376 | 4977.012 | 4977.012 | [5 empty] | 785.844 | 785.844 | 785.844 | 785.844 | 1244.253 | 1244.253 | 1244.253 | 1244.253 | 1244.253 | 1244.253 | 1244.253 | 1244.253 | 0 | 0 | 0 | 0 | 0 | 0 | 0 | 0 | 0 | 0 | 0 | 0 | 0 | 0 | 0 | 0 | 13097.4
Comprehensive Packaged Air Conditioning Systems | Air Source Unitary Air Conditioner Split or Packaged ≥65,000 & <135,000 with base efficiency > 10.1 EER, Measure efficiency at 12.1 EER. Tier 2 | Work Papers | 9 | Misc._Commercial | New_AC-Ret | TRUE | Packaged HVAC Systems: NR - 15 | All other nonresidential programs 0.80 | ton | 35 | 0 | 0 | 238.6118 | 389.3808 | System | kW | 0.32146 | [5 empty] | 15 | 80% | 100% | 2095.584 | 3318.008 | 3318.008 | [5 empty] | 523.896 | 523.896 | 523.896 | 523.896 | 829.502 | 829.502 | 829.502 | 829.502 | 829.502 | 829.502 | 829.502 | 829.502 | 0 | 0 | 0 | 0 | 0 | 0 | 0 | 0 | 0 | 0 | 0 | 0 | 0 | 0 | 0 | 0 | 8731.6
Comprehensive Packaged Air Conditioning Systems | Air Source Unitary Air Conditioner Split or Packaged ≥65,000 & <135,000 with base efficiency > 10.1 EER, Measure efficiency at 12.1 EER. Tier 2 | Work Papers | 10 | Misc._Commercial | New_AC-Ret | TRUE | Packaged HVAC Systems: NR - 15 | All other nonresidential programs 0.80 | ton | 35 | 0 | 0 | 238.6118 | 393.4 | System | kW | 0.3273 | [5 empty] | 15 | 80% | 100% | 3772.0512 | 5972.4144 | 5972.4144 | [5 empty] | 943.0128 | 943.0128 | 943.0128 | 943.0128 | 1493.1036 | 1493.1036 | 1493.1036 | 1493.1036 | 1493.1036 | 1493.1036 | 1493.1036 | 1493.1036 | 0 | 0 | 0 | 0 | 0 | 0 | 0 | 0 | 0 | 0 | 0 | 0 | 0 | 0 | 0 | 0 | 15716.88
Comprehensive Packaged Air Conditioning Systems | Air Source Unitary Air Conditioner Split or Packaged ≥65,000 & <135,000 with base efficiency > 10.1 EER, Measure efficiency at 12.1 EER. Tier 2 | Work Papers | 13 | Misc._Commercial | New_AC-Ret | TRUE | Packaged HVAC Systems: NR - 15 | All other nonresidential programs 0.80 | ton | 35 | 0 | 0 | 238.6118 | 432.6464 | System | kW | 0.34048 | [5 empty] | 15 | 80% | 100% | 523.896 | 829.502 | 829.502 | [5 empty] | 130.974 | 130.974 | 130.974 | 130.974 | 207.3755 | 207.3755 | 207.3755 | 207.3755 | 207.3755 | 207.3755 | 207.3755 | 207.3755 | 0 | 0 | 0 | 0 | 0 | 0 | 0 | 0 | 0 | 0 | 0 | 0 | 0 | 0 | 0 | 0 | 2182.9
Comprehensive Packaged Air Conditioning Systems | Air Source Unitary Air Conditioner Split or Packaged ≥65,000 & <135,000 with base efficiency > 10.1 EER, Measure efficiency at 12.1 EER. Tier 2 | Work Papers | 14 | Misc._Commercial | New_AC-Ret | TRUE | Packaged HVAC Systems: NR - 15 | All other nonresidential programs 0.80 | ton | 35 | 0 | 0 | 238.6118 | 376.8656 | System | kW | 0.32759 | [5 empty] | 15 | 80% | 100% | 733.4544 | 1161.3028 | 1161.3028 | [5 empty] | 183.3636 | 183.3636 | 183.3636 | 183.3636 | 290.3257 | 290.3257 | 290.3257 | 290.3257 | 290.3257 | 290.3257 | 290.3257 | 290.3257 | 0 | 0 | 0 | 0 | 0 | 0 | 0 | 0 | 0 | 0 | 0 | 0 | 0 | 0 | 0 | 0 | 3056.06
Comprehensive Packaged Air Conditioning Systems | Air Source Unitary Air Conditioner Split or Packaged ≥65,000 & <135,000 with base efficiency > 10.1 EER, Measure efficiency at 12.1 EER. Tier 2 | Work Papers | 15 | Misc._Commercial | New_AC-Ret | TRUE | Packaged HVAC Systems: NR - 15 | All other nonresidential programs 0.80 | ton | 50 | 0 | 0 | 238.6118 | 628.2592 | System | kW | 0.36712 | [5 empty] | 15 | 80% | 100% | 209.5584 | 331.8008 | 331.8008 | [5 empty] | 52.3896 | 52.3896 | 52.3896 | 52.3896 | 82.9502 | 82.9502 | 82.9502 | 82.9502 | 82.9502 | 82.9502 | 82.9502 | 82.9502 | 0 | 0 | 0 | 0 | 0 | 0 | 0 | 0 | 0 | 0 | 0 | 0 | 0 | 0 | 0 | 0 | 873.16
Comprehensive Packaged Air Conditioning Systems | Air Source Unitary Air Conditioner Split or Packaged ≥65,000 & <135,000 with base efficiency > 10.1 EER, Measure efficiency at 12.1 EER. Tier 2 | Work Papers | 16 | Misc._Commercial | New_AC-Ret | TRUE | Packaged HVAC Systems: NR - 15 | All other nonresidential programs 0.80 | ton | 20 | 0 | 0 | 238.6118 | 200.9104 | System | kW | 0.28407 | [5 empty] | 15 | 80% | 100% | 0 | 0 | 0 | [5 empty] | 0 | 0 | 0 | 0 | 0 | 0 | 0 | 0 | 0 | 0 | 0 | 0 | 0 | 0 | 0 | 0 | 0 | 0 | 0 | 0 | 0 | 0 | 0 | 0 | 0 | 0 | 0 | 0 | 0
Comprehensive Packaged Air Conditioning Systems | Air Source Unitary Air Conditioner Split or Packaged ≥65,000 & <135,000 with base efficiency > 10.1 EER, Measure efficiency at 13.1 EER. Tier 3 | Work Papers | 6 | Misc._Commercial | New_AC-Ret | TRUE | Packaged HVAC Systems: NR - 15 | All other nonresidential programs 0.80 | ton | 25 | 0 | 0 | 328.0913 | 354.0614 | System | kW | 0.25776 | [5 empty] | 15 | 80% | 100% | 0 | 0 | 0 | [5 empty] | 0 | 0 | 0 | 0 | 0 | 0 | 0 | 0 | 0 | 0 | 0 | 0 | 0 | 0 | 0 | 0 | 0 | 0 | 0 | 0 | 0 | 0 | 0 | 0 | 0 | 0 | 0 | 0 | 0
Comprehensive Packaged Air Conditioning Systems | Air Source Unitary Air Conditioner Split or Packaged ≥65,000 & <135,000 with base efficiency > 10.1 EER, Measure efficiency at 13.1 EER. Tier 3 | Work Papers | 8 | Misc._Commercial | New_AC-Ret | TRUE | Packaged HVAC Systems: NR - 15 | All other nonresidential programs 0.80 | ton | 50 | 0 | 0 | 328.0913 | 519.4244 | System | kW | 0.4089 | [5 empty] | 15 | 80% | 100% | 0 | 0 | 0 | [5 empty] | 0 | 0 | 0 | 0 | 0 | 0 | 0 | 0 | 0 | 0 | 0 | 0 | 0 | 0 | 0 | 0 | 0 | 0 | 0 | 0 | 0 | 0 | 0 | 0 | 0 | 0 | 0 | 0 | 0
Comprehensive Packaged Air Conditioning Systems | Air Source Unitary Air Conditioner Split or Packaged ≥65,000 & <135,000 with base efficiency > 10.1 EER, Measure efficiency at 13.1 EER. Tier 3 | Work Papers | 9 | Misc._Commercial | New_AC-Ret | TRUE | Packaged HVAC Systems: NR - 15 | All other nonresidential programs 0.80 | ton | 50 | 0 | 0 | 328.0913 | 535.3986 | System | kW | 0.44201 | [5 empty] | 15 | 80% | 100% | 0 | 0 | 0 | [5 empty] | 0 | 0 | 0 | 0 | 0 | 0 | 0 | 0 | 0 | 0 | 0 | 0 | 0 | 0 | 0 | 0 | 0 | 0 | 0 | 0 | 0 | 0 | 0 | 0 | 0 | 0 | 0 | 0 | 0
Comprehensive Packaged Air Conditioning Systems | Air Source Unitary Air Conditioner Split or Packaged ≥65,000 & <135,000 with base efficiency > 10.1 EER, Measure efficiency at 13.1 EER. Tier 3 | Work Papers | 10 | Misc._Commercial | New_AC-Ret | TRUE | Packaged HVAC Systems: NR - 15 | All other nonresidential programs 0.80 | ton | 50 | 0 | 0 | 328.0913 | 540.925 | System | kW | 0.45004 | [5 empty] | 15 | 80% | 100% | 0 | 0 | 0 | [5 empty] | 0 | 0 | 0 | 0 | 0 | 0 | 0 | 0 | 0 | 0 | 0 | 0 | 0 | 0 | 0 | 0 | 0 | 0 | 0 | 0 | 0 | 0 | 0 | 0 | 0 | 0 | 0 | 0 | 0
Comprehensive Packaged Air Conditioning Systems | Air Source Unitary Air Conditioner Split or Packaged ≥65,000 & <135,000 with base efficiency > 10.1 EER, Measure efficiency at 13.1 EER. Tier 3 | Work Papers | 13 | Misc._Commercial | New_AC-Ret | TRUE | Packaged HVAC Systems: NR - 15 | All other nonresidential programs 0.80 | ton | 50 | 0 | 0 | 328.0913 | 594.8888 | System | kW | 0.46817 | [5 empty] | 15 | 80% | 100% | 0 | 0 | 0 | [5 empty] | 0 | 0 | 0 | 0 | 0 | 0 | 0 | 0 | 0 | 0 | 0 | 0 | 0 | 0 | 0 | 0 | 0 | 0 | 0 | 0 | 0 | 0 | 0 | 0 | 0 | 0 | 0 | 0 | 0
Comprehensive Packaged Air Conditioning Systems | Air Source Unitary Air Conditioner Split or Packaged ≥65,000 & <135,000 with base efficiency > 10.1 EER, Measure efficiency at 13.1 EER. Tier 3 | Work Papers | 14 | Misc._Commercial | New_AC-Ret | TRUE | Packaged HVAC Systems: NR - 15 | All other nonresidential programs 0.80 | ton | 50 | 0 | 0 | 328.0913 | 518.1902 | System | kW | 0.45043 | [5 empty] | 15 | 80% | 100% | 0 | 0 | 0 | [5 empty] | 0 | 0 | 0 | 0 | 0 | 0 | 0 | 0 | 0 | 0 | 0 | 0 | 0 | 0 | 0 | 0 | 0 | 0 | 0 | 0 | 0 | 0 | 0 | 0 | 0 | 0 | 0 | 0 | 0
Comprehensive Packaged Air Conditioning Systems | Air Source Unitary Air Conditioner Split or Packaged ≥65,000 & <135,000 with base efficiency > 10.1 EER, Measure efficiency at 13.1 EER. Tier 3 | Work Papers | 15 | Misc._Commercial | New_AC-Ret | TRUE | Packaged HVAC Systems: NR - 15 | All other nonresidential programs 0.80 | ton | 70 | 0 | 0 | 328.0913 | 863.8564 | System | kW | 0.50479 | [5 empty] | 15 | 80% | 100% | 0 | 0 | 0 | [5 empty] | 0 | 0 | 0 | 0 | 0 | 0 | 0 | 0 | 0 | 0 | 0 | 0 | 0 | 0 | 0 | 0 | 0 | 0 | 0 | 0 | 0 | 0 | 0 | 0 | 0 | 0 | 0 | 0 | 0
Comprehensive Packaged Air Conditioning Systems | Air Source Unitary Air Conditioner Split or Packaged ≥65,000 & <135,000 with base efficiency > 10.1 EER, Measure efficiency at 13.1 EER. Tier 3 | Work Papers | 16 | Misc._Commercial | New_AC-Ret | TRUE | Packaged HVAC Systems: NR - 15 | All other nonresidential programs 0.80 | ton | 25 | 0 | 0 | 328.0913 | 276.2518 | System | kW | 0.39059 | [5 empty] | 15 | 80% | 100% | 0 | 0 | 0 | [5 empty] | 0 | 0 | 0 | 0 | 0 | 0 | 0 | 0 | 0 | 0 | 0 | 0 | 0 | 0 | 0 | 0 | 0 | 0 | 0 | 0 | 0 | 0 | 0 | 0 | 0 | 0 | 0 | 0 | 0
Comprehensive Packaged Air Conditioning Systems | Air Source Unitary Air Conditioner Split or Packaged ≥135,000 & <240,000 with base efficiency > 9.5 EER, Measure efficiency of 10.5 EER. Tier 1 | COfS0685ASPA5 | 6 | Misc._Commercial | New_AC-Ret | TRUE | Packaged HVAC Systems: NR - 15 | All other nonresidential programs 0.80 | ton | 0 | 0 | 0 | 110.8902 | 92.327 | System | kW | 0.067368 | [5 empty] | 15 | 80% | 100% | 0 | 0 | 0 | [5 empty] | 0 | 0 | 0 | 0 | 0 | 0 | 0 | 0 | 0 | 0 | 0 | 0 | 0 | 0 | 0 | 0 | 0 | 0 | 0 | 0 | 0 | 0 | 0 | 0 | 0 | 0 | 0 | 0 | 0
Comprehensive Packaged Air Conditioning Systems | Air Source Unitary Air Conditioner Split or Packaged ≥135,000 & <240,000 with base efficiency > 9.5 EER, Measure efficiency of 10.5 EER. Tier 1 | COfS0885ASPA5 | 8 | Misc._Commercial | New_AC-Ret | TRUE | Packaged HVAC Systems: NR - 15 | All other nonresidential programs 0.80 | ton | 20 | 0 | 0 | 110.8902 | 135.448 | System | kW | 0.10711 | [5 empty] | 15 | 80% | 100% | 0 | 0 | 0 | [5 empty] | 0 | 0 | 0 | 0 | 0 | 0 | 0 | 0 | 0 | 0 | 0 | 0 | 0 | 0 | 0 | 0 | 0 | 0 | 0 | 0 | 0 | 0 | 0 | 0 | 0 | 0 | 0 | 0 | 0
Comprehensive Packaged Air Conditioning Systems | Air Source Unitary Air Conditioner Split or Packaged ≥135,000 & <240,000 with base efficiency > 9.5 EER, Measure efficiency of 10.5 EER. Tier 1 | COfS0985ASPA5 | 9 | Misc._Commercial | New_AC-Ret | TRUE | Packaged HVAC Systems: NR - 15 | All other nonresidential programs 0.80 | ton | 20 | 0 | 0 | 110.8902 | 139.614 | System | kW | 0.11523 | [5 empty] | 15 | 80% | 100% | 0 | 0 | 0 | [5 empty] | 0 | 0 | 0 | 0 | 0 | 0 | 0 | 0 | 0 | 0 | 0 | 0 | 0 | 0 | 0 | 0 | 0 | 0 | 0 | 0 | 0 | 0 | 0 | 0 | 0 | 0 | 0 | 0 | 0
Comprehensive Packaged Air Conditioning Systems | Air Source Unitary Air Conditioner Split or Packaged ≥135,000 & <240,000 with base efficiency > 9.5 EER, Measure efficiency of 10.5 EER. Tier 1 | COfS1085ASPA5 | 10 | Misc._Commercial | New_AC-Ret | TRUE | Packaged HVAC Systems: NR - 15 | All other nonresidential programs 0.80 | ton | 20 | 0 | 0 | 110.8902 | 141.056 | System | kW | 0.11728 | [5 empty] | 15 | 80% | 100% | 0 | 0 | 0 | [5 empty] | 0 | 0 | 0 | 0 | 0 | 0 | 0 | 0 | 0 | 0 | 0 | 0 | 0 | 0 | 0 | 0 | 0 | 0 | 0 | 0 | 0 | 0 | 0 | 0 | 0 | 0 | 0 | 0 | 0
Comprehensive Packaged Air Conditioning Systems | Air Source Unitary Air Conditioner Split or Packaged ≥135,000 & <240,000 with base efficiency > 9.5 EER, Measure efficiency of 10.5 EER. Tier 1 | COfS1385ASPA5 | 13 | Misc._Commercial | New_AC-Ret | TRUE | Packaged HVAC Systems: NR - 15 | All other nonresidential programs 0.80 | ton | 20 | 0 | 0 | 110.8902 | 155.128 | System | kW | 0.12122 | [5 empty] | 15 | 80% | 100% | 0 | 0 | 0 | [5 empty] | 0 | 0 | 0 | 0 | 0 | 0 | 0 | 0 | 0 | 0 | 0 | 0 | 0 | 0 | 0 | 0 | 0 | 0 | 0 | 0 | 0 | 0 | 0 | 0 | 0 | 0 | 0 | 0 | 0
Comprehensive Packaged Air Conditioning Systems | Air Source Unitary Air Conditioner Split or Packaged ≥135,000 & <240,000 with base efficiency > 9.5 EER, Measure efficiency of 10.5 EER. Tier 1 | COfS1485ASPA5 | 14 | Misc._Commercial | New_AC-Ret | TRUE | Packaged HVAC Systems: NR - 15 | All other nonresidential programs 0.80 | ton | 20 | 0 | 0 | 110.8902 | 135.128 | System | kW | 0.11812 | [5 empty] | 15 | 80% | 100% | 0 | 0 | 0 | [5 empty] | 0 | 0 | 0 | 0 | 0 | 0 | 0 | 0 | 0 | 0 | 0 | 0 | 0 | 0 | 0 | 0 | 0 | 0 | 0 | 0 | 0 | 0 | 0 | 0 | 0 | 0 | 0 | 0 | 0
Comprehensive Packaged Air Conditioning Systems | Air Source Unitary Air Conditioner Split or Packaged ≥135,000 & <240,000 with base efficiency > 9.5 EER, Measure efficiency of 10.5 EER. Tier 1 | COfS1585ASPA5 | 15 | Misc._Commercial | New_AC-Ret | TRUE | Packaged HVAC Systems: NR - 15 | All other nonresidential programs 0.80 | ton | 30 | 0 | 0 | 110.8902 | 225.264 | System | kW | 0.13468 | [5 empty] | 15 | 80% | 100% | 0 | 0 | 0 | [5 empty] | 0 | 0 | 0 | 0 | 0 | 0 | 0 | 0 | 0 | 0 | 0 | 0 | 0 | 0 | 0 | 0 | 0 | 0 | 0 | 0 | 0 | 0 | 0 | 0 | 0 | 0 | 0 | 0 | 0
Comprehensive Packaged Air Conditioning Systems | Air Source Unitary Air Conditioner Split or Packaged ≥135,000 & <240,000 with base efficiency > 9.5 EER, Measure efficiency of 10.5 EER. Tier 1 | COfS1685ASPA5 | 16 | Misc._Commercial | New_AC-Ret | TRUE | Packaged HVAC Systems: NR - 15 | All other nonresidential programs 0.80 | ton | 0 | 0 | 0 | 110.8902 | 72.0377 | System | kW | 0.1005 | [5 empty] | 15 | 80% | 100% | 0 | 0 | 0 | [5 empty] | 0 | 0 | 0 | 0 | 0 | 0 | 0 | 0 | 0 | 0 | 0 | 0 | 0 | 0 | 0 | 0 | 0 | 0 | 0 | 0 | 0 | 0 | 0 | 0 | 0 | 0 | 0 | 0 | 0
Comprehensive Packaged Air Conditioning Systems | Air Source Unitary Air Conditioner Split or Packaged ≥135,000 & <240,000 with base efficiency > 9.5 EER, Measure efficiency of 11.5 EER. Tier 2 | Work Papers | 6 | Misc._Commercial | New_AC-Ret | TRUE | Packaged HVAC Systems: NR - 15 | All other nonresidential programs 0.80 | ton | 20 | 0 | 0 | 177.4243 | 147.7232 | System | kW | 0.10779 | [5 empty] | 15 | 80% | 100% | 0 | 0 | 0 | [5 empty] | 0 | 0 | 0 | 0 | 0 | 0 | 0 | 0 | 0 | 0 | 0 | 0 | 0 | 0 | 0 | 0 | 0 | 0 | 0 | 0 | 0 | 0 | 0 | 0 | 0 | 0 | 0 | 0 | 0
Comprehensive Packaged Air Conditioning Systems | Air Source Unitary Air Conditioner Split or Packaged ≥135,000 & <240,000 with base efficiency > 9.5 EER, Measure efficiency of 11.5 EER. Tier 2 | Work Papers | 8 | Misc._Commercial | New_AC-Ret | TRUE | Packaged HVAC Systems: NR - 15 | All other nonresidential programs 0.80 | ton | 35 | 0 | 0 | 177.4243 | 216.7168 | System | kW | 0.17137 | [5 empty] | 15 | 80% | 100% | 5092.704 | 8063.448 | 8063.448 | [5 empty] | 1273.176 | 1273.176 | 1273.176 | 1273.176 | 2015.862 | 2015.862 | 2015.862 | 2015.862 | 2015.862 | 2015.862 | 2015.862 | 2015.862 | 0 | 0 | 0 | 0 | 0 | 0 | 0 | 0 | 0 | 0 | 0 | 0 | 0 | 0 | 0 | 0 | 21219.6
Comprehensive Packaged Air Conditioning Systems | Air Source Unitary Air Conditioner Split or Packaged ≥135,000 & <240,000 with base efficiency > 9.5 EER, Measure efficiency of 11.5 EER. Tier 2 | Work Papers | 9 | Misc._Commercial | New_AC-Ret | TRUE | Packaged HVAC Systems: NR - 15 | All other nonresidential programs 0.80 | ton | 35 | 0 | 0 | 177.4243 | 223.3824 | System | kW | 0.18437 | [5 empty] | 15 | 80% | 100% | 3395.136 | 5375.632 | 5375.632 | [5 empty] | 848.784 | 848.784 | 848.784 | 848.784 | 1343.908 | 1343.908 | 1343.908 | 1343.908 | 1343.908 | 1343.908 | 1343.908 | 1343.908 | 0 | 0 | 0 | 0 | 0 | 0 | 0 | 0 | 0 | 0 | 0 | 0 | 0 | 0 | 0 | 0 | 14146.4
Comprehensive Packaged Air Conditioning Systems | Air Source Unitary Air Conditioner Split or Packaged ≥135,000 & <240,000 with base efficiency > 9.5 EER, Measure efficiency of 11.5 EER. Tier 2 | Work Papers | 10 | Misc._Commercial | New_AC-Ret | TRUE | Packaged HVAC Systems: NR - 15 | All other nonresidential programs 0.80 | ton | 35 | 0 | 0 | 177.4243 | 225.6896 | System | kW | 0.18765 | [5 empty] | 15 | 80% | 100% | 6111.2448 | 9676.1376 | 9676.1376 | [5 empty] | 1527.8112 | 1527.8112 | 1527.8112 | 1527.8112 | 2419.0344 | 2419.0344 | 2419.0344 | 2419.0344 | 2419.0344 | 2419.0344 | 2419.0344 | 2419.0344 | 0 | 0 | 0 | 0 | 0 | 0 | 0 | 0 | 0 | 0 | 0 | 0 | 0 | 0 | 0 | 0 | 25463.52
Comprehensive Packaged Air Conditioning Systems | Air Source Unitary Air Conditioner Split or Packaged ≥135,000 & <240,000 with base efficiency > 9.5 EER, Measure efficiency of 11.5 EER. Tier 2 | Work Papers | 13 | Misc._Commercial | New_AC-Ret | TRUE | Packaged HVAC Systems: NR - 15 | All other nonresidential programs 0.80 | ton | 35 | 0 | 0 | 177.4243 | 248.2048 | System | kW | 0.19395 | [5 empty] | 15 | 80% | 100% | 848.784 | 1343.908 | 1343.908 | [5 empty] | 212.196 | 212.196 | 212.196 | 212.196 | 335.977 | 335.977 | 335.977 | 335.977 | 335.977 | 335.977 | 335.977 | 335.977 | 0 | 0 | 0 | 0 | 0 | 0 | 0 | 0 | 0 | 0 | 0 | 0 | 0 | 0 | 0 | 0 | 3536.6
Comprehensive Packaged Air Conditioning Systems | Air Source Unitary Air Conditioner Split or Packaged ≥135,000 & <240,000 with base efficiency > 9.5 EER, Measure efficiency of 11.5 EER. Tier 2 | Work Papers | 14 | Misc._Commercial | New_AC-Ret | TRUE | Packaged HVAC Systems: NR - 15 | All other nonresidential programs 0.80 | ton | 35 | 0 | 0 | 177.4243 | 216.2048 | System | kW | 0.18899 | [5 empty] | 15 | 80% | 100% | 1188.2976 | 1881.4712 | 1881.4712 | [5 empty] | 297.0744 | 297.0744 | 297.0744 | 297.0744 | 470.3678 | 470.3678 | 470.3678 | 470.3678 | 470.3678 | 470.3678 | 470.3678 | 470.3678 | 0 | 0 | 0 | 0 | 0 | 0 | 0 | 0 | 0 | 0 | 0 | 0 | 0 | 0 | 0 | 0 | 4951.24
Comprehensive Packaged Air Conditioning Systems | Air Source Unitary Air Conditioner Split or Packaged ≥135,000 & <240,000 with base efficiency > 9.5 EER, Measure efficiency of 11.5 EER. Tier 2 | Work Papers | 15 | Misc._Commercial | New_AC-Ret | TRUE | Packaged HVAC Systems: NR - 15 | All other nonresidential programs 0.80 | ton | 50 | 0 | 0 | 177.4243 | 360.4224 | System | kW | 0.21548 | [5 empty] | 15 | 80% | 100% | 339.5136 | 537.5632 | 537.5632 | [5 empty] | 84.8784 | 84.8784 | 84.8784 | 84.8784 | 134.3908 | 134.3908 | 134.3908 | 134.3908 | 134.3908 | 134.3908 | 134.3908 | 134.3908 | 0 | 0 | 0 | 0 | 0 | 0 | 0 | 0 | 0 | 0 | 0 | 0 | 0 | 0 | 0 | 0 | 1414.64
Comprehensive Packaged Air Conditioning Systems | Air Source Unitary Air Conditioner Split or Packaged ≥135,000 & <240,000 with base efficiency > 9.5 EER, Measure efficiency of 11.5 EER. Tier 2 | Work Papers | 16 | Misc._Commercial | New_AC-Ret | TRUE | Packaged HVAC Systems: NR - 15 | All other nonresidential programs 0.80 | ton | 20 | 0 | 0 | 177.4243 | 115.2603 | System | kW | 0.16079 | [5 empty] | 15 | 80% | 100% | 0 | 0 | 0 | [5 empty] | 0 | 0 | 0 | 0 | 0 | 0 | 0 | 0 | 0 | 0 | 0 | 0 | 0 | 0 | 0 | 0 | 0 | 0 | 0 | 0 | 0 | 0 | 0 | 0 | 0 | 0 | 0 | 0 | 0
Comprehensive Packaged Air Conditioning Systems | Air Source Unitary Air Conditioner Split or Packaged ≥135,000 & <240,000 with base efficiency > 9.5 EER, Measure efficiency of 12.5 EER. Tier 3 | Work Papers | 6 | Misc._Commercial | New_AC-Ret | TRUE | Packaged HVAC Systems: NR - 15 | All other nonresidential programs 0.80 | ton | 25 | 0 | 0 | 243.9584 | 203.1194 | System | kW | 0.14821 | [5 empty] | 15 | 80% | 100% | 0 | 0 | 0 | [5 empty] | 0 | 0 | 0 | 0 | 0 | 0 | 0 | 0 | 0 | 0 | 0 | 0 | 0 | 0 | 0 | 0 | 0 | 0 | 0 | 0 | 0 | 0 | 0 | 0 | 0 | 0 | 0 | 0 | 0
Comprehensive Packaged Air Conditioning Systems | Air Source Unitary Air Conditioner Split or Packaged ≥135,000 & <240,000 with base efficiency > 9.5 EER, Measure efficiency of 12.5 EER. Tier 3 | Work Papers | 8 | Misc._Commercial | New_AC-Ret | TRUE | Packaged HVAC Systems: NR - 15 | All other nonresidential programs 0.80 | ton | 50 | 0 | 0 | 243.9584 | 297.9856 | System | kW | 0.23564 | [5 empty] | 15 | 80% | 100% | 0 | 0 | 0 | [5 empty] | 0 | 0 | 0 | 0 | 0 | 0 | 0 | 0 | 0 | 0 | 0 | 0 | 0 | 0 | 0 | 0 | 0 | 0 | 0 | 0 | 0 | 0 | 0 | 0 | 0 | 0 | 0 | 0 | 0
Comprehensive Packaged Air Conditioning Systems | Air Source Unitary Air Conditioner Split or Packaged ≥135,000 & <240,000 with base efficiency > 9.5 EER, Measure efficiency of 12.5 EER. Tier 3 | Work Papers | 9 | Misc._Commercial | New_AC-Ret | TRUE | Packaged HVAC Systems: NR - 15 | All other nonresidential programs 0.80 | ton | 50 | 0 | 0 | 243.9584 | 307.1508 | System | kW | 0.2535 | [5 empty] | 15 | 80% | 100% | 0 | 0 | 0 | [5 empty] | 0 | 0 | 0 | 0 | 0 | 0 | 0 | 0 | 0 | 0 | 0 | 0 | 0 | 0 | 0 | 0 | 0 | 0 | 0 | 0 | 0 | 0 | 0 | 0 | 0 | 0 | 0 | 0 | 0
Comprehensive Packaged Air Conditioning Systems | Air Source Unitary Air Conditioner Split or Packaged ≥135,000 & <240,000 with base efficiency > 9.5 EER, Measure efficiency of 12.5 EER. Tier 3 | Work Papers | 10 | Misc._Commercial | New_AC-Ret | TRUE | Packaged HVAC Systems: NR - 15 | All other nonresidential programs 0.80 | ton | 50 | 0 | 0 | 243.9584 | 310.3232 | System | kW | 0.25802 | [5 empty] | 15 | 80% | 100% | 0 | 0 | 0 | [5 empty] | 0 | 0 | 0 | 0 | 0 | 0 | 0 | 0 | 0 | 0 | 0 | 0 | 0 | 0 | 0 | 0 | 0 | 0 | 0 | 0 | 0 | 0 | 0 | 0 | 0 | 0 | 0 | 0 | 0
Comprehensive Packaged Air Conditioning Systems | Air Source Unitary Air Conditioner Split or Packaged ≥135,000 & <240,000 with base efficiency > 9.5 EER, Measure efficiency of 12.5 EER. Tier 3 | Work Papers | 13 | Misc._Commercial | New_AC-Ret | TRUE | Packaged HVAC Systems: NR - 15 | All other nonresidential programs 0.80 | ton | 50 | 0 | 0 | 243.9584 | 341.2816 | System | kW | 0.26668 | [5 empty] | 15 | 80% | 100% | 0 | 0 | 0 | [5 empty] | 0 | 0 | 0 | 0 | 0 | 0 | 0 | 0 | 0 | 0 | 0 | 0 | 0 | 0 | 0 | 0 | 0 | 0 | 0 | 0 | 0 | 0 | 0 | 0 | 0 | 0 | 0 | 0 | 0
Comprehensive Packaged Air Conditioning Systems | Air Source Unitary Air Conditioner Split or Packaged ≥135,000 & <240,000 with base efficiency > 9.5 EER, Measure efficiency of 12.5 EER. Tier 3 | Work Papers | 14 | Misc._Commercial | New_AC-Ret | TRUE | Packaged HVAC Systems: NR - 15 | All other nonresidential programs 0.80 | ton | 50 | 0 | 0 | 243.9584 | 297.2816 | System | kW | 0.25986 | [5 empty] | 15 | 80% | 100% | 0 | 0 | 0 | [5 empty] | 0 | 0 | 0 | 0 | 0 | 0 | 0 | 0 | 0 | 0 | 0 | 0 | 0 | 0 | 0 | 0 | 0 | 0 | 0 | 0 | 0 | 0 | 0 | 0 | 0 | 0 | 0 | 0 | 0
Comprehensive Packaged Air Conditioning Systems | Air Source Unitary Air Conditioner Split or Packaged ≥135,000 & <240,000 with base efficiency > 9.5 EER, Measure efficiency of 12.5 EER. Tier 3 | Work Papers | 15 | Misc._Commercial | New_AC-Ret | TRUE | Packaged HVAC Systems: NR - 15 | All other nonresidential programs 0.80 | ton | 70 | 0 | 0 | 243.9584 | 495.5808 | System | kW | 0.29629 | [5 empty] | 15 | 80% | 100% | 0 | 0 | 0 | [5 empty] | 0 | 0 | 0 | 0 | 0 | 0 | 0 | 0 | 0 | 0 | 0 | 0 | 0 | 0 | 0 | 0 | 0 | 0 | 0 | 0 | 0 | 0 | 0 | 0 | 0 | 0 | 0 | 0 | 0
Comprehensive Packaged Air Conditioning Systems | Air Source Unitary Air Conditioner Split or Packaged ≥135,000 & <240,000 with base efficiency > 9.5 EER, Measure efficiency of 12.5 EER. Tier 3 | Work Papers | 16 | Misc._Commercial | New_AC-Ret | TRUE | Packaged HVAC Systems: NR - 15 | All other nonresidential programs 0.80 | ton | 25 | 0 | 0 | 243.9584 | 158.4829 | System | kW | 0.22109 | [5 empty] | 15 | 80% | 100% | 0 | 0 | 0 | [5 empty] | 0 | 0 | 0 | 0 | 0 | 0 | 0 | 0 | 0 | 0 | 0 | 0 | 0 | 0 | 0 | 0 | 0 | 0 | 0 | 0 | 0 | 0 | 0 | 0 | 0 | 0 | 0 | 0 | 0
Comprehensive Packaged Air Conditioning Systems | Air Source Unitary Air Conditioner Split or Packaged ≥240,000 & <760,000 with base efficiency > 10.0 EER, measure efficiency at 11.0 EER. Tier 1 | COfS0685ASPA6 | 6 | Misc._Commercial | New_AC-Ret | TRUE | Packaged HVAC Systems: NR - 15 | All other nonresidential programs 0.80 | ton | 0 | 0 | 0 | 115.1303 | 54.8447 | System | kW | 0.041007 | [5 empty] | 15 | 80% | 100% | 0 | 0 | 0 | [5 empty] | 0 | 0 | 0 | 0 | 0 | 0 | 0 | 0 | 0 | 0 | 0 | 0 | 0 | 0 | 0 | 0 | 0 | 0 | 0 | 0 | 0 | 0 | 0 | 0 | 0 | 0 | 0 | 0 | 0
Comprehensive Packaged Air Conditioning Systems | Air Source Unitary Air Conditioner Split or Packaged ≥240,000 & <760,000 with base efficiency > 10.0 EER, measure efficiency at 11.0 EER. Tier 1 | COfS0885ASPA6 | 8 | Misc._Commercial | New_AC-Ret | TRUE | Packaged HVAC Systems: NR - 15 | All other nonresidential programs 0.80 | ton | 20 | 0 | 0 | 115.1303 | 80.4609 | System | kW | 0.063005 | [5 empty] | 15 | 80% | 100% | 0 | 0 | 0 | [5 empty] | 0 | 0 | 0 | 0 | 0 | 0 | 0 | 0 | 0 | 0 | 0 | 0 | 0 | 0 | 0 | 0 | 0 | 0 | 0 | 0 | 0 | 0 | 0 | 0 | 0 | 0 | 0 | 0 | 0
Comprehensive Packaged Air Conditioning Systems | Air Source Unitary Air Conditioner Split or Packaged ≥240,000 & <760,000 with base efficiency > 10.0 EER, measure efficiency at 11.0 EER. Tier 1 | COfS0985ASPA6 | 9 | Misc._Commercial | New_AC-Ret | TRUE | Packaged HVAC Systems: NR - 15 | All other nonresidential programs 0.80 | ton | 20 | 0 | 0 | 115.1303 | 82.935 | System | kW | 0.067956 | [5 empty] | 15 | 80% | 100% | 0 | 0 | 0 | [5 empty] | 0 | 0 | 0 | 0 | 0 | 0 | 0 | 0 | 0 | 0 | 0 | 0 | 0 | 0 | 0 | 0 | 0 | 0 | 0 | 0 | 0 | 0 | 0 | 0 | 0 | 0 | 0 | 0 | 0
Comprehensive Packaged Air Conditioning Systems | Air Source Unitary Air Conditioner Split or Packaged ≥240,000 & <760,000 with base efficiency > 10.0 EER, measure efficiency at 11.0 EER. Tier 1 | COfS1085ASPA6 | 10 | Misc._Commercial | New_AC-Ret | TRUE | Packaged HVAC Systems: NR - 15 | All other nonresidential programs 0.80 | ton | 20 | 0 | 0 | 115.1303 | 83.7911 | System | kW | 0.070916 | [5 empty] | 15 | 80% | 100% | 0 | 0 | 0 | [5 empty] | 0 | 0 | 0 | 0 | 0 | 0 | 0 | 0 | 0 | 0 | 0 | 0 | 0 | 0 | 0 | 0 | 0 | 0 | 0 | 0 | 0 | 0 | 0 | 0 | 0 | 0 | 0 | 0 | 0
Comprehensive Packaged Air Conditioning Systems | Air Source Unitary Air Conditioner Split or Packaged ≥240,000 & <760,000 with base efficiency > 10.0 EER, measure efficiency at 11.0 EER. Tier 1 | COfS1385ASPA6 | 13 | Misc._Commercial | New_AC-Ret | TRUE | Packaged HVAC Systems: NR - 15 | All other nonresidential programs 0.80 | ton | 20 | 0 | 0 | 115.1303 | 92.1509 | System | kW | 0.070036 | [5 empty] | 15 | 80% | 100% | 0 | 0 | 0 | [5 empty] | 0 | 0 | 0 | 0 | 0 | 0 | 0 | 0 | 0 | 0 | 0 | 0 | 0 | 0 | 0 | 0 | 0 | 0 | 0 | 0 | 0 | 0 | 0 | 0 | 0 | 0 | 0 | 0 | 0
Comprehensive Packaged Air Conditioning Systems | Air Source Unitary Air Conditioner Split or Packaged ≥240,000 & <760,000 with base efficiency > 10.0 EER, measure efficiency at 11.0 EER. Tier 1 | COfS1485ASPA6 | 14 | Misc._Commercial | New_AC-Ret | TRUE | Packaged HVAC Systems: NR - 15 | All other nonresidential programs 0.80 | ton | 20 | 0 | 0 | 115.1303 | 80.2713 | System | kW | 0.070872 | [5 empty] | 15 | 80% | 100% | 0 | 0 | 0 | [5 empty] | 0 | 0 | 0 | 0 | 0 | 0 | 0 | 0 | 0 | 0 | 0 | 0 | 0 | 0 | 0 | 0 | 0 | 0 | 0 | 0 | 0 | 0 | 0 | 0 | 0 | 0 | 0 | 0 | 0
Comprehensive Packaged Air Conditioning Systems | Air Source Unitary Air Conditioner Split or Packaged ≥240,000 & <760,000 with base efficiency > 10.0 EER, measure efficiency at 11.0 EER. Tier 1 | COfS1585ASPA6 | 15 | Misc._Commercial | New_AC-Ret | TRUE | Packaged HVAC Systems: NR - 15 | All other nonresidential programs 0.80 | ton | 30 | 0 | 0 | 115.1303 | 133.815 | System | kW | 0.077315 | [5 empty] | 15 | 80% | 100% | 0 | 0 | 0 | [5 empty] | 0 | 0 | 0 | 0 | 0 | 0 | 0 | 0 | 0 | 0 | 0 | 0 | 0 | 0 | 0 | 0 | 0 | 0 | 0 | 0 | 0 | 0 | 0 | 0 | 0 | 0 | 0 | 0 | 0
Comprehensive Packaged Air Conditioning Systems | Air Source Unitary Air Conditioner Split or Packaged ≥240,000 & <760,000 with base efficiency > 10.0 EER, measure efficiency at 11.0 EER. Tier 1 | COfS1685ASPA6 | 16 | Misc._Commercial | New_AC-Ret | TRUE | Packaged HVAC Systems: NR - 15 | All other nonresidential programs 0.80 | ton | 0 | 0 | 0 | 115.1303 | 42.7928 | System | kW | 0.060297 | [5 empty] | 15 | 80% | 100% | 0 | 0 | 0 | [5 empty] | 0 | 0 | 0 | 0 | 0 | 0 | 0 | 0 | 0 | 0 | 0 | 0 | 0 | 0 | 0 | 0 | 0 | 0 | 0 | 0 | 0 | 0 | 0 | 0 | 0 | 0 | 0 | 0 | 0
Comprehensive Packaged Air Conditioning Systems | Air Source Unitary Air Conditioner Split or Packaged ≥240,000 & <760,000 with base efficiency > 10.0 EER, measure efficiency at 12.0 EER. Tier 2 | Work Papers | 6 | Misc._Commercial | New_AC-Ret | TRUE | Packaged HVAC Systems: NR - 15 | All other nonresidential programs 0.80 | ton | 20 | 0 | 0 | 184.2085 | 87.7515 | System | kW | 0.065611 | [5 empty] | 15 | 80% | 100% | 0 | 0 | 0 | [5 empty] | 0 | 0 | 0 | 0 | 0 | 0 | 0 | 0 | 0 | 0 | 0 | 0 | 0 | 0 | 0 | 0 | 0 | 0 | 0 | 0 | 0 | 0 | 0 | 0 | 0 | 0 | 0 | 0 | 0
Comprehensive Packaged Air Conditioning Systems | Air Source Unitary Air Conditioner Split or Packaged ≥240,000 & <760,000 with base efficiency > 10.0 EER, measure efficiency at 12.0 EER. Tier 2 | Work Papers | 8 | Misc._Commercial | New_AC-Ret | TRUE | Packaged HVAC Systems: NR - 15 | All other nonresidential programs 0.80 | ton | 35 | 0 | 0 | 184.2085 | 128.7374 | System | kW | 0.10081 | [5 empty] | 15 | 80% | 100% | 5083.056 | 8048.172 | 8048.172 | [5 empty] | 1270.764 | 1270.764 | 1270.764 | 1270.764 | 2012.043 | 2012.043 | 2012.043 | 2012.043 | 2012.043 | 2012.043 | 2012.043 | 2012.043 | 0 | 0 | 0 | 0 | 0 | 0 | 0 | 0 | 0 | 0 | 0 | 0 | 0 | 0 | 0 | 0 | 21179.4
Comprehensive Packaged Air Conditioning Systems | Air Source Unitary Air Conditioner Split or Packaged ≥240,000 & <760,000 with base efficiency > 10.0 EER, measure efficiency at 12.0 EER. Tier 2 | Work Papers | 9 | Misc._Commercial | New_AC-Ret | TRUE | Packaged HVAC Systems: NR - 15 | All other nonresidential programs 0.80 | ton | 35 | 0 | 0 | 184.2085 | 132.696 | System | kW | 0.10873 | [5 empty] | 15 | 80% | 100% | 3388.704 | 5365.448 | 5365.448 | [5 empty] | 847.176 | 847.176 | 847.176 | 847.176 | 1341.362 | 1341.362 | 1341.362 | 1341.362 | 1341.362 | 1341.362 | 1341.362 | 1341.362 | 0 | 0 | 0 | 0 | 0 | 0 | 0 | 0 | 0 | 0 | 0 | 0 | 0 | 0 | 0 | 0 | 14119.6
Comprehensive Packaged Air Conditioning Systems | Air Source Unitary Air Conditioner Split or Packaged ≥240,000 & <760,000 with base efficiency > 10.0 EER, measure efficiency at 12.0 EER. Tier 2 | Work Papers | 10 | Misc._Commercial | New_AC-Ret | TRUE | Packaged HVAC Systems: NR - 15 | All other nonresidential programs 0.80 | ton | 35 | 0 | 0 | 184.2085 | 134.0658 | System | kW | 0.11347 | [5 empty] | 15 | 80% | 100% | 6099.6672 | 9657.8064 | 9657.8064 | [5 empty] | 1524.9168 | 1524.9168 | 1524.9168 | 1524.9168 | 2414.4516 | 2414.4516 | 2414.4516 | 2414.4516 | 2414.4516 | 2414.4516 | 2414.4516 | 2414.4516 | 0 | 0 | 0 | 0 | 0 | 0 | 0 | 0 | 0 | 0 | 0 | 0 | 0 | 0 | 0 | 0 | 25415.28
Comprehensive Packaged Air Conditioning Systems | Air Source Unitary Air Conditioner Split or Packaged ≥240,000 & <760,000 with base efficiency > 10.0 EER, measure efficiency at 12.0 EER. Tier 2 | Work Papers | 13 | Misc._Commercial | New_AC-Ret | TRUE | Packaged HVAC Systems: NR - 15 | All other nonresidential programs 0.80 | ton | 35 | 0 | 0 | 184.2085 | 147.4414 | System | kW | 0.11206 | [5 empty] | 15 | 80% | 100% | 847.176 | 1341.362 | 1341.362 | [5 empty] | 211.794 | 211.794 | 211.794 | 211.794 | 335.3405 | 335.3405 | 335.3405 | 335.3405 | 335.3405 | 335.3405 | 335.3405 | 335.3405 | 0 | 0 | 0 | 0 | 0 | 0 | 0 | 0 | 0 | 0 | 0 | 0 | 0 | 0 | 0 | 0 | 3529.9
Comprehensive Packaged Air Conditioning Systems | Air Source Unitary Air Conditioner Split or Packaged ≥240,000 & <760,000 with base efficiency > 10.0 EER, measure efficiency at 12.0 EER. Tier 2 | Work Papers | 14 | Misc._Commercial | New_AC-Ret | TRUE | Packaged HVAC Systems: NR - 15 | All other nonresidential programs 0.80 | ton | 35 | 0 | 0 | 184.2085 | 128.4341 | System | kW | 0.1134 | [5 empty] | 15 | 80% | 100% | 1186.0464 | 1877.9068 | 1877.9068 | [5 empty] | 296.5116 | 296.5116 | 296.5116 | 296.5116 | 469.4767 | 469.4767 | 469.4767 | 469.4767 | 469.4767 | 469.4767 | 469.4767 | 469.4767 | 0 | 0 | 0 | 0 | 0 | 0 | 0 | 0 | 0 | 0 | 0 | 0 | 0 | 0 | 0 | 0 | 4941.86
Comprehensive Packaged Air Conditioning Systems | Air Source Unitary Air Conditioner Split or Packaged ≥240,000 & <760,000 with base efficiency > 10.0 EER, measure efficiency at 12.0 EER. Tier 2 | Work Papers | 15 | Misc._Commercial | New_AC-Ret | TRUE | Packaged HVAC Systems: NR - 15 | All other nonresidential programs 0.80 | ton | 50 | 0 | 0 | 184.2085 | 214.104 | System | kW | 0.1237 | [5 empty] | 15 | 80% | 100% | 338.8704 | 536.5448 | 536.5448 | [5 empty] | 84.7176 | 84.7176 | 84.7176 | 84.7176 | 134.1362 | 134.1362 | 134.1362 | 134.1362 | 134.1362 | 134.1362 | 134.1362 | 134.1362 | 0 | 0 | 0 | 0 | 0 | 0 | 0 | 0 | 0 | 0 | 0 | 0 | 0 | 0 | 0 | 0 | 1411.96
Comprehensive Packaged Air Conditioning Systems | Air Source Unitary Air Conditioner Split or Packaged ≥240,000 & <760,000 with base efficiency > 10.0 EER, measure efficiency at 12.0 EER. Tier 2 | Work Papers | 16 | Misc._Commercial | New_AC-Ret | TRUE | Packaged HVAC Systems: NR - 15 | All other nonresidential programs 0.80 | ton | 20 | 0 | 0 | 184.2085 | 68.4685 | System | kW | 0.096475 | [5 empty] | 15 | 80% | 100% | 0 | 0 | 0 | [5 empty] | 0 | 0 | 0 | 0 | 0 | 0 | 0 | 0 | 0 | 0 | 0 | 0 | 0 | 0 | 0 | 0 | 0 | 0 | 0 | 0 | 0 | 0 | 0 | 0 | 0 | 0 | 0 | 0 | 0
Comprehensive Packaged Air Conditioning Systems | Air Source Unitary Air Conditioner Split or Packaged ≥240,000 & <760,000 with base efficiency > 10.0 EER, measure efficiency at 13.0 EER. Tier 3 | Work Papers | 6 | Misc._Commercial | New_AC-Ret | TRUE | Packaged HVAC Systems: NR - 15 | All other nonresidential programs 0.80 | ton | 25 | 0 | 0 | 253.2867 | 120.6583 | System | kW | 0.090215 | [5 empty] | 15 | 80% | 100% | 0 | 0 | 0 | [5 empty] | 0 | 0 | 0 | 0 | 0 | 0 | 0 | 0 | 0 | 0 | 0 | 0 | 0 | 0 | 0 | 0 | 0 | 0 | 0 | 0 | 0 | 0 | 0 | 0 | 0 | 0 | 0 | 0 | 0
Comprehensive Packaged Air Conditioning Systems | Air Source Unitary Air Conditioner Split or Packaged ≥240,000 & <760,000 with base efficiency > 10.0 EER, measure efficiency at 13.0 EER. Tier 3 | Work Papers | 8 | Misc._Commercial | New_AC-Ret | TRUE | Packaged HVAC Systems: NR - 15 | All other nonresidential programs 0.80 | ton | 50 | 0 | 0 | 253.2867 | 177.014 | System | kW | 0.13861 | [5 empty] | 15 | 80% | 100% | 0 | 0 | 0 | [5 empty] | 0 | 0 | 0 | 0 | 0 | 0 | 0 | 0 | 0 | 0 | 0 | 0 | 0 | 0 | 0 | 0 | 0 | 0 | 0 | 0 | 0 | 0 | 0 | 0 | 0 | 0 | 0 | 0 | 0
Comprehensive Packaged Air Conditioning Systems | Air Source Unitary Air Conditioner Split or Packaged ≥240,000 & <760,000 with base efficiency > 10.0 EER, measure efficiency at 13.0 EER. Tier 3 | Work Papers | 9 | Misc._Commercial | New_AC-Ret | TRUE | Packaged HVAC Systems: NR - 15 | All other nonresidential programs 0.80 | ton | 50 | 0 | 0 | 253.2867 | 182.457 | System | kW | 0.1495 | [5 empty] | 15 | 80% | 100% | 0 | 0 | 0 | [5 empty] | 0 | 0 | 0 | 0 | 0 | 0 | 0 | 0 | 0 | 0 | 0 | 0 | 0 | 0 | 0 | 0 | 0 | 0 | 0 | 0 | 0 | 0 | 0 | 0 | 0 | 0 | 0 | 0 | 0
Comprehensive Packaged Air Conditioning Systems | Air Source Unitary Air Conditioner Split or Packaged ≥240,000 & <760,000 with base efficiency > 10.0 EER, measure efficiency at 13.0 EER. Tier 3 | Work Papers | 10 | Misc._Commercial | New_AC-Ret | TRUE | Packaged HVAC Systems: NR - 15 | All other nonresidential programs 0.80 | ton | 50 | 0 | 0 | 253.2867 | 184.3404 | System | kW | 0.15601 | [5 empty] | 15 | 80% | 100% | 0 | 0 | 0 | [5 empty] | 0 | 0 | 0 | 0 | 0 | 0 | 0 | 0 | 0 | 0 | 0 | 0 | 0 | 0 | 0 | 0 | 0 | 0 | 0 | 0 | 0 | 0 | 0 | 0 | 0 | 0 | 0 | 0 | 0
Comprehensive Packaged Air Conditioning Systems | Air Source Unitary Air Conditioner Split or Packaged ≥240,000 & <760,000 with base efficiency > 10.0 EER, measure efficiency at 13.0 EER. Tier 3 | Work Papers | 13 | Misc._Commercial | New_AC-Ret | TRUE | Packaged HVAC Systems: NR - 15 | All other nonresidential programs 0.80 | ton | 50 | 0 | 0 | 253.2867 | 202.732 | System | kW | 0.15408 | [5 empty] | 15 | 80% | 100% | 0 | 0 | 0 | [5 empty] | 0 | 0 | 0 | 0 | 0 | 0 | 0 | 0 | 0 | 0 | 0 | 0 | 0 | 0 | 0 | 0 | 0 | 0 | 0 | 0 | 0 | 0 | 0 | 0 | 0 | 0 | 0 | 0 | 0
Comprehensive Packaged Air Conditioning Systems | Air Source Unitary Air Conditioner Split or Packaged ≥240,000 & <760,000 with base efficiency > 10.0 EER, measure efficiency at 13.0 EER. Tier 3 | Work Papers | 14 | Misc._Commercial | New_AC-Ret | TRUE | Packaged HVAC Systems: NR - 15 | All other nonresidential programs 0.80 | ton | 50 | 0 | 0 | 253.2867 | 176.5969 | System | kW | 0.15592 | [5 empty] | 15 | 80% | 100% | 0 | 0 | 0 | [5 empty] | 0 | 0 | 0 | 0 | 0 | 0 | 0 | 0 | 0 | 0 | 0 | 0 | 0 | 0 | 0 | 0 | 0 | 0 | 0 | 0 | 0 | 0 | 0 | 0 | 0 | 0 | 0 | 0 | 0
Comprehensive Packaged Air Conditioning Systems | Air Source Unitary Air Conditioner Split or Packaged ≥240,000 & <760,000 with base efficiency > 10.0 EER, measure efficiency at 13.0 EER. Tier 3 | Work Papers | 15 | Misc._Commercial | New_AC-Ret | TRUE | Packaged HVAC Systems: NR - 15 | All other nonresidential programs 0.80 | ton | 70 | 0 | 0 | 253.2867 | 294.393 | System | kW | 0.17009 | [5 empty] | 15 | 80% | 100% | 0 | 0 | 0 | [5 empty] | 0 | 0 | 0 | 0 | 0 | 0 | 0 | 0 | 0 | 0 | 0 | 0 | 0 | 0 | 0 | 0 | 0 | 0 | 0 | 0 | 0 | 0 | 0 | 0 | 0 | 0 | 0 | 0 | 0
Comprehensive Packaged Air Conditioning Systems | Air Source Unitary Air Conditioner Split or Packaged ≥240,000 & <760,000 with base efficiency > 10.0 EER, measure efficiency at 13.0 EER. Tier 3 | Work Papers | 16 | Misc._Commercial | New_AC-Ret | TRUE | Packaged HVAC Systems: NR - 15 | All other nonresidential programs 0.80 | ton | 25 | 0 | 0 | 253.2867 | 94.1442 | System | kW | 0.13265 | [5 empty] | 15 | 80% | 100% | 0 | 0 | 0 | [5 empty] | 0 | 0 | 0 | 0 | 0 | 0 | 0 | 0 | 0 | 0 | 0 | 0 | 0 | 0 | 0 | 0 | 0 | 0 | 0 | 0 | 0 | 0 | 0 | 0 | 0 | 0 | 0 | 0 | 0
Comprehensive Packaged Air Conditioning Systems | Early Replacement of Air Source Unitary Air Conditioner (Three Phase) Single Package and Split System with base efficiency dependent on building vintage, Measure efficiency at 11 EER. Vintage of Before 1978. | COfS0675ASPA4 | 6 | Misc._Commercial | New_AC-Ret | TRUE | 5 | Appliance early retirement and replacement 0.80 | ton | 50 | 0 | 0 | 981.9216 | 776.671 | System | kW | 0.27132 | [5 empty] | 5 | 80% | 100% | 24 | 38 | 38 | [5 empty] | 6 | 6 | 6 | 6 | 9.5 | 9.5 | 9.5 | 9.5 | 9.5 | 9.5 | 9.5 | 9.5 | 0 | 0 | 0 | 0 | 0 | 0 | 0 | 0 | 0 | 0 | 0 | 0 | 0 | 0 | 0 | 0 | 100
Comprehensive Packaged Air Conditioning Systems | Early Replacement of Air Source Unitary Air Conditioner (Three Phase) Single Package and Split System with base efficiency dependent on building vintage, Measure efficiency at 11 EER. Vintage of Before 1978. | COfS0875ASPA4 | 8 | Misc._Commercial | New_AC-Ret | TRUE | 5 | Appliance early retirement and replacement 0.80 | ton | 50 | 0 | 0 | 981.9216 | 870.381 | System | kW | 0.43266 | [5 empty] | 5 | 80% | 100% | 720 | 1140 | 1140 | [5 empty] | 180 | 180 | 180 | 180 | 285 | 285 | 285 | 285 | 285 | 285 | 285 | 285 | 0 | 0 | 0 | 0 | 0 | 0 | 0 | 0 | 0 | 0 | 0 | 0 | 0 | 0 | 0 | 0 | 3000
Comprehensive Packaged Air Conditioning Systems | Early Replacement of Air Source Unitary Air Conditioner (Three Phase) Single Package and Split System with base efficiency dependent on building vintage, Measure efficiency at 11 EER. Vintage of Before 1978. | COfS0975ASPA4 | 9 | Misc._Commercial | New_AC-Ret | TRUE | 5 | Appliance early retirement and replacement 0.80 | ton | 50 | 0 | 0 | 981.9216 | 841.02 | System | kW | 0.47109 | [5 empty] | 5 | 80% | 100% | 480 | 760 | 760 | [5 empty] | 120 | 120 | 120 | 120 | 190 | 190 | 190 | 190 | 190 | 190 | 190 | 190 | 0 | 0 | 0 | 0 | 0 | 0 | 0 | 0 | 0 | 0 | 0 | 0 | 0 | 0 | 0 | 0 | 2000
Comprehensive Packaged Air Conditioning Systems | Early Replacement of Air Source Unitary Air Conditioner (Three Phase) Single Package and Split System with base efficiency dependent on building vintage, Measure efficiency at 11 EER. Vintage of Before 1978. | COfS1075ASPA4 | 10 | Misc._Commercial | New_AC-Ret | TRUE | 5 | Appliance early retirement and replacement 0.80 | ton | 50 | 0 | 0 | 981.9216 | 823.529 | System | kW | 0.47822 | [5 empty] | 5 | 80% | 100% | 840 | 1330 | 1330 | [5 empty] | 210 | 210 | 210 | 210 | 332.5 | 332.5 | 332.5 | 332.5 | 332.5 | 332.5 | 332.5 | 332.5 | 0 | 0 | 0 | 0 | 0 | 0 | 0 | 0 | 0 | 0 | 0 | 0 | 0 | 0 | 0 | 0 | 3500
Comprehensive Packaged Air Conditioning Systems | Early Replacement of Air Source Unitary Air Conditioner (Three Phase) Single Package and Split System with base efficiency dependent on building vintage, Measure efficiency at 11 EER. Vintage of Before 1978. | COfS1375ASPA4 | 13 | Misc._Commercial | New_AC-Ret | TRUE | 5 | Appliance early retirement and replacement 0.80 | ton | 50 | 0 | 0 | 981.9216 | 813.68 | System | kW | 0.49504 | [5 empty] | 5 | 80% | 100% | 120 | 190 | 190 | [5 empty] | 30 | 30 | 30 | 30 | 47.5 | 47.5 | 47.5 | 47.5 | 47.5 | 47.5 | 47.5 | 47.5 | 0 | 0 | 0 | 0 | 0 | 0 | 0 | 0 | 0 | 0 | 0 | 0 | 0 | 0 | 0 | 0 | 500
Comprehensive Packaged Air Conditioning Systems | Early Replacement of Air Source Unitary Air Conditioner (Three Phase) Single Package and Split System with base efficiency dependent on building vintage, Measure efficiency at 11 EER. Vintage of Before 1978. | COfS1475ASPA4 | 14 | Misc._Commercial | New_AC-Ret | TRUE | 5 | Appliance early retirement and replacement 0.80 | ton | 50 | 0 | 0 | 981.9216 | 726.775 | System | kW | 0.47218 | [5 empty] | 5 | 80% | 100% | 168 | 266 | 266 | [5 empty] | 42 | 42 | 42 | 42 | 66.5 | 66.5 | 66.5 | 66.5 | 66.5 | 66.5 | 66.5 | 66.5 | 0 | 0 | 0 | 0 | 0 | 0 | 0 | 0 | 0 | 0 | 0 | 0 | 0 | 0 | 0 | 0 | 700
Comprehensive Packaged Air Conditioning Systems | Early Replacement of Air Source Unitary Air Conditioner (Three Phase) Single Package and Split System with base efficiency dependent on building vintage, Measure efficiency at 11 EER. Vintage of Before 1978. | COfS1575ASPA4 | 15 | Misc._Commercial | New_AC-Ret | TRUE | 5 | Appliance early retirement and replacement 0.80 | ton | 50 | 0 | 0 | 981.9216 | 981.233 | System | kW | 0.53416 | [5 empty] | 5 | 80% | 100% | 48 | 76 | 76 | [5 empty] | 12 | 12 | 12 | 12 | 19 | 19 | 19 | 19 | 19 | 19 | 19 | 19 | 0 | 0 | 0 | 0 | 0 | 0 | 0 | 0 | 0 | 0 | 0 | 0 | 0 | 0 | 0 | 0 | 200
Comprehensive Packaged Air Conditioning Systems | Early Replacement of Air Source Unitary Air Conditioner (Three Phase) Single Package and Split System with base efficiency dependent on building vintage, Measure efficiency at 11 EER. Vintage of Before 1978. | COfS1675ASPA4 | 16 | Misc._Commercial | New_AC-Ret | TRUE | 5 | Appliance early retirement and replacement 0.80 | ton | 50 | 0 | 0 | 981.9216 | 557.048 | System | kW | 0.41278 | [5 empty] | 5 | 80% | 100% | 0 | 0 | 0 | [5 empty] | 0 | 0 | 0 | 0 | 0 | 0 | 0 | 0 | 0 | 0 | 0 | 0 | 0 | 0 | 0 | 0 | 0 | 0 | 0 | 0 | 0 | 0 | 0 | 0 | 0 | 0 | 0 | 0 | 0
Comprehensive Packaged Air Conditioning Systems | Early Replacement of Air Source Unitary Air Conditioner (Three Phase) Single Package and Split System with base efficiency dependent on building vintage, Measure efficiency at 11 EER. Vintage of 1978 to 1992. | COfS0685ASPA4 | 6 | Misc._Commercial | New_AC-Ret | TRUE | 5 | Appliance early retirement and replacement 0.80 | ton | 50 | 0 | 0 | 981.9216 | 258.212 | System | kW | 0.18453 | [5 empty] | 5 | 80% | 100% | [8 empty] | 0 | 0 | 0 | 0 | 0 | 0 | 0 | 0 | 0 | 0 | 0 | 0 | 0 | 0 | 0 | 0 | 0 | 0 | 0 | 0 | 0 | 0 | 0 | 0 | 0 | 0 | 0 | 0 | 0
Comprehensive Packaged Air Conditioning Systems | Early Replacement of Air Source Unitary Air Conditioner (Three Phase) Single Package and Split System with base efficiency dependent on building vintage, Measure efficiency at 11 EER. Vintage of 1978 to 1992. | COfS0885ASPA4 | 8 | Misc._Commercial | New_AC-Ret | TRUE | 5 | Appliance early retirement and replacement 0.80 | ton | 50 | 0 | 0 | 981.9216 | 378.808 | System | kW | 0.29928 | [5 empty] | 5 | 80% | 100% | [8 empty] | 0 | 0 | 0 | 0 | 0 | 0 | 0 | 0 | 0 | 0 | 0 | 0 | 0 | 0 | 0 | 0 | 0 | 0 | 0 | 0 | 0 | 0 | 0 | 0 | 0 | 0 | 0 | 0 | 0
Comprehensive Packaged Air Conditioning Systems | Early Replacement of Air Source Unitary Air Conditioner (Three Phase) Single Package and Split System with base efficiency dependent on building vintage, Measure efficiency at 11 EER. Vintage of 1978 to 1992. | COfS0985ASPA4 | 9 | Misc._Commercial | New_AC-Ret | TRUE | 5 | Appliance early retirement and replacement 0.80 | ton | 50 | 0 | 0 | 981.9216 | 390.459 | System | kW | 0.32205 | [5 empty] | 5 | 80% | 100% | [8 empty] | 0 | 0 | 0 | 0 | 0 | 0 | 0 | 0 | 0 | 0 | 0 | 0 | 0 | 0 | 0 | 0 | 0 | 0 | 0 | 0 | 0 | 0 | 0 | 0 | 0 | 0 | 0 | 0 | 0
Comprehensive Packaged Air Conditioning Systems | Early Replacement of Air Source Unitary Air Conditioner (Three Phase) Single Package and Split System with base efficiency dependent on building vintage, Measure efficiency at 11 EER. Vintage of 1978 to 1992. | COfS1085ASPA4 | 10 | Misc._Commercial | New_AC-Ret | TRUE | 5 | Appliance early retirement and replacement 0.80 | ton | 50 | 0 | 0 | 981.9216 | 394.49 | System | kW | 0.3273 | [5 empty] | 5 | 80% | 100% | [8 empty] | 0 | 0 | 0 | 0 | 0 | 0 | 0 | 0 | 0 | 0 | 0 | 0 | 0 | 0 | 0 | 0 | 0 | 0 | 0 | 0 | 0 | 0 | 0 | 0 | 0 | 0 | 0 | 0 | 0
Comprehensive Packaged Air Conditioning Systems | Early Replacement of Air Source Unitary Air Conditioner (Three Phase) Single Package and Split System with base efficiency dependent on building vintage, Measure efficiency at 11 EER. Vintage of 1978 to 1992. | COfS1385ASPA4 | 13 | Misc._Commercial | New_AC-Ret | TRUE | 5 | Appliance early retirement and replacement 0.80 | ton | 50 | 0 | 0 | 981.9216 | 433.844 | System | kW | 0.3421 | [5 empty] | 5 | 80% | 100% | [8 empty] | 0 | 0 | 0 | 0 | 0 | 0 | 0 | 0 | 0 | 0 | 0 | 0 | 0 | 0 | 0 | 0 | 0 | 0 | 0 | 0 | 0 | 0 | 0 | 0 | 0 | 0 | 0 | 0 | 0
Comprehensive Packaged Air Conditioning Systems | Early Replacement of Air Source Unitary Air Conditioner (Three Phase) Single Package and Split System with base efficiency dependent on building vintage, Measure efficiency at 11 EER. Vintage of 1978 to 1992. | COfS1485ASPA4 | 14 | Misc._Commercial | New_AC-Ret | TRUE | 5 | Appliance early retirement and replacement 0.80 | ton | 50 | 0 | 0 | 981.9216 | 377.91 | System | kW | 0.32811 | [5 empty] | 5 | 80% | 100% | [8 empty] | 0 | 0 | 0 | 0 | 0 | 0 | 0 | 0 | 0 | 0 | 0 | 0 | 0 | 0 | 0 | 0 | 0 | 0 | 0 | 0 | 0 | 0 | 0 | 0 | 0 | 0 | 0 | 0 | 0
Comprehensive Packaged Air Conditioning Systems | Early Replacement of Air Source Unitary Air Conditioner (Three Phase) Single Package and Split System with base efficiency dependent on building vintage, Measure efficiency at 11 EER. Vintage of 1978 to 1992. | COfS1585ASPA4 | 15 | Misc._Commercial | New_AC-Ret | TRUE | 5 | Appliance early retirement and replacement 0.80 | ton | 50 | 0 | 0 | 981.9216 | 629.995 | System | kW | 0.37161 | [5 empty] | 5 | 80% | 100% | [8 empty] | 0 | 0 | 0 | 0 | 0 | 0 | 0 | 0 | 0 | 0 | 0 | 0 | 0 | 0 | 0 | 0 | 0 | 0 | 0 | 0 | 0 | 0 | 0 | 0 | 0 | 0 | 0 | 0 | 0
Comprehensive Packaged Air Conditioning Systems | Early Replacement of Air Source Unitary Air Conditioner (Three Phase) Single Package and Split System with base efficiency dependent on building vintage, Measure efficiency at 11 EER. Vintage of 1978 to 1992. | COfS1685ASPA4 | 16 | Misc._Commercial | New_AC-Ret | TRUE | 5 | Appliance early retirement and replacement 0.80 | ton | 50 | 0 | 0 | 981.9216 | 201.467 | System | kW | 0.28808 | [5 empty] | 5 | 80% | 100% | [8 empty] | 0 | 0 | 0 | 0 | 0 | 0 | 0 | 0 | 0 | 0 | 0 | 0 | 0 | 0 | 0 | 0 | 0 | 0 | 0 | 0 | 0 | 0 | 0 | 0 | 0 | 0 | 0 | 0 | 0
Comprehensive Packaged Air Conditioning Systems | Air Source Packaged Termainal Air Conditioner with base efficiency > 9.9 EER, measure efficiency at 11.0 EER. Tier 1 | CMtl0685PTAC1 | 6 | Hotel_Motel | New_AC-Ret | TRUE | AC Packaged Terminal Units: NR - 15 | All other nonresidential programs 0.80 | ton | 45 | 0 | 0 | 105.4603 | 253.122 | System | kW | 0.10057 | [5 empty] | 15 | 80% | 100% | 14.4 | 22.8 | 22.8 | [5 empty] | 3.6 | 3.6 | 3.6 | 3.6 | 5.7 | 5.7 | 5.7 | 5.7 | 5.7 | 5.7 | 5.7 | 5.7 | 0 | 0 | 0 | 0 | 0 | 0 | 0 | 0 | 0 | 0 | 0 | 0 | 0 | 0 | 0 | 0 | 60
Comprehensive Packaged Air Conditioning Systems | Air Source Packaged Termainal Air Conditioner with base efficiency > 9.9 EER, measure efficiency at 11.0 EER. Tier 1 | CMtl0885PTAC1 | 8 | Hotel_Motel | New_AC-Ret | TRUE | AC Packaged Terminal Units: NR - 15 | All other nonresidential programs 0.80 | ton | 45 | 0 | 0 | 105.4603 | 313.614 | System | kW | 0.15386 | [5 empty] | 15 | 80% | 100% | 432 | 684 | 684 | [5 empty] | 108 | 108 | 108 | 108 | 171 | 171 | 171 | 171 | 171 | 171 | 171 | 171 | 0 | 0 | 0 | 0 | 0 | 0 | 0 | 0 | 0 | 0 | 0 | 0 | 0 | 0 | 0 | 0 | 1800
Comprehensive Packaged Air Conditioning Systems | Air Source Packaged Termainal Air Conditioner with base efficiency > 9.9 EER, measure efficiency at 11.0 EER. Tier 1 | CMtl0985PTAC1 | 9 | Hotel_Motel | New_AC-Ret | TRUE | AC Packaged Terminal Units: NR - 15 | All other nonresidential programs 0.80 | ton | 45 | 0 | 0 | 105.4603 | 304.364 | System | kW | 0.16012 | [5 empty] | 15 | 80% | 100% | 288 | 456 | 456 | [5 empty] | 72 | 72 | 72 | 72 | 114 | 114 | 114 | 114 | 114 | 114 | 114 | 114 | 0 | 0 | 0 | 0 | 0 | 0 | 0 | 0 | 0 | 0 | 0 | 0 | 0 | 0 | 0 | 0 | 1200
Comprehensive Packaged Air Conditioning Systems | Air Source Packaged Termainal Air Conditioner with base efficiency > 9.9 EER, measure efficiency at 11.0 EER. Tier 1 | CMtl1085PTAC1 | 10 | Hotel_Motel | New_AC-Ret | TRUE | AC Packaged Terminal Units: NR - 15 | All other nonresidential programs 0.80 | ton | 45 | 0 | 0 | 105.4603 | 298.289 | System | kW | 0.15786 | [5 empty] | 15 | 80% | 100% | 504 | 798 | 798 | [5 empty] | 126 | 126 | 126 | 126 | 199.5 | 199.5 | 199.5 | 199.5 | 199.5 | 199.5 | 199.5 | 199.5 | 0 | 0 | 0 | 0 | 0 | 0 | 0 | 0 | 0 | 0 | 0 | 0 | 0 | 0 | 0 | 0 | 2100
Comprehensive Packaged Air Conditioning Systems | Air Source Packaged Termainal Air Conditioner with base efficiency > 9.9 EER, measure efficiency at 11.0 EER. Tier 1 | CMtl1385PTAC1 | 13 | Hotel_Motel | New_AC-Ret | TRUE | AC Packaged Terminal Units: NR - 15 | All other nonresidential programs 0.80 | ton | 45 | 0 | 0 | 105.4603 | 297.204 | System | kW | 0.16407 | [5 empty] | 15 | 80% | 100% | 72 | 114 | 114 | [5 empty] | 18 | 18 | 18 | 18 | 28.5 | 28.5 | 28.5 | 28.5 | 28.5 | 28.5 | 28.5 | 28.5 | 0 | 0 | 0 | 0 | 0 | 0 | 0 | 0 | 0 | 0 | 0 | 0 | 0 | 0 | 0 | 0 | 300
Comprehensive Packaged Air Conditioning Systems | Air Source Packaged Termainal Air Conditioner with base efficiency > 9.9 EER, measure efficiency at 11.0 EER. Tier 1 | CMtl1485PTAC1 | 14 | Hotel_Motel | New_AC-Ret | TRUE | AC Packaged Terminal Units: NR - 15 | All other nonresidential programs 0.80 | ton | 45 | 0 | 0 | 105.4603 | 283.244 | System | kW | 0.14528 | [5 empty] | 15 | 80% | 100% | 100.8 | 159.6 | 159.6 | [5 empty] | 25.2 | 25.2 | 25.2 | 25.2 | 39.9 | 39.9 | 39.9 | 39.9 | 39.9 | 39.9 | 39.9 | 39.9 | 0 | 0 | 0 | 0 | 0 | 0 | 0 | 0 | 0 | 0 | 0 | 0 | 0 | 0 | 0 | 0 | 420
Comprehensive Packaged Air Conditioning Systems | Air Source Packaged Termainal Air Conditioner with base efficiency > 9.9 EER, measure efficiency at 11.0 EER. Tier 1 | CMtl1585PTAC1 | 15 | Hotel_Motel | New_AC-Ret | TRUE | AC Packaged Terminal Units: NR - 15 | All other nonresidential programs 0.80 | ton | 45 | 0 | 0 | 105.4603 | 390.818 | System | kW | 0.17783 | [5 empty] | 15 | 80% | 100% | 28.8 | 45.6 | 45.6 | [5 empty] | 7.2 | 7.2 | 7.2 | 7.2 | 11.4 | 11.4 | 11.4 | 11.4 | 11.4 | 11.4 | 11.4 | 11.4 | 0 | 0 | 0 | 0 | 0 | 0 | 0 | 0 | 0 | 0 | 0 | 0 | 0 | 0 | 0 | 0 | 120
Comprehensive Packaged Air Conditioning Systems | Air Source Packaged Termainal Air Conditioner with base efficiency > 9.9 EER, measure efficiency at 11.0 EER. Tier 1 | CMtl1685PTAC1 | 16 | Hotel_Motel | New_AC-Ret | TRUE | AC Packaged Terminal Units: NR - 15 | All other nonresidential programs 0.80 | ton | 45 | 0 | 0 | 105.4603 | 216.153 | System | kW | 0.15142 | [5 empty] | 15 | 80% | 100% | 0 | 0 | 0 | [5 empty] | 0 | 0 | 0 | 0 | 0 | 0 | 0 | 0 | 0 | 0 | 0 | 0 | 0 | 0 | 0 | 0 | 0 | 0 | 0 | 0 | 0 | 0 | 0 | 0 | 0 | 0 | 0 | 0 | 0
Comprehensive Packaged Air Conditioning Systems | Air Source Packaged Termainal Air Conditioner with base efficiency > 9.9 EER, measure efficiency at 12.0 EER. Tier 2 | Work Papers | 6 | Hotel_Motel | New_AC-Ret | TRUE | AC Packaged Terminal Units: NR - 15 | All other nonresidential programs 0.80 | ton | 60 | 0 | 0 | 158.1904 | 404.9952 | System | kW | 0.16091 | [5 empty] | 15 | 80% | 100% | 15.9984 | 25.3308 | 25.3308 | [5 empty] | 3.9996 | 3.9996 | 3.9996 | 3.9996 | 6.3327 | 6.3327 | 6.3327 | 6.3327 | 6.3327 | 6.3327 | 6.3327 | 6.3327 | 0 | 0 | 0 | 0 | 0 | 0 | 0 | 0 | 0 | 0 | 0 | 0 | 0 | 0 | 0 | 0 | 66.66
Comprehensive Packaged Air Conditioning Systems | Air Source Packaged Termainal Air Conditioner with base efficiency > 9.9 EER, measure efficiency at 12.0 EER. Tier 2 | Work Papers | 8 | Hotel_Motel | New_AC-Ret | TRUE | AC Packaged Terminal Units: NR - 15 | All other nonresidential programs 0.80 | ton | 60 | 0 | 0 | 158.1904 | 501.7824 | System | kW | 0.24618 | [5 empty] | 15 | 80% | 100% | 479.952 | 759.924 | 759.924 | [5 empty] | 119.988 | 119.988 | 119.988 | 119.988 | 189.981 | 189.981 | 189.981 | 189.981 | 189.981 | 189.981 | 189.981 | 189.981 | 0 | 0 | 0 | 0 | 0 | 0 | 0 | 0 | 0 | 0 | 0 | 0 | 0 | 0 | 0 | 0 | 1999.8
Comprehensive Packaged Air Conditioning Systems | Air Source Packaged Termainal Air Conditioner with base efficiency > 9.9 EER, measure efficiency at 12.0 EER. Tier 2 | Work Papers | 9 | Hotel_Motel | New_AC-Ret | TRUE | AC Packaged Terminal Units: NR - 15 | All other nonresidential programs 0.80 | ton | 60 | 0 | 0 | 158.1904 | 486.9824 | System | kW | 0.2562 | [5 empty] | 15 | 80% | 100% | 319.968 | 506.616 | 506.616 | [5 empty] | 79.992 | 79.992 | 79.992 | 79.992 | 126.654 | 126.654 | 126.654 | 126.654 | 126.654 | 126.654 | 126.654 | 126.654 | 0 | 0 | 0 | 0 | 0 | 0 | 0 | 0 | 0 | 0 | 0 | 0 | 0 | 0 | 0 | 0 | 1333.2
Comprehensive Packaged Air Conditioning Systems | Air Source Packaged Termainal Air Conditioner with base efficiency > 9.9 EER, measure efficiency at 12.0 EER. Tier 2 | Work Papers | 10 | Hotel_Motel | New_AC-Ret | TRUE | AC Packaged Terminal Units: NR - 15 | All other nonresidential programs 0.80 | ton | 60 | 0 | 0 | 158.1904 | 477.2624 | System | kW | 0.25258 | [5 empty] | 15 | 80% | 100% | 559.944 | 886.578 | 886.578 | [5 empty] | 139.986 | 139.986 | 139.986 | 139.986 | 221.6445 | 221.6445 | 221.6445 | 221.6445 | 221.6445 | 221.6445 | 221.6445 | 221.6445 | 0 | 0 | 0 | 0 | 0 | 0 | 0 | 0 | 0 | 0 | 0 | 0 | 0 | 0 | 0 | 0 | 2333.1
Comprehensive Packaged Air Conditioning Systems | Air Source Packaged Termainal Air Conditioner with base efficiency > 9.9 EER, measure efficiency at 12.0 EER. Tier 2 | Work Papers | 13 | Hotel_Motel | New_AC-Ret | TRUE | AC Packaged Terminal Units: NR - 15 | All other nonresidential programs 0.80 | ton | 60 | 0 | 0 | 158.1904 | 475.5264 | System | kW | 0.26252 | [5 empty] | 15 | 80% | 100% | 79.992 | 126.654 | 126.654 | [5 empty] | 19.998 | 19.998 | 19.998 | 19.998 | 31.6635 | 31.6635 | 31.6635 | 31.6635 | 31.6635 | 31.6635 | 31.6635 | 31.6635 | 0 | 0 | 0 | 0 | 0 | 0 | 0 | 0 | 0 | 0 | 0 | 0 | 0 | 0 | 0 | 0 | 333.3
Comprehensive Packaged Air Conditioning Systems | Air Source Packaged Termainal Air Conditioner with base efficiency > 9.9 EER, measure efficiency at 12.0 EER. Tier 2 | Work Papers | 14 | Hotel_Motel | New_AC-Ret | TRUE | AC Packaged Terminal Units: NR - 15 | All other nonresidential programs 0.80 | ton | 60 | 0 | 0 | 158.1904 | 453.1904 | System | kW | 0.23244 | [5 empty] | 15 | 80% | 100% | 111.9888 | 177.3156 | 177.3156 | [5 empty] | 27.9972 | 27.9972 | 27.9972 | 27.9972 | 44.3289 | 44.3289 | 44.3289 | 44.3289 | 44.3289 | 44.3289 | 44.3289 | 44.3289 | 0 | 0 | 0 | 0 | 0 | 0 | 0 | 0 | 0 | 0 | 0 | 0 | 0 | 0 | 0 | 0 | 466.62
Comprehensive Packaged Air Conditioning Systems | Air Source Packaged Termainal Air Conditioner with base efficiency > 9.9 EER, measure efficiency at 12.0 EER. Tier 2 | Work Papers | 15 | Hotel_Motel | New_AC-Ret | TRUE | AC Packaged Terminal Units: NR - 15 | All other nonresidential programs 0.80 | ton | 60 | 0 | 0 | 158.1904 | 625.3088 | System | kW | 0.28452 | [5 empty] | 15 | 80% | 100% | 31.9968 | 50.6616 | 50.6616 | [5 empty] | 7.9992 | 7.9992 | 7.9992 | 7.9992 | 12.6654 | 12.6654 | 12.6654 | 12.6654 | 12.6654 | 12.6654 | 12.6654 | 12.6654 | 0 | 0 | 0 | 0 | 0 | 0 | 0 | 0 | 0 | 0 | 0 | 0 | 0 | 0 | 0 | 0 | 133.32
Comprehensive Packaged Air Conditioning Systems | Air Source Packaged Termainal Air Conditioner with base efficiency > 9.9 EER, measure efficiency at 12.0 EER. Tier 2 | Work Papers | 16 | Hotel_Motel | New_AC-Ret | TRUE | AC Packaged Terminal Units: NR - 15 | All other nonresidential programs 0.80 | ton | 60 | 0 | 0 | 158.1904 | 345.8448 | System | kW | 0.24228 | [5 empty] | 15 | 80% | 100% | 0 | 0 | 0 | [5 empty] | 0 | 0 | 0 | 0 | 0 | 0 | 0 | 0 | 0 | 0 | 0 | 0 | 0 | 0 | 0 | 0 | 0 | 0 | 0 | 0 | 0 | 0 | 0 | 0 | 0 | 0 | 0 | 0 | 0
Comprehensive Packaged Air Conditioning Systems | Air Source Packaged Termainal Air Conditioner with base efficiency > 9.9 EER, measure efficiency at 13.0 EER. Tier 3 | Work Papers | 6 | Hotel_Motel | New_AC-Ret | TRUE | AC Packaged Terminal Units: NR - 15 | All other nonresidential programs 0.80 | ton | 75 | 0 | 0 | 237.2857 | 556.8684 | System | kW | 0.22125 | [5 empty] | 15 | 80% | 100% | 20.4 | 32.3 | 32.3 | [5 empty] | 5.1 | 5.1 | 5.1 | 5.1 | 8.075 | 8.075 | 8.075 | 8.075 | 8.075 | 8.075 | 8.075 | 8.075 | 0 | 0 | 0 | 0 | 0 | 0 | 0 | 0 | 0 | 0 | 0 | 0 | 0 | 0 | 0 | 0 | 85
Comprehensive Packaged Air Conditioning Systems | Air Source Packaged Termainal Air Conditioner with base efficiency > 9.9 EER, measure efficiency at 13.0 EER. Tier 3 | Work Papers | 8 | Hotel_Motel | New_AC-Ret | TRUE | AC Packaged Terminal Units: NR - 15 | All other nonresidential programs 0.80 | ton | 75 | 0 | 0 | 237.2857 | 689.9508 | System | kW | 0.33849 | [5 empty] | 15 | 80% | 100% | 612 | 969 | 969 | [5 empty] | 153 | 153 | 153 | 153 | 242.25 | 242.25 | 242.25 | 242.25 | 242.25 | 242.25 | 242.25 | 242.25 | 0 | 0 | 0 | 0 | 0 | 0 | 0 | 0 | 0 | 0 | 0 | 0 | 0 | 0 | 0 | 0 | 2550
Comprehensive Packaged Air Conditioning Systems | Air Source Packaged Termainal Air Conditioner with base efficiency > 9.9 EER, measure efficiency at 13.0 EER. Tier 3 | Work Papers | 9 | Hotel_Motel | New_AC-Ret | TRUE | AC Packaged Terminal Units: NR - 15 | All other nonresidential programs 0.80 | ton | 75 | 0 | 0 | 237.2857 | 669.6008 | System | kW | 0.35227 | [5 empty] | 15 | 80% | 100% | 408 | 646 | 646 | [5 empty] | 102 | 102 | 102 | 102 | 161.5 | 161.5 | 161.5 | 161.5 | 161.5 | 161.5 | 161.5 | 161.5 | 0 | 0 | 0 | 0 | 0 | 0 | 0 | 0 | 0 | 0 | 0 | 0 | 0 | 0 | 0 | 0 | 1700
Comprehensive Packaged Air Conditioning Systems | Air Source Packaged Termainal Air Conditioner with base efficiency > 9.9 EER, measure efficiency at 13.0 EER. Tier 3 | Work Papers | 10 | Hotel_Motel | New_AC-Ret | TRUE | AC Packaged Terminal Units: NR - 15 | All other nonresidential programs 0.80 | ton | 75 | 0 | 0 | 237.2857 | 656.2358 | System | kW | 0.34729 | [5 empty] | 15 | 80% | 100% | 714 | 1130.5 | 1130.5 | [5 empty] | 178.5 | 178.5 | 178.5 | 178.5 | 282.625 | 282.625 | 282.625 | 282.625 | 282.625 | 282.625 | 282.625 | 282.625 | 0 | 0 | 0 | 0 | 0 | 0 | 0 | 0 | 0 | 0 | 0 | 0 | 0 | 0 | 0 | 0 | 2975
Comprehensive Packaged Air Conditioning Systems | Air Source Packaged Termainal Air Conditioner with base efficiency > 9.9 EER, measure efficiency at 13.0 EER. Tier 3 | Work Papers | 13 | Hotel_Motel | New_AC-Ret | TRUE | AC Packaged Terminal Units: NR - 15 | All other nonresidential programs 0.80 | ton | 75 | 0 | 0 | 237.2857 | 653.8488 | System | kW | 0.36096 | [5 empty] | 15 | 80% | 100% | 102 | 161.5 | 161.5 | [5 empty] | 25.5 | 25.5 | 25.5 | 25.5 | 40.375 | 40.375 | 40.375 | 40.375 | 40.375 | 40.375 | 40.375 | 40.375 | 0 | 0 | 0 | 0 | 0 | 0 | 0 | 0 | 0 | 0 | 0 | 0 | 0 | 0 | 0 | 0 | 425
Comprehensive Packaged Air Conditioning Systems | Air Source Packaged Termainal Air Conditioner with base efficiency > 9.9 EER, measure efficiency at 13.0 EER. Tier 3 | Work Papers | 14 | Hotel_Motel | New_AC-Ret | TRUE | AC Packaged Terminal Units: NR - 15 | All other nonresidential programs 0.80 | ton | 75 | 0 | 0 | 237.2857 | 623.1368 | System | kW | 0.31961 | [5 empty] | 15 | 80% | 100% | 142.8 | 226.1 | 226.1 | [5 empty] | 35.7 | 35.7 | 35.7 | 35.7 | 56.525 | 56.525 | 56.525 | 56.525 | 56.525 | 56.525 | 56.525 | 56.525 | 0 | 0 | 0 | 0 | 0 | 0 | 0 | 0 | 0 | 0 | 0 | 0 | 0 | 0 | 0 | 0 | 595
Comprehensive Packaged Air Conditioning Systems | Air Source Packaged Termainal Air Conditioner with base efficiency > 9.9 EER, measure efficiency at 13.0 EER. Tier 3 | Work Papers | 15 | Hotel_Motel | New_AC-Ret | TRUE | AC Packaged Terminal Units: NR - 15 | All other nonresidential programs 0.80 | ton | 75 | 0 | 0 | 237.2857 | 859.7996 | System | kW | 0.39122 | [5 empty] | 15 | 80% | 100% | 40.8 | 64.6 | 64.6 | [5 empty] | 10.2 | 10.2 | 10.2 | 10.2 | 16.15 | 16.15 | 16.15 | 16.15 | 16.15 | 16.15 | 16.15 | 16.15 | 0 | 0 | 0 | 0 | 0 | 0 | 0 | 0 | 0 | 0 | 0 | 0 | 0 | 0 | 0 | 0 | 170
Comprehensive Packaged Air Conditioning Systems | Air Source Packaged Termainal Air Conditioner with base efficiency > 9.9 EER, measure efficiency at 13.0 EER. Tier 3 | Work Papers | 16 | Hotel_Motel | New_AC-Ret | TRUE | AC Packaged Terminal Units: NR - 15 | All other nonresidential programs 0.80 | ton | 75 | 0 | 0 | 237.2857 | 475.5366 | System | kW | 0.33313 | [5 empty] | 15 | 80% | 100% | 0 | 0 | 0 | [5 empty] | 0 | 0 | 0 | 0 | 0 | 0 | 0 | 0 | 0 | 0 | 0 | 0 | 0 | 0 | 0 | 0 | 0 | 0 | 0 | 0 | 0 | 0 | 0 | 0 | 0 | 0 | 0 | 0 | 0
Comprehensive Packaged Air Conditioning Systems | Early Replacement of Air Source Packaged Terminal Air Conditioner with base efficiency dependent on building vintage, Measure efficiency at 11 EER. Vintage of Before 1978. | CMtl0675PTAC1 | 6 | Hotel_Motel | New_AC-Ret | TRUE | 5 | Appliance early retirement and replacement 0.80 | ton | 200 | 0 | 0 | 896.2215 | 834.938 | System | kW | 0.33084 | [5 empty] | 5 | 80% | 100% | 11.652 | 18.449 | 18.449 | [5 empty] | 2.913 | 2.913 | 2.913 | 2.913 | 4.6123 | 4.6123 | 4.6123 | 4.6123 | 4.6123 | 4.6123 | 4.6123 | 4.6123 | 0 | 0 | 0 | 0 | 0 | 0 | 0 | 0 | 0 | 0 | 0 | 0 | 0 | 0 | 0 | 0 | 48.55
Comprehensive Packaged Air Conditioning Systems | Early Replacement of Air Source Packaged Terminal Air Conditioner with base efficiency dependent on building vintage, Measure efficiency at 11 EER. Vintage of Before 1978. | CMtl0875PTAC1 | 8 | Hotel_Motel | New_AC-Ret | TRUE | 5 | Appliance early retirement and replacement 0.80 | ton | 200 | 0 | 0 | 896.2215 | 1036.05 | System | kW | 0.50846 | [5 empty] | 5 | 80% | 100% | 349.56 | 553.47 | 553.47 | [5 empty] | 87.39 | 87.39 | 87.39 | 87.39 | 138.3675 | 138.3675 | 138.3675 | 138.3675 | 138.3675 | 138.3675 | 138.3675 | 138.3675 | 0 | 0 | 0 | 0 | 0 | 0 | 0 | 0 | 0 | 0 | 0 | 0 | 0 | 0 | 0 | 0 | 1456.5
Comprehensive Packaged Air Conditioning Systems | Early Replacement of Air Source Packaged Terminal Air Conditioner with base efficiency dependent on building vintage, Measure efficiency at 11 EER. Vintage of Before 1978. | CMtl0975PTAC1 | 9 | Hotel_Motel | New_AC-Ret | TRUE | 5 | Appliance early retirement and replacement 0.80 | ton | 200 | 0 | 0 | 896.2215 | 1004.52 | System | kW | 0.53144 | [5 empty] | 5 | 80% | 100% | 233.04 | 368.98 | 368.98 | [5 empty] | 58.26 | 58.26 | 58.26 | 58.26 | 92.245 | 92.245 | 92.245 | 92.245 | 92.245 | 92.245 | 92.245 | 92.245 | 0 | 0 | 0 | 0 | 0 | 0 | 0 | 0 | 0 | 0 | 0 | 0 | 0 | 0 | 0 | 0 | 971
Comprehensive Packaged Air Conditioning Systems | Early Replacement of Air Source Packaged Terminal Air Conditioner with base efficiency dependent on building vintage, Measure efficiency at 11 EER. Vintage of Before 1978. | CMtl1075PTAC1 | 10 | Hotel_Motel | New_AC-Ret | TRUE | 5 | Appliance early retirement and replacement 0.80 | ton | 200 | 0 | 0 | 896.2215 | 985.268 | System | kW | 0.52243 | [5 empty] | 5 | 80% | 100% | 407.82 | 645.715 | 645.715 | [5 empty] | 101.955 | 101.955 | 101.955 | 101.955 | 161.4288 | 161.4288 | 161.4288 | 161.4288 | 161.4288 | 161.4288 | 161.4288 | 161.4288 | 0 | 0 | 0 | 0 | 0 | 0 | 0 | 0 | 0 | 0 | 0 | 0 | 0 | 0 | 0 | 0 | 1699.25
Comprehensive Packaged Air Conditioning Systems | Early Replacement of Air Source Packaged Terminal Air Conditioner with base efficiency dependent on building vintage, Measure efficiency at 11 EER. Vintage of Before 1978. | CMtl1375PTAC1 | 13 | Hotel_Motel | New_AC-Ret | TRUE | 5 | Appliance early retirement and replacement 0.80 | ton | 200 | 0 | 0 | 896.2215 | 983.644 | System | kW | 0.54457 | [5 empty] | 5 | 80% | 100% | 58.26 | 92.245 | 92.245 | [5 empty] | 14.565 | 14.565 | 14.565 | 14.565 | 23.0613 | 23.0613 | 23.0613 | 23.0613 | 23.0613 | 23.0613 | 23.0613 | 23.0613 | 0 | 0 | 0 | 0 | 0 | 0 | 0 | 0 | 0 | 0 | 0 | 0 | 0 | 0 | 0 | 0 | 242.75
Comprehensive Packaged Air Conditioning Systems | Early Replacement of Air Source Packaged Terminal Air Conditioner with base efficiency dependent on building vintage, Measure efficiency at 11 EER. Vintage of Before 1978. | CMtl1475PTAC1 | 14 | Hotel_Motel | New_AC-Ret | TRUE | 5 | Appliance early retirement and replacement 0.80 | ton | 200 | 0 | 0 | 896.2215 | 865.14 | System | kW | 0.47305 | [5 empty] | 5 | 80% | 100% | 81.564 | 129.143 | 129.143 | [5 empty] | 20.391 | 20.391 | 20.391 | 20.391 | 32.2858 | 32.2858 | 32.2858 | 32.2858 | 32.2858 | 32.2858 | 32.2858 | 32.2858 | 0 | 0 | 0 | 0 | 0 | 0 | 0 | 0 | 0 | 0 | 0 | 0 | 0 | 0 | 0 | 0 | 339.85
Comprehensive Packaged Air Conditioning Systems | Early Replacement of Air Source Packaged Terminal Air Conditioner with base efficiency dependent on building vintage, Measure efficiency at 11 EER. Vintage of Before 1978. | CMtl1575PTAC1 | 15 | Hotel_Motel | New_AC-Ret | TRUE | 5 | Appliance early retirement and replacement 0.80 | ton | 250 | 0 | 0 | 896.2215 | 1224.58 | System | kW | 0.57556 | [5 empty] | 5 | 80% | 100% | 23.304 | 36.898 | 36.898 | [5 empty] | 5.826 | 5.826 | 5.826 | 5.826 | 9.2245 | 9.2245 | 9.2245 | 9.2245 | 9.2245 | 9.2245 | 9.2245 | 9.2245 | 0 | 0 | 0 | 0 | 0 | 0 | 0 | 0 | 0 | 0 | 0 | 0 | 0 | 0 | 0 | 0 | 97.1
Comprehensive Packaged Air Conditioning Systems | Early Replacement of Air Source Packaged Terminal Air Conditioner with base efficiency dependent on building vintage, Measure efficiency at 11 EER. Vintage of Before 1978. | CMtl1675PTAC1 | 16 | Hotel_Motel | New_AC-Ret | TRUE | 5 | Appliance early retirement and replacement 0.80 | ton | 200 | 0 | 0 | 896.2215 | 644.976 | System | kW | 0.49278 | [5 empty] | 5 | 80% | 100% | 0 | 0 | 0 | [5 empty] | 0 | 0 | 0 | 0 | 0 | 0 | 0 | 0 | 0 | 0 | 0 | 0 | 0 | 0 | 0 | 0 | 0 | 0 | 0 | 0 | 0 | 0 | 0 | 0 | 0 | 0 | 0 | 0 | 0
Comprehensive Packaged Air Conditioning Systems | Early Replacement of Air Source Packaged Terminal Air Conditioner with base efficiency dependent on building vintage, Measure efficiency at 11 EER. Vintage of 1978 to 1992. | CMtl0685PTAC1 | 6 | Hotel_Motel | New_AC-Ret | TRUE | 5 | Appliance early retirement and replacement 0.80 | ton | 150 | 0 | 0 | 896.2215 | 566.885 | System | kW | 0.22627 | [5 empty] | 5 | 80% | 100% | 5.2434 | 8.302 | 8.302 | [5 empty] | 1.3109 | 1.3109 | 1.3109 | 1.3109 | 2.0755 | 2.0755 | 2.0755 | 2.0755 | 2.0755 | 2.0755 | 2.0755 | 2.0755 | 0 | 0 | 0 | 0 | 0 | 0 | 0 | 0 | 0 | 0 | 0 | 0 | 0 | 0 | 0 | 0 | 21.8475
Comprehensive Packaged Air Conditioning Systems | Early Replacement of Air Source Packaged Terminal Air Conditioner with base efficiency dependent on building vintage, Measure efficiency at 11 EER. Vintage of 1978 to 1992. | CMtl0885PTAC1 | 8 | Hotel_Motel | New_AC-Ret | TRUE | 5 | Appliance early retirement and replacement 0.80 | ton | 150 | 0 | 0 | 896.2215 | 702.36 | System | kW | 0.34323 | [5 empty] | 5 | 80% | 100% | 157.302 | 249.0615 | 249.0615 | [5 empty] | 39.3255 | 39.3255 | 39.3255 | 39.3255 | 62.2654 | 62.2654 | 62.2654 | 62.2654 | 62.2654 | 62.2654 | 62.2654 | 62.2654 | 0 | 0 | 0 | 0 | 0 | 0 | 0 | 0 | 0 | 0 | 0 | 0 | 0 | 0 | 0 | 0 | 655.425
Comprehensive Packaged Air Conditioning Systems | Early Replacement of Air Source Packaged Terminal Air Conditioner with base efficiency dependent on building vintage, Measure efficiency at 11 EER. Vintage of 1978 to 1992. | CMtl0985PTAC1 | 9 | Hotel_Motel | New_AC-Ret | TRUE | 5 | Appliance early retirement and replacement 0.80 | ton | 150 | 0 | 0 | 896.2215 | 681.644 | System | kW | 0.35982 | [5 empty] | 5 | 80% | 100% | 104.868 | 166.041 | 166.041 | [5 empty] | 26.217 | 26.217 | 26.217 | 26.217 | 41.5102 | 41.5102 | 41.5102 | 41.5102 | 41.5102 | 41.5102 | 41.5102 | 41.5102 | 0 | 0 | 0 | 0 | 0 | 0 | 0 | 0 | 0 | 0 | 0 | 0 | 0 | 0 | 0 | 0 | 436.95
Comprehensive Packaged Air Conditioning Systems | Early Replacement of Air Source Packaged Terminal Air Conditioner with base efficiency dependent on building vintage, Measure efficiency at 11 EER. Vintage of 1978 to 1992. | CMtl1085PTAC1 | 10 | Hotel_Motel | New_AC-Ret | TRUE | 5 | Appliance early retirement and replacement 0.80 | ton | 150 | 0 | 0 | 896.2215 | 668.038 | System | kW | 0.35277 | [5 empty] | 5 | 80% | 100% | 183.519 | 290.5718 | 290.5718 | [5 empty] | 45.8798 | 45.8798 | 45.8798 | 45.8798 | 72.6429 | 72.6429 | 72.6429 | 72.6429 | 72.6429 | 72.6429 | 72.6429 | 72.6429 | 0 | 0 | 0 | 0 | 0 | 0 | 0 | 0 | 0 | 0 | 0 | 0 | 0 | 0 | 0 | 0 | 764.6625
Comprehensive Packaged Air Conditioning Systems | Early Replacement of Air Source Packaged Terminal Air Conditioner with base efficiency dependent on building vintage, Measure efficiency at 11 EER. Vintage of 1978 to 1992. | CMtl1385PTAC1 | 13 | Hotel_Motel | New_AC-Ret | TRUE | 5 | Appliance early retirement and replacement 0.80 | ton | 150 | 0 | 0 | 896.2215 | 665.61 | System | kW | 0.36759 | [5 empty] | 5 | 80% | 100% | 26.217 | 41.5102 | 41.5102 | [5 empty] | 6.5542 | 6.5542 | 6.5542 | 6.5542 | 10.3776 | 10.3776 | 10.3776 | 10.3776 | 10.3776 | 10.3776 | 10.3776 | 10.3776 | 0 | 0 | 0 | 0 | 0 | 0 | 0 | 0 | 0 | 0 | 0 | 0 | 0 | 0 | 0 | 0 | 109.2375
Comprehensive Packaged Air Conditioning Systems | Early Replacement of Air Source Packaged Terminal Air Conditioner with base efficiency dependent on building vintage, Measure efficiency at 11 EER. Vintage of 1978 to 1992. | CMtl1485PTAC1 | 14 | Hotel_Motel | New_AC-Ret | TRUE | 5 | Appliance early retirement and replacement 0.80 | ton | 150 | 0 | 0 | 896.2215 | 634.344 | System | kW | 0.32573 | [5 empty] | 5 | 80% | 100% | 36.7038 | 58.1144 | 58.1144 | [5 empty] | 9.176 | 9.176 | 9.176 | 9.176 | 14.5286 | 14.5286 | 14.5286 | 14.5286 | 14.5286 | 14.5286 | 14.5286 | 14.5286 | 0 | 0 | 0 | 0 | 0 | 0 | 0 | 0 | 0 | 0 | 0 | 0 | 0 | 0 | 0 | 0 | 152.9325
Comprehensive Packaged Air Conditioning Systems | Early Replacement of Air Source Packaged Terminal Air Conditioner with base efficiency dependent on building vintage, Measure efficiency at 11 EER. Vintage of 1978 to 1992. | CMtl1585PTAC1 | 15 | Hotel_Motel | New_AC-Ret | TRUE | 5 | Appliance early retirement and replacement 0.80 | ton | 200 | 0 | 0 | 896.2215 | 875.262 | System | kW | 0.39724 | [5 empty] | 5 | 80% | 100% | 10.4868 | 16.6041 | 16.6041 | [5 empty] | 2.6217 | 2.6217 | 2.6217 | 2.6217 | 4.151 | 4.151 | 4.151 | 4.151 | 4.151 | 4.151 | 4.151 | 4.151 | 0 | 0 | 0 | 0 | 0 | 0 | 0 | 0 | 0 | 0 | 0 | 0 | 0 | 0 | 0 | 0 | 43.695
Comprehensive Packaged Air Conditioning Systems | Early Replacement of Air Source Packaged Terminal Air Conditioner with base efficiency dependent on building vintage, Measure efficiency at 11 EER. Vintage of 1978 to 1992. | CMtl1685PTAC1 | 16 | Hotel_Motel | New_AC-Ret | TRUE | 5 | Appliance early retirement and replacement 0.80 | ton | 150 | 0 | 0 | 896.2215 | 484.09 | System | kW | 0.33811 | [5 empty] | 5 | 80% | 100% | 0 | 0 | 0 | [5 empty] | 0 | 0 | 0 | 0 | 0 | 0 | 0 | 0 | 0 | 0 | 0 | 0 | 0 | 0 | 0 | 0 | 0 | 0 | 0 | 0 | 0 | 0 | 0 | 0 | 0 | 0 | 0 | 0 | 0
Comprehensive Packaged Air Conditioning Systems | Air Source Unitary Air Conditioner (Single Phase) Single System <65,000 with base efficiency > 13 SEER; 11.0 EER, Measure efficiency at 14 SEER; 12.2 EER. (Tier 1) | RSFm0696RSA14 | 6 | Residential | AC_Cooling-RC | TRUE | Packaged HVAC Systems: NR - 15 | All other residential programs 0.80 | ton | 0 | 0 | 0 | 92.6187 | 8.522 | System | kW | 0.043814 | [5 empty] | 15 | 80% | 100% | 0 | 0 | 0 | [5 empty] | 0 | 0 | 0 | 0 | 0 | 0 | 0 | 0 | 0 | 0 | 0 | 0 | 0 | 0 | 0 | 0 | 0 | 0 | 0 | 0 | 0 | 0 | 0 | 0 | 0 | 0 | 0 | 0 | 0
Comprehensive Packaged Air Conditioning Systems | Air Source Unitary Air Conditioner (Single Phase) Single System <65,000 with base efficiency > 13 SEER; 11.0 EER, Measure efficiency at 14 SEER; 12.2 EER. (Tier 1) | RSFm0896RSA14 | 8 | Residential | AC_Cooling-RC | TRUE | Packaged HVAC Systems: NR - 15 | All other residential programs 0.80 | ton | 10 | 0 | 0 | 92.6187 | 22.4468 | System | kW | 0.046134 | [5 empty] | 15 | 80% | 100% | 1231.2 | 1949.4 | 1949.4 | [5 empty] | 307.8 | 307.8 | 307.8 | 307.8 | 487.35 | 487.35 | 487.35 | 487.35 | 487.35 | 487.35 | 487.35 | 487.35 | 0 | 0 | 0 | 0 | 0 | 0 | 0 | 0 | 0 | 0 | 0 | 0 | 0 | 0 | 0 | 0 | 5130
Comprehensive Packaged Air Conditioning Systems | Air Source Unitary Air Conditioner (Single Phase) Single System <65,000 with base efficiency > 13 SEER; 11.0 EER, Measure efficiency at 14 SEER; 12.2 EER. (Tier 1) | RSFm0996RSA14 | 9 | Residential | AC_Cooling-RC | TRUE | Packaged HVAC Systems: NR - 15 | All other residential programs 0.80 | ton | 10 | 0 | 0 | 92.6187 | 22.4515 | System | kW | 0.047082 | [5 empty] | 15 | 80% | 100% | 1360.8 | 2154.6 | 2154.6 | [5 empty] | 340.2 | 340.2 | 340.2 | 340.2 | 538.65 | 538.65 | 538.65 | 538.65 | 538.65 | 538.65 | 538.65 | 538.65 | 0 | 0 | 0 | 0 | 0 | 0 | 0 | 0 | 0 | 0 | 0 | 0 | 0 | 0 | 0 | 0 | 5670
Comprehensive Packaged Air Conditioning Systems | Air Source Unitary Air Conditioner (Single Phase) Single System <65,000 with base efficiency > 13 SEER; 11.0 EER, Measure efficiency at 14 SEER; 12.2 EER. (Tier 1) | RSFm1096RSA14 | 10 | Residential | AC_Cooling-RC | TRUE | Packaged HVAC Systems: NR - 15 | All other residential programs 0.80 | ton | 10 | 0 | 0 | 92.6187 | 22.2642 | System | kW | 0.030649 | [5 empty] | 15 | 80% | 100% | 1555.2 | 2462.4 | 2462.4 | [5 empty] | 388.8 | 388.8 | 388.8 | 388.8 | 615.6 | 615.6 | 615.6 | 615.6 | 615.6 | 615.6 | 615.6 | 615.6 | 0 | 0 | 0 | 0 | 0 | 0 | 0 | 0 | 0 | 0 | 0 | 0 | 0 | 0 | 0 | 0 | 6480
Comprehensive Packaged Air Conditioning Systems | Air Source Unitary Air Conditioner (Single Phase) Single System <65,000 with base efficiency > 13 SEER; 11.0 EER, Measure efficiency at 14 SEER; 12.2 EER. (Tier 1) | RSFm1396RSA14 | 13 | Residential | AC_Cooling-RC | TRUE | Packaged HVAC Systems: NR - 15 | All other residential programs 0.80 | ton | 10 | 0 | 0 | 92.6187 | 30.6464 | System | kW | 0.036991 | [5 empty] | 15 | 80% | 100% | 259.2 | 410.4 | 410.4 | [5 empty] | 64.8 | 64.8 | 64.8 | 64.8 | 102.6 | 102.6 | 102.6 | 102.6 | 102.6 | 102.6 | 102.6 | 102.6 | 0 | 0 | 0 | 0 | 0 | 0 | 0 | 0 | 0 | 0 | 0 | 0 | 0 | 0 | 0 | 0 | 1080
Comprehensive Packaged Air Conditioning Systems | Air Source Unitary Air Conditioner (Single Phase) Single System <65,000 with base efficiency > 13 SEER; 11.0 EER, Measure efficiency at 14 SEER; 12.2 EER. (Tier 1) | RSFm1496RSA14 | 14 | Residential | AC_Cooling-RC | TRUE | Packaged HVAC Systems: NR - 15 | All other residential programs 0.80 | ton | 10 | 0 | 0 | 92.6187 | 17.6009 | System | kW | 0.048774 | [5 empty] | 15 | 80% | 100% | 777.6 | 1231.2 | 1231.2 | [5 empty] | 194.4 | 194.4 | 194.4 | 194.4 | 307.8 | 307.8 | 307.8 | 307.8 | 307.8 | 307.8 | 307.8 | 307.8 | 0 | 0 | 0 | 0 | 0 | 0 | 0 | 0 | 0 | 0 | 0 | 0 | 0 | 0 | 0 | 0 | 3240
Comprehensive Packaged Air Conditioning Systems | Air Source Unitary Air Conditioner (Single Phase) Single System <65,000 with base efficiency > 13 SEER; 11.0 EER, Measure efficiency at 14 SEER; 12.2 EER. (Tier 1) | RSFm1596RSA14 | 15 | Residential | AC_Cooling-RC | TRUE | Packaged HVAC Systems: NR - 15 | All other residential programs 0.80 | ton | 10 | 0 | 0 | 92.6187 | 50.7189 | System | kW | 0.047183 | [5 empty] | 15 | 80% | 100% | 1296 | 2052 | 2052 | [5 empty] | 324 | 324 | 324 | 324 | 513 | 513 | 513 | 513 | 513 | 513 | 513 | 513 | 0 | 0 | 0 | 0 | 0 | 0 | 0 | 0 | 0 | 0 | 0 | 0 | 0 | 0 | 0 | 0 | 5400
Comprehensive Packaged Air Conditioning Systems | Air Source Unitary Air Conditioner (Single Phase) Single System <65,000 with base efficiency > 13 SEER; 11.0 EER, Measure efficiency at 14 SEER; 12.2 EER. (Tier 1) | RSFm1696RSA14 | 16 | Residential | AC_Cooling-RC | TRUE | Packaged HVAC Systems: NR - 15 | All other residential programs 0.80 | ton | 0 | 0 | 0 | 92.6187 | 2.1883 | System | kW | 0.043572 | [5 empty] | 15 | 80% | 100% | 0 | 0 | 0 | [5 empty] | 0 | 0 | 0 | 0 | 0 | 0 | 0 | 0 | 0 | 0 | 0 | 0 | 0 | 0 | 0 | 0 | 0 | 0 | 0 | 0 | 0 | 0 | 0 | 0 | 0 | 0 | 0 | 0 | 0
Comprehensive Packaged Air Conditioning Systems | Air Source Unitary Air Conditioner (Single Phase) Single System <65,000 with base efficiency > 13 SEER; 11.0 EER, Measure efficiency at 15 SEER; 12.7 EER. (Tier 2) | RSFm0696RSA15 | 6 | Residential | AC_Cooling-RC | TRUE | Packaged HVAC Systems: NR - 15 | All other residential programs 0.80 | ton | 10 | 0 | 0 | 185.2374 | 24.1153 | System | kW | 0.096902 | [5 empty] | 15 | 80% | 100% | 0 | 0 | 0 | [5 empty] | 0 | 0 | 0 | 0 | 0 | 0 | 0 | 0 | 0 | 0 | 0 | 0 | 0 | 0 | 0 | 0 | 0 | 0 | 0 | 0 | 0 | 0 | 0 | 0 | 0 | 0 | 0 | 0 | 0
Comprehensive Packaged Air Conditioning Systems | Air Source Unitary Air Conditioner (Single Phase) Single System <65,000 with base efficiency > 13 SEER; 11.0 EER, Measure efficiency at 15 SEER; 12.7 EER. (Tier 2) | RSFm0896RSA15 | 8 | Residential | AC_Cooling-RC | TRUE | Packaged HVAC Systems: NR - 15 | All other residential programs 0.80 | ton | 15 | 0 | 0 | 185.2374 | 46.3363 | System | kW | 0.084004 | [5 empty] | 15 | 80% | 100% | 1026 | 1624.5 | 1624.5 | [5 empty] | 256.5 | 256.5 | 256.5 | 256.5 | 406.125 | 406.125 | 406.125 | 406.125 | 406.125 | 406.125 | 406.125 | 406.125 | 0 | 0 | 0 | 0 | 0 | 0 | 0 | 0 | 0 | 0 | 0 | 0 | 0 | 0 | 0 | 0 | 4275
Comprehensive Packaged Air Conditioning Systems | Air Source Unitary Air Conditioner (Single Phase) Single System <65,000 with base efficiency > 13 SEER; 11.0 EER, Measure efficiency at 15 SEER; 12.7 EER. (Tier 2) | RSFm0996RSA15 | 9 | Residential | AC_Cooling-RC | TRUE | Packaged HVAC Systems: NR - 15 | All other residential programs 0.80 | ton | 15 | 0 | 0 | 185.2374 | 45.6933 | System | kW | 0.059432 | [5 empty] | 15 | 80% | 100% | 1134 | 1795.5 | 1795.5 | [5 empty] | 283.5 | 283.5 | 283.5 | 283.5 | 448.875 | 448.875 | 448.875 | 448.875 | 448.875 | 448.875 | 448.875 | 448.875 | 0 | 0 | 0 | 0 | 0 | 0 | 0 | 0 | 0 | 0 | 0 | 0 | 0 | 0 | 0 | 0 | 4725
Comprehensive Packaged Air Conditioning Systems | Air Source Unitary Air Conditioner (Single Phase) Single System <65,000 with base efficiency > 13 SEER; 11.0 EER, Measure efficiency at 15 SEER; 12.7 EER. (Tier 2) | RSFm1096RSA15 | 10 | Residential | AC_Cooling-RC | TRUE | Packaged HVAC Systems: NR - 15 | All other residential programs 0.80 | ton | 15 | 0 | 0 | 185.2374 | 53.9058 | System | kW | 0.074864 | [5 empty] | 15 | 80% | 100% | 1296 | 2052 | 2052 | [5 empty] | 324 | 324 | 324 | 324 | 513 | 513 | 513 | 513 | 513 | 513 | 513 | 513 | 0 | 0 | 0 | 0 | 0 | 0 | 0 | 0 | 0 | 0 | 0 | 0 | 0 | 0 | 0 | 0 | 5400
Comprehensive Packaged Air Conditioning Systems | Air Source Unitary Air Conditioner (Single Phase) Single System <65,000 with base efficiency > 13 SEER; 11.0 EER, Measure efficiency at 15 SEER; 12.7 EER. (Tier 2) | RSFm1396RSA15 | 13 | Residential | AC_Cooling-RC | TRUE | Packaged HVAC Systems: NR - 15 | All other residential programs 0.80 | ton | 15 | 0 | 0 | 185.2374 | 63.9734 | System | kW | 0.063666 | [5 empty] | 15 | 80% | 100% | 216 | 342 | 342 | [5 empty] | 54 | 54 | 54 | 54 | 85.5 | 85.5 | 85.5 | 85.5 | 85.5 | 85.5 | 85.5 | 85.5 | 0 | 0 | 0 | 0 | 0 | 0 | 0 | 0 | 0 | 0 | 0 | 0 | 0 | 0 | 0 | 0 | 900
Comprehensive Packaged Air Conditioning Systems | Air Source Unitary Air Conditioner (Single Phase) Single System <65,000 with base efficiency > 13 SEER; 11.0 EER, Measure efficiency at 15 SEER; 12.7 EER. (Tier 2) | RSFm1496RSA15 | 14 | Residential | AC_Cooling-RC | TRUE | Packaged HVAC Systems: NR - 15 | All other residential programs 0.80 | ton | 15 | 0 | 0 | 185.2374 | 57.5765 | System | kW | 0.095527 | [5 empty] | 15 | 80% | 100% | 648 | 1026 | 1026 | [5 empty] | 162 | 162 | 162 | 162 | 256.5 | 256.5 | 256.5 | 256.5 | 256.5 | 256.5 | 256.5 | 256.5 | 0 | 0 | 0 | 0 | 0 | 0 | 0 | 0 | 0 | 0 | 0 | 0 | 0 | 0 | 0 | 0 | 2700
Comprehensive Packaged Air Conditioning Systems | Air Source Unitary Air Conditioner (Single Phase) Single System <65,000 with base efficiency > 13 SEER; 11.0 EER, Measure efficiency at 15 SEER; 12.7 EER. (Tier 2) | RSFm1596RSA15 | 15 | Residential | AC_Cooling-RC | TRUE | Packaged HVAC Systems: NR - 15 | All other residential programs 0.80 | ton | 25 | 0 | 0 | 185.2374 | 102.469 | System | kW | 0.10322 | [5 empty] | 15 | 80% | 100% | 1080 | 1710 | 1710 | [5 empty] | 270 | 270 | 270 | 270 | 427.5 | 427.5 | 427.5 | 427.5 | 427.5 | 427.5 | 427.5 | 427.5 | 0 | 0 | 0 | 0 | 0 | 0 | 0 | 0 | 0 | 0 | 0 | 0 | 0 | 0 | 0 | 0 | 4500
Comprehensive Packaged Air Conditioning Systems | Air Source Unitary Air Conditioner (Single Phase) Single System <65,000 with base efficiency > 13 SEER; 11.0 EER, Measure efficiency at 15 SEER; 12.7 EER. (Tier 2) | RSFm1696RSA15 | 16 | Residential | AC_Cooling-RC | TRUE | Packaged HVAC Systems: NR - 15 | All other residential programs 0.80 | ton | 10 | 0 | 0 | 185.2374 | 53.9433 | System | kW | 0.081801 | [5 empty] | 15 | 80% | 100% | 0 | 0 | 0 | [5 empty] | 0 | 0 | 0 | 0 | 0 | 0 | 0 | 0 | 0 | 0 | 0 | 0 | 0 | 0 | 0 | 0 | 0 | 0 | 0 | 0 | 0 | 0 | 0 | 0 | 0 | 0 | 0 | 0 | 0
Comprehensive Packaged Air Conditioning Systems | Air Source Unitary Air Conditioner (Single Phase) Split System <65,000 with base efficiency > 13 SEER; 11.6 EER, Measure efficiency at 14 SEER; 12.8 EER. (Tier 1) | RSFm0696RSA14 | 6 | Residential | AC_Cooling-RC | TRUE | Packaged HVAC Systems: NR - 15 | All other residential programs 0.80 | ton | 0 | 0 | 0 | 92.6187 | 8.522 | System | kW | 0.043814 | [5 empty] | 15 | 80% | 100% | 0 | 0 | 0 | [5 empty] | 0 | 0 | 0 | 0 | 0 | 0 | 0 | 0 | 0 | 0 | 0 | 0 | 0 | 0 | 0 | 0 | 0 | 0 | 0 | 0 | 0 | 0 | 0 | 0 | 0 | 0 | 0 | 0 | 0
Comprehensive Packaged Air Conditioning Systems | Air Source Unitary Air Conditioner (Single Phase) Split System <65,000 with base efficiency > 13 SEER; 11.6 EER, Measure efficiency at 14 SEER; 12.8 EER. (Tier 1) | RSFm0896RSA14 | 8 | Residential | AC_Cooling-RC | TRUE | Packaged HVAC Systems: NR - 15 | All other residential programs 0.80 | ton | 10 | 0 | 0 | 92.6187 | 22.4468 | System | kW | 0.046134 | [5 empty] | 15 | 80% | 100% | 1026 | 1624.5 | 1624.5 | [5 empty] | 256.5 | 256.5 | 256.5 | 256.5 | 406.125 | 406.125 | 406.125 | 406.125 | 406.125 | 406.125 | 406.125 | 406.125 | 0 | 0 | 0 | 0 | 0 | 0 | 0 | 0 | 0 | 0 | 0 | 0 | 0 | 0 | 0 | 0 | 4275
Comprehensive Packaged Air Conditioning Systems | Air Source Unitary Air Conditioner (Single Phase) Split System <65,000 with base efficiency > 13 SEER; 11.6 EER, Measure efficiency at 14 SEER; 12.8 EER. (Tier 1) | RSFm0996RSA14 | 9 | Residential | AC_Cooling-RC | TRUE | Packaged HVAC Systems: NR - 15 | All other residential programs 0.80 | ton | 10 | 0 | 0 | 92.6187 | 22.4515 | System | kW | 0.047082 | [5 empty] | 15 | 80% | 100% | 1134 | 1795.5 | 1795.5 | [5 empty] | 283.5 | 283.5 | 283.5 | 283.5 | 448.875 | 448.875 | 448.875 | 448.875 | 448.875 | 448.875 | 448.875 | 448.875 | 0 | 0 | 0 | 0 | 0 | 0 | 0 | 0 | 0 | 0 | 0 | 0 | 0 | 0 | 0 | 0 | 4725
Comprehensive Packaged Air Conditioning Systems | Air Source Unitary Air Conditioner (Single Phase) Split System <65,000 with base efficiency > 13 SEER; 11.6 EER, Measure efficiency at 14 SEER; 12.8 EER. (Tier 1) | RSFm1096RSA14 | 10 | Residential | AC_Cooling-RC | TRUE | Packaged HVAC Systems: NR - 15 | All other residential programs 0.80 | ton | 10 | 0 | 0 | 92.6187 | 22.2642 | System | kW | 0.030649 | [5 empty] | 15 | 80% | 100% | 1296 | 2052 | 2052 | [5 empty] | 324 | 324 | 324 | 324 | 513 | 513 | 513 | 513 | 513 | 513 | 513 | 513 | 0 | 0 | 0 | 0 | 0 | 0 | 0 | 0 | 0 | 0 | 0 | 0 | 0 | 0 | 0 | 0 | 5400
Comprehensive Packaged Air Conditioning Systems | Air Source Unitary Air Conditioner (Single Phase) Split System <65,000 with base efficiency > 13 SEER; 11.6 EER, Measure efficiency at 14 SEER; 12.8 EER. (Tier 1) | RSFm1396RSA14 | 13 | Residential | AC_Cooling-RC | TRUE | Packaged HVAC Systems: NR - 15 | All other residential programs 0.80 | ton | 10 | 0 | 0 | 92.6187 | 30.6464 | System | kW | 0.036991 | [5 empty] | 15 | 80% | 100% | 216 | 342 | 342 | [5 empty] | 54 | 54 | 54 | 54 | 85.5 | 85.5 | 85.5 | 85.5 | 85.5 | 85.5 | 85.5 | 85.5 | 0 | 0 | 0 | 0 | 0 | 0 | 0 | 0 | 0 | 0 | 0 | 0 | 0 | 0 | 0 | 0 | 900
Comprehensive Packaged Air Conditioning Systems | Air Source Unitary Air Conditioner (Single Phase) Split System <65,000 with base efficiency > 13 SEER; 11.6 EER, Measure efficiency at 14 SEER; 12.8 EER. (Tier 1) | RSFm1496RSA14 | 14 | Residential | AC_Cooling-RC | TRUE | Packaged HVAC Systems: NR - 15 | All other residential programs 0.80 | ton | 10 | 0 | 0 | 92.6187 | 17.6009 | System | kW | 0.048774 | [5 empty] | 15 | 80% | 100% | 648 | 1026 | 1026 | [5 empty] | 162 | 162 | 162 | 162 | 256.5 | 256.5 | 256.5 | 256.5 | 256.5 | 256.5 | 256.5 | 256.5 | 0 | 0 | 0 | 0 | 0 | 0 | 0 | 0 | 0 | 0 | 0 | 0 | 0 | 0 | 0 | 0 | 2700
Comprehensive Packaged Air Conditioning Systems | Air Source Unitary Air Conditioner (Single Phase) Split System <65,000 with base efficiency > 13 SEER; 11.6 EER, Measure efficiency at 14 SEER; 12.8 EER. (Tier 1) | RSFm1596RSA14 | 15 | Residential | AC_Cooling-RC | TRUE | Packaged HVAC Systems: NR - 15 | All other residential programs 0.80 | ton | 10 | 0 | 0 | 92.6187 | 50.7189 | System | kW | 0.047183 | [5 empty] | 15 | 80% | 100% | 1080 | 1710 | 1710 | [5 empty] | 270 | 270 | 270 | 270 | 427.5 | 427.5 | 427.5 | 427.5 | 427.5 | 427.5 | 427.5 | 427.5 | 0 | 0 | 0 | 0 | 0 | 0 | 0 | 0 | 0 | 0 | 0 | 0 | 0 | 0 | 0 | 0 | 4500
Comprehensive Packaged Air Conditioning Systems | Air Source Unitary Air Conditioner (Single Phase) Split System <65,000 with base efficiency > 13 SEER; 11.6 EER, Measure efficiency at 14 SEER; 12.8 EER. (Tier 1) | RSFm1696RSA14 | 16 | Residential | AC_Cooling-RC | TRUE | Packaged HVAC Systems: NR - 15 | All other residential programs 0.80 | ton | 0 | 0 | 0 | 92.6187 | 2.1883 | System | kW | 0.043572 | [5 empty] | 15 | 80% | 100% | 0 | 0 | 0 | [5 empty] | 0 | 0 | 0 | 0 | 0 | 0 | 0 | 0 | 0 | 0 | 0 | 0 | 0 | 0 | 0 | 0 | 0 | 0 | 0 | 0 | 0 | 0 | 0 | 0 | 0 | 0 | 0 | 0 | 0
Comprehensive Packaged Air Conditioning Systems | Air Source Unitary Air Conditioner (Single Phase) Split System <65,000 with base efficiency > 13 SEER; 11.6 EER, Measure efficiency at 15 SEER; 13.3 EER. (Tier 2) | RSFm0696RSA15 | 6 | Residential | AC_Cooling-RC | TRUE | Packaged HVAC Systems: NR - 15 | All other residential programs 0.80 | ton | 10 | 0 | 0 | 185.2374 | 24.1153 | System | kW | 0.096902 | [5 empty] | 15 | 80% | 100% | 0 | 0 | 0 | [5 empty] | 0 | 0 | 0 | 0 | 0 | 0 | 0 | 0 | 0 | 0 | 0 | 0 | 0 | 0 | 0 | 0 | 0 | 0 | 0 | 0 | 0 | 0 | 0 | 0 | 0 | 0 | 0 | 0 | 0
Comprehensive Packaged Air Conditioning Systems | Air Source Unitary Air Conditioner (Single Phase) Split System <65,000 with base efficiency > 13 SEER; 11.6 EER, Measure efficiency at 15 SEER; 13.3 EER. (Tier 2) | RSFm0896RSA15 | 8 | Residential | AC_Cooling-RC | TRUE | Packaged HVAC Systems: NR - 15 | All other residential programs 0.80 | ton | 15 | 0 | 0 | 185.2374 | 46.3363 | System | kW | 0.084004 | [5 empty] | 15 | 80% | 100% | 1026 | 1624.5 | 1624.5 | [5 empty] | 256.5 | 256.5 | 256.5 | 256.5 | 406.125 | 406.125 | 406.125 | 406.125 | 406.125 | 406.125 | 406.125 | 406.125 | 0 | 0 | 0 | 0 | 0 | 0 | 0 | 0 | 0 | 0 | 0 | 0 | 0 | 0 | 0 | 0 | 4275
Comprehensive Packaged Air Conditioning Systems | Air Source Unitary Air Conditioner (Single Phase) Split System <65,000 with base efficiency > 13 SEER; 11.6 EER, Measure efficiency at 15 SEER; 13.3 EER. (Tier 2) | RSFm0996RSA15 | 9 | Residential | AC_Cooling-RC | TRUE | Packaged HVAC Systems: NR - 15 | All other residential programs 0.80 | ton | 15 | 0 | 0 | 185.2374 | 45.6933 | System | kW | 0.059432 | [5 empty] | 15 | 80% | 100% | 1134 | 1795.5 | 1795.5 | [5 empty] | 283.5 | 283.5 | 283.5 | 283.5 | 448.875 | 448.875 | 448.875 | 448.875 | 448.875 | 448.875 | 448.875 | 448.875 | 0 | 0 | 0 | 0 | 0 | 0 | 0 | 0 | 0 | 0 | 0 | 0 | 0 | 0 | 0 | 0 | 4725
Comprehensive Packaged Air Conditioning Systems | Air Source Unitary Air Conditioner (Single Phase) Split System <65,000 with base efficiency > 13 SEER; 11.6 EER, Measure efficiency at 15 SEER; 13.3 EER. (Tier 2) | RSFm1096RSA15 | 10 | Residential | AC_Cooling-RC | TRUE | Packaged HVAC Systems: NR - 15 | All other residential programs 0.80 | ton | 15 | 0 | 0 | 185.2374 | 53.9058 | System | kW | 0.074864 | [5 empty] | 15 | 80% | 100% | 1296 | 2052 | 2052 | [5 empty] | 324 | 324 | 324 | 324 | 513 | 513 | 513 | 513 | 513 | 513 | 513 | 513 | 0 | 0 | 0 | 0 | 0 | 0 | 0 | 0 | 0 | 0 | 0 | 0 | 0 | 0 | 0 | 0 | 5400
Comprehensive Packaged Air Conditioning Systems | Air Source Unitary Air Conditioner (Single Phase) Split System <65,000 with base efficiency > 13 SEER; 11.6 EER, Measure efficiency at 15 SEER; 13.3 EER. (Tier 2) | RSFm1396RSA15 | 13 | Residential | AC_Cooling-RC | TRUE | Packaged HVAC Systems: NR - 15 | All other residential programs 0.80 | ton | 15 | 0 | 0 | 185.2374 | 63.9734 | System | kW | 0.063666 | [5 empty] | 15 | 80% | 100% | 216 | 342 | 342 | [5 empty] | 54 | 54 | 54 | 54 | 85.5 | 85.5 | 85.5 | 85.5 | 85.5 | 85.5 | 85.5 | 85.5 | 0 | 0 | 0 | 0 | 0 | 0 | 0 | 0 | 0 | 0 | 0 | 0 | 0 | 0 | 0 | 0 | 900
Comprehensive Packaged Air Conditioning Systems | Air Source Unitary Air Conditioner (Single Phase) Split System <65,000 with base efficiency > 13 SEER; 11.6 EER, Measure efficiency at 15 SEER; 13.3 EER. (Tier 2) | RSFm1496RSA15 | 14 | Residential | AC_Cooling-RC | TRUE | Packaged HVAC Systems: NR - 15 | All other residential programs 0.80 | ton | 15 | 0 | 0 | 185.2374 | 57.5765 | System | kW | 0.095527 | [5 empty] | 15 | 80% | 100% | 648 | 1026 | 1026 | [5 empty] | 162 | 162 | 162 | 162 | 256.5 | 256.5 | 256.5 | 256.5 | 256.5 | 256.5 | 256.5 | 256.5 | 0 | 0 | 0 | 0 | 0 | 0 | 0 | 0 | 0 | 0 | 0 | 0 | 0 | 0 | 0 | 0 | 2700
Comprehensive Packaged Air Conditioning Systems | Air Source Unitary Air Conditioner (Single Phase) Split System <65,000 with base efficiency > 13 SEER; 11.6 EER, Measure efficiency at 15 SEER; 13.3 EER. (Tier 2) | RSFm1596RSA15 | 15 | Residential | AC_Cooling-RC | TRUE | Packaged HVAC Systems: NR - 15 | All other residential programs 0.80 | ton | 25 | 0 | 0 | 185.2374 | 102.469 | System | kW | 0.10322 | [5 empty] | 15 | 80% | 100% | 1080 | 1710 | 1710 | [5 empty] | 270 | 270 | 270 | 270 | 427.5 | 427.5 | 427.5 | 427.5 | 427.5 | 427.5 | 427.5 | 427.5 | 0 | 0 | 0 | 0 | 0 | 0 | 0 | 0 | 0 | 0 | 0 | 0 | 0 | 0 | 0 | 0 | 4500
Comprehensive Packaged Air Conditioning Systems | Air Source Unitary Air Conditioner (Single Phase) Split System <65,000 with base efficiency > 13 SEER; 11.6 EER, Measure efficiency at 15 SEER; 13.3 EER. (Tier 2) | RSFm1696RSA15 | 16 | Residential | AC_Cooling-RC | TRUE | Packaged HVAC Systems: NR - 15 | All other residential programs 0.80 | ton | 10 | 0 | 0 | 185.2374 | 53.9433 | System | kW | 0.081801 | [5 empty] | 15 | 80% | 100% | 0 | 0 | 0 | [5 empty] | 0 | 0 | 0 | 0 | 0 | 0 | 0 | 0 | 0 | 0 | 0 | 0 | 0 | 0 | 0 | 0 | 0 | 0 | 0 | 0 | 0 | 0 | 0 | 0 | 0 | 0 | 0 | 0 | 0
Comprehensive Packaged Air Conditioning Systems | Heat Pump - Tier I SEER 14/ EER12 HSPF 8.5 | RSFm0603RHP14 | 6 | Residential | Heat_Pump-NC | TRUE | Heat Pump – Split System: NR - 15 | All other residential programs 0.80 | ton | 60 | 0 | 0 | 97.9361 | 24.4614 | System | kW | 0.029336 | [5 empty] | 15 | 80% | 100% | 0 | 0 | 0 | [5 empty] | 0 | 0 | 0 | 0 | 0 | 0 | 0 | 0 | 0 | 0 | 0 | 0 | 0 | 0 | 0 | 0 | 0 | 0 | 0 | 0 | 0 | 0 | 0 | 0 | 0 | 0 | 0 | 0 | 0
Comprehensive Packaged Air Conditioning Systems | Heat Pump - Tier I SEER 14/ EER12 HSPF 8.5 | RSFm0803RHP14 | 8 | Residential | Heat_Pump-NC | TRUE | Heat Pump – Split System: NR - 15 | All other residential programs 0.80 | ton | 60 | 0 | 0 | 97.9361 | 36.751 | System | kW | 0.069177 | [5 empty] | 15 | 80% | 100% | 259.92 | 411.54 | 411.54 | [5 empty] | 64.98 | 64.98 | 64.98 | 64.98 | 102.885 | 102.885 | 102.885 | 102.885 | 102.885 | 102.885 | 102.885 | 102.885 | 0 | 0 | 0 | 0 | 0 | 0 | 0 | 0 | 0 | 0 | 0 | 0 | 0 | 0 | 0 | 0 | 1083
Comprehensive Packaged Air Conditioning Systems | Heat Pump - Tier I SEER 14/ EER12 HSPF 8.5 | RSFm0903RHP14 | 9 | Residential | Heat_Pump-NC | TRUE | Heat Pump – Split System: NR - 15 | All other residential programs 0.80 | ton | 60 | 0 | 0 | 97.9361 | 52.3742 | System | kW | 0.14133 | [5 empty] | 15 | 80% | 100% | 287.28 | 454.86 | 454.86 | [5 empty] | 71.82 | 71.82 | 71.82 | 71.82 | 113.715 | 113.715 | 113.715 | 113.715 | 113.715 | 113.715 | 113.715 | 113.715 | 0 | 0 | 0 | 0 | 0 | 0 | 0 | 0 | 0 | 0 | 0 | 0 | 0 | 0 | 0 | 0 | 1197
Comprehensive Packaged Air Conditioning Systems | Heat Pump - Tier I SEER 14/ EER12 HSPF 8.5 | RSFm1003RHP14 | 10 | Residential | Heat_Pump-NC | TRUE | Heat Pump – Split System: NR - 15 | All other residential programs 0.80 | ton | 60 | 0 | 0 | 97.9361 | 60.7048 | System | kW | 0.10634 | [5 empty] | 15 | 80% | 100% | 328.32 | 519.84 | 519.84 | [5 empty] | 82.08 | 82.08 | 82.08 | 82.08 | 129.96 | 129.96 | 129.96 | 129.96 | 129.96 | 129.96 | 129.96 | 129.96 | 0 | 0 | 0 | 0 | 0 | 0 | 0 | 0 | 0 | 0 | 0 | 0 | 0 | 0 | 0 | 0 | 1368
Comprehensive Packaged Air Conditioning Systems | Heat Pump - Tier I SEER 14/ EER12 HSPF 8.5 | RSFm1303RHP14 | 13 | Residential | Heat_Pump-NC | TRUE | Heat Pump – Split System: NR - 15 | All other residential programs 0.80 | ton | 60 | 0 | 0 | 97.9361 | 102.636 | System | kW | 0.096198 | [5 empty] | 15 | 80% | 100% | 54.72 | 86.64 | 86.64 | [5 empty] | 13.68 | 13.68 | 13.68 | 13.68 | 21.66 | 21.66 | 21.66 | 21.66 | 21.66 | 21.66 | 21.66 | 21.66 | 0 | 0 | 0 | 0 | 0 | 0 | 0 | 0 | 0 | 0 | 0 | 0 | 0 | 0 | 0 | 0 | 228
Comprehensive Packaged Air Conditioning Systems | Heat Pump - Tier I SEER 14/ EER12 HSPF 8.5 | RSFm1403RHP14 | 14 | Residential | Heat_Pump-NC | TRUE | Heat Pump – Split System: NR - 15 | All other residential programs 0.80 | ton | 60 | 0 | 0 | 97.9361 | 102.258 | System | kW | 0.081263 | [5 empty] | 15 | 80% | 100% | 164.16 | 259.92 | 259.92 | [5 empty] | 41.04 | 41.04 | 41.04 | 41.04 | 64.98 | 64.98 | 64.98 | 64.98 | 64.98 | 64.98 | 64.98 | 64.98 | 0 | 0 | 0 | 0 | 0 | 0 | 0 | 0 | 0 | 0 | 0 | 0 | 0 | 0 | 0 | 0 | 684
Comprehensive Packaged Air Conditioning Systems | Heat Pump - Tier I SEER 14/ EER12 HSPF 8.5 | RSFm1503RHP14 | 15 | Residential | Heat_Pump-NC | TRUE | Heat Pump – Split System: NR - 15 | All other residential programs 0.80 | ton | 60 | 0 | 0 | 97.9361 | 88.7117 | System | kW | 0.078319 | [5 empty] | 15 | 80% | 100% | 273.6 | 433.2 | 433.2 | [5 empty] | 68.4 | 68.4 | 68.4 | 68.4 | 108.3 | 108.3 | 108.3 | 108.3 | 108.3 | 108.3 | 108.3 | 108.3 | 0 | 0 | 0 | 0 | 0 | 0 | 0 | 0 | 0 | 0 | 0 | 0 | 0 | 0 | 0 | 0 | 1140
Comprehensive Packaged Air Conditioning Systems | Heat Pump - Tier I SEER 14/ EER12 HSPF 8.5 | RSFm1603RHP14 | 16 | Residential | Heat_Pump-NC | TRUE | Heat Pump – Split System: NR - 15 | All other residential programs 0.80 | ton | 60 | 0 | 0 | 97.9361 | 165.604 | System | kW | 0.063167 | [5 empty] | 15 | 80% | 100% | 0 | 0 | 0 | [5 empty] | 0 | 0 | 0 | 0 | 0 | 0 | 0 | 0 | 0 | 0 | 0 | 0 | 0 | 0 | 0 | 0 | 0 | 0 | 0 | 0 | 0 | 0 | 0 | 0 | 0 | 0 | 0 | 0 | 0
Comprehensive Packaged Air Conditioning Systems | Heat Pump - Tier 2 SEER 16+ HSPF 8.5 | RSFm0603RHP16 | 6 | Residential | Heat_Pump-NC | TRUE | Heat Pump – Split System: NR - 15 | All other residential programs 0.80 | ton | 70 | 0 | 0 | 293.8082 | -25.8323 | System | kW | 0.21157 | [5 empty] | 15 | 80% | 100% | 0 | 0 | 0 | [5 empty] | 0 | 0 | 0 | 0 | 0 | 0 | 0 | 0 | 0 | 0 | 0 | 0 | 0 | 0 | 0 | 0 | 0 | 0 | 0 | 0 | 0 | 0 | 0 | 0 | 0 | 0 | 0 | 0 | 0
Comprehensive Packaged Air Conditioning Systems | Heat Pump - Tier 2 SEER 16+ HSPF 8.5 | RSFm0803RHP16 | 8 | Residential | Heat_Pump-NC | TRUE | Heat Pump – Split System: NR - 15 | All other residential programs 0.80 | ton | 70 | 0 | 0 | 293.8082 | -26.7594 | System | kW | 0.24079 | [5 empty] | 15 | 80% | 100% | 105.2448 | 166.6376 | 166.6376 | [5 empty] | 26.3112 | 26.3112 | 26.3112 | 26.3112 | 41.6594 | 41.6594 | 41.6594 | 41.6594 | 41.6594 | 41.6594 | 41.6594 | 41.6594 | 0 | 0 | 0 | 0 | 0 | 0 | 0 | 0 | 0 | 0 | 0 | 0 | 0 | 0 | 0 | 0 | 438.52
Comprehensive Packaged Air Conditioning Systems | Heat Pump - Tier 2 SEER 16+ HSPF 8.5 | RSFm0903RHP16 | 9 | Residential | Heat_Pump-NC | TRUE | Heat Pump – Split System: NR - 15 | All other residential programs 0.80 | ton | 70 | 0 | 0 | 293.8082 | -38.4303 | System | kW | 0.28132 | [5 empty] | 15 | 80% | 100% | 116.3232 | 184.1784 | 184.1784 | [5 empty] | 29.0808 | 29.0808 | 29.0808 | 29.0808 | 46.0446 | 46.0446 | 46.0446 | 46.0446 | 46.0446 | 46.0446 | 46.0446 | 46.0446 | 0 | 0 | 0 | 0 | 0 | 0 | 0 | 0 | 0 | 0 | 0 | 0 | 0 | 0 | 0 | 0 | 484.68
Comprehensive Packaged Air Conditioning Systems | Heat Pump - Tier 2 SEER 16+ HSPF 8.5 | RSFm1003RHP16 | 10 | Residential | Heat_Pump-NC | TRUE | Heat Pump – Split System: NR - 15 | All other residential programs 0.80 | ton | 70 | 0 | 0 | 293.8082 | -43.241 | System | kW | 0.31723 | [5 empty] | 15 | 80% | 100% | 132.9408 | 210.4896 | 210.4896 | [5 empty] | 33.2352 | 33.2352 | 33.2352 | 33.2352 | 52.6224 | 52.6224 | 52.6224 | 52.6224 | 52.6224 | 52.6224 | 52.6224 | 52.6224 | 0 | 0 | 0 | 0 | 0 | 0 | 0 | 0 | 0 | 0 | 0 | 0 | 0 | 0 | 0 | 0 | 553.92
Comprehensive Packaged Air Conditioning Systems | Heat Pump - Tier 2 SEER 16+ HSPF 8.5 | RSFm1303RHP16 | 13 | Residential | Heat_Pump-NC | TRUE | Heat Pump – Split System: NR - 15 | All other residential programs 0.80 | ton | 70 | 0 | 0 | 293.8082 | -26.7818 | System | kW | 0.26798 | [5 empty] | 15 | 80% | 100% | 22.1568 | 35.0816 | 35.0816 | [5 empty] | 5.5392 | 5.5392 | 5.5392 | 5.5392 | 8.7704 | 8.7704 | 8.7704 | 8.7704 | 8.7704 | 8.7704 | 8.7704 | 8.7704 | 0 | 0 | 0 | 0 | 0 | 0 | 0 | 0 | 0 | 0 | 0 | 0 | 0 | 0 | 0 | 0 | 92.32
Comprehensive Packaged Air Conditioning Systems | Heat Pump - Tier 2 SEER 16+ HSPF 8.5 | RSFm1403RHP16 | 14 | Residential | Heat_Pump-NC | TRUE | Heat Pump – Split System: NR - 15 | All other residential programs 0.80 | ton | 70 | 0 | 0 | 293.8082 | -33.9114 | System | kW | 0.32729 | [5 empty] | 15 | 80% | 100% | 66.4704 | 105.2448 | 105.2448 | [5 empty] | 16.6176 | 16.6176 | 16.6176 | 16.6176 | 26.3112 | 26.3112 | 26.3112 | 26.3112 | 26.3112 | 26.3112 | 26.3112 | 26.3112 | 0 | 0 | 0 | 0 | 0 | 0 | 0 | 0 | 0 | 0 | 0 | 0 | 0 | 0 | 0 | 0 | 276.96
Comprehensive Packaged Air Conditioning Systems | Heat Pump - Tier 2 SEER 16+ HSPF 8.5 | RSFm1503RHP16 | 15 | Residential | Heat_Pump-NC | TRUE | Heat Pump – Split System: NR - 15 | All other residential programs 0.80 | ton | 70 | 0 | 0 | 293.8082 | -20.2324 | System | kW | 0.1625 | [5 empty] | 15 | 80% | 100% | 110.784 | 175.408 | 175.408 | [5 empty] | 27.696 | 27.696 | 27.696 | 27.696 | 43.852 | 43.852 | 43.852 | 43.852 | 43.852 | 43.852 | 43.852 | 43.852 | 0 | 0 | 0 | 0 | 0 | 0 | 0 | 0 | 0 | 0 | 0 | 0 | 0 | 0 | 0 | 0 | 461.6
Comprehensive Packaged Air Conditioning Systems | Heat Pump - Tier 2 SEER 16+ HSPF 8.5 | RSFm1603RHP16 | 16 | Residential | Heat_Pump-NC | TRUE | Heat Pump – Split System: NR - 15 | All other residential programs 0.80 | ton | 70 | 0 | 0 | 293.8082 | 22.9456 | System | kW | 0.29486 | [5 empty] | 15 | 80% | 100% | 0 | 0 | 0 | [5 empty] | 0 | 0 | 0 | 0 | 0 | 0 | 0 | 0 | 0 | 0 | 0 | 0 | 0 | 0 | 0 | 0 | 0 | 0 | 0 | 0 | 0 | 0 | 0 | 0 | 0 | 0 | 0 | 0 | 0
Comprehensive Packaged Air Conditioning Systems | Multi-zone systems Measure requires air distribution into separate zones from a common evaporator or separate evaporators placed in separate zones. | Work Papers | 6 | Residential | AC-NC | TRUE | 15 | All other residential programs 0.80 | 1000 SF | 200 | 0 | 0 | 800 | 254.3864 | System | kW | 0 | [5 empty] | 15 | 80% | 100% | [8 empty] | 0 | 0 | 0 | 0 | 0 | 0 | 0 | 0 | 0 | 0 | 0 | 0 | 0 | 0 | 0 | 0 | 0 | 0 | 0 | 0 | 0 | 0 | 0 | 0 | 0 | 0 | 0 | 0 | 0
Comprehensive Packaged Air Conditioning Systems | Multi-zone systems Measure requires air distribution into separate zones from a common evaporator or separate evaporators placed in separate zones. | Work Papers | 8 | Residential | AC-NC | TRUE | 15 | All other residential programs 0.80 | 1000 SF | 200 | 0 | 0 | 800 | 685.0982 | System | kW | 0 | [5 empty] | 15 | 80% | 100% | [8 empty] | 0 | 0 | 0 | 0 | 0 | 0 | 0 | 0 | 0 | 0 | 0 | 0 | 0 | 0 | 0 | 0 | 0 | 0 | 0 | 0 | 0 | 0 | 0 | 0 | 0 | 0 | 0 | 0 | 0
Comprehensive Packaged Air Conditioning Systems | Multi-zone systems Measure requires air distribution into separate zones from a common evaporator or separate evaporators placed in separate zones. | Work Papers | 9 | Residential | AC-NC | TRUE | 15 | All other residential programs 0.80 | 1000 SF | 200 | 0 | 0 | 800 | 768.0998 | System | kW | 0 | [5 empty] | 15 | 80% | 100% | [8 empty] | 0 | 0 | 0 | 0 | 0 | 0 | 0 | 0 | 0 | 0 | 0 | 0 | 0 | 0 | 0 | 0 | 0 | 0 | 0 | 0 | 0 | 0 | 0 | 0 | 0 | 0 | 0 | 0 | 0
Comprehensive Packaged Air Conditioning Systems | Multi-zone systems Measure requires air distribution into separate zones from a common evaporator or separate evaporators placed in separate zones. | Work Papers | 10 | Residential | AC-NC | TRUE | 15 | All other residential programs 0.80 | 1000 SF | 200 | 0 | 0 | 800 | 750 | System | kW | 0 | [5 empty] | 15 | 80% | 100% | [8 empty] | 0 | 0 | 0 | 0 | 0 | 0 | 0 | 0 | 0 | 0 | 0 | 0 | 0 | 0 | 0 | 0 | 0 | 0 | 0 | 0 | 0 | 0 | 0 | 0 | 0 | 0 | 0 | 0 | 0
Comprehensive Packaged Air Conditioning Systems | Multi-zone systems Measure requires air distribution into separate zones from a common evaporator or separate evaporators placed in separate zones. | Work Papers | 13 | Residential | AC-NC | TRUE | 15 | All other residential programs 0.80 | 1000 SF | 200 | 0 | 0 | 800 | 769.2084 | System | kW | 0 | [5 empty] | 15 | 80% | 100% | [8 empty] | 0 | 0 | 0 | 0 | 0 | 0 | 0 | 0 | 0 | 0 | 0 | 0 | 0 | 0 | 0 | 0 | 0 | 0 | 0 | 0 | 0 | 0 | 0 | 0 | 0 | 0 | 0 | 0 | 0
Comprehensive Packaged Air Conditioning Systems | Multi-zone systems Measure requires air distribution into separate zones from a common evaporator or separate evaporators placed in separate zones. | Work Papers | 14 | Residential | AC-NC | TRUE | 15 | All other residential programs 0.80 | 1000 SF | 200 | 0 | 0 | 800 | 719.3608 | System | kW | 0 | [5 empty] | 15 | 80% | 100% | [8 empty] | 0 | 0 | 0 | 0 | 0 | 0 | 0 | 0 | 0 | 0 | 0 | 0 | 0 | 0 | 0 | 0 | 0 | 0 | 0 | 0 | 0 | 0 | 0 | 0 | 0 | 0 | 0 | 0 | 0
Comprehensive Packaged Air Conditioning Systems | Multi-zone systems Measure requires air distribution into separate zones from a common evaporator or separate evaporators placed in separate zones. | Work Papers | 15 | Residential | AC-NC | TRUE | 15 | All other residential programs 0.80 | 1000 SF | 200 | 0 | 0 | 800 | 1719.5654 | System | kW | 0 | [5 empty] | 15 | 80% | 100% | [8 empty] | 0 | 0 | 0 | 0 | 0 | 0 | 0 | 0 | 0 | 0 | 0 | 0 | 0 | 0 | 0 | 0 | 0 | 0 | 0 | 0 | 0 | 0 | 0 | 0 | 0 | 0 | 0 | 0 | 0
Comprehensive Packaged Air Conditioning Systems | Multi-zone systems Measure requires air distribution into separate zones from a common evaporator or separate evaporators placed in separate zones. | Work Papers | 16 | Residential | AC-NC | TRUE | 15 | All other residential programs 0.80 | 1000 SF | 200 | 0 | 0 | 800 | 149.5688 | System | kW | 0 | [5 empty] | 15 | 80% | 100% | [8 empty] | 0 | 0 | 0 | 0 | 0 | 0 | 0 | 0 | 0 | 0 | 0 | 0 | 0 | 0 | 0 | 0 | 0 | 0 | 0 | 0 | 0 | 0 | 0 | 0 | 0 | 0 | 0 | 0 | 0
Comprehensive Packaged Air Conditioning Systems | Night economizer | Work Papers | 6 | Residential | AC_Cooling-RC | TRUE | Air Conditioners – High Efficiency: NR - 15 | All other residential programs 0.80 | ton | 75 | 0 | 0 | 250 | 948.22 | System | kW | 0 | [5 empty] | 15 | 80% | 0% | 11.6208 | 18.3996 | 18.3996 | [5 empty] | 2.9052 | 2.9052 | 2.9052 | 2.9052 | 4.5999 | 4.5999 | 4.5999 | 4.5999 | 4.5999 | 4.5999 | 4.5999 | 4.5999 | 0 | 0 | 0 | 0 | 0 | 0 | 0 | 0 | 0 | 0 | 0 | 0 | 0 | 0 | 0 | 0 | 48.42
Comprehensive Packaged Air Conditioning Systems | Night economizer | Work Papers | 8 | Residential | AC_Cooling-RC | TRUE | Air Conditioners – High Efficiency: NR - 15 | All other residential programs 0.80 | ton | 75 | 0 | 0 | 250 | 753 | System | kW | 0 | [5 empty] | 15 | 80% | 0% | 36.7992 | 58.2654 | 58.2654 | [5 empty] | 9.1998 | 9.1998 | 9.1998 | 9.1998 | 14.5663 | 14.5663 | 14.5663 | 14.5663 | 14.5663 | 14.5663 | 14.5663 | 14.5663 | 0 | 0 | 0 | 0 | 0 | 0 | 0 | 0 | 0 | 0 | 0 | 0 | 0 | 0 | 0 | 0 | 153.33
Comprehensive Packaged Air Conditioning Systems | Night economizer | Work Papers | 9 | Residential | AC_Cooling-RC | TRUE | Air Conditioners – High Efficiency: NR - 15 | All other residential programs 0.80 | ton | 75 | 0 | 0 | 250 | 753 | System | kW | 0 | [5 empty] | 15 | 80% | 0% | 40.6728 | 64.3986 | 64.3986 | [5 empty] | 10.1682 | 10.1682 | 10.1682 | 10.1682 | 16.0997 | 16.0997 | 16.0997 | 16.0997 | 16.0997 | 16.0997 | 16.0997 | 16.0997 | 0 | 0 | 0 | 0 | 0 | 0 | 0 | 0 | 0 | 0 | 0 | 0 | 0 | 0 | 0 | 0 | 169.47
Comprehensive Packaged Air Conditioning Systems | Night economizer | Work Papers | 10 | Residential | AC_Cooling-RC | TRUE | Air Conditioners – High Efficiency: NR - 15 | All other residential programs 0.80 | ton | 75 | 0 | 0 | 250 | 753 | System | kW | 0 | [5 empty] | 15 | 80% | 0% | 46.4832 | 73.5984 | 73.5984 | [5 empty] | 11.6208 | 11.6208 | 11.6208 | 11.6208 | 18.3996 | 18.3996 | 18.3996 | 18.3996 | 18.3996 | 18.3996 | 18.3996 | 18.3996 | 0 | 0 | 0 | 0 | 0 | 0 | 0 | 0 | 0 | 0 | 0 | 0 | 0 | 0 | 0 | 0 | 193.68
Comprehensive Packaged Air Conditioning Systems | Night economizer | Work Papers | 13 | Residential | AC_Cooling-RC | TRUE | Air Conditioners – High Efficiency: NR - 15 | All other residential programs 0.80 | ton | 75 | 0 | 0 | 250 | 753 | System | kW | 0 | [5 empty] | 15 | 80% | 0% | 7.7472 | 12.2664 | 12.2664 | [5 empty] | 1.9368 | 1.9368 | 1.9368 | 1.9368 | 3.0666 | 3.0666 | 3.0666 | 3.0666 | 3.0666 | 3.0666 | 3.0666 | 3.0666 | 0 | 0 | 0 | 0 | 0 | 0 | 0 | 0 | 0 | 0 | 0 | 0 | 0 | 0 | 0 | 0 | 32.28
Comprehensive Packaged Air Conditioning Systems | Night economizer | Work Papers | 14 | Residential | AC_Cooling-RC | TRUE | Air Conditioners – High Efficiency: NR - 15 | All other residential programs 0.80 | ton | 75 | 0 | 0 | 250 | 753 | System | kW | 0 | [5 empty] | 15 | 80% | 0% | 23.2416 | 36.7992 | 36.7992 | [5 empty] | 5.8104 | 5.8104 | 5.8104 | 5.8104 | 9.1998 | 9.1998 | 9.1998 | 9.1998 | 9.1998 | 9.1998 | 9.1998 | 9.1998 | 0 | 0 | 0 | 0 | 0 | 0 | 0 | 0 | 0 | 0 | 0 | 0 | 0 | 0 | 0 | 0 | 96.84
Comprehensive Packaged Air Conditioning Systems | Night economizer | Work Papers | 15 | Residential | AC_Cooling-RC | TRUE | Air Conditioners – High Efficiency: NR - 15 | All other residential programs 0.80 | ton | 75 | 0 | 0 | 250 | 474.11 | System | kW | 0 | [5 empty] | 15 | 80% | 0% | 27.1152 | 42.9324 | 42.9324 | [5 empty] | 6.7788 | 6.7788 | 6.7788 | 6.7788 | 10.7331 | 10.7331 | 10.7331 | 10.7331 | 10.7331 | 10.7331 | 10.7331 | 10.7331 | 0 | 0 | 0 | 0 | 0 | 0 | 0 | 0 | 0 | 0 | 0 | 0 | 0 | 0 | 0 | 0 | 112.98
Comprehensive Packaged Air Conditioning Systems | Night economizer | Work Papers | 16 | Residential | AC_Cooling-RC | TRUE | Air Conditioners – High Efficiency: NR - 15 | All other residential programs 0.80 | ton | 75 | 0 | 0 | 250 | 150.1671 | System | kW | 0 | [5 empty] | 15 | 80% | 0% | 0 | 0 | 0 | [5 empty] | 0 | 0 | 0 | 0 | 0 | 0 | 0 | 0 | 0 | 0 | 0 | 0 | 0 | 0 | 0 | 0 | 0 | 0 | 0 | 0 | 0 | 0 | 0 | 0 | 0 | 0 | 0 | 0 | 0
Comprehensive Packaged Air Conditioning Systems | Variable speed furnace fan | Work Papers | 6 | Residential | AC_Cooling-RC | TRUE | 10 | All other residential programs 0.80 | Per HP | 75 | 0 | 0 | 202 | 125.4973 | System | kW | 0 | [5 empty] | 10 | 80% | 100% | 0 | 0 | 0 | [5 empty] | 0 | 0 | 0 | 0 | 0 | 0 | 0 | 0 | 0 | 0 | 0 | 0 | 0 | 0 | 0 | 0 | 0 | 0 | 0 | 0 | 0 | 0 | 0 | 0 | 0 | 0 | 0 | 0 | 0
Comprehensive Packaged Air Conditioning Systems | Variable speed furnace fan | Work Papers | 8 | Residential | AC_Cooling-RC | TRUE | 10 | All other residential programs 0.80 | Per HP | 75 | 0 | 0 | 202 | 337.9818 | System | kW | 0 | [5 empty] | 10 | 80% | 100% | 0 | 0 | 0 | [5 empty] | 0 | 0 | 0 | 0 | 0 | 0 | 0 | 0 | 0 | 0 | 0 | 0 | 0 | 0 | 0 | 0 | 0 | 0 | 0 | 0 | 0 | 0 | 0 | 0 | 0 | 0 | 0 | 0 | 0
Comprehensive Packaged Air Conditioning Systems | Variable speed furnace fan | Work Papers | 9 | Residential | AC_Cooling-RC | TRUE | 10 | All other residential programs 0.80 | Per HP | 75 | 0 | 0 | 202 | 378.9293 | System | kW | 0 | [5 empty] | 10 | 80% | 100% | 0 | 0 | 0 | [5 empty] | 0 | 0 | 0 | 0 | 0 | 0 | 0 | 0 | 0 | 0 | 0 | 0 | 0 | 0 | 0 | 0 | 0 | 0 | 0 | 0 | 0 | 0 | 0 | 0 | 0 | 0 | 0 | 0 | 0
Comprehensive Packaged Air Conditioning Systems | Variable speed furnace fan | Work Papers | 10 | Residential | AC_Cooling-RC | TRUE | 10 | All other residential programs 0.80 | Per HP | 75 | 0 | 0 | 202 | 370 | System | kW | 0 | [5 empty] | 10 | 80% | 100% | 0 | 0 | 0 | [5 empty] | 0 | 0 | 0 | 0 | 0 | 0 | 0 | 0 | 0 | 0 | 0 | 0 | 0 | 0 | 0 | 0 | 0 | 0 | 0 | 0 | 0 | 0 | 0 | 0 | 0 | 0 | 0 | 0 | 0
Comprehensive Packaged Air Conditioning Systems | Variable speed furnace fan | Work Papers | 13 | Residential | AC_Cooling-RC | TRUE | 10 | All other residential programs 0.80 | Per HP | 75 | 0 | 0 | 202 | 379.4761 | System | kW | 0 | [5 empty] | 10 | 80% | 100% | 0 | 0 | 0 | [5 empty] | 0 | 0 | 0 | 0 | 0 | 0 | 0 | 0 | 0 | 0 | 0 | 0 | 0 | 0 | 0 | 0 | 0 | 0 | 0 | 0 | 0 | 0 | 0 | 0 | 0 | 0 | 0 | 0 | 0
Comprehensive Packaged Air Conditioning Systems | Variable speed furnace fan | Work Papers | 14 | Residential | AC_Cooling-RC | TRUE | 10 | All other residential programs 0.80 | Per HP | 75 | 0 | 0 | 202 | 354.8847 | System | kW | 0 | [5 empty] | 10 | 80% | 100% | 0 | 0 | 0 | [5 empty] | 0 | 0 | 0 | 0 | 0 | 0 | 0 | 0 | 0 | 0 | 0 | 0 | 0 | 0 | 0 | 0 | 0 | 0 | 0 | 0 | 0 | 0 | 0 | 0 | 0 | 0 | 0 | 0 | 0
Comprehensive Packaged Air Conditioning Systems | Variable speed furnace fan | Work Papers | 15 | Residential | AC_Cooling-RC | TRUE | 10 | All other residential programs 0.80 | Per HP | 75 | 0 | 0 | 202 | 848.3189 | System | kW | 0 | [5 empty] | 10 | 80% | 100% | 0 | 0 | 0 | [5 empty] | 0 | 0 | 0 | 0 | 0 | 0 | 0 | 0 | 0 | 0 | 0 | 0 | 0 | 0 | 0 | 0 | 0 | 0 | 0 | 0 | 0 | 0 | 0 | 0 | 0 | 0 | 0 | 0 | 0
Comprehensive Packaged Air Conditioning Systems | Variable speed furnace fan | Work Papers | 16 | Residential | AC_Cooling-RC | TRUE | 10 | All other residential programs 0.80 | Per HP | 75 | 0 | 0 | 202 | 73.7873 | System | kW | 0 | [5 empty] | 10 | 80% | 100% | 0 | 0 | 0 | [5 empty] | 0 | 0 | 0 | 0 | 0 | 0 | 0 | 0 | 0 | 0 | 0 | 0 | 0 | 0 | 0 | 0 | 0 | 0 | 0 | 0 | 0 | 0 | 0 | 0 | 0 | 0 | 0 | 0 | 0
Comprehensive Packaged Air Conditioning Systems | Occupancy sensor based controls or Occupancy sensor thermostat | Work Papers | 6 | Residential | AC_Cooling-RC | TRUE | Occupancy Sensor: NR - 8 | All other residential programs 0.80 | 1000 SF | 55 | 0 | 0 | 55 | 101.7545 | System | kW | 0 | [5 empty] | 8 | 80% | 0% | 0 | 0 | 0 | [5 empty] | 0 | 0 | 0 | 0 | 0 | 0 | 0 | 0 | 0 | 0 | 0 | 0 | 0 | 0 | 0 | 0 | 0 | 0 | 0 | 0 | 0 | 0 | 0 | 0 | 0 | 0 | 0 | 0 | 0
Comprehensive Packaged Air Conditioning Systems | Occupancy sensor based controls or Occupancy sensor thermostat | Work Papers | 8 | Residential | AC_Cooling-RC | TRUE | Occupancy Sensor: NR - 8 | All other residential programs 0.80 | 1000 SF | 55 | 0 | 0 | 55 | 274.0393 | System | kW | 0 | [5 empty] | 8 | 80% | 0% | 220.7952 | 349.5924 | 349.5924 | [5 empty] | 55.1988 | 55.1988 | 55.1988 | 55.1988 | 87.3981 | 87.3981 | 87.3981 | 87.3981 | 87.3981 | 87.3981 | 87.3981 | 87.3981 | 0 | 0 | 0 | 0 | 0 | 0 | 0 | 0 | 0 | 0 | 0 | 0 | 0 | 0 | 0 | 0 | 919.98
Comprehensive Packaged Air Conditioning Systems | Occupancy sensor based controls or Occupancy sensor thermostat | Work Papers | 9 | Residential | AC_Cooling-RC | TRUE | Occupancy Sensor: NR - 8 | All other residential programs 0.80 | 1000 SF | 55 | 0 | 0 | 55 | 307.2399 | System | kW | 0 | [5 empty] | 8 | 80% | 0% | 244.0368 | 386.3916 | 386.3916 | [5 empty] | 61.0092 | 61.0092 | 61.0092 | 61.0092 | 96.5979 | 96.5979 | 96.5979 | 96.5979 | 96.5979 | 96.5979 | 96.5979 | 96.5979 | 0 | 0 | 0 | 0 | 0 | 0 | 0 | 0 | 0 | 0 | 0 | 0 | 0 | 0 | 0 | 0 | 1016.82
Comprehensive Packaged Air Conditioning Systems | Occupancy sensor based controls or Occupancy sensor thermostat | Work Papers | 10 | Residential | AC_Cooling-RC | TRUE | Occupancy Sensor: NR - 8 | All other residential programs 0.80 | 1000 SF | 55 | 0 | 0 | 55 | 300 | System | kW | 0 | [5 empty] | 8 | 80% | 0% | 278.8992 | 441.5904 | 441.5904 | [5 empty] | 69.7248 | 69.7248 | 69.7248 | 69.7248 | 110.3976 | 110.3976 | 110.3976 | 110.3976 | 110.3976 | 110.3976 | 110.3976 | 110.3976 | 0 | 0 | 0 | 0 | 0 | 0 | 0 | 0 | 0 | 0 | 0 | 0 | 0 | 0 | 0 | 0 | 1162.08
Comprehensive Packaged Air Conditioning Systems | Occupancy sensor based controls or Occupancy sensor thermostat | Work Papers | 13 | Residential | AC_Cooling-RC | TRUE | Occupancy Sensor: NR - 8 | All other residential programs 0.80 | 1000 SF | 55 | 0 | 0 | 55 | 307.6833 | System | kW | 0 | [5 empty] | 8 | 80% | 0% | 46.4832 | 73.5984 | 73.5984 | [5 empty] | 11.6208 | 11.6208 | 11.6208 | 11.6208 | 18.3996 | 18.3996 | 18.3996 | 18.3996 | 18.3996 | 18.3996 | 18.3996 | 18.3996 | 0 | 0 | 0 | 0 | 0 | 0 | 0 | 0 | 0 | 0 | 0 | 0 | 0 | 0 | 0 | 0 | 193.68
Comprehensive Packaged Air Conditioning Systems | Occupancy sensor based controls or Occupancy sensor thermostat | Work Papers | 14 | Residential | AC_Cooling-RC | TRUE | Occupancy Sensor: NR - 8 | All other residential programs 0.80 | 1000 SF | 55 | 0 | 0 | 55 | 287.7443 | System | kW | 0 | [5 empty] | 8 | 80% | 0% | 139.4496 | 220.7952 | 220.7952 | [5 empty] | 34.8624 | 34.8624 | 34.8624 | 34.8624 | 55.1988 | 55.1988 | 55.1988 | 55.1988 | 55.1988 | 55.1988 | 55.1988 | 55.1988 | 0 | 0 | 0 | 0 | 0 | 0 | 0 | 0 | 0 | 0 | 0 | 0 | 0 | 0 | 0 | 0 | 581.04
Comprehensive Packaged Air Conditioning Systems | Occupancy sensor based controls or Occupancy sensor thermostat | Work Papers | 15 | Residential | AC_Cooling-RC | TRUE | Occupancy Sensor: NR - 8 | All other residential programs 0.80 | 1000 SF | 55 | 0 | 0 | 55 | 687.8262 | System | kW | 0 | [5 empty] | 8 | 80% | 0% | 232.416 | 367.992 | 367.992 | [5 empty] | 58.104 | 58.104 | 58.104 | 58.104 | 91.998 | 91.998 | 91.998 | 91.998 | 91.998 | 91.998 | 91.998 | 91.998 | 0 | 0 | 0 | 0 | 0 | 0 | 0 | 0 | 0 | 0 | 0 | 0 | 0 | 0 | 0 | 0 | 968.4
Comprehensive Packaged Air Conditioning Systems | Occupancy sensor based controls or Occupancy sensor thermostat | Work Papers | 16 | Residential | AC_Cooling-RC | TRUE | Occupancy Sensor: NR - 8 | All other residential programs 0.80 | 1000 SF | 55 | 0 | 0 | 55 | 59.8275 | System | kW | 0 | [5 empty] | 8 | 80% | 0% | 0 | 0 | 0 | [5 empty] | 0 | 0 | 0 | 0 | 0 | 0 | 0 | 0 | 0 | 0 | 0 | 0 | 0 | 0 | 0 | 0 | 0 | 0 | 0 | 0 | 0 | 0 | 0 | 0 | 0 | 0 | 0 | 0 | 0
Comprehensive Packaged Air Conditioning Systems | Correct refrigerant charge and air flow | Work Papers | 6 | Residential | AC_Cooling-RC | TRUE | 10 | All other residential programs 0.80 | per home | 25 | 0 | 0 | 115.08 | 43.5099 | System | kW | 0.33595 | [5 empty] | 10 | 80% | 0% | 0 | 0 | 0 | [5 empty] | 0 | 0 | 0 | 0 | 0 | 0 | 0 | 0 | 0 | 0 | 0 | 0 | 0 | 0 | 0 | 0 | 0 | 0 | 0 | 0 | 0 | 0 | 0 | 0 | 0 | 0 | 0 | 0 | 0
Comprehensive Packaged Air Conditioning Systems | Correct refrigerant charge and air flow | Work Papers | 8 | Residential | AC_Cooling-RC | TRUE | 10 | All other residential programs 0.80 | per home | 125 | 0 | 0 | 134.26 | 165.213 | System | kW | 0.34205 | [5 empty] | 10 | 80% | 0% | 1644.2448 | 2603.3876 | 2603.3876 | [5 empty] | 411.0612 | 411.0612 | 411.0612 | 411.0612 | 650.8469 | 650.8469 | 650.8469 | 650.8469 | 650.8469 | 650.8469 | 650.8469 | 650.8469 | 0 | 0 | 0 | 0 | 0 | 0 | 0 | 0 | 0 | 0 | 0 | 0 | 0 | 0 | 0 | 0 | 6851.02
Comprehensive Packaged Air Conditioning Systems | Correct refrigerant charge and air flow | Work Papers | 9 | Residential | AC_Cooling-RC | TRUE | 10 | All other residential programs 0.80 | per home | 125 | 0 | 0 | 153.44 | 297.8632 | System | kW | 0.39431 | [5 empty] | 10 | 80% | 0% | 1817.3232 | 2877.4284 | 2877.4284 | [5 empty] | 454.3308 | 454.3308 | 454.3308 | 454.3308 | 719.3571 | 719.3571 | 719.3571 | 719.3571 | 719.3571 | 719.3571 | 719.3571 | 719.3571 | 0 | 0 | 0 | 0 | 0 | 0 | 0 | 0 | 0 | 0 | 0 | 0 | 0 | 0 | 0 | 0 | 7572.18
Comprehensive Packaged Air Conditioning Systems | Correct refrigerant charge and air flow | Work Papers | 10 | Residential | AC_Cooling-RC | TRUE | 10 | All other residential programs 0.80 | per home | 125 | 0 | 0 | 153.44 | 376.9908 | System | kW | 0.43181 | [5 empty] | 10 | 80% | 0% | 2076.9408 | 3288.4896 | 3288.4896 | [5 empty] | 519.2352 | 519.2352 | 519.2352 | 519.2352 | 822.1224 | 822.1224 | 822.1224 | 822.1224 | 822.1224 | 822.1224 | 822.1224 | 822.1224 | 0 | 0 | 0 | 0 | 0 | 0 | 0 | 0 | 0 | 0 | 0 | 0 | 0 | 0 | 0 | 0 | 8653.92
Comprehensive Packaged Air Conditioning Systems | Correct refrigerant charge and air flow | Work Papers | 13 | Residential | AC_Cooling-RC | TRUE | 10 | All other residential programs 0.80 | per home | 125 | 0 | 0 | 153.44 | 445.552 | System | kW | 0.32455 | [5 empty] | 10 | 80% | 0% | 346.1568 | 548.0816 | 548.0816 | [5 empty] | 86.5392 | 86.5392 | 86.5392 | 86.5392 | 137.0204 | 137.0204 | 137.0204 | 137.0204 | 137.0204 | 137.0204 | 137.0204 | 137.0204 | 0 | 0 | 0 | 0 | 0 | 0 | 0 | 0 | 0 | 0 | 0 | 0 | 0 | 0 | 0 | 0 | 1442.32
Comprehensive Packaged Air Conditioning Systems | Correct refrigerant charge and air flow | Work Papers | 14 | Residential | AC_Cooling-RC | TRUE | 10 | All other residential programs 0.80 | per home | 125 | 0 | 0 | 191.8 | 510.05 | System | kW | 0.55739 | [5 empty] | 10 | 80% | 0% | 1038.4704 | 1644.2448 | 1644.2448 | [5 empty] | 259.6176 | 259.6176 | 259.6176 | 259.6176 | 411.0612 | 411.0612 | 411.0612 | 411.0612 | 411.0612 | 411.0612 | 411.0612 | 411.0612 | 0 | 0 | 0 | 0 | 0 | 0 | 0 | 0 | 0 | 0 | 0 | 0 | 0 | 0 | 0 | 0 | 4326.96
Comprehensive Packaged Air Conditioning Systems | Correct refrigerant charge and air flow | Work Papers | 15 | Residential | AC_Cooling-RC | TRUE | 10 | All other residential programs 0.80 | per home | 125 | 0 | 0 | 191.8 | 1013.075 | System | kW | 0.18625 | [5 empty] | 10 | 80% | 0% | 1730.784 | 2740.408 | 2740.408 | [5 empty] | 432.696 | 432.696 | 432.696 | 432.696 | 685.102 | 685.102 | 685.102 | 685.102 | 685.102 | 685.102 | 685.102 | 685.102 | 0 | 0 | 0 | 0 | 0 | 0 | 0 | 0 | 0 | 0 | 0 | 0 | 0 | 0 | 0 | 0 | 7211.6
Comprehensive Packaged Air Conditioning Systems | Correct refrigerant charge and air flow | Work Papers | 16 | Residential | AC_Cooling-RC | TRUE | 10 | All other residential programs 0.80 | per home | 25 | 0 | 0 | 115.08 | 72.0645 | System | kW | 0.41514 | [5 empty] | 10 | 80% | 0% | 0 | 0 | 0 | [5 empty] | 0 | 0 | 0 | 0 | 0 | 0 | 0 | 0 | 0 | 0 | 0 | 0 | 0 | 0 | 0 | 0 | 0 | 0 | 0 | 0 | 0 | 0 | 0 | 0 | 0 | 0 | 0 | 0 | 0
Comprehensive Packaged Air Conditioning Systems | Duct Test and Seal | Work Papers | 6 | Residential | AC_Cooling-RC | TRUE | 18 | All other residential programs 0.80 | per home | 50 | 0 | 0 | 193.2 | 117.0093 | System | kW | 0.38073 | [5 empty] | 18 | 80% | 0% | 0 | 0 | 0 | [5 empty] | 0 | 0 | 0 | 0 | 0 | 0 | 0 | 0 | 0 | 0 | 0 | 0 | 0 | 0 | 0 | 0 | 0 | 0 | 0 | 0 | 0 | 0 | 0 | 0 | 0 | 0 | 0 | 0 | 0
Comprehensive Packaged Air Conditioning Systems | Duct Test and Seal | Work Papers | 8 | Residential | AC_Cooling-RC | TRUE | 18 | All other residential programs 0.80 | per home | 100 | 0 | 0 | 171.59 | 222.3698 | System | kW | 0.22038 | [5 empty] | 18 | 80% | 0% | 610.128 | 966.036 | 966.036 | [5 empty] | 152.532 | 152.532 | 152.532 | 152.532 | 241.509 | 241.509 | 241.509 | 241.509 | 241.509 | 241.509 | 241.509 | 241.509 | 0 | 0 | 0 | 0 | 0 | 0 | 0 | 0 | 0 | 0 | 0 | 0 | 0 | 0 | 0 | 0 | 2542.2
Comprehensive Packaged Air Conditioning Systems | Duct Test and Seal | Work Papers | 9 | Residential | AC_Cooling-RC | TRUE | 18 | All other residential programs 0.80 | per home | 100 | 0 | 0 | 210.1688 | 261.5063 | System | kW | 0.37298 | [5 empty] | 18 | 80% | 0% | 674.352 | 1067.724 | 1067.724 | [5 empty] | 168.588 | 168.588 | 168.588 | 168.588 | 266.931 | 266.931 | 266.931 | 266.931 | 266.931 | 266.931 | 266.931 | 266.931 | 0 | 0 | 0 | 0 | 0 | 0 | 0 | 0 | 0 | 0 | 0 | 0 | 0 | 0 | 0 | 0 | 2809.8
Comprehensive Packaged Air Conditioning Systems | Duct Test and Seal | Work Papers | 10 | Residential | AC_Cooling-RC | TRUE | 18 | All other residential programs 0.80 | per home | 100 | 0 | 0 | 191.5661 | 321.9096 | System | kW | 0.42777 | [5 empty] | 18 | 80% | 0% | 770.688 | 1220.256 | 1220.256 | [5 empty] | 192.672 | 192.672 | 192.672 | 192.672 | 305.064 | 305.064 | 305.064 | 305.064 | 305.064 | 305.064 | 305.064 | 305.064 | 0 | 0 | 0 | 0 | 0 | 0 | 0 | 0 | 0 | 0 | 0 | 0 | 0 | 0 | 0 | 0 | 3211.2
Comprehensive Packaged Air Conditioning Systems | Duct Test and Seal | Work Papers | 13 | Residential | AC_Cooling-RC | TRUE | 18 | All other residential programs 0.80 | per home | 100 | 0 | 0 | 168.44 | 424.9644 | System | kW | 0.26943 | [5 empty] | 18 | 80% | 0% | 128.448 | 203.376 | 203.376 | [5 empty] | 32.112 | 32.112 | 32.112 | 32.112 | 50.844 | 50.844 | 50.844 | 50.844 | 50.844 | 50.844 | 50.844 | 50.844 | 0 | 0 | 0 | 0 | 0 | 0 | 0 | 0 | 0 | 0 | 0 | 0 | 0 | 0 | 0 | 0 | 535.2
Comprehensive Packaged Air Conditioning Systems | Duct Test and Seal | Work Papers | 14 | Residential | AC_Cooling-RC | TRUE | 18 | All other residential programs 0.80 | per home | 100 | 0 | 0 | 192.68 | 383.5783 | System | kW | 0.58483 | [5 empty] | 18 | 80% | 0% | 385.344 | 610.128 | 610.128 | [5 empty] | 96.336 | 96.336 | 96.336 | 96.336 | 152.532 | 152.532 | 152.532 | 152.532 | 152.532 | 152.532 | 152.532 | 152.532 | 0 | 0 | 0 | 0 | 0 | 0 | 0 | 0 | 0 | 0 | 0 | 0 | 0 | 0 | 0 | 0 | 1605.6
Comprehensive Packaged Air Conditioning Systems | Duct Test and Seal | Work Papers | 15 | Residential | AC_Cooling-RC | TRUE | 18 | All other residential programs 0.80 | per home | 100 | 0 | 0 | 162.84 | 695.7808 | System | kW | 0.29916 | [5 empty] | 18 | 80% | 0% | 642.24 | 1016.88 | 1016.88 | [5 empty] | 160.56 | 160.56 | 160.56 | 160.56 | 254.22 | 254.22 | 254.22 | 254.22 | 254.22 | 254.22 | 254.22 | 254.22 | 0 | 0 | 0 | 0 | 0 | 0 | 0 | 0 | 0 | 0 | 0 | 0 | 0 | 0 | 0 | 0 | 2676
Comprehensive Packaged Air Conditioning Systems | Duct Test and Seal | Work Papers | 16 | Residential | AC_Cooling-RC | TRUE | 18 | All other residential programs 0.80 | per home | 50 | 0 | 0 | 169.92 | 178.0997 | System | kW | 0.38399 | [5 empty] | 18 | 80% | 0% | 0 | 0 | 0 | [5 empty] | 0 | 0 | 0 | 0 | 0 | 0 | 0 | 0 | 0 | 0 | 0 | 0 | 0 | 0 | 0 | 0 | 0 | 0 | 0 | 0 | 0 | 0 | 0 | 0 | 0 | 0 | 0 | 0 | 0
Comprehensive Packaged Air Conditioning Systems | Refrigerant charge and airflow plus duct test and seal | Work Papers | 6 | Residential | AC_Cooling-RC | TRUE | 15 | All other residential programs 0.80 | per home | 100 | 0 | 0 | 438.81 | 55.1601 | System | kW | 0.41536 | [5 empty] | 15 | 80% | 0% | 0 | 0 | 0 | [5 empty] | 0 | 0 | 0 | 0 | 0 | 0 | 0 | 0 | 0 | 0 | 0 | 0 | 0 | 0 | 0 | 0 | 0 | 0 | 0 | 0 | 0 | 0 | 0 | 0 | 0 | 0 | 0 | 0 | 0
Comprehensive Packaged Air Conditioning Systems | Refrigerant charge and airflow plus duct test and seal | Work Papers | 8 | Residential | AC_Cooling-RC | TRUE | 15 | All other residential programs 0.80 | per home | 225 | 0 | 0 | 511.95 | 234.2931 | System | kW | 0.52298 | [5 empty] | 15 | 80% | 0% | 114.912 | 181.944 | 181.944 | [5 empty] | 28.728 | 28.728 | 28.728 | 28.728 | 45.486 | 45.486 | 45.486 | 45.486 | 45.486 | 45.486 | 45.486 | 45.486 | 0 | 0 | 0 | 0 | 0 | 0 | 0 | 0 | 0 | 0 | 0 | 0 | 0 | 0 | 0 | 0 | 478.8
Comprehensive Packaged Air Conditioning Systems | Refrigerant charge and airflow plus duct test and seal | Work Papers | 9 | Residential | AC_Cooling-RC | TRUE | 15 | All other residential programs 0.80 | per home | 225 | 0 | 0 | 585.08 | 424.752 | System | kW | 0.60952 | [5 empty] | 15 | 80% | 0% | 127.008 | 201.096 | 201.096 | [5 empty] | 31.752 | 31.752 | 31.752 | 31.752 | 50.274 | 50.274 | 50.274 | 50.274 | 50.274 | 50.274 | 50.274 | 50.274 | 0 | 0 | 0 | 0 | 0 | 0 | 0 | 0 | 0 | 0 | 0 | 0 | 0 | 0 | 0 | 0 | 529.2
Comprehensive Packaged Air Conditioning Systems | Refrigerant charge and airflow plus duct test and seal | Work Papers | 10 | Residential | AC_Cooling-RC | TRUE | 15 | All other residential programs 0.80 | per home | 225 | 0 | 0 | 585.08 | 534.26 | System | kW | 0.69503 | [5 empty] | 15 | 80% | 0% | 145.152 | 229.824 | 229.824 | [5 empty] | 36.288 | 36.288 | 36.288 | 36.288 | 57.456 | 57.456 | 57.456 | 57.456 | 57.456 | 57.456 | 57.456 | 57.456 | 0 | 0 | 0 | 0 | 0 | 0 | 0 | 0 | 0 | 0 | 0 | 0 | 0 | 0 | 0 | 0 | 604.8
Comprehensive Packaged Air Conditioning Systems | Refrigerant charge and airflow plus duct test and seal | Work Papers | 13 | Residential | AC_Cooling-RC | TRUE | 15 | All other residential programs 0.80 | per home | 225 | 0 | 0 | 585.08 | 661.304 | System | kW | 0.56337 | [5 empty] | 15 | 80% | 0% | 24.192 | 38.304 | 38.304 | [5 empty] | 6.048 | 6.048 | 6.048 | 6.048 | 9.576 | 9.576 | 9.576 | 9.576 | 9.576 | 9.576 | 9.576 | 9.576 | 0 | 0 | 0 | 0 | 0 | 0 | 0 | 0 | 0 | 0 | 0 | 0 | 0 | 0 | 0 | 0 | 100.8
Comprehensive Packaged Air Conditioning Systems | Refrigerant charge and airflow plus duct test and seal | Work Papers | 14 | Residential | AC_Cooling-RC | TRUE | 15 | All other residential programs 0.80 | per home | 225 | 0 | 0 | 731.35 | 721.36 | System | kW | 0.97531 | [5 empty] | 15 | 80% | 0% | 72.576 | 114.912 | 114.912 | [5 empty] | 18.144 | 18.144 | 18.144 | 18.144 | 28.728 | 28.728 | 28.728 | 28.728 | 28.728 | 28.728 | 28.728 | 28.728 | 0 | 0 | 0 | 0 | 0 | 0 | 0 | 0 | 0 | 0 | 0 | 0 | 0 | 0 | 0 | 0 | 302.4
Comprehensive Packaged Air Conditioning Systems | Refrigerant charge and airflow plus duct test and seal | Work Papers | 15 | Residential | AC_Cooling-RC | TRUE | 15 | All other residential programs 0.80 | per home | 225 | 0 | 0 | 731.35 | 1456.66 | System | kW | 0.57261 | [5 empty] | 15 | 80% | 0% | 120.96 | 191.52 | 191.52 | [5 empty] | 30.24 | 30.24 | 30.24 | 30.24 | 47.88 | 47.88 | 47.88 | 47.88 | 47.88 | 47.88 | 47.88 | 47.88 | 0 | 0 | 0 | 0 | 0 | 0 | 0 | 0 | 0 | 0 | 0 | 0 | 0 | 0 | 0 | 0 | 504
Comprehensive Packaged Air Conditioning Systems | Refrigerant charge and airflow plus duct test and seal | Work Papers | 16 | Residential | AC_Cooling-RC | TRUE | 15 | All other residential programs 0.80 | per home | 100 | 0 | 0 | 438.81 | 123.0894 | System | kW | 0.58291 | [5 empty] | 15 | 80% | 0% | 0 | 0 | 0 | [5 empty] | 0 | 0 | 0 | 0 | 0 | 0 | 0 | 0 | 0 | 0 | 0 | 0 | 0 | 0 | 0 | 0 | 0 | 0 | 0 | 0 | 0 | 0 | 0 | 0 | 0 | 0 | 0 | 0 | 0
Comprehensive Packaged Air Conditioning Systems | Basic HVAC Diagnostic -- commercial -- econ & Schrader cap | Work Papers | 6 | Misc._Commercial | Economy_cycle-Ret | TRUE | 3 | All other nonresidential programs 0.80 | ton | 12 | 0 | 0 | 12 | 60 | System | kW | 0.35394 | [5 empty] | 3 | 80% | 0% | 186.264 | 294.918 | 294.918 | [5 empty] | 46.566 | 46.566 | 46.566 | 46.566 | 73.7295 | 73.7295 | 73.7295 | 73.7295 | 73.7295 | 73.7295 | 73.7295 | 73.7295 | 0 | 0 | 0 | 0 | 0 | 0 | 0 | 0 | 0 | 0 | 0 | 0 | 0 | 0 | 0 | 0 | 776.1
Comprehensive Packaged Air Conditioning Systems | Basic HVAC Diagnostic -- commercial -- econ & Schrader cap | Work Papers | 8 | Misc._Commercial | Economy_cycle-Ret | TRUE | 3 | All other nonresidential programs 0.80 | ton | 12 | 0 | 0 | 12 | 67.4471 | System | kW | 0.21592 | [5 empty] | 3 | 80% | 0% | 5587.92 | 8847.54 | 8847.54 | [5 empty] | 1396.98 | 1396.98 | 1396.98 | 1396.98 | 2211.885 | 2211.885 | 2211.885 | 2211.885 | 2211.885 | 2211.885 | 2211.885 | 2211.885 | 0 | 0 | 0 | 0 | 0 | 0 | 0 | 0 | 0 | 0 | 0 | 0 | 0 | 0 | 0 | 0 | 23283
Comprehensive Packaged Air Conditioning Systems | Basic HVAC Diagnostic -- commercial -- econ & Schrader cap | Work Papers | 9 | Misc._Commercial | Economy_cycle-Ret | TRUE | 3 | All other nonresidential programs 0.80 | ton | 12 | 0 | 0 | 12 | 69.4218 | System | kW | 0.08244 | [5 empty] | 3 | 80% | 0% | 3725.28 | 5898.36 | 5898.36 | [5 empty] | 931.32 | 931.32 | 931.32 | 931.32 | 1474.59 | 1474.59 | 1474.59 | 1474.59 | 1474.59 | 1474.59 | 1474.59 | 1474.59 | 0 | 0 | 0 | 0 | 0 | 0 | 0 | 0 | 0 | 0 | 0 | 0 | 0 | 0 | 0 | 0 | 15522
Comprehensive Packaged Air Conditioning Systems | Basic HVAC Diagnostic -- commercial -- econ & Schrader cap | Work Papers | 10 | Misc._Commercial | Economy_cycle-Ret | TRUE | 3 | All other nonresidential programs 0.80 | ton | 12 | 0 | 0 | 12 | 70 | System | kW | 0.25086 | [5 empty] | 3 | 80% | 0% | 6519.24 | 10322.13 | 10322.13 | [5 empty] | 1629.81 | 1629.81 | 1629.81 | 1629.81 | 2580.5325 | 2580.5325 | 2580.5325 | 2580.5325 | 2580.5325 | 2580.5325 | 2580.5325 | 2580.5325 | 0 | 0 | 0 | 0 | 0 | 0 | 0 | 0 | 0 | 0 | 0 | 0 | 0 | 0 | 0 | 0 | 27163.5
Comprehensive Packaged Air Conditioning Systems | Basic HVAC Diagnostic -- commercial -- econ & Schrader cap | Work Papers | 13 | Misc._Commercial | Economy_cycle-Ret | TRUE | 3 | All other nonresidential programs 0.80 | ton | 12 | 0 | 0 | 12 | 76.8754 | System | kW | 0.21485 | [5 empty] | 3 | 80% | 0% | 931.32 | 1474.59 | 1474.59 | [5 empty] | 232.83 | 232.83 | 232.83 | 232.83 | 368.6475 | 368.6475 | 368.6475 | 368.6475 | 368.6475 | 368.6475 | 368.6475 | 368.6475 | 0 | 0 | 0 | 0 | 0 | 0 | 0 | 0 | 0 | 0 | 0 | 0 | 0 | 0 | 0 | 0 | 3880.5
Comprehensive Packaged Air Conditioning Systems | Basic HVAC Diagnostic -- commercial -- econ & Schrader cap | Work Papers | 14 | Misc._Commercial | Economy_cycle-Ret | TRUE | 3 | All other nonresidential programs 0.80 | ton | 12 | 0 | 0 | 12 | 66.4364 | System | kW | 0.25 | [5 empty] | 3 | 80% | 0% | 1303.848 | 2064.426 | 2064.426 | [5 empty] | 325.962 | 325.962 | 325.962 | 325.962 | 516.1065 | 516.1065 | 516.1065 | 516.1065 | 516.1065 | 516.1065 | 516.1065 | 516.1065 | 0 | 0 | 0 | 0 | 0 | 0 | 0 | 0 | 0 | 0 | 0 | 0 | 0 | 0 | 0 | 0 | 5432.7
Comprehensive Packaged Air Conditioning Systems | Basic HVAC Diagnostic -- commercial -- econ & Schrader cap | Work Papers | 15 | Misc._Commercial | Economy_cycle-Ret | TRUE | 3 | All other nonresidential programs 0.80 | ton | 12 | 0 | 0 | 12 | 70 | System | kW | 0.26242 | [5 empty] | 3 | 80% | 0% | 372.528 | 589.836 | 589.836 | [5 empty] | 93.132 | 93.132 | 93.132 | 93.132 | 147.459 | 147.459 | 147.459 | 147.459 | 147.459 | 147.459 | 147.459 | 147.459 | 0 | 0 | 0 | 0 | 0 | 0 | 0 | 0 | 0 | 0 | 0 | 0 | 0 | 0 | 0 | 0 | 1552.2
Comprehensive Packaged Air Conditioning Systems | Basic HVAC Diagnostic -- commercial -- econ & Schrader cap | Work Papers | 16 | Misc._Commercial | Economy_cycle-Ret | TRUE | 3 | All other nonresidential programs 0.80 | ton | 12 | 0 | 0 | 12 | 35.9929 | System | kW | 0.29814 | [5 empty] | 3 | 80% | 0% | 0 | 0 | 0 | [5 empty] | 0 | 0 | 0 | 0 | 0 | 0 | 0 | 0 | 0 | 0 | 0 | 0 | 0 | 0 | 0 | 0 | 0 | 0 | 0 | 0 | 0 | 0 | 0 | 0 | 0 | 0 | 0 | 0 | 0
Comprehensive Packaged Air Conditioning Systems | Refrigerant charge and airflow | Work Papers | 6 | Misc._Commercial | New_AC-Ret | TRUE | 5 | All other nonresidential programs 0.80 | ton | 25 | 0 | 0 | 25 | 200 | System | kW | 0.09 | [5 empty] | 5 | 80% | 0% | 240 | 380 | 380 | [5 empty] | 60 | 60 | 60 | 60 | 95 | 95 | 95 | 95 | 95 | 95 | 95 | 95 | 0 | 0 | 0 | 0 | 0 | 0 | 0 | 0 | 0 | 0 | 0 | 0 | 0 | 0 | 0 | 0 | 1000
Comprehensive Packaged Air Conditioning Systems | Refrigerant charge and airflow | Work Papers | 8 | Misc._Commercial | New_AC-Ret | TRUE | 5 | All other nonresidential programs 0.80 | ton | 25 | 0 | 0 | 25 | 221.6119 | System | kW | 0.097 | [5 empty] | 5 | 80% | 0% | 7200 | 11400 | 11400 | [5 empty] | 1800 | 1800 | 1800 | 1800 | 2850 | 2850 | 2850 | 2850 | 2850 | 2850 | 2850 | 2850 | 0 | 0 | 0 | 0 | 0 | 0 | 0 | 0 | 0 | 0 | 0 | 0 | 0 | 0 | 0 | 0 | 30000
Comprehensive Packaged Air Conditioning Systems | Refrigerant charge and airflow | Work Papers | 9 | Misc._Commercial | New_AC-Ret | TRUE | 5 | All other nonresidential programs 0.80 | ton | 25 | 0 | 0 | 25 | 228.1003 | System | kW | 0.099 | [5 empty] | 5 | 80% | 0% | 4800 | 7600 | 7600 | [5 empty] | 1200 | 1200 | 1200 | 1200 | 1900 | 1900 | 1900 | 1900 | 1900 | 1900 | 1900 | 1900 | 0 | 0 | 0 | 0 | 0 | 0 | 0 | 0 | 0 | 0 | 0 | 0 | 0 | 0 | 0 | 0 | 20000
Comprehensive Packaged Air Conditioning Systems | Refrigerant charge and airflow | Work Papers | 10 | Misc._Commercial | New_AC-Ret | TRUE | 5 | All other nonresidential programs 0.80 | ton | 25 | 0 | 0 | 25 | 230 | System | kW | 0.1 | [5 empty] | 5 | 80% | 0% | 8400 | 13300 | 13300 | [5 empty] | 2100 | 2100 | 2100 | 2100 | 3325 | 3325 | 3325 | 3325 | 3325 | 3325 | 3325 | 3325 | 0 | 0 | 0 | 0 | 0 | 0 | 0 | 0 | 0 | 0 | 0 | 0 | 0 | 0 | 0 | 0 | 35000
Comprehensive Packaged Air Conditioning Systems | Refrigerant charge and airflow | Work Papers | 13 | Misc._Commercial | New_AC-Ret | TRUE | 5 | All other nonresidential programs 0.80 | ton | 25 | 0 | 0 | 25 | 252.5905 | System | kW | 0.103 | [5 empty] | 5 | 80% | 0% | 1200 | 1900 | 1900 | [5 empty] | 300 | 300 | 300 | 300 | 475 | 475 | 475 | 475 | 475 | 475 | 475 | 475 | 0 | 0 | 0 | 0 | 0 | 0 | 0 | 0 | 0 | 0 | 0 | 0 | 0 | 0 | 0 | 0 | 5000
Comprehensive Packaged Air Conditioning Systems | Refrigerant charge and airflow | Work Papers | 14 | Misc._Commercial | New_AC-Ret | TRUE | 5 | All other nonresidential programs 0.80 | ton | 25 | 0 | 0 | 25 | 218.2911 | System | kW | 0.099195 | [5 empty] | 5 | 80% | 0% | 1680 | 2660 | 2660 | [5 empty] | 420 | 420 | 420 | 420 | 665 | 665 | 665 | 665 | 665 | 665 | 665 | 665 | 0 | 0 | 0 | 0 | 0 | 0 | 0 | 0 | 0 | 0 | 0 | 0 | 0 | 0 | 0 | 0 | 7000
Comprehensive Packaged Air Conditioning Systems | Refrigerant charge and airflow | Work Papers | 15 | Misc._Commercial | New_AC-Ret | TRUE | 5 | All other nonresidential programs 0.80 | ton | 25 | 0 | 0 | 25 | 370 | System | kW | 0.11043 | [5 empty] | 5 | 80% | 0% | 480 | 760 | 760 | [5 empty] | 120 | 120 | 120 | 120 | 190 | 190 | 190 | 190 | 190 | 190 | 190 | 190 | 0 | 0 | 0 | 0 | 0 | 0 | 0 | 0 | 0 | 0 | 0 | 0 | 0 | 0 | 0 | 0 | 2000
Comprehensive Packaged Air Conditioning Systems | Refrigerant charge and airflow | Work Papers | 16 | Misc._Commercial | New_AC-Ret | TRUE | 5 | All other nonresidential programs 0.80 | ton | 25 | 0 | 0 | 25 | 118.2624 | System | kW | 0.087869 | [5 empty] | 5 | 80% | 0% | 0 | 0 | 0 | [5 empty] | 0 | 0 | 0 | 0 | 0 | 0 | 0 | 0 | 0 | 0 | 0 | 0 | 0 | 0 | 0 | 0 | 0 | 0 | 0 | 0 | 0 | 0 | 0 | 0 | 0 | 0 | 0 | 0 | 0
Comprehensive Packaged Air Conditioning Systems | Economizer Tune Up | Work Papers | 6 | Misc._Commercial | Economy_cycle-Ret | TRUE | 3 | All other nonresidential programs 0.80 | per ton | 20 | 0 | 0 | 50 | 340 | System | kW | 0 | [5 empty] | 3 | 80% | 0% | 370.5408 | 586.6896 | 586.6896 | [5 empty] | 92.6352 | 92.6352 | 92.6352 | 92.6352 | 146.6724 | 146.6724 | 146.6724 | 146.6724 | 146.6724 | 146.6724 | 146.6724 | 146.6724 | 0 | 0 | 0 | 0 | 0 | 0 | 0 | 0 | 0 | 0 | 0 | 0 | 0 | 0 | 0 | 0 | 1543.92
Comprehensive Packaged Air Conditioning Systems | Economizer Tune Up | Work Papers | 8 | Misc._Commercial | Economy_cycle-Ret | TRUE | 3 | All other nonresidential programs 0.80 | per ton | 20 | 0 | 0 | 50 | 270 | System | kW | 0 | [5 empty] | 3 | 80% | 0% | 1482.1632 | 2346.7584 | 2346.7584 | [5 empty] | 370.5408 | 370.5408 | 370.5408 | 370.5408 | 586.6896 | 586.6896 | 586.6896 | 586.6896 | 586.6896 | 586.6896 | 586.6896 | 586.6896 | 0 | 0 | 0 | 0 | 0 | 0 | 0 | 0 | 0 | 0 | 0 | 0 | 0 | 0 | 0 | 0 | 6175.68
Comprehensive Packaged Air Conditioning Systems | Economizer Tune Up | Work Papers | 9 | Misc._Commercial | Economy_cycle-Ret | TRUE | 3 | All other nonresidential programs 0.80 | per ton | 20 | 0 | 0 | 50 | 270 | System | kW | 0 | [5 empty] | 3 | 80% | 0% | 952.8192 | 1508.6304 | 1508.6304 | [5 empty] | 238.2048 | 238.2048 | 238.2048 | 238.2048 | 377.1576 | 377.1576 | 377.1576 | 377.1576 | 377.1576 | 377.1576 | 377.1576 | 377.1576 | 0 | 0 | 0 | 0 | 0 | 0 | 0 | 0 | 0 | 0 | 0 | 0 | 0 | 0 | 0 | 0 | 3970.08
Comprehensive Packaged Air Conditioning Systems | Economizer Tune Up | Work Papers | 10 | Misc._Commercial | Economy_cycle-Ret | TRUE | 3 | All other nonresidential programs 0.80 | per ton | 20 | 0 | 0 | 50 | 270 | System | kW | 0 | [5 empty] | 3 | 80% | 0% | 1746.8352 | 2765.8224 | 2765.8224 | [5 empty] | 436.7088 | 436.7088 | 436.7088 | 436.7088 | 691.4556 | 691.4556 | 691.4556 | 691.4556 | 691.4556 | 691.4556 | 691.4556 | 691.4556 | 0 | 0 | 0 | 0 | 0 | 0 | 0 | 0 | 0 | 0 | 0 | 0 | 0 | 0 | 0 | 0 | 7278.48
Comprehensive Packaged Air Conditioning Systems | Economizer Tune Up | Work Papers | 13 | Misc._Commercial | Economy_cycle-Ret | TRUE | 3 | All other nonresidential programs 0.80 | per ton | 20 | 0 | 0 | 50 | 270 | System | kW | 0 | [5 empty] | 3 | 80% | 0% | 264.672 | 419.064 | 419.064 | [5 empty] | 66.168 | 66.168 | 66.168 | 66.168 | 104.766 | 104.766 | 104.766 | 104.766 | 104.766 | 104.766 | 104.766 | 104.766 | 0 | 0 | 0 | 0 | 0 | 0 | 0 | 0 | 0 | 0 | 0 | 0 | 0 | 0 | 0 | 0 | 1102.8
Comprehensive Packaged Air Conditioning Systems | Economizer Tune Up | Work Papers | 14 | Misc._Commercial | Economy_cycle-Ret | TRUE | 3 | All other nonresidential programs 0.80 | per ton | 20 | 0 | 0 | 50 | 270 | System | kW | 0 | [5 empty] | 3 | 80% | 0% | 370.5408 | 586.6896 | 586.6896 | [5 empty] | 92.6352 | 92.6352 | 92.6352 | 92.6352 | 146.6724 | 146.6724 | 146.6724 | 146.6724 | 146.6724 | 146.6724 | 146.6724 | 146.6724 | 0 | 0 | 0 | 0 | 0 | 0 | 0 | 0 | 0 | 0 | 0 | 0 | 0 | 0 | 0 | 0 | 1543.92
Comprehensive Packaged Air Conditioning Systems | Economizer Tune Up | Work Papers | 15 | Misc._Commercial | Economy_cycle-Ret | TRUE | 3 | All other nonresidential programs 0.80 | per ton | 20 | 0 | 0 | 50 | 170 | System | kW | 0 | [5 empty] | 3 | 80% | 0% | 105.8688 | 167.6256 | 167.6256 | [5 empty] | 26.4672 | 26.4672 | 26.4672 | 26.4672 | 41.9064 | 41.9064 | 41.9064 | 41.9064 | 41.9064 | 41.9064 | 41.9064 | 41.9064 | 0 | 0 | 0 | 0 | 0 | 0 | 0 | 0 | 0 | 0 | 0 | 0 | 0 | 0 | 0 | 0 | 441.12
Comprehensive Packaged Air Conditioning Systems | Economizer Tune Up | Work Papers | 16 | Misc._Commercial | Economy_cycle-Ret | TRUE | 3 | All other nonresidential programs 0.80 | per ton | 20 | 0 | 0 | 50 | 270 | System | kW | 0 | [5 empty] | 3 | 80% | 0% | 0 | 0 | 0 | [5 empty] | 0 | 0 | 0 | 0 | 0 | 0 | 0 | 0 | 0 | 0 | 0 | 0 | 0 | 0 | 0 | 0 | 0 | 0 | 0 | 0 | 0 | 0 | 0 | 0 | 0 | 0 | 0 | 0 | 0
Comprehensive Packaged Air Conditioning Systems | Economizer Control Package | CERC0605EconP | 6 | Misc._Commercial | Economy_cycle-Ret | TRUE | 15 | All other nonresidential programs 0.80 | per ton | 20 | 0 | 0 | 170.1054 | 126.481 | System | kW | 0 | [5 empty] | 15 | 80% | 0% | 158.34 | 250.705 | 250.705 | [5 empty] | 39.585 | 39.585 | 39.585 | 39.585 | 62.6763 | 62.6763 | 62.6763 | 62.6763 | 62.6763 | 62.6763 | 62.6763 | 62.6763 | 0 | 0 | 0 | 0 | 0 | 0 | 0 | 0 | 0 | 0 | 0 | 0 | 0 | 0 | 0 | 0 | 659.75
Comprehensive Packaged Air Conditioning Systems | Economizer Control Package | CERC0805EconP | 8 | Misc._Commercial | Economy_cycle-Ret | TRUE | 15 | All other nonresidential programs 0.80 | per ton | 20 | 0 | 0 | 170.1054 | 90.2548 | System | kW | 0 | [5 empty] | 15 | 80% | 0% | 633.36 | 1002.82 | 1002.82 | [5 empty] | 158.34 | 158.34 | 158.34 | 158.34 | 250.705 | 250.705 | 250.705 | 250.705 | 250.705 | 250.705 | 250.705 | 250.705 | 0 | 0 | 0 | 0 | 0 | 0 | 0 | 0 | 0 | 0 | 0 | 0 | 0 | 0 | 0 | 0 | 2639
Comprehensive Packaged Air Conditioning Systems | Economizer Control Package | CERC0905EconP | 9 | Misc._Commercial | Economy_cycle-Ret | TRUE | 15 | All other nonresidential programs 0.80 | per ton | 20 | 0 | 0 | 170.1054 | 71.2749 | System | kW | 0 | [5 empty] | 15 | 80% | 0% | 407.16 | 644.67 | 644.67 | [5 empty] | 101.79 | 101.79 | 101.79 | 101.79 | 161.1675 | 161.1675 | 161.1675 | 161.1675 | 161.1675 | 161.1675 | 161.1675 | 161.1675 | 0 | 0 | 0 | 0 | 0 | 0 | 0 | 0 | 0 | 0 | 0 | 0 | 0 | 0 | 0 | 0 | 1696.5
Comprehensive Packaged Air Conditioning Systems | Economizer Control Package | CERC1005EconP | 10 | Misc._Commercial | Economy_cycle-Ret | TRUE | 15 | All other nonresidential programs 0.80 | per ton | 20 | 0 | 0 | 170.1054 | 61.738 | System | kW | 0 | [5 empty] | 15 | 80% | 0% | 746.46 | 1181.895 | 1181.895 | [5 empty] | 186.615 | 186.615 | 186.615 | 186.615 | 295.4737 | 295.4737 | 295.4737 | 295.4737 | 295.4737 | 295.4737 | 295.4737 | 295.4737 | 0 | 0 | 0 | 0 | 0 | 0 | 0 | 0 | 0 | 0 | 0 | 0 | 0 | 0 | 0 | 0 | 3110.25
Comprehensive Packaged Air Conditioning Systems | Economizer Control Package | CERC1305EconP | 13 | Misc._Commercial | Economy_cycle-Ret | TRUE | 15 | All other nonresidential programs 0.80 | per ton | 20 | 0 | 0 | 170.1054 | 42.2331 | System | kW | 0 | [5 empty] | 15 | 80% | 0% | 113.1 | 179.075 | 179.075 | [5 empty] | 28.275 | 28.275 | 28.275 | 28.275 | 44.7687 | 44.7687 | 44.7687 | 44.7687 | 44.7687 | 44.7687 | 44.7687 | 44.7687 | 0 | 0 | 0 | 0 | 0 | 0 | 0 | 0 | 0 | 0 | 0 | 0 | 0 | 0 | 0 | 0 | 471.25
Comprehensive Packaged Air Conditioning Systems | Economizer Control Package | CERC1405EconP | 14 | Misc._Commercial | Economy_cycle-Ret | TRUE | 15 | All other nonresidential programs 0.80 | per ton | 20 | 0 | 0 | 170.1054 | 41.968 | System | kW | 0 | [5 empty] | 15 | 80% | 0% | 158.34 | 250.705 | 250.705 | [5 empty] | 39.585 | 39.585 | 39.585 | 39.585 | 62.6763 | 62.6763 | 62.6763 | 62.6763 | 62.6763 | 62.6763 | 62.6763 | 62.6763 | 0 | 0 | 0 | 0 | 0 | 0 | 0 | 0 | 0 | 0 | 0 | 0 | 0 | 0 | 0 | 0 | 659.75
Comprehensive Packaged Air Conditioning Systems | Economizer Control Package | CERC1505EconP | 15 | Misc._Commercial | Economy_cycle-Ret | TRUE | 15 | All other nonresidential programs 0.80 | per ton | 20 | 0 | 0 | 170.1054 | 24.0218 | System | kW | 0 | [5 empty] | 15 | 80% | 0% | 45.24 | 71.63 | 71.63 | [5 empty] | 11.31 | 11.31 | 11.31 | 11.31 | 17.9075 | 17.9075 | 17.9075 | 17.9075 | 17.9075 | 17.9075 | 17.9075 | 17.9075 | 0 | 0 | 0 | 0 | 0 | 0 | 0 | 0 | 0 | 0 | 0 | 0 | 0 | 0 | 0 | 0 | 188.5
Comprehensive Packaged Air Conditioning Systems | Economizer Control Package | CERC1605EconP | 16 | Misc._Commercial | Economy_cycle-Ret | TRUE | 15 | All other nonresidential programs 0.80 | per ton | 20 | 0 | 0 | 170.1054 | 41.9675 | System | kW | 0 | [5 empty] | 15 | 80% | 0% | 0 | 0 | 0 | [5 empty] | 0 | 0 | 0 | 0 | 0 | 0 | 0 | 0 | 0 | 0 | 0 | 0 | 0 | 0 | 0 | 0 | 0 | 0 | 0 | 0 | 0 | 0 | 0 | 0 | 0 | 0 | 0 | 0 | 0
Comprehensive Packaged Air Conditioning Systems | Economizer Tune Up & 2-stage cooling thermostat | Work Papers | 6 | Misc._Commercial | Economy_cycle-Ret | TRUE | Set-Back Thermostat: NR - 11 | All other nonresidential programs 0.80 | per rtu | 150 | 0 | 0 | 150 | 340 | System | kW | 0 | [5 empty] | 11 | 80% | 0% | 72.576 | 114.912 | 114.912 | [5 empty] | 18.144 | 18.144 | 18.144 | 18.144 | 28.728 | 28.728 | 28.728 | 28.728 | 28.728 | 28.728 | 28.728 | 28.728 | 0 | 0 | 0 | 0 | 0 | 0 | 0 | 0 | 0 | 0 | 0 | 0 | 0 | 0 | 0 | 0 | 302.4
Comprehensive Packaged Air Conditioning Systems | Economizer Tune Up & 2-stage cooling thermostat | Work Papers | 8 | Misc._Commercial | Economy_cycle-Ret | TRUE | Set-Back Thermostat: NR - 11 | All other nonresidential programs 0.80 | per rtu | 150 | 0 | 0 | 150 | 270 | System | kW | 0 | [5 empty] | 11 | 80% | 0% | 290.304 | 459.648 | 459.648 | [5 empty] | 72.576 | 72.576 | 72.576 | 72.576 | 114.912 | 114.912 | 114.912 | 114.912 | 114.912 | 114.912 | 114.912 | 114.912 | 0 | 0 | 0 | 0 | 0 | 0 | 0 | 0 | 0 | 0 | 0 | 0 | 0 | 0 | 0 | 0 | 1209.6
Comprehensive Packaged Air Conditioning Systems | Economizer Tune Up & 2-stage cooling thermostat | Work Papers | 9 | Misc._Commercial | Economy_cycle-Ret | TRUE | Set-Back Thermostat: NR - 11 | All other nonresidential programs 0.80 | per rtu | 150 | 0 | 0 | 150 | 1150 | System | kW | 0 | [5 empty] | 11 | 80% | 0% | 186.624 | 295.488 | 295.488 | [5 empty] | 46.656 | 46.656 | 46.656 | 46.656 | 73.872 | 73.872 | 73.872 | 73.872 | 73.872 | 73.872 | 73.872 | 73.872 | 0 | 0 | 0 | 0 | 0 | 0 | 0 | 0 | 0 | 0 | 0 | 0 | 0 | 0 | 0 | 0 | 777.6
Comprehensive Packaged Air Conditioning Systems | Economizer Tune Up & 2-stage cooling thermostat | Work Papers | 10 | Misc._Commercial | Economy_cycle-Ret | TRUE | Set-Back Thermostat: NR - 11 | All other nonresidential programs 0.80 | per rtu | 150 | 0 | 0 | 150 | 1150 | System | kW | 0 | [5 empty] | 11 | 80% | 0% | 342.144 | 541.728 | 541.728 | [5 empty] | 85.536 | 85.536 | 85.536 | 85.536 | 135.432 | 135.432 | 135.432 | 135.432 | 135.432 | 135.432 | 135.432 | 135.432 | 0 | 0 | 0 | 0 | 0 | 0 | 0 | 0 | 0 | 0 | 0 | 0 | 0 | 0 | 0 | 0 | 1425.6
Comprehensive Packaged Air Conditioning Systems | Economizer Tune Up & 2-stage cooling thermostat | Work Papers | 13 | Misc._Commercial | Economy_cycle-Ret | TRUE | Set-Back Thermostat: NR - 11 | All other nonresidential programs 0.80 | per rtu | 150 | 0 | 0 | 150 | 1150 | System | kW | 0 | [5 empty] | 11 | 80% | 0% | 51.84 | 82.08 | 82.08 | [5 empty] | 12.96 | 12.96 | 12.96 | 12.96 | 20.52 | 20.52 | 20.52 | 20.52 | 20.52 | 20.52 | 20.52 | 20.52 | 0 | 0 | 0 | 0 | 0 | 0 | 0 | 0 | 0 | 0 | 0 | 0 | 0 | 0 | 0 | 0 | 216
Comprehensive Packaged Air Conditioning Systems | Economizer Tune Up & 2-stage cooling thermostat | Work Papers | 14 | Misc._Commercial | Economy_cycle-Ret | TRUE | Set-Back Thermostat: NR - 11 | All other nonresidential programs 0.80 | per rtu | 150 | 0 | 0 | 150 | 1150 | System | kW | 0 | [5 empty] | 11 | 80% | 0% | 72.576 | 114.912 | 114.912 | [5 empty] | 18.144 | 18.144 | 18.144 | 18.144 | 28.728 | 28.728 | 28.728 | 28.728 | 28.728 | 28.728 | 28.728 | 28.728 | 0 | 0 | 0 | 0 | 0 | 0 | 0 | 0 | 0 | 0 | 0 | 0 | 0 | 0 | 0 | 0 | 302.4
Comprehensive Packaged Air Conditioning Systems | Economizer Tune Up & 2-stage cooling thermostat | Work Papers | 15 | Misc._Commercial | Economy_cycle-Ret | TRUE | Set-Back Thermostat: NR - 11 | All other nonresidential programs 0.80 | per rtu | 150 | 0 | 0 | 150 | 724.07 | System | kW | 0 | [5 empty] | 11 | 80% | 0% | 20.736 | 32.832 | 32.832 | [5 empty] | 5.184 | 5.184 | 5.184 | 5.184 | 8.208 | 8.208 | 8.208 | 8.208 | 8.208 | 8.208 | 8.208 | 8.208 | 0 | 0 | 0 | 0 | 0 | 0 | 0 | 0 | 0 | 0 | 0 | 0 | 0 | 0 | 0 | 0 | 86.4
Comprehensive Packaged Air Conditioning Systems | Economizer Tune Up & 2-stage cooling thermostat | Work Papers | 16 | Misc._Commercial | Economy_cycle-Ret | TRUE | Set-Back Thermostat: NR - 11 | All other nonresidential programs 0.80 | per rtu | 150 | 0 | 0 | 150 | 1150 | System | kW | 0 | [5 empty] | 11 | 80% | 0% | 0 | 0 | 0 | [5 empty] | 0 | 0 | 0 | 0 | 0 | 0 | 0 | 0 | 0 | 0 | 0 | 0 | 0 | 0 | 0 | 0 | 0 | 0 | 0 | 0 | 0 | 0 | 0 | 0 | 0 | 0 | 0 | 0 | 0
Comprehensive Packaged Air Conditioning Systems | HVAC Miscellaneous | Work Papers | System | Misc._Commercial | New_AC-Ret | TRUE | 8 | All other residential programs 0.80 | per unit | 150 | 0 | 0 | 200 | 800 | System | kW | 0.15 | [5 empty] | 8 | 80% | 0% | 20000 | 25000 | 25000 | [5 empty] | 5000 | 5000 | 5000 | 5000 | 6250 | 6250 | 6250 | 6250 | 6250 | 6250 | 6250 | 6250 | 0 | 0 | 0 | 0 | 0 | 0 | 0 | 0 | 0 | 0 | 0 | 0 | 0 | 0 | 0 | 0 | 70000
Comprehensive Packaged Air Conditioning Systems | Direct Evaporative Cooler Base of 13 SEER Unitary AC (Building Vintage of 1993 to 2000) | RSFm0696RDEvp | 6 | Residential | AC_Cooling-RC | TRUE | 15 | All other residential programs 0.80 | 1000 SF House | 50 | 0 | 0 | 916.4 | 187.978 | System | kW | 0.65642 | [5 empty] | 15 | 80% | 100% | 0 | 0 | 0 | [5 empty] | 0 | 0 | 0 | 0 | 0 | 0 | 0 | 0 | 0 | 0 | 0 | 0 | 0 | 0 | 0 | 0 | 0 | 0 | 0 | 0 | 0 | 0 | 0 | 0 | 0 | 0 | 0 | 0 | 0
Comprehensive Packaged Air Conditioning Systems | Direct Evaporative Cooler Base of 13 SEER Unitary AC (Building Vintage of 1993 to 2000) | RSFm0896RDEvp | 8 | Residential | AC_Cooling-RC | TRUE | 15 | All other residential programs 0.80 | 1000 SF House | 50 | 0 | 0 | 916.4 | 346.624 | System | kW | 0.80337 | [5 empty] | 15 | 80% | 100% | 91.2 | 144.4 | 144.4 | [5 empty] | 22.8 | 22.8 | 22.8 | 22.8 | 36.1 | 36.1 | 36.1 | 36.1 | 36.1 | 36.1 | 36.1 | 36.1 | 0 | 0 | 0 | 0 | 0 | 0 | 0 | 0 | 0 | 0 | 0 | 0 | 0 | 0 | 0 | 0 | 380
Comprehensive Packaged Air Conditioning Systems | Direct Evaporative Cooler Base of 13 SEER Unitary AC (Building Vintage of 1993 to 2000) | RSFm0996RDEvp | 9 | Residential | AC_Cooling-RC | TRUE | 15 | All other residential programs 0.80 | 1000 SF House | 50 | 0 | 0 | 916.4 | 298.104 | System | kW | 0.65131 | [5 empty] | 15 | 80% | 100% | 100.8 | 159.6 | 159.6 | [5 empty] | 25.2 | 25.2 | 25.2 | 25.2 | 39.9 | 39.9 | 39.9 | 39.9 | 39.9 | 39.9 | 39.9 | 39.9 | 0 | 0 | 0 | 0 | 0 | 0 | 0 | 0 | 0 | 0 | 0 | 0 | 0 | 0 | 0 | 0 | 420
Comprehensive Packaged Air Conditioning Systems | Direct Evaporative Cooler Base of 13 SEER Unitary AC (Building Vintage of 1993 to 2000) | RSFm1096RDEvp | 10 | Residential | AC_Cooling-RC | TRUE | 15 | All other residential programs 0.80 | 1000 SF House | 50 | 0 | 0 | 916.4 | 417.007 | System | kW | 0.74638 | [5 empty] | 15 | 80% | 100% | 115.2 | 182.4 | 182.4 | [5 empty] | 28.8 | 28.8 | 28.8 | 28.8 | 45.6 | 45.6 | 45.6 | 45.6 | 45.6 | 45.6 | 45.6 | 45.6 | 0 | 0 | 0 | 0 | 0 | 0 | 0 | 0 | 0 | 0 | 0 | 0 | 0 | 0 | 0 | 0 | 480
Comprehensive Packaged Air Conditioning Systems | Direct Evaporative Cooler Base of 13 SEER Unitary AC (Building Vintage of 1993 to 2000) | RSFm1396RDEvp | 13 | Residential | AC_Cooling-RC | TRUE | 15 | All other residential programs 0.80 | 1000 SF House | 50 | 0 | 0 | 916.4 | 429.862 | System | kW | 0.66075 | [5 empty] | 15 | 80% | 100% | 19.2 | 30.4 | 30.4 | [5 empty] | 4.8 | 4.8 | 4.8 | 4.8 | 7.6 | 7.6 | 7.6 | 7.6 | 7.6 | 7.6 | 7.6 | 7.6 | 0 | 0 | 0 | 0 | 0 | 0 | 0 | 0 | 0 | 0 | 0 | 0 | 0 | 0 | 0 | 0 | 80
Comprehensive Packaged Air Conditioning Systems | Direct Evaporative Cooler Base of 13 SEER Unitary AC (Building Vintage of 1993 to 2000) | RSFm1496RDEvp | 14 | Residential | AC_Cooling-RC | TRUE | 15 | All other residential programs 0.80 | 1000 SF House | 50 | 0 | 0 | 916.4 | 393.121 | System | kW | 0.88475 | [5 empty] | 15 | 80% | 100% | 57.6 | 91.2 | 91.2 | [5 empty] | 14.4 | 14.4 | 14.4 | 14.4 | 22.8 | 22.8 | 22.8 | 22.8 | 22.8 | 22.8 | 22.8 | 22.8 | 0 | 0 | 0 | 0 | 0 | 0 | 0 | 0 | 0 | 0 | 0 | 0 | 0 | 0 | 0 | 0 | 240
Comprehensive Packaged Air Conditioning Systems | Direct Evaporative Cooler Base of 13 SEER Unitary AC (Building Vintage of 1993 to 2000) | RSFm1596RDEvp | 15 | Residential | AC_Cooling-RC | TRUE | 15 | All other residential programs 0.80 | 1000 SF House | 50 | 0 | 0 | 916.4 | 853.484 | System | kW | 0.85001 | [5 empty] | 15 | 80% | 100% | 96 | 152 | 152 | [5 empty] | 24 | 24 | 24 | 24 | 38 | 38 | 38 | 38 | 38 | 38 | 38 | 38 | 0 | 0 | 0 | 0 | 0 | 0 | 0 | 0 | 0 | 0 | 0 | 0 | 0 | 0 | 0 | 0 | 400
Comprehensive Packaged Air Conditioning Systems | Direct Evaporative Cooler Base of 13 SEER Unitary AC (Building Vintage of 1993 to 2000) | RSFm1696RDEvp | 16 | Residential | AC_Cooling-RC | TRUE | 15 | All other residential programs 0.80 | 1000 SF House | 50 | 0 | 0 | 916.4 | 169.126 | System | kW | 0.79542 | [5 empty] | 15 | 80% | 100% | 0 | 0 | 0 | [5 empty] | 0 | 0 | 0 | 0 | 0 | 0 | 0 | 0 | 0 | 0 | 0 | 0 | 0 | 0 | 0 | 0 | 0 | 0 | 0 | 0 | 0 | 0 | 0 | 0 | 0 | 0 | 0 | 0 | 0
Comprehensive Packaged Air Conditioning Systems | [14 empty] | System | #N/A | [17 empty] | 0 | 0 | 0 | 0 | 0 | 0 | 0 | 0 | 0 | 0 | 0 | 0 | 0 | 0 | 0 | 0 | 0 | 0 | 0 | 0 | 0 | 0 | 0 | 0 | 0 | 0 | 0 | 0 | 0
Comprehensive Packaged Air Conditioning Systems | [14 empty] | System | #N/A | [17 empty] | 0 | 0 | 0 | 0 | 0 | 0 | 0 | 0 | 0 | 0 | 0 | 0 | 0 | 0 | 0 | 0 | 0 | 0 | 0 | 0 | 0 | 0 | 0 | 0 | 0 | 0 | 0 | 0 | 0
Comprehensive Packaged Air Conditioning Systems | [14 empty] | System | #N/A | [17 empty] | 0 | 0 | 0 | 0 | 0 | 0 | 0 | 0 | 0 | 0 | 0 | 0 | 0 | 0 | 0 | 0 | 0 | 0 | 0 | 0 | 0 | 0 | 0 | 0 | 0 | 0 | 0 | 0 | 0
Comprehensive Packaged Air Conditioning Systems | [14 empty] | System | #N/A | [17 empty] | 0 | 0 | 0 | 0 | 0 | 0 | 0 | 0 | 0 | 0 | 0 | 0 | 0 | 0 | 0 | 0 | 0 | 0 | 0 | 0 | 0 | 0 | 0 | 0 | 0 | 0 | 0 | 0 | 0
Comprehensive Packaged Air Conditioning Systems | [14 empty] | System | #N/A | [17 empty] | 0 | 0 | 0 | 0 | 0 | 0 | 0 | 0 | 0 | 0 | 0 | 0 | 0 | 0 | 0 | 0 | 0 | 0 | 0 | 0 | 0 | 0 | 0 | 0 | 0 | 0 | 0 | 0 | 0
Comprehensive Packaged Air Conditioning Systems | [14 empty] | System | #N/A | [17 empty] | 0 | 0 | 0 | 0 | 0 | 0 | 0 | 0 | 0 | 0 | 0 | 0 | 0 | 0 | 0 | 0 | 0 | 0 | 0 | 0 | 0 | 0 | 0 | 0 | 0 | 0 | 0 | 0 | 0
Comprehensive Packaged Air Conditioning Systems | [14 empty] | System | #N/A | [17 empty] | 0 | 0 | 0 | 0 | 0 | 0 | 0 | 0 | 0 | 0 | 0 | 0 | 0 | 0 | 0 | 0 | 0 | 0 | 0 | 0 | 0 | 0 | 0 | 0 | 0 | 0 | 0 | 0 | 0
Comprehensive Packaged Air Conditioning Systems | [14 empty] | System | #N/A | [17 empty] | 0 | 0 | 0 | 0 | 0 | 0 | 0 | 0 | 0 | 0 | 0 | 0 | 0 | 0 | 0 | 0 | 0 | 0 | 0 | 0 | 0 | 0 | 0 | 0 | 0 | 0 | 0 | 0 | 0
Comprehensive Packaged Air Conditioning Systems | [14 empty] | System | #N/A | [17 empty] | 0 | 0 | 0 | 0 | 0 | 0 | 0 | 0 | 0 | 0 | 0 | 0 | 0 | 0 | 0 | 0 | 0 | 0 | 0 | 0 | 0 | 0 | 0 | 0 | 0 | 0 | 0 | 0 | 0
Comprehensive Packaged Air Conditioning Systems | [14 empty] | System | #N/A | [17 empty] | 0 | 0 | 0 | 0 | 0 | 0 | 0 | 0 | 0 | 0 | 0 | 0 | 0 | 0 | 0 | 0 | 0 | 0 | 0 | 0 | 0 | 0 | 0 | 0 | 0 | 0 | 0 | 0 | 0
Comprehensive Packaged Air Conditioning Systems | [14 empty] | System | #N/A | [17 empty] | 0 | 0 | 0 | 0 | 0 | 0 | 0 | 0 | 0 | 0 | 0 | 0 | 0 | 0 | 0 | 0 | 0 | 0 | 0 | 0 | 0 | 0 | 0 | 0 | 0 | 0 | 0 | 0 | 0
Comprehensive Packaged Air Conditioning Systems | [14 empty] | System | #N/A | [17 empty] | 0 | 0 | 0 | 0 | 0 | 0 | 0 | 0 | 0 | 0 | 0 | 0 | 0 | 0 | 0 | 0 | 0 | 0 | 0 | 0 | 0 | 0 | 0 | 0 | 0 | 0 | 0 | 0 | 0
Comprehensive Packaged Air Conditioning Systems | [14 empty] | System | #N/A | [17 empty] | 0 | 0 | 0 | 0 | 0 | 0 | 0 | 0 | 0 | 0 | 0 | 0 | 0 | 0 | 0 | 0 | 0 | 0 | 0 | 0 | 0 | 0 | 0 | 0 | 0 | 0 | 0 | 0 | 0
Comprehensive Packaged Air Conditioning Systems | [14 empty] | System | #N/A | [17 empty] | 0 | 0 | 0 | 0 | 0 | 0 | 0 | 0 | 0 | 0 | 0 | 0 | 0 | 0 | 0 | 0 | 0 | 0 | 0 | 0 | 0 | 0 | 0 | 0 | 0 | 0 | 0 | 0 | 0
Comprehensive Packaged Air Conditioning Systems | [14 empty] | System | #N/A | [17 empty] | 0 | 0 | 0 | 0 | 0 | 0 | 0 | 0 | 0 | 0 | 0 | 0 | 0 | 0 | 0 | 0 | 0 | 0 | 0 | 0 | 0 | 0 | 0 | 0 | 0 | 0 | 0 | 0 | 0
Comprehensive Packaged Air Conditioning Systems | [14 empty] | System | #N/A | [17 empty] | 0 | 0 | 0 | 0 | 0 | 0 | 0 | 0 | 0 | 0 | 0 | 0 | 0 | 0 | 0 | 0 | 0 | 0 | 0 | 0 | 0 | 0 | 0 | 0 | 0 | 0 | 0 | 0 | 0
Comprehensive Packaged Air Conditioning Systems | [14 empty] | System | #N/A | [17 empty] | 0 | 0 | 0 | 0 | 0 | 0 | 0 | 0 | 0 | 0 | 0 | 0 | 0 | 0 | 0 | 0 | 0 | 0 | 0 | 0 | 0 | 0 | 0 | 0 | 0 | 0 | 0 | 0 | 0
Comprehensive Packaged Air Conditioning Systems | [14 empty] | System | #N/A | [17 empty] | 0 | 0 | 0 | 0 | 0 | 0 | 0 | 0 | 0 | 0 | 0 | 0 | 0 | 0 | 0 | 0 | 0 | 0 | 0 | 0 | 0 | 0 | 0 | 0 | 0 | 0 | 0 | 0 | 0
Comprehensive Packaged Air Conditioning Systems | [14 empty] | System | #N/A | [17 empty] | 0 | 0 | 0 | 0 | 0 | 0 | 0 | 0 | 0 | 0 | 0 | 0 | 0 | 0 | 0 | 0 | 0 | 0 | 0 | 0 | 0 | 0 | 0 | 0 | 0 | 0 | 0 | 0 | 0
Comprehensive Packaged Air Conditioning Systems | [14 empty] | System | #N/A | [17 empty] | 0 | 0 | 0 | 0 | 0 | 0 | 0 | 0 | 0 | 0 | 0 | 0 | 0 | 0 | 0 | 0 | 0 | 0 | 0 | 0 | 0 | 0 | 0 | 0 | 0 | 0 | 0 | 0 | 0
Comprehensive Packaged Air Conditioning Systems | [14 empty] | System | #N/A | [17 empty] | 0 | 0 | 0 | 0 | 0 | 0 | 0 | 0 | 0 | 0 | 0 | 0 | 0 | 0 | 0 | 0 | 0 | 0 | 0 | 0 | 0 | 0 | 0 | 0 | 0 | 0 | 0 | 0 | 0
Comprehensive Packaged Air Conditioning Systems | [14 empty] | System | #N/A | [17 empty] | 0 | 0 | 0 | 0 | 0 | 0 | 0 | 0 | 0 | 0 | 0 | 0 | 0 | 0 | 0 | 0 | 0 | 0 | 0 | 0 | 0 | 0 | 0 | 0 | 0 | 0 | 0 | 0 | 0
Comprehensive Packaged Air Conditioning Systems | [14 empty] | System | #N/A | [17 empty] | 0 | 0 | 0 | 0 | 0 | 0 | 0 | 0 | 0 | 0 | 0 | 0 | 0 | 0 | 0 | 0 | 0 | 0 | 0 | 0 | 0 | 0 | 0 | 0 | 0 | 0 | 0 | 0 | 0
Comprehensive Packaged Air Conditioning Systems | [14 empty] | System | #N/A | [17 empty] | 0 | 0 | 0 | 0 | 0 | 0 | 0 | 0 | 0 | 0 | 0 | 0 | 0 | 0 | 0 | 0 | 0 | 0 | 0 | 0 | 0 | 0 | 0 | 0 | 0 | 0 | 0 | 0 | 0
Comprehensive Packaged Air Conditioning Systems | [14 empty] | System | #N/A | [17 empty] | 0 | 0 | 0 | 0 | 0 | 0 | 0 | 0 | 0 | 0 | 0 | 0 | 0 | 0 | 0 | 0 | 0 | 0 | 0 | 0 | 0 | 0 | 0 | 0 | 0 | 0 | 0 | 0 | 0
Comprehensive Packaged Air Conditioning Systems | [14 empty] | System | #N/A | [17 empty] | 0 | 0 | 0 | 0 | 0 | 0 | 0 | 0 | 0 | 0 | 0 | 0 | 0 | 0 | 0 | 0 | 0 | 0 | 0 | 0 | 0 | 0 | 0 | 0 | 0 | 0 | 0 | 0 | 0
Comprehensive Packaged Air Conditioning Systems | [14 empty] | System | #N/A | [17 empty] | 0 | 0 | 0 | 0 | 0 | 0 | 0 | 0 | 0 | 0 | 0 | 0 | 0 | 0 | 0 | 0 | 0 | 0 | 0 | 0 | 0 | 0 | 0 | 0 | 0 | 0 | 0 | 0 | 0
Comprehensive Packaged Air Conditioning Systems | [14 empty] | System | #N/A | [17 empty] | 0 | 0 | 0 | 0 | 0 | 0 | 0 | 0 | 0 | 0 | 0 | 0 | 0 | 0 | 0 | 0 | 0 | 0 | 0 | 0 | 0 | 0 | 0 | 0 | 0 | 0 | 0 | 0 | 0
Comprehensive Packaged Air Conditioning Systems | [14 empty] | System | #N/A | [17 empty] | 0 | 0 | 0 | 0 | 0 | 0 | 0 | 0 | 0 | 0 | 0 | 0 | 0 | 0 | 0 | 0 | 0 | 0 | 0 | 0 | 0 | 0 | 0 | 0 | 0 | 0 | 0 | 0 | 0
Comprehensive Packaged Air Conditioning Systems | [14 empty] | System | #N/A | [17 empty] | 0 | 0 | 0 | 0 | 0 | 0 | 0 | 0 | 0 | 0 | 0 | 0 | 0 | 0 | 0 | 0 | 0 | 0 | 0 | 0 | 0 | 0 | 0 | 0 | 0 | 0 | 0 | 0 | 0
Comprehensive Packaged Air Conditioning Systems | [14 empty] | System | #N/A | [17 empty] | 0 | 0 | 0 | 0 | 0 | 0 | 0 | 0 | 0 | 0 | 0 | 0 | 0 | 0 | 0 | 0 | 0 | 0 | 0 | 0 | 0 | 0 | 0 | 0 | 0 | 0 | 0 | 0 | 0
Comprehensive Packaged Air Conditioning Systems | [14 empty] | System | #N/A | [17 empty] | 0 | 0 | 0 | 0 | 0 | 0 | 0 | 0 | 0 | 0 | 0 | 0 | 0 | 0 | 0 | 0 | 0 | 0 | 0 | 0 | 0 | 0 | 0 | 0 | 0 | 0 | 0 | 0 | 0
Comprehensive Packaged Air Conditioning Systems | [14 empty] | System | #N/A | [17 empty] | 0 | 0 | 0 | 0 | 0 | 0 | 0 | 0 | 0 | 0 | 0 | 0 | 0 | 0 | 0 | 0 | 0 | 0 | 0 | 0 | 0 | 0 | 0 | 0 | 0 | 0 | 0 | 0 | 0
Comprehensive Packaged Air Conditioning Systems | [14 empty] | System | #N/A | [17 empty] | 0 | 0 | 0 | 0 | 0 | 0 | 0 | 0 | 0 | 0 | 0 | 0 | 0 | 0 | 0 | 0 | 0 | 0 | 0 | 0 | 0 | 0 | 0 | 0 | 0 | 0 | 0 | 0 | 0
Comprehensive Packaged Air Conditioning Systems | [14 empty] | System | #N/A | [17 empty] | 0 | 0 | 0 | 0 | 0 | 0 | 0 | 0 | 0 | 0 | 0 | 0 | 0 | 0 | 0 | 0 | 0 | 0 | 0 | 0 | 0 | 0 | 0 | 0 | 0 | 0 | 0 | 0 | 0
Comprehensive Packaged Air Conditioning Systems | [14 empty] | System | #N/A | [17 empty] | 0 | 0 | 0 | 0 | 0 | 0 | 0 | 0 | 0 | 0 | 0 | 0 | 0 | 0 | 0 | 0 | 0 | 0 | 0 | 0 | 0 | 0 | 0 | 0 | 0 | 0 | 0 | 0 | 0
Comprehensive Packaged Air Conditioning Systems | [14 empty] | System | #N/A | [17 empty] | 0 | 0 | 0 | 0 | 0 | 0 | 0 | 0 | 0 | 0 | 0 | 0 | 0 | 0 | 0 | 0 | 0 | 0 | 0 | 0 | 0 | 0 | 0 | 0 | 0 | 0 | 0 | 0 | 0
Comprehensive Packaged Air Conditioning Systems | [14 empty] | System | #N/A | [17 empty] | 0 | 0 | 0 | 0 | 0 | 0 | 0 | 0 | 0 | 0 | 0 | 0 | 0 | 0 | 0 | 0 | 0 | 0 | 0 | 0 | 0 | 0 | 0 | 0 | 0 | 0 | 0 | 0 | 0
Comprehensive Packaged Air Conditioning Systems | [14 empty] | System | #N/A | [17 empty] | 0 | 0 | 0 | 0 | 0 | 0 | 0 | 0 | 0 | 0 | 0 | 0 | 0 | 0 | 0 | 0 | 0 | 0 | 0 | 0 | 0 | 0 | 0 | 0 | 0 | 0 | 0 | 0 | 0
Comprehensive Packaged Air Conditioning Systems | [14 empty] | System | #N/A | [17 empty] | 0 | 0 | 0 | 0 | 0 | 0 | 0 | 0 | 0 | 0 | 0 | 0 | 0 | 0 | 0 | 0 | 0 | 0 | 0 | 0 | 0 | 0 | 0 | 0 | 0 | 0 | 0 | 0 | 0
Comprehensive Packaged Air Conditioning Systems | [14 empty] | System | #N/A | [17 empty] | 0 | 0 | 0 | 0 | 0 | 0 | 0 | 0 | 0 | 0 | 0 | 0 | 0 | 0 | 0 | 0 | 0 | 0 | 0 | 0 | 0 | 0 | 0 | 0 | 0 | 0 | 0 | 0 | 0
Comprehensive Packaged Air Conditioning Systems | [14 empty] | System | #N/A | [17 empty] | 0 | 0 | 0 | 0 | 0 | 0 | 0 | 0 | 0 | 0 | 0 | 0 | 0 | 0 | 0 | 0 | 0 | 0 | 0 | 0 | 0 | 0 | 0 | 0 | 0 | 0 | 0 | 0 | 0
Comprehensive Packaged Air Conditioning Systems | [14 empty] | System | #N/A | [17 empty] | 0 | 0 | 0 | 0 | 0 | 0 | 0 | 0 | 0 | 0 | 0 | 0 | 0 | 0 | 0 | 0 | 0 | 0 | 0 | 0 | 0 | 0 | 0 | 0 | 0 | 0 | 0 | 0 | 0
Comprehensive Packaged Air Conditioning Systems | [14 empty] | System | #N/A | [17 empty] | 0 | 0 | 0 | 0 | 0 | 0 | 0 | 0 | 0 | 0 | 0 | 0 | 0 | 0 | 0 | 0 | 0 | 0 | 0 | 0 | 0 | 0 | 0 | 0 | 0 | 0 | 0 | 0 | 0
Comprehensive Packaged Air Conditioning Systems | [14 empty] | System | #N/A | [17 empty] | 0 | 0 | 0 | 0 | 0 | 0 | 0 | 0 | 0 | 0 | 0 | 0 | 0 | 0 | 0 | 0 | 0 | 0 | 0 | 0 | 0 | 0 | 0 | 0 | 0 | 0 | 0 | 0 | 0
Comprehensive Packaged Air Conditioning Systems | [14 empty] | System | #N/A | [17 empty] | 0 | 0 | 0 | 0 | 0 | 0 | 0 | 0 | 0 | 0 | 0 | 0 | 0 | 0 | 0 | 0 | 0 | 0 | 0 | 0 | 0 | 0 | 0 | 0 | 0 | 0 | 0 | 0 | 0
Comprehensive Packaged Air Conditioning Systems | [14 empty] | System | #N/A | [17 empty] | 0 | 0 | 0 | 0 | 0 | 0 | 0 | 0 | 0 | 0 | 0 | 0 | 0 | 0 | 0 | 0 | 0 | 0 | 0 | 0 | 0 | 0 | 0 | 0 | 0 | 0 | 0 | 0 | 0
Comprehensive Packaged Air Conditioning Systems | [14 empty] | System | #N/A | [17 empty] | 0 | 0 | 0 | 0 | 0 | 0 | 0 | 0 | 0 | 0 | 0 | 0 | 0 | 0 | 0 | 0 | 0 | 0 | 0 | 0 | 0 | 0 | 0 | 0 | 0 | 0 | 0 | 0 | 0
Comprehensive Packaged Air Conditioning Systems | [14 empty] | System | #N/A | [17 empty] | 0 | 0 | 0 | 0 | 0 | 0 | 0 | 0 | 0 | 0 | 0 | 0 | 0 | 0 | 0 | 0 | 0 | 0 | 0 | 0 | 0 | 0 | 0 | 0 | 0 | 0 | 0 | 0 | 0
Comprehensive Packaged Air Conditioning Systems | [14 empty] | System | #N/A | [17 empty] | 0 | 0 | 0 | 0 | 0 | 0 | 0 | 0 | 0 | 0 | 0 | 0 | 0 | 0 | 0 | 0 | 0 | 0 | 0 | 0 | 0 | 0 | 0 | 0 | 0 | 0 | 0 | 0 | 0
Comprehensive Packaged Air Conditioning Systems | [14 empty] | System | #N/A | [17 empty] | 0 | 0 | 0 | 0 | 0 | 0 | 0 | 0 | 0 | 0 | 0 | 0 | 0 | 0 | 0 | 0 | 0 | 0 | 0 | 0 | 0 | 0 | 0 | 0 | 0 | 0 | 0 | 0 | 0
Comprehensive Packaged Air Conditioning Systems | [14 empty] | System | #N/A | [17 empty] | 0 | 0 | 0 | 0 | 0 | 0 | 0 | 0 | 0 | 0 | 0 | 0 | 0 | 0 | 0 | 0 | 0 | 0 | 0 | 0 | 0 | 0 | 0 | 0 | 0 | 0 | 0 | 0 | 0
Comprehensive Packaged Air Conditioning Systems | [14 empty] | System | #N/A | [17 empty] | 0 | 0 | 0 | 0 | 0 | 0 | 0 | 0 | 0 | 0 | 0 | 0 | 0 | 0 | 0 | 0 | 0 | 0 | 0 | 0 | 0 | 0 | 0 | 0 | 0 | 0 | 0 | 0 | 0
Comprehensive Packaged Air Conditioning Systems | [14 empty] | System | #N/A | [17 empty] | 0 | 0 | 0 | 0 | 0 | 0 | 0 | 0 | 0 | 0 | 0 | 0 | 0 | 0 | 0 | 0 | 0 | 0 | 0 | 0 | 0 | 0 | 0 | 0 | 0 | 0 | 0 | 0 | 0
Comprehensive Packaged Air Conditioning Systems | [14 empty] | System | #N/A | [17 empty] | 0 | 0 | 0 | 0 | 0 | 0 | 0 | 0 | 0 | 0 | 0 | 0 | 0 | 0 | 0 | 0 | 0 | 0 | 0 | 0 | 0 | 0 | 0 | 0 | 0 | 0 | 0 | 0 | 0
Comprehensive Packaged Air Conditioning Systems | [14 empty] | System | #N/A | [17 empty] | 0 | 0 | 0 | 0 | 0 | 0 | 0 | 0 | 0 | 0 | 0 | 0 | 0 | 0 | 0 | 0 | 0 | 0 | 0 | 0 | 0 | 0 | 0 | 0 | 0 | 0 | 0 | 0 | 0
Comprehensive Packaged Air Conditioning Systems | [14 empty] | System | #N/A | [17 empty] | 0 | 0 | 0 | 0 | 0 | 0 | 0 | 0 | 0 | 0 | 0 | 0 | 0 | 0 | 0 | 0 | 0 | 0 | 0 | 0 | 0 | 0 | 0 | 0 | 0 | 0 | 0 | 0 | 0
Comprehensive Packaged Air Conditioning Systems | [14 empty] | System | #N/A | [17 empty] | 0 | 0 | 0 | 0 | 0 | 0 | 0 | 0 | 0 | 0 | 0 | 0 | 0 | 0 | 0 | 0 | 0 | 0 | 0 | 0 | 0 | 0 | 0 | 0 | 0 | 0 | 0 | 0 | 0
Comprehensive Packaged Air Conditioning Systems | [14 empty] | System | #N/A | [17 empty] | 0 | 0 | 0 | 0 | 0 | 0 | 0 | 0 | 0 | 0 | 0 | 0 | 0 | 0 | 0 | 0 | 0 | 0 | 0 | 0 | 0 | 0 | 0 | 0 | 0 | 0 | 0 | 0 | 0
Comprehensive Packaged Air Conditioning Systems | [14 empty] | System | #N/A | [17 empty] | 0 | 0 | 0 | 0 | 0 | 0 | 0 | 0 | 0 | 0 | 0 | 0 | 0 | 0 | 0 | 0 | 0 | 0 | 0 | 0 | 0 | 0 | 0 | 0 | 0 | 0 | 0 | 0 | 0
Comprehensive Packaged Air Conditioning Systems | [14 empty] | System | #N/A | [17 empty] | 0 | 0 | 0 | 0 | 0 | 0 | 0 | 0 | 0 | 0 | 0 | 0 | 0 | 0 | 0 | 0 | 0 | 0 | 0 | 0 | 0 | 0 | 0 | 0 | 0 | 0 | 0 | 0 | 0
Comprehensive Packaged Air Conditioning Systems | [14 empty] | System | #N/A | [17 empty] | 0 | 0 | 0 | 0 | 0 | 0 | 0 | 0 | 0 | 0 | 0 | 0 | 0 | 0 | 0 | 0 | 0 | 0 | 0 | 0 | 0 | 0 | 0 | 0 | 0 | 0 | 0 | 0 | 0
Comprehensive Packaged Air Conditioning Systems | [14 empty] | System | #N/A | [17 empty] | 0 | 0 | 0 | 0 | 0 | 0 | 0 | 0 | 0 | 0 | 0 | 0 | 0 | 0 | 0 | 0 | 0 | 0 | 0 | 0 | 0 | 0 | 0 | 0 | 0 | 0 | 0 | 0 | 0
Comprehensive Packaged Air Conditioning Systems | [14 empty] | System | #N/A | [17 empty] | 0 | 0 | 0 | 0 | 0 | 0 | 0 | 0 | 0 | 0 | 0 | 0 | 0 | 0 | 0 | 0 | 0 | 0 | 0 | 0 | 0 | 0 | 0 | 0 | 0 | 0 | 0 | 0 | 0
Comprehensive Packaged Air Conditioning Systems | [14 empty] | System | #N/A | [17 empty] | 0 | 0 | 0 | 0 | 0 | 0 | 0 | 0 | 0 | 0 | 0 | 0 | 0 | 0 | 0 | 0 | 0 | 0 | 0 | 0 | 0 | 0 | 0 | 0 | 0 | 0 | 0 | 0 | 0
Comprehensive Packaged Air Conditioning Systems | [14 empty] | System | #N/A | [17 empty] | 0 | 0 | 0 | 0 | 0 | 0 | 0 | 0 | 0 | 0 | 0 | 0 | 0 | 0 | 0 | 0 | 0 | 0 | 0 | 0 | 0 | 0 | 0 | 0 | 0 | 0 | 0 | 0 | 0
Comprehensive Packaged Air Conditioning Systems | [14 empty] | System | #N/A | [17 empty] | 0 | 0 | 0 | 0 | 0 | 0 | 0 | 0 | 0 | 0 | 0 | 0 | 0 | 0 | 0 | 0 | 0 | 0 | 0 | 0 | 0 | 0 | 0 | 0 | 0 | 0 | 0 | 0 | 0
Comprehensive Packaged Air Conditioning Systems | [14 empty] | System | #N/A | [17 empty] | 0 | 0 | 0 | 0 | 0 | 0 | 0 | 0 | 0 | 0 | 0 | 0 | 0 | 0 | 0 | 0 | 0 | 0 | 0 | 0 | 0 | 0 | 0 | 0 | 0 | 0 | 0 | 0 | 0
Comprehensive Packaged Air Conditioning Systems | [14 empty] | System | #N/A | [17 empty] | 0 | 0 | 0 | 0 | 0 | 0 | 0 | 0 | 0 | 0 | 0 | 0 | 0 | 0 | 0 | 0 | 0 | 0 | 0 | 0 | 0 | 0 | 0 | 0 | 0 | 0 | 0 | 0 | 0
Comprehensive Packaged Air Conditioning Systems | [14 empty] | System | #N/A | [17 empty] | 0 | 0 | 0 | 0 | 0 | 0 | 0 | 0 | 0 | 0 | 0 | 0 | 0 | 0 | 0 | 0 | 0 | 0 | 0 | 0 | 0 | 0 | 0 | 0 | 0 | 0 | 0 | 0 | 0
Comprehensive Packaged Air Conditioning Systems | [14 empty] | System | #N/A | [17 empty] | 0 | 0 | 0 | 0 | 0 | 0 | 0 | 0 | 0 | 0 | 0 | 0 | 0 | 0 | 0 | 0 | 0 | 0 | 0 | 0 | 0 | 0 | 0 | 0 | 0 | 0 | 0 | 0 | 0
Comprehensive Packaged Air Conditioning Systems | [14 empty] | System | #N/A | [17 empty] | 0 | 0 | 0 | 0 | 0 | 0 | 0 | 0 | 0 | 0 | 0 | 0 | 0 | 0 | 0 | 0 | 0 | 0 | 0 | 0 | 0 | 0 | 0 | 0 | 0 | 0 | 0 | 0 | 0
Comprehensive Packaged Air Conditioning Systems | [14 empty] | System | #N/A | [17 empty] | 0 | 0 | 0 | 0 | 0 | 0 | 0 | 0 | 0 | 0 | 0 | 0 | 0 | 0 | 0 | 0 | 0 | 0 | 0 | 0 | 0 | 0 | 0 | 0 | 0 | 0 | 0 | 0 | 0
Comprehensive Packaged Air Conditioning Systems | [14 empty] | System | #N/A | [17 empty] | 0 | 0 | 0 | 0 | 0 | 0 | 0 | 0 | 0 | 0 | 0 | 0 | 0 | 0 | 0 | 0 | 0 | 0 | 0 | 0 | 0 | 0 | 0 | 0 | 0 | 0 | 0 | 0 | 0
Comprehensive Packaged Air Conditioning Systems | [14 empty] | System | #N/A | [17 empty] | 0 | 0 | 0 | 0 | 0 | 0 | 0 | 0 | 0 | 0 | 0 | 0 | 0 | 0 | 0 | 0 | 0 | 0 | 0 | 0 | 0 | 0 | 0 | 0 | 0 | 0 | 0 | 0 | 0
Comprehensive Packaged Air Conditioning Systems | [14 empty] | System | #N/A | [17 empty] | 0 | 0 | 0 | 0 | 0 | 0 | 0 | 0 | 0 | 0 | 0 | 0 | 0 | 0 | 0 | 0 | 0 | 0 | 0 | 0 | 0 | 0 | 0 | 0 | 0 | 0 | 0 | 0 | 0
Comprehensive Packaged Air Conditioning Systems | [14 empty] | System | #N/A | [17 empty] | 0 | 0 | 0 | 0 | 0 | 0 | 0 | 0 | 0 | 0 | 0 | 0 | 0 | 0 | 0 | 0 | 0 | 0 | 0 | 0 | 0 | 0 | 0 | 0 | 0 | 0 | 0 | 0 | 0
Comprehensive Packaged Air Conditioning Systems | [14 empty] | System | #N/A | [17 empty] | 0 | 0 | 0 | 0 | 0 | 0 | 0 | 0 | 0 | 0 | 0 | 0 | 0 | 0 | 0 | 0 | 0 | 0 | 0 | 0 | 0 | 0 | 0 | 0 | 0 | 0 | 0 | 0 | 0
Comprehensive Packaged Air Conditioning Systems | [14 empty] | System | #N/A | [17 empty] | 0 | 0 | 0 | 0 | 0 | 0 | 0 | 0 | 0 | 0 | 0 | 0 | 0 | 0 | 0 | 0 | 0 | 0 | 0 | 0 | 0 | 0 | 0 | 0 | 0 | 0 | 0 | 0 | 0
Comprehensive Packaged Air Conditioning Systems | [14 empty] | System | #N/A | [17 empty] | 0 | 0 | 0 | 0 | 0 | 0 | 0 | 0 | 0 | 0 | 0 | 0 | 0 | 0 | 0 | 0 | 0 | 0 | 0 | 0 | 0 | 0 | 0 | 0 | 0 | 0 | 0 | 0 | 0
Comprehensive Packaged Air Conditioning Systems | [14 empty] | System | #N/A | [17 empty] | 0 | 0 | 0 | 0 | 0 | 0 | 0 | 0 | 0 | 0 | 0 | 0 | 0 | 0 | 0 | 0 | 0 | 0 | 0 | 0 | 0 | 0 | 0 | 0 | 0 | 0 | 0 | 0 | 0
Comprehensive Packaged Air Conditioning Systems | [14 empty] | System | #N/A | [17 empty] | 0 | 0 | 0 | 0 | 0 | 0 | 0 | 0 | 0 | 0 | 0 | 0 | 0 | 0 | 0 | 0 | 0 | 0 | 0 | 0 | 0 | 0 | 0 | 0 | 0 | 0 | 0 | 0 | 0
Comprehensive Packaged Air Conditioning Systems | [14 empty] | System | #N/A | [17 empty] | 0 | 0 | 0 | 0 | 0 | 0 | 0 | 0 | 0 | 0 | 0 | 0 | 0 | 0 | 0 | 0 | 0 | 0 | 0 | 0 | 0 | 0 | 0 | 0 | 0 | 0 | 0 | 0 | 0
Comprehensive Packaged Air Conditioning Systems | [14 empty] | System | #N/A | [17 empty] | 0 | 0 | 0 | 0 | 0 | 0 | 0 | 0 | 0 | 0 | 0 | 0 | 0 | 0 | 0 | 0 | 0 | 0 | 0 | 0 | 0 | 0 | 0 | 0 | 0 | 0 | 0 | 0 | 0
Comprehensive Packaged Air Conditioning Systems | [14 empty] | System | #N/A | [17 empty] | 0 | 0 | 0 | 0 | 0 | 0 | 0 | 0 | 0 | 0 | 0 | 0 | 0 | 0 | 0 | 0 | 0 | 0 | 0 | 0 | 0 | 0 | 0 | 0 | 0 | 0 | 0 | 0 | 0
Comprehensive Packaged Air Conditioning Systems | [14 empty] | System | #N/A | [17 empty] | 0 | 0 | 0 | 0 | 0 | 0 | 0 | 0 | 0 | 0 | 0 | 0 | 0 | 0 | 0 | 0 | 0 | 0 | 0 | 0 | 0 | 0 | 0 | 0 | 0 | 0 | 0 | 0 | 0
Comprehensive Packaged Air Conditioning Systems | [14 empty] | System | #N/A | [17 empty] | 0 | 0 | 0 | 0 | 0 | 0 | 0 | 0 | 0 | 0 | 0 | 0 | 0 | 0 | 0 | 0 | 0 | 0 | 0 | 0 | 0 | 0 | 0 | 0 | 0 | 0 | 0 | 0 | 0
Comprehensive Packaged Air Conditioning Systems | [14 empty] | System | #N/A | [17 empty] | 0 | 0 | 0 | 0 | 0 | 0 | 0 | 0 | 0 | 0 | 0 | 0 | 0 | 0 | 0 | 0 | 0 | 0 | 0 | 0 | 0 | 0 | 0 | 0 | 0 | 0 | 0 | 0 | 0
Comprehensive Packaged Air Conditioning Systems | [14 empty] | System | #N/A | [17 empty] | 0 | 0 | 0 | 0 | 0 | 0 | 0 | 0 | 0 | 0 | 0 | 0 | 0 | 0 | 0 | 0 | 0 | 0 | 0 | 0 | 0 | 0 | 0 | 0 | 0 | 0 | 0 | 0 | 0
Comprehensive Packaged Air Conditioning Systems | [14 empty] | System | #N/A | [17 empty] | 0 | 0 | 0 | 0 | 0 | 0 | 0 | 0 | 0 | 0 | 0 | 0 | 0 | 0 | 0 | 0 | 0 | 0 | 0 | 0 | 0 | 0 | 0 | 0 | 0 | 0 | 0 | 0 | 0
Comprehensive Packaged Air Conditioning Systems | [14 empty] | System | #N/A | [17 empty] | 0 | 0 | 0 | 0 | 0 | 0 | 0 | 0 | 0 | 0 | 0 | 0 | 0 | 0 | 0 | 0 | 0 | 0 | 0 | 0 | 0 | 0 | 0 | 0 | 0 | 0 | 0 | 0 | 0
Comprehensive Packaged Air Conditioning Systems | [14 empty] | System | #N/A | [17 empty] | 0 | 0 | 0 | 0 | 0 | 0 | 0 | 0 | 0 | 0 | 0 | 0 | 0 | 0 | 0 | 0 | 0 | 0 | 0 | 0 | 0 | 0 | 0 | 0 | 0 | 0 | 0 | 0 | 0
Comprehensive Packaged Air Conditioning Systems | [14 empty] | System | #N/A | [17 empty] | 0 | 0 | 0 | 0 | 0 | 0 | 0 | 0 | 0 | 0 | 0 | 0 | 0 | 0 | 0 | 0 | 0 | 0 | 0 | 0 | 0 | 0 | 0 | 0 | 0 | 0 | 0 | 0 | 0
Comprehensive Packaged Air Conditioning Systems | [14 empty] | System | #N/A | [17 empty] | 0 | 0 | 0 | 0 | 0 | 0 | 0 | 0 | 0 | 0 | 0 | 0 | 0 | 0 | 0 | 0 | 0 | 0 | 0 | 0 | 0 | 0 | 0 | 0 | 0 | 0 | 0 | 0 | 0
Comprehensive Packaged Air Conditioning Systems | [14 empty] | System | #N/A | [17 empty] | 0 | 0 | 0 | 0 | 0 | 0 | 0 | 0 | 0 | 0 | 0 | 0 | 0 | 0 | 0 | 0 | 0 | 0 | 0 | 0 | 0 | 0 | 0 | 0 | 0 | 0 | 0 | 0 | 0
Comprehensive Packaged Air Conditioning Systems | [14 empty] | System | #N/A | [17 empty] | 0 | 0 | 0 | 0 | 0 | 0 | 0 | 0 | 0 | 0 | 0 | 0 | 0 | 0 | 0 | 0 | 0 | 0 | 0 | 0 | 0 | 0 | 0 | 0 | 0 | 0 | 0 | 0 | 0
Comprehensive Packaged Air Conditioning Systems | [14 empty] | System | #N/A | [17 empty] | 0 | 0 | 0 | 0 | 0 | 0 | 0 | 0 | 0 | 0 | 0 | 0 | 0 | 0 | 0 | 0 | 0 | 0 | 0 | 0 | 0 | 0 | 0 | 0 | 0 | 0 | 0 | 0 | 0
Comprehensive Packaged Air Conditioning Systems | [14 empty] | System | #N/A | [17 empty] | 0 | 0 | 0 | 0 | 0 | 0 | 0 | 0 | 0 | 0 | 0 | 0 | 0 | 0 | 0 | 0 | 0 | 0 | 0 | 0 | 0 | 0 | 0 | 0 | 0 | 0 | 0 | 0 | 0
Comprehensive Packaged Air Conditioning Systems | [14 empty] | System | #N/A | [17 empty] | 0 | 0 | 0 | 0 | 0 | 0 | 0 | 0 | 0 | 0 | 0 | 0 | 0 | 0 | 0 | 0 | 0 | 0 | 0 | 0 | 0 | 0 | 0 | 0 | 0 | 0 | 0 | 0 | 0
Comprehensive Packaged Air Conditioning Systems | [14 empty] | System | #N/A | [17 empty] | 0 | 0 | 0 | 0 | 0 | 0 | 0 | 0 | 0 | 0 | 0 | 0 | 0 | 0 | 0 | 0 | 0 | 0 | 0 | 0 | 0 | 0 | 0 | 0 | 0 | 0 | 0 | 0 | 0
Comprehensive Packaged Air Conditioning Systems | [14 empty] | System | #N/A | [17 empty] | 0 | 0 | 0 | 0 | 0 | 0 | 0 | 0 | 0 | 0 | 0 | 0 | 0 | 0 | 0 | 0 | 0 | 0 | 0 | 0 | 0 | 0 | 0 | 0 | 0 | 0 | 0 | 0 | 0
Comprehensive Packaged Air Conditioning Systems | [14 empty] | System | #N/A | [17 empty] | 0 | 0 | 0 | 0 | 0 | 0 | 0 | 0 | 0 | 0 | 0 | 0 | 0 | 0 | 0 | 0 | 0 | 0 | 0 | 0 | 0 | 0 | 0 | 0 | 0 | 0 | 0 | 0 | 0
Comprehensive Packaged Air Conditioning Systems | [14 empty] | System | #N/A | [17 empty] | 0 | 0 | 0 | 0 | 0 | 0 | 0 | 0 | 0 | 0 | 0 | 0 | 0 | 0 | 0 | 0 | 0 | 0 | 0 | 0 | 0 | 0 | 0 | 0 | 0 | 0 | 0 | 0 | 0
Comprehensive Packaged Air Conditioning Systems | [14 empty] | System | #N/A | [17 empty] | 0 | 0 | 0 | 0 | 0 | 0 | 0 | 0 | 0 | 0 | 0 | 0 | 0 | 0 | 0 | 0 | 0 | 0 | 0 | 0 | 0 | 0 | 0 | 0 | 0 | 0 | 0 | 0 | 0
Comprehensive Packaged Air Conditioning Systems | [14 empty] | System | #N/A | [17 empty] | 0 | 0 | 0 | 0 | 0 | 0 | 0 | 0 | 0 | 0 | 0 | 0 | 0 | 0 | 0 | 0 | 0 | 0 | 0 | 0 | 0 | 0 | 0 | 0 | 0 | 0 | 0 | 0 | 0
Comprehensive Packaged Air Conditioning Systems | [14 empty] | System | #N/A | [17 empty] | 0 | 0 | 0 | 0 | 0 | 0 | 0 | 0 | 0 | 0 | 0 | 0 | 0 | 0 | 0 | 0 | 0 | 0 | 0 | 0 | 0 | 0 | 0 | 0 | 0 | 0 | 0 | 0 | 0
Comprehensive Packaged Air Conditioning Systems | [14 empty] | System | #N/A | [17 empty] | 0 | 0 | 0 | 0 | 0 | 0 | 0 | 0 | 0 | 0 | 0 | 0 | 0 | 0 | 0 | 0 | 0 | 0 | 0 | 0 | 0 | 0 | 0 | 0 | 0 | 0 | 0 | 0 | 0
Comprehensive Packaged Air Conditioning Systems | [14 empty] | System | #N/A | [17 empty] | 0 | 0 | 0 | 0 | 0 | 0 | 0 | 0 | 0 | 0 | 0 | 0 | 0 | 0 | 0 | 0 | 0 | 0 | 0 | 0 | 0 | 0 | 0 | 0 | 0 | 0 | 0 | 0 | 0
Comprehensive Packaged Air Conditioning Systems | [14 empty] | System | #N/A | [17 empty] | 0 | 0 | 0 | 0 | 0 | 0 | 0 | 0 | 0 | 0 | 0 | 0 | 0 | 0 | 0 | 0 | 0 | 0 | 0 | 0 | 0 | 0 | 0 | 0 | 0 | 0 | 0 | 0 | 0
Comprehensive Packaged Air Conditioning Systems | [14 empty] | System | #N/A | [17 empty] | 0 | 0 | 0 | 0 | 0 | 0 | 0 | 0 | 0 | 0 | 0 | 0 | 0 | 0 | 0 | 0 | 0 | 0 | 0 | 0 | 0 | 0 | 0 | 0 | 0 | 0 | 0 | 0 | 0
Comprehensive Packaged Air Conditioning Systems | [14 empty] | System | #N/A | [17 empty] | 0 | 0 | 0 | 0 | 0 | 0 | 0 | 0 | 0 | 0 | 0 | 0 | 0 | 0 | 0 | 0 | 0 | 0 | 0 | 0 | 0 | 0 | 0 | 0 | 0 | 0 | 0 | 0 | 0
Comprehensive Packaged Air Conditioning Systems | [14 empty] | System | #N/A | [17 empty] | 0 | 0 | 0 | 0 | 0 | 0 | 0 | 0 | 0 | 0 | 0 | 0 | 0 | 0 | 0 | 0 | 0 | 0 | 0 | 0 | 0 | 0 | 0 | 0 | 0 | 0 | 0 | 0 | 0
Comprehensive Packaged Air Conditioning Systems | [14 empty] | System | #N/A | [17 empty] | 0 | 0 | 0 | 0 | 0 | 0 | 0 | 0 | 0 | 0 | 0 | 0 | 0 | 0 | 0 | 0 | 0 | 0 | 0 | 0 | 0 | 0 | 0 | 0 | 0 | 0 | 0 | 0 | 0
Comprehensive Packaged Air Conditioning Systems | [14 empty] | System | #N/A | [17 empty] | 0 | 0 | 0 | 0 | 0 | 0 | 0 | 0 | 0 | 0 | 0 | 0 | 0 | 0 | 0 | 0 | 0 | 0 | 0 | 0 | 0 | 0 | 0 | 0 | 0 | 0 | 0 | 0 | 0
Comprehensive Packaged Air Conditioning Systems | [14 empty] | System | #N/A | [17 empty] | 0 | 0 | 0 | 0 | 0 | 0 | 0 | 0 | 0 | 0 | 0 | 0 | 0 | 0 | 0 | 0 | 0 | 0 | 0 | 0 | 0 | 0 | 0 | 0 | 0 | 0 | 0 | 0 | 0
Comprehensive Packaged Air Conditioning Systems | [14 empty] | System | #N/A | [17 empty] | 0 | 0 | 0 | 0 | 0 | 0 | 0 | 0 | 0 | 0 | 0 | 0 | 0 | 0 | 0 | 0 | 0 | 0 | 0 | 0 | 0 | 0 | 0 | 0 | 0 | 0 | 0 | 0 | 0
Comprehensive Packaged Air Conditioning Systems | [14 empty] | System | #N/A | [17 empty] | 0 | 0 | 0 | 0 | 0 | 0 | 0 | 0 | 0 | 0 | 0 | 0 | 0 | 0 | 0 | 0 | 0 | 0 | 0 | 0 | 0 | 0 | 0 | 0 | 0 | 0 | 0 | 0 | 0
Comprehensive Packaged Air Conditioning Systems | [14 empty] | System | #N/A | [17 empty] | 0 | 0 | 0 | 0 | 0 | 0 | 0 | 0 | 0 | 0 | 0 | 0 | 0 | 0 | 0 | 0 | 0 | 0 | 0 | 0 | 0 | 0 | 0 | 0 | 0 | 0 | 0 | 0 | 0
Comprehensive Packaged Air Conditioning Systems | [14 empty] | System | #N/A | [17 empty] | 0 | 0 | 0 | 0 | 0 | 0 | 0 | 0 | 0 | 0 | 0 | 0 | 0 | 0 | 0 | 0 | 0 | 0 | 0 | 0 | 0 | 0 | 0 | 0 | 0 | 0 | 0 | 0 | 0
Comprehensive Packaged Air Conditioning Systems | [14 empty] | System | #N/A | [17 empty] | 0 | 0 | 0 | 0 | 0 | 0 | 0 | 0 | 0 | 0 | 0 | 0 | 0 | 0 | 0 | 0 | 0 | 0 | 0 | 0 | 0 | 0 | 0 | 0 | 0 | 0 | 0 | 0 | 0
Comprehensive Packaged Air Conditioning Systems | [14 empty] | System | #N/A | [17 empty] | 0 | 0 | 0 | 0 | 0 | 0 | 0 | 0 | 0 | 0 | 0 | 0 | 0 | 0 | 0 | 0 | 0 | 0 | 0 | 0 | 0 | 0 | 0 | 0 | 0 | 0 | 0 | 0 | 0
Comprehensive Packaged Air Conditioning Systems | [14 empty] | System | #N/A | [17 empty] | 0 | 0 | 0 | 0 | 0 | 0 | 0 | 0 | 0 | 0 | 0 | 0 | 0 | 0 | 0 | 0 | 0 | 0 | 0 | 0 | 0 | 0 | 0 | 0 | 0 | 0 | 0 | 0 | 0
Comprehensive Packaged Air Conditioning Systems | [14 empty] | System | #N/A | [17 empty] | 0 | 0 | 0 | 0 | 0 | 0 | 0 | 0 | 0 | 0 | 0 | 0 | 0 | 0 | 0 | 0 | 0 | 0 | 0 | 0 | 0 | 0 | 0 | 0 | 0 | 0 | 0 | 0 | 0
Comprehensive Packaged Air Conditioning Systems | [14 empty] | System | #N/A | [17 empty] | 0 | 0 | 0 | 0 | 0 | 0 | 0 | 0 | 0 | 0 | 0 | 0 | 0 | 0 | 0 | 0 | 0 | 0 | 0 | 0 | 0 | 0 | 0 | 0 | 0 | 0 | 0 | 0 | 0
Comprehensive Packaged Air Conditioning Systems | [14 empty] | System | #N/A | [17 empty] | 0 | 0 | 0 | 0 | 0 | 0 | 0 | 0 | 0 | 0 | 0 | 0 | 0 | 0 | 0 | 0 | 0 | 0 | 0 | 0 | 0 | 0 | 0 | 0 | 0 | 0 | 0 | 0 | 0
Comprehensive Packaged Air Conditioning Systems | [14 empty] | System | #N/A | [17 empty] | 0 | 0 | 0 | 0 | 0 | 0 | 0 | 0 | 0 | 0 | 0 | 0 | 0 | 0 | 0 | 0 | 0 | 0 | 0 | 0 | 0 | 0 | 0 | 0 | 0 | 0 | 0 | 0 | 0
Comprehensive Packaged Air Conditioning Systems | [14 empty] | System | #N/A | [17 empty] | 0 | 0 | 0 | 0 | 0 | 0 | 0 | 0 | 0 | 0 | 0 | 0 | 0 | 0 | 0 | 0 | 0 | 0 | 0 | 0 | 0 | 0 | 0 | 0 | 0 | 0 | 0 | 0 | 0
Comprehensive Packaged Air Conditioning Systems | [14 empty] | System | #N/A | [17 empty] | 0 | 0 | 0 | 0 | 0 | 0 | 0 | 0 | 0 | 0 | 0 | 0 | 0 | 0 | 0 | 0 | 0 | 0 | 0 | 0 | 0 | 0 | 0 | 0 | 0 | 0 | 0 | 0 | 0
Comprehensive Packaged Air Conditioning Systems | [14 empty] | System | #N/A | [17 empty] | 0 | 0 | 0 | 0 | 0 | 0 | 0 | 0 | 0 | 0 | 0 | 0 | 0 | 0 | 0 | 0 | 0 | 0 | 0 | 0 | 0 | 0 | 0 | 0 | 0 | 0 | 0 | 0 | 0
Comprehensive Packaged Air Conditioning Systems | [14 empty] | System | #N/A | [17 empty] | 0 | 0 | 0 | 0 | 0 | 0 | 0 | 0 | 0 | 0 | 0 | 0 | 0 | 0 | 0 | 0 | 0 | 0 | 0 | 0 | 0 | 0 | 0 | 0 | 0 | 0 | 0 | 0 | 0
Comprehensive Packaged Air Conditioning Systems | [14 empty] | System | #N/A | [17 empty] | 0 | 0 | 0 | 0 | 0 | 0 | 0 | 0 | 0 | 0 | 0 | 0 | 0 | 0 | 0 | 0 | 0 | 0 | 0 | 0 | 0 | 0 | 0 | 0 | 0 | 0 | 0 | 0 | 0
Comprehensive Packaged Air Conditioning Systems | [14 empty] | System | #N/A | [17 empty] | 0 | 0 | 0 | 0 | 0 | 0 | 0 | 0 | 0 | 0 | 0 | 0 | 0 | 0 | 0 | 0 | 0 | 0 | 0 | 0 | 0 | 0 | 0 | 0 | 0 | 0 | 0 | 0 | 0
Comprehensive Packaged Air Conditioning Systems | [14 empty] | System | #N/A | [17 empty] | 0 | 0 | 0 | 0 | 0 | 0 | 0 | 0 | 0 | 0 | 0 | 0 | 0 | 0 | 0 | 0 | 0 | 0 | 0 | 0 | 0 | 0 | 0 | 0 | 0 | 0 | 0 | 0 | 0
Comprehensive Packaged Air Conditioning Systems | [14 empty] | System | #N/A | [17 empty] | 0 | 0 | 0 | 0 | 0 | 0 | 0 | 0 | 0 | 0 | 0 | 0 | 0 | 0 | 0 | 0 | 0 | 0 | 0 | 0 | 0 | 0 | 0 | 0 | 0 | 0 | 0 | 0 | 0
Comprehensive Packaged Air Conditioning Systems | [14 empty] | System | #N/A | [17 empty] | 0 | 0 | 0 | 0 | 0 | 0 | 0 | 0 | 0 | 0 | 0 | 0 | 0 | 0 | 0 | 0 | 0 | 0 | 0 | 0 | 0 | 0 | 0 | 0 | 0 | 0 | 0 | 0 | 0
Comprehensive Packaged Air Conditioning Systems | [14 empty] | System | #N/A | [17 empty] | 0 | 0 | 0 | 0 | 0 | 0 | 0 | 0 | 0 | 0 | 0 | 0 | 0 | 0 | 0 | 0 | 0 | 0 | 0 | 0 | 0 | 0 | 0 | 0 | 0 | 0 | 0 | 0 | 0
Comprehensive Packaged Air Conditioning Systems | [14 empty] | System | #N/A | [17 empty] | 0 | 0 | 0 | 0 | 0 | 0 | 0 | 0 | 0 | 0 | 0 | 0 | 0 | 0 | 0 | 0 | 0 | 0 | 0 | 0 | 0 | 0 | 0 | 0 | 0 | 0 | 0 | 0 | 0
Comprehensive Packaged Air Conditioning Systems | [14 empty] | System | #N/A | [17 empty] | 0 | 0 | 0 | 0 | 0 | 0 | 0 | 0 | 0 | 0 | 0 | 0 | 0 | 0 | 0 | 0 | 0 | 0 | 0 | 0 | 0 | 0 | 0 | 0 | 0 | 0 | 0 | 0 | 0
Comprehensive Packaged Air Conditioning Systems | [14 empty] | System | #N/A | [17 empty] | 0 | 0 | 0 | 0 | 0 | 0 | 0 | 0 | 0 | 0 | 0 | 0 | 0 | 0 | 0 | 0 | 0 | 0 | 0 | 0 | 0 | 0 | 0 | 0 | 0 | 0 | 0 | 0 | 0
Comprehensive Packaged Air Conditioning Systems | [14 empty] | System | #N/A | [17 empty] | 0 | 0 | 0 | 0 | 0 | 0 | 0 | 0 | 0 | 0 | 0 | 0 | 0 | 0 | 0 | 0 | 0 | 0 | 0 | 0 | 0 | 0 | 0 | 0 | 0 | 0 | 0 | 0 | 0
Comprehensive Packaged Air Conditioning Systems | [14 empty] | System | #N/A | [17 empty] | 0 | 0 | 0 | 0 | 0 | 0 | 0 | 0 | 0 | 0 | 0 | 0 | 0 | 0 | 0 | 0 | 0 | 0 | 0 | 0 | 0 | 0 | 0 | 0 | 0 | 0 | 0 | 0 | 0
Comprehensive Packaged Air Conditioning Systems | [14 empty] | System | #N/A | [17 empty] | 0 | 0 | 0 | 0 | 0 | 0 | 0 | 0 | 0 | 0 | 0 | 0 | 0 | 0 | 0 | 0 | 0 | 0 | 0 | 0 | 0 | 0 | 0 | 0 | 0 | 0 | 0 | 0 | 0
Comprehensive Packaged Air Conditioning Systems | [14 empty] | System | #N/A | [17 empty] | 0 | 0 | 0 | 0 | 0 | 0 | 0 | 0 | 0 | 0 | 0 | 0 | 0 | 0 | 0 | 0 | 0 | 0 | 0 | 0 | 0 | 0 | 0 | 0 | 0 | 0 | 0 | 0 | 0
Comprehensive Packaged Air Conditioning Systems | [14 empty] | System | #N/A | [17 empty] | 0 | 0 | 0 | 0 | 0 | 0 | 0 | 0 | 0 | 0 | 0 | 0 | 0 | 0 | 0 | 0 | 0 | 0 | 0 | 0 | 0 | 0 | 0 | 0 | 0 | 0 | 0 | 0 | 0
Comprehensive Packaged Air Conditioning Systems | [14 empty] | System | #N/A | [17 empty] | 0 | 0 | 0 | 0 | 0 | 0 | 0 | 0 | 0 | 0 | 0 | 0 | 0 | 0 | 0 | 0 | 0 | 0 | 0 | 0 | 0 | 0 | 0 | 0 | 0 | 0 | 0 | 0 | 0
Comprehensive Packaged Air Conditioning Systems | [14 empty] | System | #N/A | [17 empty] | 0 | 0 | 0 | 0 | 0 | 0 | 0 | 0 | 0 | 0 | 0 | 0 | 0 | 0 | 0 | 0 | 0 | 0 | 0 | 0 | 0 | 0 | 0 | 0 | 0 | 0 | 0 | 0 | 0
Comprehensive Packaged Air Conditioning Systems | [14 empty] | System | #N/A | [17 empty] | 0 | 0 | 0 | 0 | 0 | 0 | 0 | 0 | 0 | 0 | 0 | 0 | 0 | 0 | 0 | 0 | 0 | 0 | 0 | 0 | 0 | 0 | 0 | 0 | 0 | 0 | 0 | 0 | 0
Comprehensive Packaged Air Conditioning Systems | [14 empty] | System | #N/A | [17 empty] | 0 | 0 | 0 | 0 | 0 | 0 | 0 | 0 | 0 | 0 | 0 | 0 | 0 | 0 | 0 | 0 | 0 | 0 | 0 | 0 | 0 | 0 | 0 | 0 | 0 | 0 | 0 | 0 | 0
Comprehensive Packaged Air Conditioning Systems | [14 empty] | System | #N/A | [17 empty] | 0 | 0 | 0 | 0 | 0 | 0 | 0 | 0 | 0 | 0 | 0 | 0 | 0 | 0 | 0 | 0 | 0 | 0 | 0 | 0 | 0 | 0 | 0 | 0 | 0 | 0 | 0 | 0 | 0
Comprehensive Packaged Air Conditioning Systems | [14 empty] | System | #N/A | [17 empty] | 0 | 0 | 0 | 0 | 0 | 0 | 0 | 0 | 0 | 0 | 0 | 0 | 0 | 0 | 0 | 0 | 0 | 0 | 0 | 0 | 0 | 0 | 0 | 0 | 0 | 0 | 0 | 0 | 0
Comprehensive Packaged Air Conditioning Systems | [14 empty] | System | #N/A | [17 empty] | 0 | 0 | 0 | 0 | 0 | 0 | 0 | 0 | 0 | 0 | 0 | 0 | 0 | 0 | 0 | 0 | 0 | 0 | 0 | 0 | 0 | 0 | 0 | 0 | 0 | 0 | 0 | 0 | 0
Comprehensive Packaged Air Conditioning Systems | [14 empty] | System | #N/A | [17 empty] | 0 | 0 | 0 | 0 | 0 | 0 | 0 | 0 | 0 | 0 | 0 | 0 | 0 | 0 | 0 | 0 | 0 | 0 | 0 | 0 | 0 | 0 | 0 | 0 | 0 | 0 | 0 | 0 | 0
Comprehensive Packaged Air Conditioning Systems | [14 empty] | System | #N/A | [17 empty] | 0 | 0 | 0 | 0 | 0 | 0 | 0 | 0 | 0 | 0 | 0 | 0 | 0 | 0 | 0 | 0 | 0 | 0 | 0 | 0 | 0 | 0 | 0 | 0 | 0 | 0 | 0 | 0 | 0
Comprehensive Packaged Air Conditioning Systems | [14 empty] | System | #N/A | [17 empty] | 0 | 0 | 0 | 0 | 0 | 0 | 0 | 0 | 0 | 0 | 0 | 0 | 0 | 0 | 0 | 0 | 0 | 0 | 0 | 0 | 0 | 0 | 0 | 0 | 0 | 0 | 0 | 0 | 0
Comprehensive Packaged Air Conditioning Systems | [14 empty] | System | #N/A | [17 empty] | 0 | 0 | 0 | 0 | 0 | 0 | 0 | 0 | 0 | 0 | 0 | 0 | 0 | 0 | 0 | 0 | 0 | 0 | 0 | 0 | 0 | 0 | 0 | 0 | 0 | 0 | 0 | 0 | 0
Comprehensive Packaged Air Conditioning Systems | [14 empty] | System | #N/A | [17 empty] | 0 | 0 | 0 | 0 | 0 | 0 | 0 | 0 | 0 | 0 | 0 | 0 | 0 | 0 | 0 | 0 | 0 | 0 | 0 | 0 | 0 | 0 | 0 | 0 | 0 | 0 | 0 | 0 | 0
Comprehensive Packaged Air Conditioning Systems | [14 empty] | System | #N/A | [17 empty] | 0 | 0 | 0 | 0 | 0 | 0 | 0 | 0 | 0 | 0 | 0 | 0 | 0 | 0 | 0 | 0 | 0 | 0 | 0 | 0 | 0 | 0 | 0 | 0 | 0 | 0 | 0 | 0 | 0
Comprehensive Packaged Air Conditioning Systems | [14 empty] | System | #N/A | [17 empty] | 0 | 0 | 0 | 0 | 0 | 0 | 0 | 0 | 0 | 0 | 0 | 0 | 0 | 0 | 0 | 0 | 0 | 0 | 0 | 0 | 0 | 0 | 0 | 0 | 0 | 0 | 0 | 0 | 0
Comprehensive Packaged Air Conditioning Systems | [14 empty] | System | #N/A | [17 empty] | 0 | 0 | 0 | 0 | 0 | 0 | 0 | 0 | 0 | 0 | 0 | 0 | 0 | 0 | 0 | 0 | 0 | 0 | 0 | 0 | 0 | 0 | 0 | 0 | 0 | 0 | 0 | 0 | 0
Comprehensive Packaged Air Conditioning Systems | [14 empty] | System | #N/A | [17 empty] | 0 | 0 | 0 | 0 | 0 | 0 | 0 | 0 | 0 | 0 | 0 | 0 | 0 | 0 | 0 | 0 | 0 | 0 | 0 | 0 | 0 | 0 | 0 | 0 | 0 | 0 | 0 | 0 | 0
Comprehensive Packaged Air Conditioning Systems | [14 empty] | System | #N/A | [17 empty] | 0 | 0 | 0 | 0 | 0 | 0 | 0 | 0 | 0 | 0 | 0 | 0 | 0 | 0 | 0 | 0 | 0 | 0 | 0 | 0 | 0 | 0 | 0 | 0 | 0 | 0 | 0 | 0 | 0
Comprehensive Packaged Air Conditioning Systems | [14 empty] | System | #N/A | [17 empty] | 0 | 0 | 0 | 0 | 0 | 0 | 0 | 0 | 0 | 0 | 0 | 0 | 0 | 0 | 0 | 0 | 0 | 0 | 0 | 0 | 0 | 0 | 0 | 0 | 0 | 0 | 0 | 0 | 0
Comprehensive Packaged Air Conditioning Systems | [14 empty] | System | #N/A | [17 empty] | 0 | 0 | 0 | 0 | 0 | 0 | 0 | 0 | 0 | 0 | 0 | 0 | 0 | 0 | 0 | 0 | 0 | 0 | 0 | 0 | 0 | 0 | 0 | 0 | 0 | 0 | 0 | 0 | 0
Comprehensive Packaged Air Conditioning Systems | [14 empty] | System | #N/A | [17 empty] | 0 | 0 | 0 | 0 | 0 | 0 | 0 | 0 | 0 | 0 | 0 | 0 | 0 | 0 | 0 | 0 | 0 | 0 | 0 | 0 | 0 | 0 | 0 | 0 | 0 | 0 | 0 | 0 | 0
Comprehensive Packaged Air Conditioning Systems | [14 empty] | System | #N/A | [17 empty] | 0 | 0 | 0 | 0 | 0 | 0 | 0 | 0 | 0 | 0 | 0 | 0 | 0 | 0 | 0 | 0 | 0 | 0 | 0 | 0 | 0 | 0 | 0 | 0 | 0 | 0 | 0 | 0 | 0
Comprehensive Packaged Air Conditioning Systems | [14 empty] | System | #N/A | [17 empty] | 0 | 0 | 0 | 0 | 0 | 0 | 0 | 0 | 0 | 0 | 0 | 0 | 0 | 0 | 0 | 0 | 0 | 0 | 0 | 0 | 0 | 0 | 0 | 0 | 0 | 0 | 0 | 0 | 0
Comprehensive Packaged Air Conditioning Systems | [14 empty] | System | #N/A | [17 empty] | 0 | 0 | 0 | 0 | 0 | 0 | 0 | 0 | 0 | 0 | 0 | 0 | 0 | 0 | 0 | 0 | 0 | 0 | 0 | 0 | 0 | 0 | 0 | 0 | 0 | 0 | 0 | 0 | 0
Comprehensive Packaged Air Conditioning Systems | [14 empty] | System | #N/A | [17 empty] | 0 | 0 | 0 | 0 | 0 | 0 | 0 | 0 | 0 | 0 | 0 | 0 | 0 | 0 | 0 | 0 | 0 | 0 | 0 | 0 | 0 | 0 | 0 | 0 | 0 | 0 | 0 | 0 | 0
Comprehensive Packaged Air Conditioning Systems | [14 empty] | System | #N/A | [17 empty] | 0 | 0 | 0 | 0 | 0 | 0 | 0 | 0 | 0 | 0 | 0 | 0 | 0 | 0 | 0 | 0 | 0 | 0 | 0 | 0 | 0 | 0 | 0 | 0 | 0 | 0 | 0 | 0 | 0
Comprehensive Packaged Air Conditioning Systems | [14 empty] | System | #N/A | [17 empty] | 0 | 0 | 0 | 0 | 0 | 0 | 0 | 0 | 0 | 0 | 0 | 0 | 0 | 0 | 0 | 0 | 0 | 0 | 0 | 0 | 0 | 0 | 0 | 0 | 0 | 0 | 0 | 0 | 0
Comprehensive Packaged Air Conditioning Systems | [14 empty] | System | #N/A | [17 empty] | 0 | 0 | 0 | 0 | 0 | 0 | 0 | 0 | 0 | 0 | 0 | 0 | 0 | 0 | 0 | 0 | 0 | 0 | 0 | 0 | 0 | 0 | 0 | 0 | 0 | 0 | 0 | 0 | 0
Comprehensive Packaged Air Conditioning Systems | [14 empty] | System | #N/A | [17 empty] | 0 | 0 | 0 | 0 | 0 | 0 | 0 | 0 | 0 | 0 | 0 | 0 | 0 | 0 | 0 | 0 | 0 | 0 | 0 | 0 | 0 | 0 | 0 | 0 | 0 | 0 | 0 | 0 | 0
Comprehensive Packaged Air Conditioning Systems | [14 empty] | System | #N/A | [17 empty] | 0 | 0 | 0 | 0 | 0 | 0 | 0 | 0 | 0 | 0 | 0 | 0 | 0 | 0 | 0 | 0 | 0 | 0 | 0 | 0 | 0 | 0 | 0 | 0 | 0 | 0 | 0 | 0 | 0
Comprehensive Packaged Air Conditioning Systems | [14 empty] | System | #N/A | [17 empty] | 0 | 0 | 0 | 0 | 0 | 0 | 0 | 0 | 0 | 0 | 0 | 0 | 0 | 0 | 0 | 0 | 0 | 0 | 0 | 0 | 0 | 0 | 0 | 0 | 0 | 0 | 0 | 0 | 0
Comprehensive Packaged Air Conditioning Systems | [14 empty] | System | #N/A | [17 empty] | 0 | 0 | 0 | 0 | 0 | 0 | 0 | 0 | 0 | 0 | 0 | 0 | 0 | 0 | 0 | 0 | 0 | 0 | 0 | 0 | 0 | 0 | 0 | 0 | 0 | 0 | 0 | 0 | 0
Comprehensive Packaged Air Conditioning Systems | [14 empty] | System | #N/A | [17 empty] | 0 | 0 | 0 | 0 | 0 | 0 | 0 | 0 | 0 | 0 | 0 | 0 | 0 | 0 | 0 | 0 | 0 | 0 | 0 | 0 | 0 | 0 | 0 | 0 | 0 | 0 | 0 | 0 | 0
Comprehensive Packaged Air Conditioning Systems | [14 empty] | System | #N/A | [17 empty] | 0 | 0 | 0 | 0 | 0 | 0 | 0 | 0 | 0 | 0 | 0 | 0 | 0 | 0 | 0 | 0 | 0 | 0 | 0 | 0 | 0 | 0 | 0 | 0 | 0 | 0 | 0 | 0 | 0
Comprehensive Packaged Air Conditioning Systems | [14 empty] | System | #N/A | [17 empty] | 0 | 0 | 0 | 0 | 0 | 0 | 0 | 0 | 0 | 0 | 0 | 0 | 0 | 0 | 0 | 0 | 0 | 0 | 0 | 0 | 0 | 0 | 0 | 0 | 0 | 0 | 0 | 0 | 0
Comprehensive Packaged Air Conditioning Systems | [14 empty] | System | #N/A | [17 empty] | 0 | 0 | 0 | 0 | 0 | 0 | 0 | 0 | 0 | 0 | 0 | 0 | 0 | 0 | 0 | 0 | 0 | 0 | 0 | 0 | 0 | 0 | 0 | 0 | 0 | 0 | 0 | 0 | 0
Comprehensive Packaged Air Conditioning Systems | [14 empty] | System | #N/A | [17 empty] | 0 | 0 | 0 | 0 | 0 | 0 | 0 | 0 | 0 | 0 | 0 | 0 | 0 | 0 | 0 | 0 | 0 | 0 | 0 | 0 | 0 | 0 | 0 | 0 | 0 | 0 | 0 | 0 | 0
Comprehensive Packaged Air Conditioning Systems | [14 empty] | System | #N/A | [17 empty] | 0 | 0 | 0 | 0 | 0 | 0 | 0 | 0 | 0 | 0 | 0 | 0 | 0 | 0 | 0 | 0 | 0 | 0 | 0 | 0 | 0 | 0 | 0 | 0 | 0 | 0 | 0 | 0 | 0
Comprehensive Packaged Air Conditioning Systems | [14 empty] | System | #N/A | [17 empty] | 0 | 0 | 0 | 0 | 0 | 0 | 0 | 0 | 0 | 0 | 0 | 0 | 0 | 0 | 0 | 0 | 0 | 0 | 0 | 0 | 0 | 0 | 0 | 0 | 0 | 0 | 0 | 0 | 0
Comprehensive Packaged Air Conditioning Systems | [14 empty] | System | #N/A | [17 empty] | 0 | 0 | 0 | 0 | 0 | 0 | 0 | 0 | 0 | 0 | 0 | 0 | 0 | 0 | 0 | 0 | 0 | 0 | 0 | 0 | 0 | 0 | 0 | 0 | 0 | 0 | 0 | 0 | 0
Comprehensive Packaged Air Conditioning Systems | [14 empty] | System | #N/A | [17 empty] | 0 | 0 | 0 | 0 | 0 | 0 | 0 | 0 | 0 | 0 | 0 | 0 | 0 | 0 | 0 | 0 | 0 | 0 | 0 | 0 | 0 | 0 | 0 | 0 | 0 | 0 | 0 | 0 | 0
Comprehensive Packaged Air Conditioning Systems | [14 empty] | System | #N/A | [17 empty] | 0 | 0 | 0 | 0 | 0 | 0 | 0 | 0 | 0 | 0 | 0 | 0 | 0 | 0 | 0 | 0 | 0 | 0 | 0 | 0 | 0 | 0 | 0 | 0 | 0 | 0 | 0 | 0 | 0
Comprehensive Packaged Air Conditioning Systems | [14 empty] | System | #N/A | [17 empty] | 0 | 0 | 0 | 0 | 0 | 0 | 0 | 0 | 0 | 0 | 0 | 0 | 0 | 0 | 0 | 0 | 0 | 0 | 0 | 0 | 0 | 0 | 0 | 0 | 0 | 0 | 0 | 0 | 0
Comprehensive Packaged Air Conditioning Systems | [14 empty] | System | #N/A | [17 empty] | 0 | 0 | 0 | 0 | 0 | 0 | 0 | 0 | 0 | 0 | 0 | 0 | 0 | 0 | 0 | 0 | 0 | 0 | 0 | 0 | 0 | 0 | 0 | 0 | 0 | 0 | 0 | 0 | 0
Comprehensive Packaged Air Conditioning Systems | [14 empty] | System | #N/A | [17 empty] | 0 | 0 | 0 | 0 | 0 | 0 | 0 | 0 | 0 | 0 | 0 | 0 | 0 | 0 | 0 | 0 | 0 | 0 | 0 | 0 | 0 | 0 | 0 | 0 | 0 | 0 | 0 | 0 | 0
Comprehensive Packaged Air Conditioning Systems | [14 empty] | System | #N/A | [17 empty] | 0 | 0 | 0 | 0 | 0 | 0 | 0 | 0 | 0 | 0 | 0 | 0 | 0 | 0 | 0 | 0 | 0 | 0 | 0 | 0 | 0 | 0 | 0 | 0 | 0 | 0 | 0 | 0 | 0
Comprehensive Packaged Air Conditioning Systems | [14 empty] | System | #N/A | [17 empty] | 0 | 0 | 0 | 0 | 0 | 0 | 0 | 0 | 0 | 0 | 0 | 0 | 0 | 0 | 0 | 0 | 0 | 0 | 0 | 0 | 0 | 0 | 0 | 0 | 0 | 0 | 0 | 0 | 0
Comprehensive Packaged Air Conditioning Systems | [14 empty] | System | #N/A | [17 empty] | 0 | 0 | 0 | 0 | 0 | 0 | 0 | 0 | 0 | 0 | 0 | 0 | 0 | 0 | 0 | 0 | 0 | 0 | 0 | 0 | 0 | 0 | 0 | 0 | 0 | 0 | 0 | 0 | 0
Comprehensive Packaged Air Conditioning Systems | [14 empty] | System | #N/A | [17 empty] | 0 | 0 | 0 | 0 | 0 | 0 | 0 | 0 | 0 | 0 | 0 | 0 | 0 | 0 | 0 | 0 | 0 | 0 | 0 | 0 | 0 | 0 | 0 | 0 | 0 | 0 | 0 | 0 | 0
Comprehensive Packaged Air Conditioning Systems | [14 empty] | System | #N/A | [17 empty] | 0 | 0 | 0 | 0 | 0 | 0 | 0 | 0 | 0 | 0 | 0 | 0 | 0 | 0 | 0 | 0 | 0 | 0 | 0 | 0 | 0 | 0 | 0 | 0 | 0 | 0 | 0 | 0 | 0
Comprehensive Packaged Air Conditioning Systems | [14 empty] | System | #N/A | [17 empty] | 0 | 0 | 0 | 0 | 0 | 0 | 0 | 0 | 0 | 0 | 0 | 0 | 0 | 0 | 0 | 0 | 0 | 0 | 0 | 0 | 0 | 0 | 0 | 0 | 0 | 0 | 0 | 0 | 0
Comprehensive Packaged Air Conditioning Systems | [14 empty] | System | #N/A | [17 empty] | 0 | 0 | 0 | 0 | 0 | 0 | 0 | 0 | 0 | 0 | 0 | 0 | 0 | 0 | 0 | 0 | 0 | 0 | 0 | 0 | 0 | 0 | 0 | 0 | 0 | 0 | 0 | 0 | 0
Comprehensive Packaged Air Conditioning Systems | [14 empty] | System | #N/A | [17 empty] | 0 | 0 | 0 | 0 | 0 | 0 | 0 | 0 | 0 | 0 | 0 | 0 | 0 | 0 | 0 | 0 | 0 | 0 | 0 | 0 | 0 | 0 | 0 | 0 | 0 | 0 | 0 | 0 | 0
Comprehensive Packaged Air Conditioning Systems | [14 empty] | System | #N/A | [17 empty] | 0 | 0 | 0 | 0 | 0 | 0 | 0 | 0 | 0 | 0 | 0 | 0 | 0 | 0 | 0 | 0 | 0 | 0 | 0 | 0 | 0 | 0 | 0 | 0 | 0 | 0 | 0 | 0 | 0
Comprehensive Packaged Air Conditioning Systems | [14 empty] | System | #N/A | [17 empty] | 0 | 0 | 0 | 0 | 0 | 0 | 0 | 0 | 0 | 0 | 0 | 0 | 0 | 0 | 0 | 0 | 0 | 0 | 0 | 0 | 0 | 0 | 0 | 0 | 0 | 0 | 0 | 0 | 0
Comprehensive Packaged Air Conditioning Systems | [14 empty] | System | #N/A | [17 empty] | 0 | 0 | 0 | 0 | 0 | 0 | 0 | 0 | 0 | 0 | 0 | 0 | 0 | 0 | 0 | 0 | 0 | 0 | 0 | 0 | 0 | 0 | 0 | 0 | 0 | 0 | 0 | 0 | 0
Comprehensive Packaged Air Conditioning Systems | [14 empty] | System | #N/A | [17 empty] | 0 | 0 | 0 | 0 | 0 | 0 | 0 | 0 | 0 | 0 | 0 | 0 | 0 | 0 | 0 | 0 | 0 | 0 | 0 | 0 | 0 | 0 | 0 | 0 | 0 | 0 | 0 | 0 | 0
Comprehensive Packaged Air Conditioning Systems | [14 empty] | System | #N/A | [17 empty] | 0 | 0 | 0 | 0 | 0 | 0 | 0 | 0 | 0 | 0 | 0 | 0 | 0 | 0 | 0 | 0 | 0 | 0 | 0 | 0 | 0 | 0 | 0 | 0 | 0 | 0 | 0 | 0 | 0
Comprehensive Packaged Air Conditioning Systems | [14 empty] | System | #N/A | [17 empty] | 0 | 0 | 0 | 0 | 0 | 0 | 0 | 0 | 0 | 0 | 0 | 0 | 0 | 0 | 0 | 0 | 0 | 0 | 0 | 0 | 0 | 0 | 0 | 0 | 0 | 0 | 0 | 0 | 0
Comprehensive Packaged Air Conditioning Systems | [14 empty] | System | #N/A | [17 empty] | 0 | 0 | 0 | 0 | 0 | 0 | 0 | 0 | 0 | 0 | 0 | 0 | 0 | 0 | 0 | 0 | 0 | 0 | 0 | 0 | 0 | 0 | 0 | 0 | 0 | 0 | 0 | 0 | 0
Comprehensive Packaged Air Conditioning Systems | [14 empty] | System | #N/A | [17 empty] | 0 | 0 | 0 | 0 | 0 | 0 | 0 | 0 | 0 | 0 | 0 | 0 | 0 | 0 | 0 | 0 | 0 | 0 | 0 | 0 | 0 | 0 | 0 | 0 | 0 | 0 | 0 | 0 | 0
Comprehensive Packaged Air Conditioning Systems | [14 empty] | System | #N/A | [17 empty] | 0 | 0 | 0 | 0 | 0 | 0 | 0 | 0 | 0 | 0 | 0 | 0 | 0 | 0 | 0 | 0 | 0 | 0 | 0 | 0 | 0 | 0 | 0 | 0 | 0 | 0 | 0 | 0 | 0
Comprehensive Packaged Air Conditioning Systems | [14 empty] | System | #N/A | [17 empty] | 0 | 0 | 0 | 0 | 0 | 0 | 0 | 0 | 0 | 0 | 0 | 0 | 0 | 0 | 0 | 0 | 0 | 0 | 0 | 0 | 0 | 0 | 0 | 0 | 0 | 0 | 0 | 0 | 0
Comprehensive Packaged Air Conditioning Systems | [14 empty] | System | #N/A | [17 empty] | 0 | 0 | 0 | 0 | 0 | 0 | 0 | 0 | 0 | 0 | 0 | 0 | 0 | 0 | 0 | 0 | 0 | 0 | 0 | 0 | 0 | 0 | 0 | 0 | 0 | 0 | 0 | 0 | 0
Comprehensive Packaged Air Conditioning Systems | [14 empty] | System | #N/A | [17 empty] | 0 | 0 | 0 | 0 | 0 | 0 | 0 | 0 | 0 | 0 | 0 | 0 | 0 | 0 | 0 | 0 | 0 | 0 | 0 | 0 | 0 | 0 | 0 | 0 | 0 | 0 | 0 | 0 | 0
Comprehensive Packaged Air Conditioning Systems | [14 empty] | System | #N/A | [17 empty] | 0 | 0 | 0 | 0 | 0 | 0 | 0 | 0 | 0 | 0 | 0 | 0 | 0 | 0 | 0 | 0 | 0 | 0 | 0 | 0 | 0 | 0 | 0 | 0 | 0 | 0 | 0 | 0 | 0
Comprehensive Packaged Air Conditioning Systems | [14 empty] | System | #N/A | [17 empty] | 0 | 0 | 0 | 0 | 0 | 0 | 0 | 0 | 0 | 0 | 0 | 0 | 0 | 0 | 0 | 0 | 0 | 0 | 0 | 0 | 0 | 0 | 0 | 0 | 0 | 0 | 0 | 0 | 0
Comprehensive Packaged Air Conditioning Systems | [14 empty] | System | #N/A | [17 empty] | 0 | 0 | 0 | 0 | 0 | 0 | 0 | 0 | 0 | 0 | 0 | 0 | 0 | 0 | 0 | 0 | 0 | 0 | 0 | 0 | 0 | 0 | 0 | 0 | 0 | 0 | 0 | 0 | 0
Comprehensive Packaged Air Conditioning Systems | [14 empty] | System | #N/A | [17 empty] | 0 | 0 | 0 | 0 | 0 | 0 | 0 | 0 | 0 | 0 | 0 | 0 | 0 | 0 | 0 | 0 | 0 | 0 | 0 | 0 | 0 | 0 | 0 | 0 | 0 | 0 | 0 | 0 | 0
Comprehensive Packaged Air Conditioning Systems | [14 empty] | System | #N/A | [17 empty] | 0 | 0 | 0 | 0 | 0 | 0 | 0 | 0 | 0 | 0 | 0 | 0 | 0 | 0 | 0 | 0 | 0 | 0 | 0 | 0 | 0 | 0 | 0 | 0 | 0 | 0 | 0 | 0 | 0
Comprehensive Packaged Air Conditioning Systems | [14 empty] | System | #N/A | [17 empty] | 0 | 0 | 0 | 0 | 0 | 0 | 0 | 0 | 0 | 0 | 0 | 0 | 0 | 0 | 0 | 0 | 0 | 0 | 0 | 0 | 0 | 0 | 0 | 0 | 0 | 0 | 0 | 0 | 0
Comprehensive Packaged Air Conditioning Systems | [14 empty] | System | #N/A | [17 empty] | 0 | 0 | 0 | 0 | 0 | 0 | 0 | 0 | 0 | 0 | 0 | 0 | 0 | 0 | 0 | 0 | 0 | 0 | 0 | 0 | 0 | 0 | 0 | 0 | 0 | 0 | 0 | 0 | 0
Comprehensive Packaged Air Conditioning Systems | [14 empty] | System | #N/A | [17 empty] | 0 | 0 | 0 | 0 | 0 | 0 | 0 | 0 | 0 | 0 | 0 | 0 | 0 | 0 | 0 | 0 | 0 | 0 | 0 | 0 | 0 | 0 | 0 | 0 | 0 | 0 | 0 | 0 | 0
Comprehensive Packaged Air Conditioning Systems | [14 empty] | System | #N/A | [17 empty] | 0 | 0 | 0 | 0 | 0 | 0 | 0 | 0 | 0 | 0 | 0 | 0 | 0 | 0 | 0 | 0 | 0 | 0 | 0 | 0 | 0 | 0 | 0 | 0 | 0 | 0 | 0 | 0 | 0
Comprehensive Packaged Air Conditioning Systems | [14 empty] | System | #N/A | [17 empty] | 0 | 0 | 0 | 0 | 0 | 0 | 0 | 0 | 0 | 0 | 0 | 0 | 0 | 0 | 0 | 0 | 0 | 0 | 0 | 0 | 0 | 0 | 0 | 0 | 0 | 0 | 0 | 0 | 0
Comprehensive Packaged Air Conditioning Systems | [14 empty] | System | #N/A | [17 empty] | 0 | 0 | 0 | 0 | 0 | 0 | 0 | 0 | 0 | 0 | 0 | 0 | 0 | 0 | 0 | 0 | 0 | 0 | 0 | 0 | 0 | 0 | 0 | 0 | 0 | 0 | 0 | 0 | 0
Comprehensive Packaged Air Conditioning Systems | [14 empty] | System | #N/A | [17 empty] | 0 | 0 | 0 | 0 | 0 | 0 | 0 | 0 | 0 | 0 | 0 | 0 | 0 | 0 | 0 | 0 | 0 | 0 | 0 | 0 | 0 | 0 | 0 | 0 | 0 | 0 | 0 | 0 | 0
Comprehensive Packaged Air Conditioning Systems | [14 empty] | System | #N/A | [17 empty] | 0 | 0 | 0 | 0 | 0 | 0 | 0 | 0 | 0 | 0 | 0 | 0 | 0 | 0 | 0 | 0 | 0 | 0 | 0 | 0 | 0 | 0 | 0 | 0 | 0 | 0 | 0 | 0 | 0
Comprehensive Packaged Air Conditioning Systems | [14 empty] | System | #N/A | [17 empty] | 0 | 0 | 0 | 0 | 0 | 0 | 0 | 0 | 0 | 0 | 0 | 0 | 0 | 0 | 0 | 0 | 0 | 0 | 0 | 0 | 0 | 0 | 0 | 0 | 0 | 0 | 0 | 0 | 0
Comprehensive Packaged Air Conditioning Systems | [14 empty] | System | #N/A | [17 empty] | 0 | 0 | 0 | 0 | 0 | 0 | 0 | 0 | 0 | 0 | 0 | 0 | 0 | 0 | 0 | 0 | 0 | 0 | 0 | 0 | 0 | 0 | 0 | 0 | 0 | 0 | 0 | 0 | 0
Comprehensive Packaged Air Conditioning Systems | [14 empty] | System | #N/A | [17 empty] | 0 | 0 | 0 | 0 | 0 | 0 | 0 | 0 | 0 | 0 | 0 | 0 | 0 | 0 | 0 | 0 | 0 | 0 | 0 | 0 | 0 | 0 | 0 | 0 | 0 | 0 | 0 | 0 | 0
Comprehensive Packaged Air Conditioning Systems | [14 empty] | System | #N/A | [17 empty] | 0 | 0 | 0 | 0 | 0 | 0 | 0 | 0 | 0 | 0 | 0 | 0 | 0 | 0 | 0 | 0 | 0 | 0 | 0 | 0 | 0 | 0 | 0 | 0 | 0 | 0 | 0 | 0 | 0
Comprehensive Packaged Air Conditioning Systems | [14 empty] | System | #N/A | [17 empty] | 0 | 0 | 0 | 0 | 0 | 0 | 0 | 0 | 0 | 0 | 0 | 0 | 0 | 0 | 0 | 0 | 0 | 0 | 0 | 0 | 0 | 0 | 0 | 0 | 0 | 0 | 0 | 0 | 0
Comprehensive Packaged Air Conditioning Systems | [14 empty] | System | #N/A | [17 empty] | 0 | 0 | 0 | 0 | 0 | 0 | 0 | 0 | 0 | 0 | 0 | 0 | 0 | 0 | 0 | 0 | 0 | 0 | 0 | 0 | 0 | 0 | 0 | 0 | 0 | 0 | 0 | 0 | 0
Comprehensive Packaged Air Conditioning Systems | [14 empty] | System | #N/A | [17 empty] | 0 | 0 | 0 | 0 | 0 | 0 | 0 | 0 | 0 | 0 | 0 | 0 | 0 | 0 | 0 | 0 | 0 | 0 | 0 | 0 | 0 | 0 | 0 | 0 | 0 | 0 | 0 | 0 | 0
Comprehensive Packaged Air Conditioning Systems | [14 empty] | System | #N/A | [17 empty] | 0 | 0 | 0 | 0 | 0 | 0 | 0 | 0 | 0 | 0 | 0 | 0 | 0 | 0 | 0 | 0 | 0 | 0 | 0 | 0 | 0 | 0 | 0 | 0 | 0 | 0 | 0 | 0 | 0
Comprehensive Packaged Air Conditioning Systems | [14 empty] | System | #N/A | [17 empty] | 0 | 0 | 0 | 0 | 0 | 0 | 0 | 0 | 0 | 0 | 0 | 0 | 0 | 0 | 0 | 0 | 0 | 0 | 0 | 0 | 0 | 0 | 0 | 0 | 0 | 0 | 0 | 0 | 0
Comprehensive Packaged Air Conditioning Systems | [14 empty] | System | #N/A | [17 empty] | 0 | 0 | 0 | 0 | 0 | 0 | 0 | 0 | 0 | 0 | 0 | 0 | 0 | 0 | 0 | 0 | 0 | 0 | 0 | 0 | 0 | 0 | 0 | 0 | 0 | 0 | 0 | 0 | 0
Comprehensive Packaged Air Conditioning Systems | [14 empty] | System | #N/A | [17 empty] | 0 | 0 | 0 | 0 | 0 | 0 | 0 | 0 | 0 | 0 | 0 | 0 | 0 | 0 | 0 | 0 | 0 | 0 | 0 | 0 | 0 | 0 | 0 | 0 | 0 | 0 | 0 | 0 | 0
Comprehensive Packaged Air Conditioning Systems | [14 empty] | System | #N/A | [17 empty] | 0 | 0 | 0 | 0 | 0 | 0 | 0 | 0 | 0 | 0 | 0 | 0 | 0 | 0 | 0 | 0 | 0 | 0 | 0 | 0 | 0 | 0 | 0 | 0 | 0 | 0 | 0 | 0 | 0
Comprehensive Packaged Air Conditioning Systems | [14 empty] | System | #N/A | [17 empty] | 0 | 0 | 0 | 0 | 0 | 0 | 0 | 0 | 0 | 0 | 0 | 0 | 0 | 0 | 0 | 0 | 0 | 0 | 0 | 0 | 0 | 0 | 0 | 0 | 0 | 0 | 0 | 0 | 0
Comprehensive Packaged Air Conditioning Systems | [14 empty] | System | #N/A | [17 empty] | 0 | 0 | 0 | 0 | 0 | 0 | 0 | 0 | 0 | 0 | 0 | 0 | 0 | 0 | 0 | 0 | 0 | 0 | 0 | 0 | 0 | 0 | 0 | 0 | 0 | 0 | 0 | 0 | 0
Comprehensive Packaged Air Conditioning Systems | [14 empty] | System | #N/A | [17 empty] | 0 | 0 | 0 | 0 | 0 | 0 | 0 | 0 | 0 | 0 | 0 | 0 | 0 | 0 | 0 | 0 | 0 | 0 | 0 | 0 | 0 | 0 | 0 | 0 | 0 | 0 | 0 | 0 | 0
Comprehensive Packaged Air Conditioning Systems | [14 empty] | System | #N/A | [17 empty] | 0 | 0 | 0 | 0 | 0 | 0 | 0 | 0 | 0 | 0 | 0 | 0 | 0 | 0 | 0 | 0 | 0 | 0 | 0 | 0 | 0 | 0 | 0 | 0 | 0 | 0 | 0 | 0 | 0
Comprehensive Packaged Air Conditioning Systems | [14 empty] | System | #N/A | [17 empty] | 0 | 0 | 0 | 0 | 0 | 0 | 0 | 0 | 0 | 0 | 0 | 0 | 0 | 0 | 0 | 0 | 0 | 0 | 0 | 0 | 0 | 0 | 0 | 0 | 0 | 0 | 0 | 0 | 0
Comprehensive Packaged Air Conditioning Systems | [14 empty] | System | #N/A | [17 empty] | 0 | 0 | 0 | 0 | 0 | 0 | 0 | 0 | 0 | 0 | 0 | 0 | 0 | 0 | 0 | 0 | 0 | 0 | 0 | 0 | 0 | 0 | 0 | 0 | 0 | 0 | 0 | 0 | 0
Comprehensive Packaged Air Conditioning Systems | [14 empty] | System | #N/A | [17 empty] | 0 | 0 | 0 | 0 | 0 | 0 | 0 | 0 | 0 | 0 | 0 | 0 | 0 | 0 | 0 | 0 | 0 | 0 | 0 | 0 | 0 | 0 | 0 | 0 | 0 | 0 | 0 | 0 | 0
Comprehensive Packaged Air Conditioning Systems | [14 empty] | System | #N/A | [17 empty] | 0 | 0 | 0 | 0 | 0 | 0 | 0 | 0 | 0 | 0 | 0 | 0 | 0 | 0 | 0 | 0 | 0 | 0 | 0 | 0 | 0 | 0 | 0 | 0 | 0 | 0 | 0 | 0 | 0
Comprehensive Packaged Air Conditioning Systems | [14 empty] | System | #N/A | [17 empty] | 0 | 0 | 0 | 0 | 0 | 0 | 0 | 0 | 0 | 0 | 0 | 0 | 0 | 0 | 0 | 0 | 0 | 0 | 0 | 0 | 0 | 0 | 0 | 0 | 0 | 0 | 0 | 0 | 0
Comprehensive Packaged Air Conditioning Systems | [14 empty] | System | #N/A | [17 empty] | 0 | 0 | 0 | 0 | 0 | 0 | 0 | 0 | 0 | 0 | 0 | 0 | 0 | 0 | 0 | 0 | 0 | 0 | 0 | 0 | 0 | 0 | 0 | 0 | 0 | 0 | 0 | 0 | 0
Comprehensive Packaged Air Conditioning Systems | [14 empty] | System | #N/A | [17 empty] | 0 | 0 | 0 | 0 | 0 | 0 | 0 | 0 | 0 | 0 | 0 | 0 | 0 | 0 | 0 | 0 | 0 | 0 | 0 | 0 | 0 | 0 | 0 | 0 | 0 | 0 | 0 | 0 | 0
Comprehensive Packaged Air Conditioning Systems | [14 empty] | System | #N/A | [17 empty] | 0 | 0 | 0 | 0 | 0 | 0 | 0 | 0 | 0 | 0 | 0 | 0 | 0 | 0 | 0 | 0 | 0 | 0 | 0 | 0 | 0 | 0 | 0 | 0 | 0 | 0 | 0 | 0 | 0
Comprehensive Packaged Air Conditioning Systems | [14 empty] | System | #N/A | [17 empty] | 0 | 0 | 0 | 0 | 0 | 0 | 0 | 0 | 0 | 0 | 0 | 0 | 0 | 0 | 0 | 0 | 0 | 0 | 0 | 0 | 0 | 0 | 0 | 0 | 0 | 0 | 0 | 0 | 0
Comprehensive Packaged Air Conditioning Systems | [14 empty] | System | #N/A | [17 empty] | 0 | 0 | 0 | 0 | 0 | 0 | 0 | 0 | 0 | 0 | 0 | 0 | 0 | 0 | 0 | 0 | 0 | 0 | 0 | 0 | 0 | 0 | 0 | 0 | 0 | 0 | 0 | 0 | 0
Comprehensive Packaged Air Conditioning Systems | [14 empty] | System | #N/A | [17 empty] | 0 | 0 | 0 | 0 | 0 | 0 | 0 | 0 | 0 | 0 | 0 | 0 | 0 | 0 | 0 | 0 | 0 | 0 | 0 | 0 | 0 | 0 | 0 | 0 | 0 | 0 | 0 | 0 | 0
Comprehensive Packaged Air Conditioning Systems | [14 empty] | System | #N/A | [17 empty] | 0 | 0 | 0 | 0 | 0 | 0 | 0 | 0 | 0 | 0 | 0 | 0 | 0 | 0 | 0 | 0 | 0 | 0 | 0 | 0 | 0 | 0 | 0 | 0 | 0 | 0 | 0 | 0 | 0
Comprehensive Packaged Air Conditioning Systems | [14 empty] | System | #N/A | [17 empty] | 0 | 0 | 0 | 0 | 0 | 0 | 0 | 0 | 0 | 0 | 0 | 0 | 0 | 0 | 0 | 0 | 0 | 0 | 0 | 0 | 0 | 0 | 0 | 0 | 0 | 0 | 0 | 0 | 0
Comprehensive Packaged Air Conditioning Systems | [14 empty] | System | #N/A | [17 empty] | 0 | 0 | 0 | 0 | 0 | 0 | 0 | 0 | 0 | 0 | 0 | 0 | 0 | 0 | 0 | 0 | 0 | 0 | 0 | 0 | 0 | 0 | 0 | 0 | 0 | 0 | 0 | 0 | 0
Comprehensive Packaged Air Conditioning Systems | [14 empty] | System | #N/A | [17 empty] | 0 | 0 | 0 | 0 | 0 | 0 | 0 | 0 | 0 | 0 | 0 | 0 | 0 | 0 | 0 | 0 | 0 | 0 | 0 | 0 | 0 | 0 | 0 | 0 | 0 | 0 | 0 | 0 | 0
Comprehensive Packaged Air Conditioning Systems | [14 empty] | System | #N/A | [17 empty] | 0 | 0 | 0 | 0 | 0 | 0 | 0 | 0 | 0 | 0 | 0 | 0 | 0 | 0 | 0 | 0 | 0 | 0 | 0 | 0 | 0 | 0 | 0 | 0 | 0 | 0 | 0 | 0 | 0
Comprehensive Packaged Air Conditioning Systems | [14 empty] | System | #N/A | [17 empty] | 0 | 0 | 0 | 0 | 0 | 0 | 0 | 0 | 0 | 0 | 0 | 0 | 0 | 0 | 0 | 0 | 0 | 0 | 0 | 0 | 0 | 0 | 0 | 0 | 0 | 0 | 0 | 0 | 0
Comprehensive Packaged Air Conditioning Systems | [14 empty] | System | #N/A | [17 empty] | 0 | 0 | 0 | 0 | 0 | 0 | 0 | 0 | 0 | 0 | 0 | 0 | 0 | 0 | 0 | 0 | 0 | 0 | 0 | 0 | 0 | 0 | 0 | 0 | 0 | 0 | 0 | 0 | 0
Comprehensive Packaged Air Conditioning Systems | [14 empty] | System | #N/A | [17 empty] | 0 | 0 | 0 | 0 | 0 | 0 | 0 | 0 | 0 | 0 | 0 | 0 | 0 | 0 | 0 | 0 | 0 | 0 | 0 | 0 | 0 | 0 | 0 | 0 | 0 | 0 | 0 | 0 | 0
Comprehensive Packaged Air Conditioning Systems | [14 empty] | System | #N/A | [17 empty] | 0 | 0 | 0 | 0 | 0 | 0 | 0 | 0 | 0 | 0 | 0 | 0 | 0 | 0 | 0 | 0 | 0 | 0 | 0 | 0 | 0 | 0 | 0 | 0 | 0 | 0 | 0 | 0 | 0
Comprehensive Packaged Air Conditioning Systems | [14 empty] | System | #N/A | [17 empty] | 0 | 0 | 0 | 0 | 0 | 0 | 0 | 0 | 0 | 0 | 0 | 0 | 0 | 0 | 0 | 0 | 0 | 0 | 0 | 0 | 0 | 0 | 0 | 0 | 0 | 0 | 0 | 0 | 0
Comprehensive Packaged Air Conditioning Systems | [14 empty] | System | #N/A | [17 empty] | 0 | 0 | 0 | 0 | 0 | 0 | 0 | 0 | 0 | 0 | 0 | 0 | 0 | 0 | 0 | 0 | 0 | 0 | 0 | 0 | 0 | 0 | 0 | 0 | 0 | 0 | 0 | 0 | 0
Comprehensive Packaged Air Conditioning Systems | [14 empty] | System | #N/A | [17 empty] | 0 | 0 | 0 | 0 | 0 | 0 | 0 | 0 | 0 | 0 | 0 | 0 | 0 | 0 | 0 | 0 | 0 | 0 | 0 | 0 | 0 | 0 | 0 | 0 | 0 | 0 | 0 | 0 | 0
Comprehensive Packaged Air Conditioning Systems | [14 empty] | System | #N/A | [17 empty] | 0 | 0 | 0 | 0 | 0 | 0 | 0 | 0 | 0 | 0 | 0 | 0 | 0 | 0 | 0 | 0 | 0 | 0 | 0 | 0 | 0 | 0 | 0 | 0 | 0 | 0 | 0 | 0 | 0
Comprehensive Packaged Air Conditioning Systems | [14 empty] | System | #N/A | [17 empty] | 0 | 0 | 0 | 0 | 0 | 0 | 0 | 0 | 0 | 0 | 0 | 0 | 0 | 0 | 0 | 0 | 0 | 0 | 0 | 0 | 0 | 0 | 0 | 0 | 0 | 0 | 0 | 0 | 0
Comprehensive Packaged Air Conditioning Systems | [14 empty] | System | #N/A | [17 empty] | 0 | 0 | 0 | 0 | 0 | 0 | 0 | 0 | 0 | 0 | 0 | 0 | 0 | 0 | 0 | 0 | 0 | 0 | 0 | 0 | 0 | 0 | 0 | 0 | 0 | 0 | 0 | 0 | 0
Comprehensive Packaged Air Conditioning Systems | [14 empty] | System | #N/A | [17 empty] | 0 | 0 | 0 | 0 | 0 | 0 | 0 | 0 | 0 | 0 | 0 | 0 | 0 | 0 | 0 | 0 | 0 | 0 | 0 | 0 | 0 | 0 | 0 | 0 | 0 | 0 | 0 | 0 | 0
Comprehensive Packaged Air Conditioning Systems | [14 empty] | System | #N/A | [17 empty] | 0 | 0 | 0 | 0 | 0 | 0 | 0 | 0 | 0 | 0 | 0 | 0 | 0 | 0 | 0 | 0 | 0 | 0 | 0 | 0 | 0 | 0 | 0 | 0 | 0 | 0 | 0 | 0 | 0
Comprehensive Packaged Air Conditioning Systems | [14 empty] | System | #N/A | [17 empty] | 0 | 0 | 0 | 0 | 0 | 0 | 0 | 0 | 0 | 0 | 0 | 0 | 0 | 0 | 0 | 0 | 0 | 0 | 0 | 0 | 0 | 0 | 0 | 0 | 0 | 0 | 0 | 0 | 0
Comprehensive Packaged Air Conditioning Systems | [14 empty] | System | #N/A | [17 empty] | 0 | 0 | 0 | 0 | 0 | 0 | 0 | 0 | 0 | 0 | 0 | 0 | 0 | 0 | 0 | 0 | 0 | 0 | 0 | 0 | 0 | 0 | 0 | 0 | 0 | 0 | 0 | 0 | 0
Comprehensive Packaged Air Conditioning Systems | [14 empty] | System | #N/A | [17 empty] | 0 | 0 | 0 | 0 | 0 | 0 | 0 | 0 | 0 | 0 | 0 | 0 | 0 | 0 | 0 | 0 | 0 | 0 | 0 | 0 | 0 | 0 | 0 | 0 | 0 | 0 | 0 | 0 | 0
Comprehensive Packaged Air Conditioning Systems | [14 empty] | System | #N/A | [17 empty] | 0 | 0 | 0 | 0 | 0 | 0 | 0 | 0 | 0 | 0 | 0 | 0 | 0 | 0 | 0 | 0 | 0 | 0 | 0 | 0 | 0 | 0 | 0 | 0 | 0 | 0 | 0 | 0 | 0
Comprehensive Packaged Air Conditioning Systems | [14 empty] | System | #N/A | [17 empty] | 0 | 0 | 0 | 0 | 0 | 0 | 0 | 0 | 0 | 0 | 0 | 0 | 0 | 0 | 0 | 0 | 0 | 0 | 0 | 0 | 0 | 0 | 0 | 0 | 0 | 0 | 0 | 0 | 0
Comprehensive Packaged Air Conditioning Systems | [14 empty] | System | #N/A | [17 empty] | 0 | 0 | 0 | 0 | 0 | 0 | 0 | 0 | 0 | 0 | 0 | 0 | 0 | 0 | 0 | 0 | 0 | 0 | 0 | 0 | 0 | 0 | 0 | 0 | 0 | 0 | 0 | 0 | 0
Comprehensive Packaged Air Conditioning Systems | [14 empty] | System | #N/A | [17 empty] | 0 | 0 | 0 | 0 | 0 | 0 | 0 | 0 | 0 | 0 | 0 | 0 | 0 | 0 | 0 | 0 | 0 | 0 | 0 | 0 | 0 | 0 | 0 | 0 | 0 | 0 | 0 | 0 | 0
Comprehensive Packaged Air Conditioning Systems | [14 empty] | System | #N/A | [17 empty] | 0 | 0 | 0 | 0 | 0 | 0 | 0 | 0 | 0 | 0 | 0 | 0 | 0 | 0 | 0 | 0 | 0 | 0 | 0 | 0 | 0 | 0 | 0 | 0 | 0 | 0 | 0 | 0 | 0
Comprehensive Packaged Air Conditioning Systems | [14 empty] | System | #N/A | [17 empty] | 0 | 0 | 0 | 0 | 0 | 0 | 0 | 0 | 0 | 0 | 0 | 0 | 0 | 0 | 0 | 0 | 0 | 0 | 0 | 0 | 0 | 0 | 0 | 0 | 0 | 0 | 0 | 0 | 0
Comprehensive Packaged Air Conditioning Systems | [14 empty] | System | #N/A | [17 empty] | 0 | 0 | 0 | 0 | 0 | 0 | 0 | 0 | 0 | 0 | 0 | 0 | 0 | 0 | 0 | 0 | 0 | 0 | 0 | 0 | 0 | 0 | 0 | 0 | 0 | 0 | 0 | 0 | 0
Comprehensive Packaged Air Conditioning Systems | [14 empty] | System | #N/A | [17 empty] | 0 | 0 | 0 | 0 | 0 | 0 | 0 | 0 | 0 | 0 | 0 | 0 | 0 | 0 | 0 | 0 | 0 | 0 | 0 | 0 | 0 | 0 | 0 | 0 | 0 | 0 | 0 | 0 | 0
Comprehensive Packaged Air Conditioning Systems | [14 empty] | System | #N/A | [17 empty] | 0 | 0 | 0 | 0 | 0 | 0 | 0 | 0 | 0 | 0 | 0 | 0 | 0 | 0 | 0 | 0 | 0 | 0 | 0 | 0 | 0 | 0 | 0 | 0 | 0 | 0 | 0 | 0 | 0
Comprehensive Packaged Air Conditioning Systems | [14 empty] | System | #N/A | [17 empty] | 0 | 0 | 0 | 0 | 0 | 0 | 0 | 0 | 0 | 0 | 0 | 0 | 0 | 0 | 0 | 0 | 0 | 0 | 0 | 0 | 0 | 0 | 0 | 0 | 0 | 0 | 0 | 0 | 0
Comprehensive Packaged Air Conditioning Systems | [14 empty] | System | #N/A | [17 empty] | 0 | 0 | 0 | 0 | 0 | 0 | 0 | 0 | 0 | 0 | 0 | 0 | 0 | 0 | 0 | 0 | 0 | 0 | 0 | 0 | 0 | 0 | 0 | 0 | 0 | 0 | 0 | 0 | 0
Comprehensive Packaged Air Conditioning Systems | [14 empty] | System | #N/A | [17 empty] | 0 | 0 | 0 | 0 | 0 | 0 | 0 | 0 | 0 | 0 | 0 | 0 | 0 | 0 | 0 | 0 | 0 | 0 | 0 | 0 | 0 | 0 | 0 | 0 | 0 | 0 | 0 | 0 | 0
Comprehensive Packaged Air Conditioning Systems | [14 empty] | System | #N/A | [17 empty] | 0 | 0 | 0 | 0 | 0 | 0 | 0 | 0 | 0 | 0 | 0 | 0 | 0 | 0 | 0 | 0 | 0 | 0 | 0 | 0 | 0 | 0 | 0 | 0 | 0 | 0 | 0 | 0 | 0
Comprehensive Packaged Air Conditioning Systems | [14 empty] | System | #N/A | [17 empty] | 0 | 0 | 0 | 0 | 0 | 0 | 0 | 0 | 0 | 0 | 0 | 0 | 0 | 0 | 0 | 0 | 0 | 0 | 0 | 0 | 0 | 0 | 0 | 0 | 0 | 0 | 0 | 0 | 0
Comprehensive Packaged Air Conditioning Systems | [14 empty] | System | #N/A | [17 empty] | 0 | 0 | 0 | 0 | 0 | 0 | 0 | 0 | 0 | 0 | 0 | 0 | 0 | 0 | 0 | 0 | 0 | 0 | 0 | 0 | 0 | 0 | 0 | 0 | 0 | 0 | 0 | 0 | 0
Comprehensive Packaged Air Conditioning Systems | [14 empty] | System | #N/A | [17 empty] | 0 | 0 | 0 | 0 | 0 | 0 | 0 | 0 | 0 | 0 | 0 | 0 | 0 | 0 | 0 | 0 | 0 | 0 | 0 | 0 | 0 | 0 | 0 | 0 | 0 | 0 | 0 | 0 | 0
Comprehensive Packaged Air Conditioning Systems | [14 empty] | System | #N/A | [17 empty] | 0 | 0 | 0 | 0 | 0 | 0 | 0 | 0 | 0 | 0 | 0 | 0 | 0 | 0 | 0 | 0 | 0 | 0 | 0 | 0 | 0 | 0 | 0 | 0 | 0 | 0 | 0 | 0 | 0
Comprehensive Packaged Air Conditioning Systems | [14 empty] | System | #N/A | [17 empty] | 0 | 0 | 0 | 0 | 0 | 0 | 0 | 0 | 0 | 0 | 0 | 0 | 0 | 0 | 0 | 0 | 0 | 0 | 0 | 0 | 0 | 0 | 0 | 0 | 0 | 0 | 0 | 0 | 0
Comprehensive Packaged Air Conditioning Systems | [14 empty] | System | #N/A | [17 empty] | 0 | 0 | 0 | 0 | 0 | 0 | 0 | 0 | 0 | 0 | 0 | 0 | 0 | 0 | 0 | 0 | 0 | 0 | 0 | 0 | 0 | 0 | 0 | 0 | 0 | 0 | 0 | 0 | 0
Comprehensive Packaged Air Conditioning Systems | [14 empty] | System | #N/A | [17 empty] | 0 | 0 | 0 | 0 | 0 | 0 | 0 | 0 | 0 | 0 | 0 | 0 | 0 | 0 | 0 | 0 | 0 | 0 | 0 | 0 | 0 | 0 | 0 | 0 | 0 | 0 | 0 | 0 | 0
Comprehensive Packaged Air Conditioning Systems | [14 empty] | System | #N/A | [17 empty] | 0 | 0 | 0 | 0 | 0 | 0 | 0 | 0 | 0 | 0 | 0 | 0 | 0 | 0 | 0 | 0 | 0 | 0 | 0 | 0 | 0 | 0 | 0 | 0 | 0 | 0 | 0 | 0 | 0
Comprehensive Packaged Air Conditioning Systems | [14 empty] | System | #N/A | [17 empty] | 0 | 0 | 0 | 0 | 0 | 0 | 0 | 0 | 0 | 0 | 0 | 0 | 0 | 0 | 0 | 0 | 0 | 0 | 0 | 0 | 0 | 0 | 0 | 0 | 0 | 0 | 0 | 0 | 0
Comprehensive Packaged Air Conditioning Systems | [14 empty] | System | #N/A | [17 empty] | 0 | 0 | 0 | 0 | 0 | 0 | 0 | 0 | 0 | 0 | 0 | 0 | 0 | 0 | 0 | 0 | 0 | 0 | 0 | 0 | 0 | 0 | 0 | 0 | 0 | 0 | 0 | 0 | 0
Comprehensive Packaged Air Conditioning Systems | [14 empty] | System | #N/A | [17 empty] | 0 | 0 | 0 | 0 | 0 | 0 | 0 | 0 | 0 | 0 | 0 | 0 | 0 | 0 | 0 | 0 | 0 | 0 | 0 | 0 | 0 | 0 | 0 | 0 | 0 | 0 | 0 | 0 | 0
Comprehensive Packaged Air Conditioning Systems | [14 empty] | System | #N/A | [17 empty] | 0 | 0 | 0 | 0 | 0 | 0 | 0 | 0 | 0 | 0 | 0 | 0 | 0 | 0 | 0 | 0 | 0 | 0 | 0 | 0 | 0 | 0 | 0 | 0 | 0 | 0 | 0 | 0 | 0
Comprehensive Packaged Air Conditioning Systems | [14 empty] | System | #N/A | [17 empty] | 0 | 0 | 0 | 0 | 0 | 0 | 0 | 0 | 0 | 0 | 0 | 0 | 0 | 0 | 0 | 0 | 0 | 0 | 0 | 0 | 0 | 0 | 0 | 0 | 0 | 0 | 0 | 0 | 0
Comprehensive Packaged Air Conditioning Systems | [14 empty] | System | #N/A | [17 empty] | 0 | 0 | 0 | 0 | 0 | 0 | 0 | 0 | 0 | 0 | 0 | 0 | 0 | 0 | 0 | 0 | 0 | 0 | 0 | 0 | 0 | 0 | 0 | 0 | 0 | 0 | 0 | 0 | 0
Comprehensive Packaged Air Conditioning Systems | [14 empty] | System | #N/A | [17 empty] | 0 | 0 | 0 | 0 | 0 | 0 | 0 | 0 | 0 | 0 | 0 | 0 | 0 | 0 | 0 | 0 | 0 | 0 | 0 | 0 | 0 | 0 | 0 | 0 | 0 | 0 | 0 | 0 | 0
Comprehensive Packaged Air Conditioning Systems | [14 empty] | System | #N/A | [17 empty] | 0 | 0 | 0 | 0 | 0 | 0 | 0 | 0 | 0 | 0 | 0 | 0 | 0 | 0 | 0 | 0 | 0 | 0 | 0 | 0 | 0 | 0 | 0 | 0 | 0 | 0 | 0 | 0 | 0
Comprehensive Packaged Air Conditioning Systems | [14 empty] | System | #N/A | [17 empty] | 0 | 0 | 0 | 0 | 0 | 0 | 0 | 0 | 0 | 0 | 0 | 0 | 0 | 0 | 0 | 0 | 0 | 0 | 0 | 0 | 0 | 0 | 0 | 0 | 0 | 0 | 0 | 0 | 0
Comprehensive Packaged Air Conditioning Systems | [14 empty] | System | #N/A | [17 empty] | 0 | 0 | 0 | 0 | 0 | 0 | 0 | 0 | 0 | 0 | 0 | 0 | 0 | 0 | 0 | 0 | 0 | 0 | 0 | 0 | 0 | 0 | 0 | 0 | 0 | 0 | 0 | 0 | 0
Comprehensive Packaged Air Conditioning Systems | [14 empty] | System | #N/A | [17 empty] | 0 | 0 | 0 | 0 | 0 | 0 | 0 | 0 | 0 | 0 | 0 | 0 | 0 | 0 | 0 | 0 | 0 | 0 | 0 | 0 | 0 | 0 | 0 | 0 | 0 | 0 | 0 | 0 | 0
Comprehensive Packaged Air Conditioning Systems | [14 empty] | System | #N/A | [17 empty] | 0 | 0 | 0 | 0 | 0 | 0 | 0 | 0 | 0 | 0 | 0 | 0 | 0 | 0 | 0 | 0 | 0 | 0 | 0 | 0 | 0 | 0 | 0 | 0 | 0 | 0 | 0 | 0 | 0
Comprehensive Packaged Air Conditioning Systems | [14 empty] | System | #N/A | [17 empty] | 0 | 0 | 0 | 0 | 0 | 0 | 0 | 0 | 0 | 0 | 0 | 0 | 0 | 0 | 0 | 0 | 0 | 0 | 0 | 0 | 0 | 0 | 0 | 0 | 0 | 0 | 0 | 0 | 0
Comprehensive Packaged Air Conditioning Systems | [14 empty] | System | #N/A | [17 empty] | 0 | 0 | 0 | 0 | 0 | 0 | 0 | 0 | 0 | 0 | 0 | 0 | 0 | 0 | 0 | 0 | 0 | 0 | 0 | 0 | 0 | 0 | 0 | 0 | 0 | 0 | 0 | 0 | 0
Comprehensive Packaged Air Conditioning Systems | [14 empty] | System | #N/A | [17 empty] | 0 | 0 | 0 | 0 | 0 | 0 | 0 | 0 | 0 | 0 | 0 | 0 | 0 | 0 | 0 | 0 | 0 | 0 | 0 | 0 | 0 | 0 | 0 | 0 | 0 | 0 | 0 | 0 | 0
Comprehensive Packaged Air Conditioning Systems | [14 empty] | System | #N/A | [17 empty] | 0 | 0 | 0 | 0 | 0 | 0 | 0 | 0 | 0 | 0 | 0 | 0 | 0 | 0 | 0 | 0 | 0 | 0 | 0 | 0 | 0 | 0 | 0 | 0 | 0 | 0 | 0 | 0 | 0
Comprehensive Packaged Air Conditioning Systems | [14 empty] | System | #N/A | [17 empty] | 0 | 0 | 0 | 0 | 0 | 0 | 0 | 0 | 0 | 0 | 0 | 0 | 0 | 0 | 0 | 0 | 0 | 0 | 0 | 0 | 0 | 0 | 0 | 0 | 0 | 0 | 0 | 0 | 0
Comprehensive Packaged Air Conditioning Systems | [14 empty] | System | #N/A | [17 empty] | 0 | 0 | 0 | 0 | 0 | 0 | 0 | 0 | 0 | 0 | 0 | 0 | 0 | 0 | 0 | 0 | 0 | 0 | 0 | 0 | 0 | 0 | 0 | 0 | 0 | 0 | 0 | 0 | 0
Comprehensive Packaged Air Conditioning Systems | [14 empty] | System | #N/A | [17 empty] | 0 | 0 | 0 | 0 | 0 | 0 | 0 | 0 | 0 | 0 | 0 | 0 | 0 | 0 | 0 | 0 | 0 | 0 | 0 | 0 | 0 | 0 | 0 | 0 | 0 | 0 | 0 | 0 | 0
Comprehensive Packaged Air Conditioning Systems | [14 empty] | System | #N/A | [17 empty] | 0 | 0 | 0 | 0 | 0 | 0 | 0 | 0 | 0 | 0 | 0 | 0 | 0 | 0 | 0 | 0 | 0 | 0 | 0 | 0 | 0 | 0 | 0 | 0 | 0 | 0 | 0 | 0 | 0
Comprehensive Packaged Air Conditioning Systems | [14 empty] | System | #N/A | [17 empty] | 0 | 0 | 0 | 0 | 0 | 0 | 0 | 0 | 0 | 0 | 0 | 0 | 0 | 0 | 0 | 0 | 0 | 0 | 0 | 0 | 0 | 0 | 0 | 0 | 0 | 0 | 0 | 0 | 0
Comprehensive Packaged Air Conditioning Systems | [14 empty] | System | #N/A | [17 empty] | 0 | 0 | 0 | 0 | 0 | 0 | 0 | 0 | 0 | 0 | 0 | 0 | 0 | 0 | 0 | 0 | 0 | 0 | 0 | 0 | 0 | 0 | 0 | 0 | 0 | 0 | 0 | 0 | 0
Comprehensive Packaged Air Conditioning Systems | [14 empty] | System | #N/A | [17 empty] | 0 | 0 | 0 | 0 | 0 | 0 | 0 | 0 | 0 | 0 | 0 | 0 | 0 | 0 | 0 | 0 | 0 | 0 | 0 | 0 | 0 | 0 | 0 | 0 | 0 | 0 | 0 | 0 | 0
Comprehensive Packaged Air Conditioning Systems | [14 empty] | System | #N/A | [17 empty] | 0 | 0 | 0 | 0 | 0 | 0 | 0 | 0 | 0 | 0 | 0 | 0 | 0 | 0 | 0 | 0 | 0 | 0 | 0 | 0 | 0 | 0 | 0 | 0 | 0 | 0 | 0 | 0 | 0
Comprehensive Packaged Air Conditioning Systems | [14 empty] | System | #N/A | [17 empty] | 0 | 0 | 0 | 0 | 0 | 0 | 0 | 0 | 0 | 0 | 0 | 0 | 0 | 0 | 0 | 0 | 0 | 0 | 0 | 0 | 0 | 0 | 0 | 0 | 0 | 0 | 0 | 0 | 0
Comprehensive Packaged Air Conditioning Systems | [14 empty] | System | #N/A | [17 empty] | 0 | 0 | 0 | 0 | 0 | 0 | 0 | 0 | 0 | 0 | 0 | 0 | 0 | 0 | 0 | 0 | 0 | 0 | 0 | 0 | 0 | 0 | 0 | 0 | 0 | 0 | 0 | 0 | 0
Comprehensive Packaged Air Conditioning Systems | [14 empty] | System | #N/A | [17 empty] | 0 | 0 | 0 | 0 | 0 | 0 | 0 | 0 | 0 | 0 | 0 | 0 | 0 | 0 | 0 | 0 | 0 | 0 | 0 | 0 | 0 | 0 | 0 | 0 | 0 | 0 | 0 | 0 | 0
Comprehensive Packaged Air Conditioning Systems | [14 empty] | System | #N/A | [17 empty] | 0 | 0 | 0 | 0 | 0 | 0 | 0 | 0 | 0 | 0 | 0 | 0 | 0 | 0 | 0 | 0 | 0 | 0 | 0 | 0 | 0 | 0 | 0 | 0 | 0 | 0 | 0 | 0 | 0
Comprehensive Packaged Air Conditioning Systems | [14 empty] | System | #N/A | [17 empty] | 0 | 0 | 0 | 0 | 0 | 0 | 0 | 0 | 0 | 0 | 0 | 0 | 0 | 0 | 0 | 0 | 0 | 0 | 0 | 0 | 0 | 0 | 0 | 0 | 0 | 0 | 0 | 0 | 0
Comprehensive Packaged Air Conditioning Systems | [14 empty] | System | #N/A | [17 empty] | 0 | 0 | 0 | 0 | 0 | 0 | 0 | 0 | 0 | 0 | 0 | 0 | 0 | 0 | 0 | 0 | 0 | 0 | 0 | 0 | 0 | 0 | 0 | 0 | 0 | 0 | 0 | 0 | 0
Comprehensive Packaged Air Conditioning Systems | [14 empty] | System | #N/A | [17 empty] | 0 | 0 | 0 | 0 | 0 | 0 | 0 | 0 | 0 | 0 | 0 | 0 | 0 | 0 | 0 | 0 | 0 | 0 | 0 | 0 | 0 | 0 | 0 | 0 | 0 | 0 | 0 | 0 | 0
Comprehensive Packaged Air Conditioning Systems | [14 empty] | System | #N/A | [17 empty] | 0 | 0 | 0 | 0 | 0 | 0 | 0 | 0 | 0 | 0 | 0 | 0 | 0 | 0 | 0 | 0 | 0 | 0 | 0 | 0 | 0 | 0 | 0 | 0 | 0 | 0 | 0 | 0 | 0
Comprehensive Packaged Air Conditioning Systems | [14 empty] | System | #N/A | [17 empty] | 0 | 0 | 0 | 0 | 0 | 0 | 0 | 0 | 0 | 0 | 0 | 0 | 0 | 0 | 0 | 0 | 0 | 0 | 0 | 0 | 0 | 0 | 0 | 0 | 0 | 0 | 0 | 0 | 0
Comprehensive Packaged Air Conditioning Systems | [14 empty] | System | #N/A | [17 empty] | 0 | 0 | 0 | 0 | 0 | 0 | 0 | 0 | 0 | 0 | 0 | 0 | 0 | 0 | 0 | 0 | 0 | 0 | 0 | 0 | 0 | 0 | 0 | 0 | 0 | 0 | 0 | 0 | 0
Comprehensive Packaged Air Conditioning Systems | [14 empty] | System | #N/A | [17 empty] | 0 | 0 | 0 | 0 | 0 | 0 | 0 | 0 | 0 | 0 | 0 | 0 | 0 | 0 | 0 | 0 | 0 | 0 | 0 | 0 | 0 | 0 | 0 | 0 | 0 | 0 | 0 | 0 | 0
Comprehensive Packaged Air Conditioning Systems | [14 empty] | System | #N/A | [17 empty] | 0 | 0 | 0 | 0 | 0 | 0 | 0 | 0 | 0 | 0 | 0 | 0 | 0 | 0 | 0 | 0 | 0 | 0 | 0 | 0 | 0 | 0 | 0 | 0 | 0 | 0 | 0 | 0 | 0
Comprehensive Packaged Air Conditioning Systems | [14 empty] | System | #N/A | [17 empty] | 0 | 0 | 0 | 0 | 0 | 0 | 0 | 0 | 0 | 0 | 0 | 0 | 0 | 0 | 0 | 0 | 0 | 0 | 0 | 0 | 0 | 0 | 0 | 0 | 0 | 0 | 0 | 0 | 0
Comprehensive Packaged Air Conditioning Systems | [14 empty] | System | #N/A | [17 empty] | 0 | 0 | 0 | 0 | 0 | 0 | 0 | 0 | 0 | 0 | 0 | 0 | 0 | 0 | 0 | 0 | 0 | 0 | 0 | 0 | 0 | 0 | 0 | 0 | 0 | 0 | 0 | 0 | 0
Comprehensive Packaged Air Conditioning Systems | [14 empty] | System | #N/A | [17 empty] | 0 | 0 | 0 | 0 | 0 | 0 | 0 | 0 | 0 | 0 | 0 | 0 | 0 | 0 | 0 | 0 | 0 | 0 | 0 | 0 | 0 | 0 | 0 | 0 | 0 | 0 | 0 | 0 | 0
Comprehensive Packaged Air Conditioning Systems | [14 empty] | System | #N/A | [17 empty] | 0 | 0 | 0 | 0 | 0 | 0 | 0 | 0 | 0 | 0 | 0 | 0 | 0 | 0 | 0 | 0 | 0 | 0 | 0 | 0 | 0 | 0 | 0 | 0 | 0 | 0 | 0 | 0 | 0
Comprehensive Packaged Air Conditioning Systems | [14 empty] | System | #N/A | [17 empty] | 0 | 0 | 0 | 0 | 0 | 0 | 0 | 0 | 0 | 0 | 0 | 0 | 0 | 0 | 0 | 0 | 0 | 0 | 0 | 0 | 0 | 0 | 0 | 0 | 0 | 0 | 0 | 0 | 0
Comprehensive Packaged Air Conditioning Systems | [14 empty] | System | #N/A | [17 empty] | 0 | 0 | 0 | 0 | 0 | 0 | 0 | 0 | 0 | 0 | 0 | 0 | 0 | 0 | 0 | 0 | 0 | 0 | 0 | 0 | 0 | 0 | 0 | 0 | 0 | 0 | 0 | 0 | 0
Comprehensive Packaged Air Conditioning Systems | [14 empty] | System | #N/A | [17 empty] | 0 | 0 | 0 | 0 | 0 | 0 | 0 | 0 | 0 | 0 | 0 | 0 | 0 | 0 | 0 | 0 | 0 | 0 | 0 | 0 | 0 | 0 | 0 | 0 | 0 | 0 | 0 | 0 | 0
Comprehensive Packaged Air Conditioning Systems | [14 empty] | System | #N/A | [17 empty] | 0 | 0 | 0 | 0 | 0 | 0 | 0 | 0 | 0 | 0 | 0 | 0 | 0 | 0 | 0 | 0 | 0 | 0 | 0 | 0 | 0 | 0 | 0 | 0 | 0 | 0 | 0 | 0 | 0
Comprehensive Packaged Air Conditioning Systems | [14 empty] | System | #N/A | [17 empty] | 0 | 0 | 0 | 0 | 0 | 0 | 0 | 0 | 0 | 0 | 0 | 0 | 0 | 0 | 0 | 0 | 0 | 0 | 0 | 0 | 0 | 0 | 0 | 0 | 0 | 0 | 0 | 0 | 0
Comprehensive Packaged Air Conditioning Systems | [14 empty] | System | #N/A | [17 empty] | 0 | 0 | 0 | 0 | 0 | 0 | 0 | 0 | 0 | 0 | 0 | 0 | 0 | 0 | 0 | 0 | 0 | 0 | 0 | 0 | 0 | 0 | 0 | 0 | 0 | 0 | 0 | 0 | 0
Comprehensive Packaged Air Conditioning Systems | [14 empty] | System | #N/A | [17 empty] | 0 | 0 | 0 | 0 | 0 | 0 | 0 | 0 | 0 | 0 | 0 | 0 | 0 | 0 | 0 | 0 | 0 | 0 | 0 | 0 | 0 | 0 | 0 | 0 | 0 | 0 | 0 | 0 | 0
Comprehensive Packaged Air Conditioning Systems | [14 empty] | System | #N/A | [17 empty] | 0 | 0 | 0 | 0 | 0 | 0 | 0 | 0 | 0 | 0 | 0 | 0 | 0 | 0 | 0 | 0 | 0 | 0 | 0 | 0 | 0 | 0 | 0 | 0 | 0 | 0 | 0 | 0 | 0
Comprehensive Packaged Air Conditioning Systems | [14 empty] | System | #N/A | [17 empty] | 0 | 0 | 0 | 0 | 0 | 0 | 0 | 0 | 0 | 0 | 0 | 0 | 0 | 0 | 0 | 0 | 0 | 0 | 0 | 0 | 0 | 0 | 0 | 0 | 0 | 0 | 0 | 0 | 0
Comprehensive Packaged Air Conditioning Systems | [14 empty] | System | #N/A | [17 empty] | 0 | 0 | 0 | 0 | 0 | 0 | 0 | 0 | 0 | 0 | 0 | 0 | 0 | 0 | 0 | 0 | 0 | 0 | 0 | 0 | 0 | 0 | 0 | 0 | 0 | 0 | 0 | 0 | 0
Comprehensive Packaged Air Conditioning Systems | [14 empty] | System | #N/A | [17 empty] | 0 | 0 | 0 | 0 | 0 | 0 | 0 | 0 | 0 | 0 | 0 | 0 | 0 | 0 | 0 | 0 | 0 | 0 | 0 | 0 | 0 | 0 | 0 | 0 | 0 | 0 | 0 | 0 | 0
Comprehensive Packaged Air Conditioning Systems | [14 empty] | System | #N/A | [17 empty] | 0 | 0 | 0 | 0 | 0 | 0 | 0 | 0 | 0 | 0 | 0 | 0 | 0 | 0 | 0 | 0 | 0 | 0 | 0 | 0 | 0 | 0 | 0 | 0 | 0 | 0 | 0 | 0 | 0
Comprehensive Packaged Air Conditioning Systems | [14 empty] | System | #N/A | [17 empty] | 0 | 0 | 0 | 0 | 0 | 0 | 0 | 0 | 0 | 0 | 0 | 0 | 0 | 0 | 0 | 0 | 0 | 0 | 0 | 0 | 0 | 0 | 0 | 0 | 0 | 0 | 0 | 0 | 0
Comprehensive Packaged Air Conditioning Systems | [14 empty] | System | #N/A | [17 empty] | 0 | 0 | 0 | 0 | 0 | 0 | 0 | 0 | 0 | 0 | 0 | 0 | 0 | 0 | 0 | 0 | 0 | 0 | 0 | 0 | 0 | 0 | 0 | 0 | 0 | 0 | 0 | 0 | 0
Comprehensive Packaged Air Conditioning Systems | [14 empty] | System | #N/A | [17 empty] | 0 | 0 | 0 | 0 | 0 | 0 | 0 | 0 | 0 | 0 | 0 | 0 | 0 | 0 | 0 | 0 | 0 | 0 | 0 | 0 | 0 | 0 | 0 | 0 | 0 | 0 | 0 | 0 | 0
Comprehensive Packaged Air Conditioning Systems | [14 empty] | System | #N/A | [17 empty] | 0 | 0 | 0 | 0 | 0 | 0 | 0 | 0 | 0 | 0 | 0 | 0 | 0 | 0 | 0 | 0 | 0 | 0 | 0 | 0 | 0 | 0 | 0 | 0 | 0 | 0 | 0 | 0 | 0
Comprehensive Packaged Air Conditioning Systems | [14 empty] | System | #N/A | [17 empty] | 0 | 0 | 0 | 0 | 0 | 0 | 0 | 0 | 0 | 0 | 0 | 0 | 0 | 0 | 0 | 0 | 0 | 0 | 0 | 0 | 0 | 0 | 0 | 0 | 0 | 0 | 0 | 0 | 0
Comprehensive Packaged Air Conditioning Systems | [14 empty] | System | #N/A | [17 empty] | 0 | 0 | 0 | 0 | 0 | 0 | 0 | 0 | 0 | 0 | 0 | 0 | 0 | 0 | 0 | 0 | 0 | 0 | 0 | 0 | 0 | 0 | 0 | 0 | 0 | 0 | 0 | 0 | 0
Comprehensive Packaged Air Conditioning Systems | [14 empty] | System | #N/A | [17 empty] | 0 | 0 | 0 | 0 | 0 | 0 | 0 | 0 | 0 | 0 | 0 | 0 | 0 | 0 | 0 | 0 | 0 | 0 | 0 | 0 | 0 | 0 | 0 | 0 | 0 | 0 | 0 | 0 | 0
Comprehensive Packaged Air Conditioning Systems | [14 empty] | System | #N/A | [17 empty] | 0 | 0 | 0 | 0 | 0 | 0 | 0 | 0 | 0 | 0 | 0 | 0 | 0 | 0 | 0 | 0 | 0 | 0 | 0 | 0 | 0 | 0 | 0 | 0 | 0 | 0 | 0 | 0 | 0
Comprehensive Packaged Air Conditioning Systems | [14 empty] | System | #N/A | [17 empty] | 0 | 0 | 0 | 0 | 0 | 0 | 0 | 0 | 0 | 0 | 0 | 0 | 0 | 0 | 0 | 0 | 0 | 0 | 0 | 0 | 0 | 0 | 0 | 0 | 0 | 0 | 0 | 0 | 0
Comprehensive Packaged Air Conditioning Systems | [14 empty] | System | #N/A | [17 empty] | 0 | 0 | 0 | 0 | 0 | 0 | 0 | 0 | 0 | 0 | 0 | 0 | 0 | 0 | 0 | 0 | 0 | 0 | 0 | 0 | 0 | 0 | 0 | 0 | 0 | 0 | 0 | 0 | 0
Comprehensive Packaged Air Conditioning Systems | [14 empty] | System | #N/A | [17 empty] | 0 | 0 | 0 | 0 | 0 | 0 | 0 | 0 | 0 | 0 | 0 | 0 | 0 | 0 | 0 | 0 | 0 | 0 | 0 | 0 | 0 | 0 | 0 | 0 | 0 | 0 | 0 | 0 | 0
Comprehensive Packaged Air Conditioning Systems | [14 empty] | System | #N/A | [17 empty] | 0 | 0 | 0 | 0 | 0 | 0 | 0 | 0 | 0 | 0 | 0 | 0 | 0 | 0 | 0 | 0 | 0 | 0 | 0 | 0 | 0 | 0 | 0 | 0 | 0 | 0 | 0 | 0 | 0
Comprehensive Packaged Air Conditioning Systems | [14 empty] | System | #N/A | [17 empty] | 0 | 0 | 0 | 0 | 0 | 0 | 0 | 0 | 0 | 0 | 0 | 0 | 0 | 0 | 0 | 0 | 0 | 0 | 0 | 0 | 0 | 0 | 0 | 0 | 0 | 0 | 0 | 0 | 0
Comprehensive Packaged Air Conditioning Systems | [14 empty] | System | #N/A | [17 empty] | 0 | 0 | 0 | 0 | 0 | 0 | 0 | 0 | 0 | 0 | 0 | 0 | 0 | 0 | 0 | 0 | 0 | 0 | 0 | 0 | 0 | 0 | 0 | 0 | 0 | 0 | 0 | 0 | 0
Comprehensive Packaged Air Conditioning Systems | [14 empty] | System | #N/A | [17 empty] | 0 | 0 | 0 | 0 | 0 | 0 | 0 | 0 | 0 | 0 | 0 | 0 | 0 | 0 | 0 | 0 | 0 | 0 | 0 | 0 | 0 | 0 | 0 | 0 | 0 | 0 | 0 | 0 | 0
Comprehensive Packaged Air Conditioning Systems | [14 empty] | System | #N/A | [17 empty] | 0 | 0 | 0 | 0 | 0 | 0 | 0 | 0 | 0 | 0 | 0 | 0 | 0 | 0 | 0 | 0 | 0 | 0 | 0 | 0 | 0 | 0 | 0 | 0 | 0 | 0 | 0 | 0 | 0
Comprehensive Packaged Air Conditioning Systems | [14 empty] | System | #N/A | [17 empty] | 0 | 0 | 0 | 0 | 0 | 0 | 0 | 0 | 0 | 0 | 0 | 0 | 0 | 0 | 0 | 0 | 0 | 0 | 0 | 0 | 0 | 0 | 0 | 0 | 0 | 0 | 0 | 0 | 0
Comprehensive Packaged Air Conditioning Systems | [14 empty] | System | #N/A | [17 empty] | 0 | 0 | 0 | 0 | 0 | 0 | 0 | 0 | 0 | 0 | 0 | 0 | 0 | 0 | 0 | 0 | 0 | 0 | 0 | 0 | 0 | 0 | 0 | 0 | 0 | 0 | 0 | 0 | 0
Comprehensive Packaged Air Conditioning Systems | [14 empty] | System | #N/A | [17 empty] | 0 | 0 | 0 | 0 | 0 | 0 | 0 | 0 | 0 | 0 | 0 | 0 | 0 | 0 | 0 | 0 | 0 | 0 | 0 | 0 | 0 | 0 | 0 | 0 | 0 | 0 | 0 | 0 | 0
Comprehensive Packaged Air Conditioning Systems | [14 empty] | System | #N/A | [17 empty] | 0 | 0 | 0 | 0 | 0 | 0 | 0 | 0 | 0 | 0 | 0 | 0 | 0 | 0 | 0 | 0 | 0 | 0 | 0 | 0 | 0 | 0 | 0 | 0 | 0 | 0 | 0 | 0 | 0
Comprehensive Packaged Air Conditioning Systems | [14 empty] | System | #N/A | [17 empty] | 0 | 0 | 0 | 0 | 0 | 0 | 0 | 0 | 0 | 0 | 0 | 0 | 0 | 0 | 0 | 0 | 0 | 0 | 0 | 0 | 0 | 0 | 0 | 0 | 0 | 0 | 0 | 0 | 0
Comprehensive Packaged Air Conditioning Systems | [14 empty] | System | #N/A | [17 empty] | 0 | 0 | 0 | 0 | 0 | 0 | 0 | 0 | 0 | 0 | 0 | 0 | 0 | 0 | 0 | 0 | 0 | 0 | 0 | 0 | 0 | 0 | 0 | 0 | 0 | 0 | 0 | 0 | 0
Comprehensive Packaged Air Conditioning Systems | [14 empty] | System | #N/A | [17 empty] | 0 | 0 | 0 | 0 | 0 | 0 | 0 | 0 | 0 | 0 | 0 | 0 | 0 | 0 | 0 | 0 | 0 | 0 | 0 | 0 | 0 | 0 | 0 | 0 | 0 | 0 | 0 | 0 | 0
Comprehensive Packaged Air Conditioning Systems | [14 empty] | System | #N/A | [17 empty] | 0 | 0 | 0 | 0 | 0 | 0 | 0 | 0 | 0 | 0 | 0 | 0 | 0 | 0 | 0 | 0 | 0 | 0 | 0 | 0 | 0 | 0 | 0 | 0 | 0 | 0 | 0 | 0 | 0
Comprehensive Packaged Air Conditioning Systems | [14 empty] | System | #N/A | [17 empty] | 0 | 0 | 0 | 0 | 0 | 0 | 0 | 0 | 0 | 0 | 0 | 0 | 0 | 0 | 0 | 0 | 0 | 0 | 0 | 0 | 0 | 0 | 0 | 0 | 0 | 0 | 0 | 0 | 0
Comprehensive Packaged Air Conditioning Systems | [14 empty] | System | #N/A | [17 empty] | 0 | 0 | 0 | 0 | 0 | 0 | 0 | 0 | 0 | 0 | 0 | 0 | 0 | 0 | 0 | 0 | 0 | 0 | 0 | 0 | 0 | 0 | 0 | 0 | 0 | 0 | 0 | 0 | 0
Comprehensive Packaged Air Conditioning Systems | [14 empty] | System | #N/A | [17 empty] | 0 | 0 | 0 | 0 | 0 | 0 | 0 | 0 | 0 | 0 | 0 | 0 | 0 | 0 | 0 | 0 | 0 | 0 | 0 | 0 | 0 | 0 | 0 | 0 | 0 | 0 | 0 | 0 | 0
Comprehensive Packaged Air Conditioning Systems | [14 empty] | System | #N/A | [17 empty] | 0 | 0 | 0 | 0 | 0 | 0 | 0 | 0 | 0 | 0 | 0 | 0 | 0 | 0 | 0 | 0 | 0 | 0 | 0 | 0 | 0 | 0 | 0 | 0 | 0 | 0 | 0 | 0 | 0
Comprehensive Packaged Air Conditioning Systems | [14 empty] | System | #N/A | [17 empty] | 0 | 0 | 0 | 0 | 0 | 0 | 0 | 0 | 0 | 0 | 0 | 0 | 0 | 0 | 0 | 0 | 0 | 0 | 0 | 0 | 0 | 0 | 0 | 0 | 0 | 0 | 0 | 0 | 0
Comprehensive Packaged Air Conditioning Systems | [14 empty] | System | #N/A | [17 empty] | 0 | 0 | 0 | 0 | 0 | 0 | 0 | 0 | 0 | 0 | 0 | 0 | 0 | 0 | 0 | 0 | 0 | 0 | 0 | 0 | 0 | 0 | 0 | 0 | 0 | 0 | 0 | 0 | 0
Comprehensive Packaged Air Conditioning Systems | [14 empty] | System | #N/A | [17 empty] | 0 | 0 | 0 | 0 | 0 | 0 | 0 | 0 | 0 | 0 | 0 | 0 | 0 | 0 | 0 | 0 | 0 | 0 | 0 | 0 | 0 | 0 | 0 | 0 | 0 | 0 | 0 | 0 | 0
Comprehensive Packaged Air Conditioning Systems | [14 empty] | System | #N/A | [17 empty] | 0 | 0 | 0 | 0 | 0 | 0 | 0 | 0 | 0 | 0 | 0 | 0 | 0 | 0 | 0 | 0 | 0 | 0 | 0 | 0 | 0 | 0 | 0 | 0 | 0 | 0 | 0 | 0 | 0
Comprehensive Packaged Air Conditioning Systems | [14 empty] | System | #N/A | [17 empty] | 0 | 0 | 0 | 0 | 0 | 0 | 0 | 0 | 0 | 0 | 0 | 0 | 0 | 0 | 0 | 0 | 0 | 0 | 0 | 0 | 0 | 0 | 0 | 0 | 0 | 0 | 0 | 0 | 0
Comprehensive Packaged Air Conditioning Systems | [14 empty] | System | #N/A | [17 empty] | 0 | 0 | 0 | 0 | 0 | 0 | 0 | 0 | 0 | 0 | 0 | 0 | 0 | 0 | 0 | 0 | 0 | 0 | 0 | 0 | 0 | 0 | 0 | 0 | 0 | 0 | 0 | 0 | 0
Comprehensive Packaged Air Conditioning Systems | [14 empty] | System | #N/A | [17 empty] | 0 | 0 | 0 | 0 | 0 | 0 | 0 | 0 | 0 | 0 | 0 | 0 | 0 | 0 | 0 | 0 | 0 | 0 | 0 | 0 | 0 | 0 | 0 | 0 | 0 | 0 | 0 | 0 | 0
Comprehensive Packaged Air Conditioning Systems | [14 empty] | System | #N/A | [17 empty] | 0 | 0 | 0 | 0 | 0 | 0 | 0 | 0 | 0 | 0 | 0 | 0 | 0 | 0 | 0 | 0 | 0 | 0 | 0 | 0 | 0 | 0 | 0 | 0 | 0 | 0 | 0 | 0 | 0
Comprehensive Packaged Air Conditioning Systems | [14 empty] | System | #N/A | [17 empty] | 0 | 0 | 0 | 0 | 0 | 0 | 0 | 0 | 0 | 0 | 0 | 0 | 0 | 0 | 0 | 0 | 0 | 0 | 0 | 0 | 0 | 0 | 0 | 0 | 0 | 0 | 0 | 0 | 0
Comprehensive Packaged Air Conditioning Systems | [14 empty] | System | #N/A | [17 empty] | 0 | 0 | 0 | 0 | 0 | 0 | 0 | 0 | 0 | 0 | 0 | 0 | 0 | 0 | 0 | 0 | 0 | 0 | 0 | 0 | 0 | 0 | 0 | 0 | 0 | 0 | 0 | 0 | 0
Comprehensive Packaged Air Conditioning Systems | [14 empty] | System | #N/A | [17 empty] | 0 | 0 | 0 | 0 | 0 | 0 | 0 | 0 | 0 | 0 | 0 | 0 | 0 | 0 | 0 | 0 | 0 | 0 | 0 | 0 | 0 | 0 | 0 | 0 | 0 | 0 | 0 | 0 | 0
Comprehensive Packaged Air Conditioning Systems | [14 empty] | System | #N/A | [17 empty] | 0 | 0 | 0 | 0 | 0 | 0 | 0 | 0 | 0 | 0 | 0 | 0 | 0 | 0 | 0 | 0 | 0 | 0 | 0 | 0 | 0 | 0 | 0 | 0 | 0 | 0 | 0 | 0 | 0
Comprehensive Packaged Air Conditioning Systems | [14 empty] | System | #N/A | [17 empty] | 0 | 0 | 0 | 0 | 0 | 0 | 0 | 0 | 0 | 0 | 0 | 0 | 0 | 0 | 0 | 0 | 0 | 0 | 0 | 0 | 0 | 0 | 0 | 0 | 0 | 0 | 0 | 0 | 0
Comprehensive Packaged Air Conditioning Systems | [14 empty] | System | #N/A | [17 empty] | 0 | 0 | 0 | 0 | 0 | 0 | 0 | 0 | 0 | 0 | 0 | 0 | 0 | 0 | 0 | 0 | 0 | 0 | 0 | 0 | 0 | 0 | 0 | 0 | 0 | 0 | 0 | 0 | 0
Comprehensive Packaged Air Conditioning Systems | [14 empty] | System | #N/A | [17 empty] | 0 | 0 | 0 | 0 | 0 | 0 | 0 | 0 | 0 | 0 | 0 | 0 | 0 | 0 | 0 | 0 | 0 | 0 | 0 | 0 | 0 | 0 | 0 | 0 | 0 | 0 | 0 | 0 | 0
Comprehensive Packaged Air Conditioning Systems | [14 empty] | System | #N/A | [17 empty] | 0 | 0 | 0 | 0 | 0 | 0 | 0 | 0 | 0 | 0 | 0 | 0 | 0 | 0 | 0 | 0 | 0 | 0 | 0 | 0 | 0 | 0 | 0 | 0 | 0 | 0 | 0 | 0 | 0
Comprehensive Packaged Air Conditioning Systems | [14 empty] | System | #N/A | [17 empty] | 0 | 0 | 0 | 0 | 0 | 0 | 0 | 0 | 0 | 0 | 0 | 0 | 0 | 0 | 0 | 0 | 0 | 0 | 0 | 0 | 0 | 0 | 0 | 0 | 0 | 0 | 0 | 0 | 0
Comprehensive Packaged Air Conditioning Systems | [14 empty] | System | #N/A | [17 empty] | 0 | 0 | 0 | 0 | 0 | 0 | 0 | 0 | 0 | 0 | 0 | 0 | 0 | 0 | 0 | 0 | 0 | 0 | 0 | 0 | 0 | 0 | 0 | 0 | 0 | 0 | 0 | 0 | 0
Comprehensive Packaged Air Conditioning Systems | [14 empty] | System | #N/A | [17 empty] | 0 | 0 | 0 | 0 | 0 | 0 | 0 | 0 | 0 | 0 | 0 | 0 | 0 | 0 | 0 | 0 | 0 | 0 | 0 | 0 | 0 | 0 | 0 | 0 | 0 | 0 | 0 | 0 | 0
Comprehensive Packaged Air Conditioning Systems | [14 empty] | System | #N/A | [17 empty] | 0 | 0 | 0 | 0 | 0 | 0 | 0 | 0 | 0 | 0 | 0 | 0 | 0 | 0 | 0 | 0 | 0 | 0 | 0 | 0 | 0 | 0 | 0 | 0 | 0 | 0 | 0 | 0 | 0
Comprehensive Packaged Air Conditioning Systems | [14 empty] | System | #N/A | [17 empty] | 0 | 0 | 0 | 0 | 0 | 0 | 0 | 0 | 0 | 0 | 0 | 0 | 0 | 0 | 0 | 0 | 0 | 0 | 0 | 0 | 0 | 0 | 0 | 0 | 0 | 0 | 0 | 0 | 0
Comprehensive Packaged Air Conditioning Systems | [14 empty] | System | #N/A | [17 empty] | 0 | 0 | 0 | 0 | 0 | 0 | 0 | 0 | 0 | 0 | 0 | 0 | 0 | 0 | 0 | 0 | 0 | 0 | 0 | 0 | 0 | 0 | 0 | 0 | 0 | 0 | 0 | 0 | 0
Comprehensive Packaged Air Conditioning Systems | [14 empty] | System | #N/A | [17 empty] | 0 | 0 | 0 | 0 | 0 | 0 | 0 | 0 | 0 | 0 | 0 | 0 | 0 | 0 | 0 | 0 | 0 | 0 | 0 | 0 | 0 | 0 | 0 | 0 | 0 | 0 | 0 | 0 | 0
Comprehensive Packaged Air Conditioning Systems | [14 empty] | System | #N/A | [17 empty] | 0 | 0 | 0 | 0 | 0 | 0 | 0 | 0 | 0 | 0 | 0 | 0 | 0 | 0 | 0 | 0 | 0 | 0 | 0 | 0 | 0 | 0 | 0 | 0 | 0 | 0 | 0 | 0 | 0
Comprehensive Packaged Air Conditioning Systems | [14 empty] | System | #N/A | [17 empty] | 0 | 0 | 0 | 0 | 0 | 0 | 0 | 0 | 0 | 0 | 0 | 0 | 0 | 0 | 0 | 0 | 0 | 0 | 0 | 0 | 0 | 0 | 0 | 0 | 0 | 0 | 0 | 0 | 0
Comprehensive Packaged Air Conditioning Systems | [14 empty] | System | #N/A | [17 empty] | 0 | 0 | 0 | 0 | 0 | 0 | 0 | 0 | 0 | 0 | 0 | 0 | 0 | 0 | 0 | 0 | 0 | 0 | 0 | 0 | 0 | 0 | 0 | 0 | 0 | 0 | 0 | 0 | 0
Comprehensive Packaged Air Conditioning Systems | [14 empty] | System | #N/A | [17 empty] | 0 | 0 | 0 | 0 | 0 | 0 | 0 | 0 | 0 | 0 | 0 | 0 | 0 | 0 | 0 | 0 | 0 | 0 | 0 | 0 | 0 | 0 | 0 | 0 | 0 | 0 | 0 | 0 | 0
Comprehensive Packaged Air Conditioning Systems | [14 empty] | System | #N/A | [17 empty] | 0 | 0 | 0 | 0 | 0 | 0 | 0 | 0 | 0 | 0 | 0 | 0 | 0 | 0 | 0 | 0 | 0 | 0 | 0 | 0 | 0 | 0 | 0 | 0 | 0 | 0 | 0 | 0 | 0
Comprehensive Packaged Air Conditioning Systems | [14 empty] | System | #N/A | [17 empty] | 0 | 0 | 0 | 0 | 0 | 0 | 0 | 0 | 0 | 0 | 0 | 0 | 0 | 0 | 0 | 0 | 0 | 0 | 0 | 0 | 0 | 0 | 0 | 0 | 0 | 0 | 0 | 0 | 0
Comprehensive Packaged Air Conditioning Systems | [14 empty] | System | #N/A | [17 empty] | 0 | 0 | 0 | 0 | 0 | 0 | 0 | 0 | 0 | 0 | 0 | 0 | 0 | 0 | 0 | 0 | 0 | 0 | 0 | 0 | 0 | 0 | 0 | 0 | 0 | 0 | 0 | 0 | 0
Comprehensive Packaged Air Conditioning Systems | [14 empty] | System | #N/A | [17 empty] | 0 | 0 | 0 | 0 | 0 | 0 | 0 | 0 | 0 | 0 | 0 | 0 | 0 | 0 | 0 | 0 | 0 | 0 | 0 | 0 | 0 | 0 | 0 | 0 | 0 | 0 | 0 | 0 | 0
Comprehensive Packaged Air Conditioning Systems | [14 empty] | System | #N/A | [17 empty] | 0 | 0 | 0 | 0 | 0 | 0 | 0 | 0 | 0 | 0 | 0 | 0 | 0 | 0 | 0 | 0 | 0 | 0 | 0 | 0 | 0 | 0 | 0 | 0 | 0 | 0 | 0 | 0 | 0
Comprehensive Packaged Air Conditioning Systems | [14 empty] | System | #N/A | [17 empty] | 0 | 0 | 0 | 0 | 0 | 0 | 0 | 0 | 0 | 0 | 0 | 0 | 0 | 0 | 0 | 0 | 0 | 0 | 0 | 0 | 0 | 0 | 0 | 0 | 0 | 0 | 0 | 0 | 0
Comprehensive Packaged Air Conditioning Systems | [14 empty] | System | #N/A | [17 empty] | 0 | 0 | 0 | 0 | 0 | 0 | 0 | 0 | 0 | 0 | 0 | 0 | 0 | 0 | 0 | 0 | 0 | 0 | 0 | 0 | 0 | 0 | 0 | 0 | 0 | 0 | 0 | 0 | 0
Comprehensive Packaged Air Conditioning Systems | [14 empty] | System | #N/A | [17 empty] | 0 | 0 | 0 | 0 | 0 | 0 | 0 | 0 | 0 | 0 | 0 | 0 | 0 | 0 | 0 | 0 | 0 | 0 | 0 | 0 | 0 | 0 | 0 | 0 | 0 | 0 | 0 | 0 | 0
Comprehensive Packaged Air Conditioning Systems | [14 empty] | System | #N/A | [17 empty] | 0 | 0 | 0 | 0 | 0 | 0 | 0 | 0 | 0 | 0 | 0 | 0 | 0 | 0 | 0 | 0 | 0 | 0 | 0 | 0 | 0 | 0 | 0 | 0 | 0 | 0 | 0 | 0 | 0
Comprehensive Packaged Air Conditioning Systems | [14 empty] | System | #N/A | [17 empty] | 0 | 0 | 0 | 0 | 0 | 0 | 0 | 0 | 0 | 0 | 0 | 0 | 0 | 0 | 0 | 0 | 0 | 0 | 0 | 0 | 0 | 0 | 0 | 0 | 0 | 0 | 0 | 0 | 0
Comprehensive Packaged Air Conditioning Systems | [14 empty] | System | #N/A | [17 empty] | 0 | 0 | 0 | 0 | 0 | 0 | 0 | 0 | 0 | 0 | 0 | 0 | 0 | 0 | 0 | 0 | 0 | 0 | 0 | 0 | 0 | 0 | 0 | 0 | 0 | 0 | 0 | 0 | 0
Comprehensive Packaged Air Conditioning Systems | [14 empty] | System | #N/A | [17 empty] | 0 | 0 | 0 | 0 | 0 | 0 | 0 | 0 | 0 | 0 | 0 | 0 | 0 | 0 | 0 | 0 | 0 | 0 | 0 | 0 | 0 | 0 | 0 | 0 | 0 | 0 | 0 | 0 | 0
Comprehensive Packaged Air Conditioning Systems | [14 empty] | System | #N/A | [17 empty] | 0 | 0 | 0 | 0 | 0 | 0 | 0 | 0 | 0 | 0 | 0 | 0 | 0 | 0 | 0 | 0 | 0 | 0 | 0 | 0 | 0 | 0 | 0 | 0 | 0 | 0 | 0 | 0 | 0
Comprehensive Packaged Air Conditioning Systems | [14 empty] | System | #N/A | [17 empty] | 0 | 0 | 0 | 0 | 0 | 0 | 0 | 0 | 0 | 0 | 0 | 0 | 0 | 0 | 0 | 0 | 0 | 0 | 0 | 0 | 0 | 0 | 0 | 0 | 0 | 0 | 0 | 0 | 0
Comprehensive Packaged Air Conditioning Systems | [14 empty] | System | #N/A | [17 empty] | 0 | 0 | 0 | 0 | 0 | 0 | 0 | 0 | 0 | 0 | 0 | 0 | 0 | 0 | 0 | 0 | 0 | 0 | 0 | 0 | 0 | 0 | 0 | 0 | 0 | 0 | 0 | 0 | 0
Comprehensive Packaged Air Conditioning Systems | [14 empty] | System | #N/A | [17 empty] | 0 | 0 | 0 | 0 | 0 | 0 | 0 | 0 | 0 | 0 | 0 | 0 | 0 | 0 | 0 | 0 | 0 | 0 | 0 | 0 | 0 | 0 | 0 | 0 | 0 | 0 | 0 | 0 | 0
Comprehensive Packaged Air Conditioning Systems | [14 empty] | System | #N/A | [17 empty] | 0 | 0 | 0 | 0 | 0 | 0 | 0 | 0 | 0 | 0 | 0 | 0 | 0 | 0 | 0 | 0 | 0 | 0 | 0 | 0 | 0 | 0 | 0 | 0 | 0 | 0 | 0 | 0 | 0
Comprehensive Packaged Air Conditioning Systems | [14 empty] | System | #N/A | [17 empty] | 0 | 0 | 0 | 0 | 0 | 0 | 0 | 0 | 0 | 0 | 0 | 0 | 0 | 0 | 0 | 0 | 0 | 0 | 0 | 0 | 0 | 0 | 0 | 0 | 0 | 0 | 0 | 0 | 0
Comprehensive Packaged Air Conditioning Systems | [14 empty] | System | #N/A | [17 empty] | 0 | 0 | 0 | 0 | 0 | 0 | 0 | 0 | 0 | 0 | 0 | 0 | 0 | 0 | 0 | 0 | 0 | 0 | 0 | 0 | 0 | 0 | 0 | 0 | 0 | 0 | 0 | 0 | 0
Comprehensive Packaged Air Conditioning Systems | [14 empty] | System | #N/A | [17 empty] | 0 | 0 | 0 | 0 | 0 | 0 | 0 | 0 | 0 | 0 | 0 | 0 | 0 | 0 | 0 | 0 | 0 | 0 | 0 | 0 | 0 | 0 | 0 | 0 | 0 | 0 | 0 | 0 | 0
Comprehensive Packaged Air Conditioning Systems | [14 empty] | System | #N/A | [17 empty] | 0 | 0 | 0 | 0 | 0 | 0 | 0 | 0 | 0 | 0 | 0 | 0 | 0 | 0 | 0 | 0 | 0 | 0 | 0 | 0 | 0 | 0 | 0 | 0 | 0 | 0 | 0 | 0 | 0
Comprehensive Packaged Air Conditioning Systems | [14 empty] | System | #N/A | [17 empty] | 0 | 0 | 0 | 0 | 0 | 0 | 0 | 0 | 0 | 0 | 0 | 0 | 0 | 0 | 0 | 0 | 0 | 0 | 0 | 0 | 0 | 0 | 0 | 0 | 0 | 0 | 0 | 0 | 0
Comprehensive Packaged Air Conditioning Systems | [14 empty] | System | #N/A | [17 empty] | 0 | 0 | 0 | 0 | 0 | 0 | 0 | 0 | 0 | 0 | 0 | 0 | 0 | 0 | 0 | 0 | 0 | 0 | 0 | 0 | 0 | 0 | 0 | 0 | 0 | 0 | 0 | 0 | 0
Comprehensive Packaged Air Conditioning Systems | [14 empty] | System | #N/A | [17 empty] | 0 | 0 | 0 | 0 | 0 | 0 | 0 | 0 | 0 | 0 | 0 | 0 | 0 | 0 | 0 | 0 | 0 | 0 | 0 | 0 | 0 | 0 | 0 | 0 | 0 | 0 | 0 | 0 | 0
Comprehensive Packaged Air Conditioning Systems | [14 empty] | System | #N/A | [17 empty] | 0 | 0 | 0 | 0 | 0 | 0 | 0 | 0 | 0 | 0 | 0 | 0 | 0 | 0 | 0 | 0 | 0 | 0 | 0 | 0 | 0 | 0 | 0 | 0 | 0 | 0 | 0 | 0 | 0
Comprehensive Packaged Air Conditioning Systems | [14 empty] | System | #N/A | [17 empty] | 0 | 0 | 0 | 0 | 0 | 0 | 0 | 0 | 0 | 0 | 0 | 0 | 0 | 0 | 0 | 0 | 0 | 0 | 0 | 0 | 0 | 0 | 0 | 0 | 0 | 0 | 0 | 0 | 0
Comprehensive Packaged Air Conditioning Systems | [14 empty] | System | #N/A | [17 empty] | 0 | 0 | 0 | 0 | 0 | 0 | 0 | 0 | 0 | 0 | 0 | 0 | 0 | 0 | 0 | 0 | 0 | 0 | 0 | 0 | 0 | 0 | 0 | 0 | 0 | 0 | 0 | 0 | 0
Comprehensive Packaged Air Conditioning Systems | [15 empty] | #N/A | [17 empty] | 0 | 0 | 0 | 0 | 0 | 0 | 0 | 0 | 0 | 0 | 0 | 0 | 0 | 0 | 0 | 0 | 0 | 0 | 0 | 0 | 0 | 0 | 0 | 0 | 0 | 0 | 0 | 0 | 0
Comprehensive Packaged Air Conditioning Systems | [15 empty] | #N/A | [17 empty] | 0 | 0 | 0 | 0 | 0 | 0 | 0 | 0 | 0 | 0 | 0 | 0 | 0 | 0 | 0 | 0 | 0 | 0 | 0 | 0 | 0 | 0 | 0 | 0 | 0 | 0 | 0 | 0 | 0
Comprehensive Packaged Air Conditioning Systems | [15 empty] | #N/A | [17 empty] | 0 | 0 | 0 | 0 | 0 | 0 | 0 | 0 | 0 | 0 | 0 | 0 | 0 | 0 | 0 | 0 | 0 | 0 | 0 | 0 | 0 | 0 | 0 | 0 | 0 | 0 | 0 | 0 | 0
Comprehensive Packaged Air Conditioning Systems | [15 empty] | #N/A | [17 empty] | 0 | 0 | 0 | 0 | 0 | 0 | 0 | 0 | 0 | 0 | 0 | 0 | 0 | 0 | 0 | 0 | 0 | 0 | 0 | 0 | 0 | 0 | 0 | 0 | 0 | 0 | 0 | 0 | 0
Comprehensive Packaged Air Conditioning Systems | [15 empty] | #N/A | [17 empty] | 0 | 0 | 0 | 0 | 0 | 0 | 0 | 0 | 0 | 0 | 0 | 0 | 0 | 0 | 0 | 0 | 0 | 0 | 0 | 0 | 0 | 0 | 0 | 0 | 0 | 0 | 0 | 0 | 0
Comprehensive Packaged Air Conditioning Systems | [15 empty] | #N/A | [17 empty] | 0 | 0 | 0 | 0 | 0 | 0 | 0 | 0 | 0 | 0 | 0 | 0 | 0 | 0 | 0 | 0 | 0 | 0 | 0 | 0 | 0 | 0 | 0 | 0 | 0 | 0 | 0 | 0 | 0
Comprehensive Packaged Air Conditioning Systems | [15 empty] | #N/A | [17 empty] | 0 | 0 | 0 | 0 | 0 | 0 | 0 | 0 | 0 | 0 | 0 | 0 | 0 | 0 | 0 | 0 | 0 | 0 | 0 | 0 | 0 | 0 | 0 | 0 | 0 | 0 | 0 | 0 | 0
Comprehensive Packaged Air Conditioning Systems | [15 empty] | #N/A | [17 empty] | 0 | 0 | 0 | 0 | 0 | 0 | 0 | 0 | 0 | 0 | 0 | 0 | 0 | 0 | 0 | 0 | 0 | 0 | 0 | 0 | 0 | 0 | 0 | 0 | 0 | 0 | 0 | 0 | 0
Comprehensive Packaged Air Conditioning Systems | [15 empty] | #N/A | [17 empty] | 0 | 0 | 0 | 0 | 0 | 0 | 0 | 0 | 0 | 0 | 0 | 0 | 0 | 0 | 0 | 0 | 0 | 0 | 0 | 0 | 0 | 0 | 0 | 0 | 0 | 0 | 0 | 0 | 0
Comprehensive Packaged Air Conditioning Systems | [15 empty] | #N/A | [17 empty] | 0 | 0 | 0 | 0 | 0 | 0 | 0 | 0 | 0 | 0 | 0 | 0 | 0 | 0 | 0 | 0 | 0 | 0 | 0 | 0 | 0 | 0 | 0 | 0 | 0 | 0 | 0 | 0 | 0
Comprehensive Packaged Air Conditioning Systems | [15 empty] | #N/A | [17 empty] | 0 | 0 | 0 | 0 | 0 | 0 | 0 | 0 | 0 | 0 | 0 | 0 | 0 | 0 | 0 | 0 | 0 | 0 | 0 | 0 | 0 | 0 | 0 | 0 | 0 | 0 | 0 | 0 | 0
Comprehensive Packaged Air Conditioning Systems | [15 empty] | #N/A | [17 empty] | 0 | 0 | 0 | 0 | 0 | 0 | 0 | 0 | 0 | 0 | 0 | 0 | 0 | 0 | 0 | 0 | 0 | 0 | 0 | 0 | 0 | 0 | 0 | 0 | 0 | 0 | 0 | 0 | 0
Comprehensive Packaged Air Conditioning Systems | [15 empty] | #N/A | [17 empty] | 0 | 0 | 0 | 0 | 0 | 0 | 0 | 0 | 0 | 0 | 0 | 0 | 0 | 0 | 0 | 0 | 0 | 0 | 0 | 0 | 0 | 0 | 0 | 0 | 0 | 0 | 0 | 0 | 0
Comprehensive Packaged Air Conditioning Systems | [15 empty] | #N/A | [17 empty] | 0 | 0 | 0 | 0 | 0 | 0 | 0 | 0 | 0 | 0 | 0 | 0 | 0 | 0 | 0 | 0 | 0 | 0 | 0 | 0 | 0 | 0 | 0 | 0 | 0 | 0 | 0 | 0 | 0
Comprehensive Packaged Air Conditioning Systems | [15 empty] | #N/A | [17 empty] | 0 | 0 | 0 | 0 | 0 | 0 | 0 | 0 | 0 | 0 | 0 | 0 | 0 | 0 | 0 | 0 | 0 | 0 | 0 | 0 | 0 | 0 | 0 | 0 | 0 | 0 | 0 | 0 | 0
Comprehensive Packaged Air Conditioning Systems | [15 empty] | #N/A | [17 empty] | 0 | 0 | 0 | 0 | 0 | 0 | 0 | 0 | 0 | 0 | 0 | 0 | 0 | 0 | 0 | 0 | 0 | 0 | 0 | 0 | 0 | 0 | 0 | 0 | 0 | 0 | 0 | 0 | 0
Comprehensive Packaged Air Conditioning Systems | [15 empty] | #N/A | [17 empty] | 0 | 0 | 0 | 0 | 0 | 0 | 0 | 0 | 0 | 0 | 0 | 0 | 0 | 0 | 0 | 0 | 0 | 0 | 0 | 0 | 0 | 0 | 0 | 0 | 0 | 0 | 0 | 0 | 0
Comprehensive Packaged Air Conditioning Systems | [15 empty] | #N/A | [17 empty] | 0 | 0 | 0 | 0 | 0 | 0 | 0 | 0 | 0 | 0 | 0 | 0 | 0 | 0 | 0 | 0 | 0 | 0 | 0 | 0 | 0 | 0 | 0 | 0 | 0 | 0 | 0 | 0 | 0
Comprehensive Packaged Air Conditioning Systems | [15 empty] | #N/A | [17 empty] | 0 | 0 | 0 | 0 | 0 | 0 | 0 | 0 | 0 | 0 | 0 | 0 | 0 | 0 | 0 | 0 | 0 | 0 | 0 | 0 | 0 | 0 | 0 | 0 | 0 | 0 | 0 | 0 | 0
Comprehensive Packaged Air Conditioning Systems | [15 empty] | #N/A | [17 empty] | 0 | 0 | 0 | 0 | 0 | 0 | 0 | 0 | 0 | 0 | 0 | 0 | 0 | 0 | 0 | 0 | 0 | 0 | 0 | 0 | 0 | 0 | 0 | 0 | 0 | 0 | 0 | 0 | 0
Comprehensive Packaged Air Conditioning Systems | [15 empty] | #N/A | [17 empty] | 0 | 0 | 0 | 0 | 0 | 0 | 0 | 0 | 0 | 0 | 0 | 0 | 0 | 0 | 0 | 0 | 0 | 0 | 0 | 0 | 0 | 0 | 0 | 0 | 0 | 0 | 0 | 0 | 0
Comprehensive Packaged Air Conditioning Systems | [15 empty] | #N/A | [17 empty] | 0 | 0 | 0 | 0 | 0 | 0 | 0 | 0 | 0 | 0 | 0 | 0 | 0 | 0 | 0 | 0 | 0 | 0 | 0 | 0 | 0 | 0 | 0 | 0 | 0 | 0 | 0 | 0 | 0
Comprehensive Packaged Air Conditioning Systems | [15 empty] | #N/A | [17 empty] | 0 | 0 | 0 | 0 | 0 | 0 | 0 | 0 | 0 | 0 | 0 | 0 | 0 | 0 | 0 | 0 | 0 | 0 | 0 | 0 | 0 | 0 | 0 | 0 | 0 | 0 | 0 | 0 | 0
Comprehensive Packaged Air Conditioning Systems | [15 empty] | #N/A | [17 empty] | 0 | 0 | 0 | 0 | 0 | 0 | 0 | 0 | 0 | 0 | 0 | 0 | 0 | 0 | 0 | 0 | 0 | 0 | 0 | 0 | 0 | 0 | 0 | 0 | 0 | 0 | 0 | 0 | 0
Comprehensive Packaged Air Conditioning Systems | [15 empty] | #N/A | [17 empty] | 0 | 0 | 0 | 0 | 0 | 0 | 0 | 0 | 0 | 0 | 0 | 0 | 0 | 0 | 0 | 0 | 0 | 0 | 0 | 0 | 0 | 0 | 0 | 0 | 0 | 0 | 0 | 0 | 0
Comprehensive Packaged Air Conditioning Systems | [15 empty] | #N/A | [17 empty] | 0 | 0 | 0 | 0 | 0 | 0 | 0 | 0 | 0 | 0 | 0 | 0 | 0 | 0 | 0 | 0 | 0 | 0 | 0 | 0 | 0 | 0 | 0 | 0 | 0 | 0 | 0 | 0 | 0
Comprehensive Packaged Air Conditioning Systems | [15 empty] | #N/A | [17 empty] | 0 | 0 | 0 | 0 | 0 | 0 | 0 | 0 | 0 | 0 | 0 | 0 | 0 | 0 | 0 | 0 | 0 | 0 | 0 | 0 | 0 | 0 | 0 | 0 | 0 | 0 | 0 | 0 | 0
Comprehensive Packaged Air Conditioning Systems | [15 empty] | #N/A | [17 empty] | 0 | 0 | 0 | 0 | 0 | 0 | 0 | 0 | 0 | 0 | 0 | 0 | 0 | 0 | 0 | 0 | 0 | 0 | 0 | 0 | 0 | 0 | 0 | 0 | 0 | 0 | 0 | 0 | 0
Comprehensive Packaged Air Conditioning Systems | [15 empty] | #N/A | [17 empty] | 0 | 0 | 0 | 0 | 0 | 0 | 0 | 0 | 0 | 0 | 0 | 0 | 0 | 0 | 0 | 0 | 0 | 0 | 0 | 0 | 0 | 0 | 0 | 0 | 0 | 0 | 0 | 0 | 0
Comprehensive Packaged Air Conditioning Systems | [15 empty] | #N/A | [17 empty] | 0 | 0 | 0 | 0 | 0 | 0 | 0 | 0 | 0 | 0 | 0 | 0 | 0 | 0 | 0 | 0 | 0 | 0 | 0 | 0 | 0 | 0 | 0 | 0 | 0 | 0 | 0 | 0 | 0
Comprehensive Packaged Air Conditioning Systems | [15 empty] | #N/A | [17 empty] | 0 | 0 | 0 | 0 | 0 | 0 | 0 | 0 | 0 | 0 | 0 | 0 | 0 | 0 | 0 | 0 | 0 | 0 | 0 | 0 | 0 | 0 | 0 | 0 | 0 | 0 | 0 | 0 | 0
Comprehensive Packaged Air Conditioning Systems | [15 empty] | #N/A | [17 empty] | 0 | 0 | 0 | 0 | 0 | 0 | 0 | 0 | 0 | 0 | 0 | 0 | 0 | 0 | 0 | 0 | 0 | 0 | 0 | 0 | 0 | 0 | 0 | 0 | 0 | 0 | 0 | 0 | 0
Comprehensive Packaged Air Conditioning Systems | [15 empty] | #N/A | [17 empty] | 0 | 0 | 0 | 0 | 0 | 0 | 0 | 0 | 0 | 0 | 0 | 0 | 0 | 0 | 0 | 0 | 0 | 0 | 0 | 0 | 0 | 0 | 0 | 0 | 0 | 0 | 0 | 0 | 0
Comprehensive Packaged Air Conditioning Systems | [15 empty] | #N/A | [17 empty] | 0 | 0 | 0 | 0 | 0 | 0 | 0 | 0 | 0 | 0 | 0 | 0 | 0 | 0 | 0 | 0 | 0 | 0 | 0 | 0 | 0 | 0 | 0 | 0 | 0 | 0 | 0 | 0 | 0
Comprehensive Packaged Air Conditioning Systems | [15 empty] | #N/A | [17 empty] | 0 | 0 | 0 | 0 | 0 | 0 | 0 | 0 | 0 | 0 | 0 | 0 | 0 | 0 | 0 | 0 | 0 | 0 | 0 | 0 | 0 | 0 | 0 | 0 | 0 | 0 | 0 | 0 | 0
Comprehensive Packaged Air Conditioning Systems | [15 empty] | #N/A | [17 empty] | 0 | 0 | 0 | 0 | 0 | 0 | 0 | 0 | 0 | 0 | 0 | 0 | 0 | 0 | 0 | 0 | 0 | 0 | 0 | 0 | 0 | 0 | 0 | 0 | 0 | 0 | 0 | 0 | 0
Comprehensive Packaged Air Conditioning Systems | [15 empty] | #N/A | [17 empty] | 0 | 0 | 0 | 0 | 0 | 0 | 0 | 0 | 0 | 0 | 0 | 0 | 0 | 0 | 0 | 0 | 0 | 0 | 0 | 0 | 0 | 0 | 0 | 0 | 0 | 0 | 0 | 0 | 0
Comprehensive Packaged Air Conditioning Systems | [15 empty] | #N/A | [17 empty] | 0 | 0 | 0 | 0 | 0 | 0 | 0 | 0 | 0 | 0 | 0 | 0 | 0 | 0 | 0 | 0 | 0 | 0 | 0 | 0 | 0 | 0 | 0 | 0 | 0 | 0 | 0 | 0 | 0
Comprehensive Packaged Air Conditioning Systems | [15 empty] | #N/A | [17 empty] | 0 | 0 | 0 | 0 | 0 | 0 | 0 | 0 | 0 | 0 | 0 | 0 | 0 | 0 | 0 | 0 | 0 | 0 | 0 | 0 | 0 | 0 | 0 | 0 | 0 | 0 | 0 | 0 | 0
Comprehensive Packaged Air Conditioning Systems | [15 empty] | #N/A | [17 empty] | 0 | 0 | 0 | 0 | 0 | 0 | 0 | 0 | 0 | 0 | 0 | 0 | 0 | 0 | 0 | 0 | 0 | 0 | 0 | 0 | 0 | 0 | 0 | 0 | 0 | 0 | 0 | 0 | 0
Comprehensive Packaged Air Conditioning Systems | [15 empty] | #N/A | [17 empty] | 0 | 0 | 0 | 0 | 0 | 0 | 0 | 0 | 0 | 0 | 0 | 0 | 0 | 0 | 0 | 0 | 0 | 0 | 0 | 0 | 0 | 0 | 0 | 0 | 0 | 0 | 0 | 0 | 0
Comprehensive Packaged Air Conditioning Systems | [15 empty] | #N/A | [17 empty] | 0 | 0 | 0 | 0 | 0 | 0 | 0 | 0 | 0 | 0 | 0 | 0 | 0 | 0 | 0 | 0 | 0 | 0 | 0 | 0 | 0 | 0 | 0 | 0 | 0 | 0 | 0 | 0 | 0
Comprehensive Packaged Air Conditioning Systems | [15 empty] | #N/A | [17 empty] | 0 | 0 | 0 | 0 | 0 | 0 | 0 | 0 | 0 | 0 | 0 | 0 | 0 | 0 | 0 | 0 | 0 | 0 | 0 | 0 | 0 | 0 | 0 | 0 | 0 | 0 | 0 | 0 | 0
Comprehensive Packaged Air Conditioning Systems | [15 empty] | #N/A | [17 empty] | 0 | 0 | 0 | 0 | 0 | 0 | 0 | 0 | 0 | 0 | 0 | 0 | 0 | 0 | 0 | 0 | 0 | 0 | 0 | 0 | 0 | 0 | 0 | 0 | 0 | 0 | 0 | 0 | 0
Comprehensive Packaged Air Conditioning Systems | [15 empty] | #N/A | [17 empty] | 0 | 0 | 0 | 0 | 0 | 0 | 0 | 0 | 0 | 0 | 0 | 0 | 0 | 0 | 0 | 0 | 0 | 0 | 0 | 0 | 0 | 0 | 0 | 0 | 0 | 0 | 0 | 0 | 0
Comprehensive Packaged Air Conditioning Systems | [15 empty] | #N/A | [17 empty] | 0 | 0 | 0 | 0 | 0 | 0 | 0 | 0 | 0 | 0 | 0 | 0 | 0 | 0 | 0 | 0 | 0 | 0 | 0 | 0 | 0 | 0 | 0 | 0 | 0 | 0 | 0 | 0 | 0
Comprehensive Packaged Air Conditioning Systems | [15 empty] | #N/A | [17 empty] | 0 | 0 | 0 | 0 | 0 | 0 | 0 | 0 | 0 | 0 | 0 | 0 | 0 | 0 | 0 | 0 | 0 | 0 | 0 | 0 | 0 | 0 | 0 | 0 | 0 | 0 | 0 | 0 | 0
Comprehensive Packaged Air Conditioning Systems | [15 empty] | #N/A | [17 empty] | 0 | 0 | 0 | 0 | 0 | 0 | 0 | 0 | 0 | 0 | 0 | 0 | 0 | 0 | 0 | 0 | 0 | 0 | 0 | 0 | 0 | 0 | 0 | 0 | 0 | 0 | 0 | 0 | 0
Comprehensive Packaged Air Conditioning Systems | [15 empty] | #N/A | [17 empty] | 0 | 0 | 0 | 0 | 0 | 0 | 0 | 0 | 0 | 0 | 0 | 0 | 0 | 0 | 0 | 0 | 0 | 0 | 0 | 0 | 0 | 0 | 0 | 0 | 0 | 0 | 0 | 0 | 0
Comprehensive Packaged Air Conditioning Systems | [15 empty] | #N/A | [17 empty] | 0 | 0 | 0 | 0 | 0 | 0 | 0 | 0 | 0 | 0 | 0 | 0 | 0 | 0 | 0 | 0 | 0 | 0 | 0 | 0 | 0 | 0 | 0 | 0 | 0 | 0 | 0 | 0 | 0
Comprehensive Packaged Air Conditioning Systems | [15 empty] | #N/A | [17 empty] | 0 | 0 | 0 | 0 | 0 | 0 | 0 | 0 | 0 | 0 | 0 | 0 | 0 | 0 | 0 | 0 | 0 | 0 | 0 | 0 | 0 | 0 | 0 | 0 | 0 | 0 | 0 | 0 | 0
Comprehensive Packaged Air Conditioning Systems | [15 empty] | #N/A | [17 empty] | 0 | 0 | 0 | 0 | 0 | 0 | 0 | 0 | 0 | 0 | 0 | 0 | 0 | 0 | 0 | 0 | 0 | 0 | 0 | 0 | 0 | 0 | 0 | 0 | 0 | 0 | 0 | 0 | 0
Comprehensive Packaged Air Conditioning Systems | [15 empty] | #N/A | [17 empty] | 0 | 0 | 0 | 0 | 0 | 0 | 0 | 0 | 0 | 0 | 0 | 0 | 0 | 0 | 0 | 0 | 0 | 0 | 0 | 0 | 0 | 0 | 0 | 0 | 0 | 0 | 0 | 0 | 0
Comprehensive Packaged Air Conditioning Systems | [15 empty] | #N/A | [17 empty] | 0 | 0 | 0 | 0 | 0 | 0 | 0 | 0 | 0 | 0 | 0 | 0 | 0 | 0 | 0 | 0 | 0 | 0 | 0 | 0 | 0 | 0 | 0 | 0 | 0 | 0 | 0 | 0 | 0
Comprehensive Packaged Air Conditioning Systems | [15 empty] | #N/A | [17 empty] | 0 | 0 | 0 | 0 | 0 | 0 | 0 | 0 | 0 | 0 | 0 | 0 | 0 | 0 | 0 | 0 | 0 | 0 | 0 | 0 | 0 | 0 | 0 | 0 | 0 | 0 | 0 | 0 | 0
Comprehensive Packaged Air Conditioning Systems | [15 empty] | #N/A | [17 empty] | 0 | 0 | 0 | 0 | 0 | 0 | 0 | 0 | 0 | 0 | 0 | 0 | 0 | 0 | 0 | 0 | 0 | 0 | 0 | 0 | 0 | 0 | 0 | 0 | 0 | 0 | 0 | 0 | 0
Comprehensive Packaged Air Conditioning Systems | [15 empty] | #N/A | [17 empty] | 0 | 0 | 0 | 0 | 0 | 0 | 0 | 0 | 0 | 0 | 0 | 0 | 0 | 0 | 0 | 0 | 0 | 0 | 0 | 0 | 0 | 0 | 0 | 0 | 0 | 0 | 0 | 0 | 0
Comprehensive Packaged Air Conditioning Systems | [15 empty] | #N/A | [17 empty] | 0 | 0 | 0 | 0 | 0 | 0 | 0 | 0 | 0 | 0 | 0 | 0 | 0 | 0 | 0 | 0 | 0 | 0 | 0 | 0 | 0 | 0 | 0 | 0 | 0 | 0 | 0 | 0 | 0
Comprehensive Packaged Air Conditioning Systems | [15 empty] | #N/A | [17 empty] | 0 | 0 | 0 | 0 | 0 | 0 | 0 | 0 | 0 | 0 | 0 | 0 | 0 | 0 | 0 | 0 | 0 | 0 | 0 | 0 | 0 | 0 | 0 | 0 | 0 | 0 | 0 | 0 | 0
Comprehensive Packaged Air Conditioning Systems | [15 empty] | #N/A | [17 empty] | 0 | 0 | 0 | 0 | 0 | 0 | 0 | 0 | 0 | 0 | 0 | 0 | 0 | 0 | 0 | 0 | 0 | 0 | 0 | 0 | 0 | 0 | 0 | 0 | 0 | 0 | 0 | 0 | 0
Comprehensive Packaged Air Conditioning Systems | [15 empty] | #N/A | [17 empty] | 0 | 0 | 0 | 0 | 0 | 0 | 0 | 0 | 0 | 0 | 0 | 0 | 0 | 0 | 0 | 0 | 0 | 0 | 0 | 0 | 0 | 0 | 0 | 0 | 0 | 0 | 0 | 0 | 0
Comprehensive Packaged Air Conditioning Systems | [15 empty] | #N/A | [17 empty] | 0 | 0 | 0 | 0 | 0 | 0 | 0 | 0 | 0 | 0 | 0 | 0 | 0 | 0 | 0 | 0 | 0 | 0 | 0 | 0 | 0 | 0 | 0 | 0 | 0 | 0 | 0 | 0 | 0
Comprehensive Packaged Air Conditioning Systems | [15 empty] | #N/A | [17 empty] | 0 | 0 | 0 | 0 | 0 | 0 | 0 | 0 | 0 | 0 | 0 | 0 | 0 | 0 | 0 | 0 | 0 | 0 | 0 | 0 | 0 | 0 | 0 | 0 | 0 | 0 | 0 | 0 | 0
Comprehensive Packaged Air Conditioning Systems | [15 empty] | #N/A | [17 empty] | 0 | 0 | 0 | 0 | 0 | 0 | 0 | 0 | 0 | 0 | 0 | 0 | 0 | 0 | 0 | 0 | 0 | 0 | 0 | 0 | 0 | 0 | 0 | 0 | 0 | 0 | 0 | 0 | 0
Comprehensive Packaged Air Conditioning Systems | [15 empty] | #N/A | [17 empty] | 0 | 0 | 0 | 0 | 0 | 0 | 0 | 0 | 0 | 0 | 0 | 0 | 0 | 0 | 0 | 0 | 0 | 0 | 0 | 0 | 0 | 0 | 0 | 0 | 0 | 0 | 0 | 0 | 0
Comprehensive Packaged Air Conditioning Systems | [15 empty] | #N/A | [17 empty] | 0 | 0 | 0 | 0 | 0 | 0 | 0 | 0 | 0 | 0 | 0 | 0 | 0 | 0 | 0 | 0 | 0 | 0 | 0 | 0 | 0 | 0 | 0 | 0 | 0 | 0 | 0 | 0 | 0
Comprehensive Packaged Air Conditioning Systems | [15 empty] | #N/A | [17 empty] | 0 | 0 | 0 | 0 | 0 | 0 | 0 | 0 | 0 | 0 | 0 | 0 | 0 | 0 | 0 | 0 | 0 | 0 | 0 | 0 | 0 | 0 | 0 | 0 | 0 | 0 | 0 | 0 | 0
Comprehensive Packaged Air Conditioning Systems | [15 empty] | #N/A | [17 empty] | 0 | 0 | 0 | 0 | 0 | 0 | 0 | 0 | 0 | 0 | 0 | 0 | 0 | 0 | 0 | 0 | 0 | 0 | 0 | 0 | 0 | 0 | 0 | 0 | 0 | 0 | 0 | 0 | 0
Comprehensive Packaged Air Conditioning Systems | [15 empty] | #N/A | [17 empty] | 0 | 0 | 0 | 0 | 0 | 0 | 0 | 0 | 0 | 0 | 0 | 0 | 0 | 0 | 0 | 0 | 0 | 0 | 0 | 0 | 0 | 0 | 0 | 0 | 0 | 0 | 0 | 0 | 0
Comprehensive Packaged Air Conditioning Systems | [15 empty] | #N/A | [17 empty] | 0 | 0 | 0 | 0 | 0 | 0 | 0 | 0 | 0 | 0 | 0 | 0 | 0 | 0 | 0 | 0 | 0 | 0 | 0 | 0 | 0 | 0 | 0 | 0 | 0 | 0 | 0 | 0 | 0
Comprehensive Packaged Air Conditioning Systems | [15 empty] | #N/A | [17 empty] | 0 | 0 | 0 | 0 | 0 | 0 | 0 | 0 | 0 | 0 | 0 | 0 | 0 | 0 | 0 | 0 | 0 | 0 | 0 | 0 | 0 | 0 | 0 | 0 | 0 | 0 | 0 | 0 | 0
Comprehensive Packaged Air Conditioning Systems | [15 empty] | #N/A | [17 empty] | 0 | 0 | 0 | 0 | 0 | 0 | 0 | 0 | 0 | 0 | 0 | 0 | 0 | 0 | 0 | 0 | 0 | 0 | 0 | 0 | 0 | 0 | 0 | 0 | 0 | 0 | 0 | 0 | 0
Comprehensive Packaged Air Conditioning Systems | [15 empty] | #N/A | [17 empty] | 0 | 0 | 0 | 0 | 0 | 0 | 0 | 0 | 0 | 0 | 0 | 0 | 0 | 0 | 0 | 0 | 0 | 0 | 0 | 0 | 0 | 0 | 0 | 0 | 0 | 0 | 0 | 0 | 0
Comprehensive Packaged Air Conditioning Systems | [15 empty] | #N/A | [17 empty] | 0 | 0 | 0 | 0 | 0 | 0 | 0 | 0 | 0 | 0 | 0 | 0 | 0 | 0 | 0 | 0 | 0 | 0 | 0 | 0 | 0 | 0 | 0 | 0 | 0 | 0 | 0 | 0 | 0
Comprehensive Packaged Air Conditioning Systems | [15 empty] | #N/A | [17 empty] | 0 | 0 | 0 | 0 | 0 | 0 | 0 | 0 | 0 | 0 | 0 | 0 | 0 | 0 | 0 | 0 | 0 | 0 | 0 | 0 | 0 | 0 | 0 | 0 | 0 | 0 | 0 | 0 | 0
Comprehensive Packaged Air Conditioning Systems | [15 empty] | #N/A | [17 empty] | 0 | 0 | 0 | 0 | 0 | 0 | 0 | 0 | 0 | 0 | 0 | 0 | 0 | 0 | 0 | 0 | 0 | 0 | 0 | 0 | 0 | 0 | 0 | 0 | 0 | 0 | 0 | 0 | 0
Comprehensive Packaged Air Conditioning Systems | [15 empty] | #N/A | [17 empty] | 0 | 0 | 0 | 0 | 0 | 0 | 0 | 0 | 0 | 0 | 0 | 0 | 0 | 0 | 0 | 0 | 0 | 0 | 0 | 0 | 0 | 0 | 0 | 0 | 0 | 0 | 0 | 0 | 0
Comprehensive Packaged Air Conditioning Systems | [15 empty] | #N/A | [17 empty] | 0 | 0 | 0 | 0 | 0 | 0 | 0 | 0 | 0 | 0 | 0 | 0 | 0 | 0 | 0 | 0 | 0 | 0 | 0 | 0 | 0 | 0 | 0 | 0 | 0 | 0 | 0 | 0 | 0
Comprehensive Packaged Air Conditioning Systems | [15 empty] | #N/A | [17 empty] | 0 | 0 | 0 | 0 | 0 | 0 | 0 | 0 | 0 | 0 | 0 | 0 | 0 | 0 | 0 | 0 | 0 | 0 | 0 | 0 | 0 | 0 | 0 | 0 | 0 | 0 | 0 | 0 | 0
Comprehensive Packaged Air Conditioning Systems | [15 empty] | #N/A | [17 empty] | 0 | 0 | 0 | 0 | 0 | 0 | 0 | 0 | 0 | 0 | 0 | 0 | 0 | 0 | 0 | 0 | 0 | 0 | 0 | 0 | 0 | 0 | 0 | 0 | 0 | 0 | 0 | 0 | 0
Comprehensive Packaged Air Conditioning Systems | [15 empty] | #N/A | [17 empty] | 0 | 0 | 0 | 0 | 0 | 0 | 0 | 0 | 0 | 0 | 0 | 0 | 0 | 0 | 0 | 0 | 0 | 0 | 0 | 0 | 0 | 0 | 0 | 0 | 0 | 0 | 0 | 0 | 0
Comprehensive Packaged Air Conditioning Systems | [15 empty] | #N/A | [17 empty] | 0 | 0 | 0 | 0 | 0 | 0 | 0 | 0 | 0 | 0 | 0 | 0 | 0 | 0 | 0 | 0 | 0 | 0 | 0 | 0 | 0 | 0 | 0 | 0 | 0 | 0 | 0 | 0 | 0
Comprehensive Packaged Air Conditioning Systems | [15 empty] | #N/A | [17 empty] | 0 | 0 | 0 | 0 | 0 | 0 | 0 | 0 | 0 | 0 | 0 | 0 | 0 | 0 | 0 | 0 | 0 | 0 | 0 | 0 | 0 | 0 | 0 | 0 | 0 | 0 | 0 | 0 | 0
Comprehensive Packaged Air Conditioning Systems | [15 empty] | #N/A | [17 empty] | 0 | 0 | 0 | 0 | 0 | 0 | 0 | 0 | 0 | 0 | 0 | 0 | 0 | 0 | 0 | 0 | 0 | 0 | 0 | 0 | 0 | 0 | 0 | 0 | 0 | 0 | 0 | 0 | 0
Comprehensive Packaged Air Conditioning Systems | [15 empty] | #N/A | [17 empty] | 0 | 0 | 0 | 0 | 0 | 0 | 0 | 0 | 0 | 0 | 0 | 0 | 0 | 0 | 0 | 0 | 0 | 0 | 0 | 0 | 0 | 0 | 0 | 0 | 0 | 0 | 0 | 0 | 0
Comprehensive Packaged Air Conditioning Systems | [15 empty] | #N/A | [17 empty] | 0 | 0 | 0 | 0 | 0 | 0 | 0 | 0 | 0 | 0 | 0 | 0 | 0 | 0 | 0 | 0 | 0 | 0 | 0 | 0 | 0 | 0 | 0 | 0 | 0 | 0 | 0 | 0 | 0
Comprehensive Packaged Air Conditioning Systems | [15 empty] | #N/A | [17 empty] | 0 | 0 | 0 | 0 | 0 | 0 | 0 | 0 | 0 | 0 | 0 | 0 | 0 | 0 | 0 | 0 | 0 | 0 | 0 | 0 | 0 | 0 | 0 | 0 | 0 | 0 | 0 | 0 | 0
Comprehensive Packaged Air Conditioning Systems | [15 empty] | #N/A | [17 empty] | 0 | 0 | 0 | 0 | 0 | 0 | 0 | 0 | 0 | 0 | 0 | 0 | 0 | 0 | 0 | 0 | 0 | 0 | 0 | 0 | 0 | 0 | 0 | 0 | 0 | 0 | 0 | 0 | 0
Comprehensive Packaged Air Conditioning Systems | [15 empty] | #N/A | [17 empty] | 0 | 0 | 0 | 0 | 0 | 0 | 0 | 0 | 0 | 0 | 0 | 0 | 0 | 0 | 0 | 0 | 0 | 0 | 0 | 0 | 0 | 0 | 0 | 0 | 0 | 0 | 0 | 0 | 0
Comprehensive Packaged Air Conditioning Systems | [15 empty] | #N/A | [17 empty] | 0 | 0 | 0 | 0 | 0 | 0 | 0 | 0 | 0 | 0 | 0 | 0 | 0 | 0 | 0 | 0 | 0 | 0 | 0 | 0 | 0 | 0 | 0 | 0 | 0 | 0 | 0 | 0 | 0
Comprehensive Packaged Air Conditioning Systems | [15 empty] | #N/A | [17 empty] | 0 | 0 | 0 | 0 | 0 | 0 | 0 | 0 | 0 | 0 | 0 | 0 | 0 | 0 | 0 | 0 | 0 | 0 | 0 | 0 | 0 | 0 | 0 | 0 | 0 | 0 | 0 | 0 | 0
Comprehensive Packaged Air Conditioning Systems | [15 empty] | #N/A | [17 empty] | 0 | 0 | 0 | 0 | 0 | 0 | 0 | 0 | 0 | 0 | 0 | 0 | 0 | 0 | 0 | 0 | 0 | 0 | 0 | 0 | 0 | 0 | 0 | 0 | 0 | 0 | 0 | 0 | 0
Comprehensive Packaged Air Conditioning Systems | [15 empty] | #N/A | [17 empty] | 0 | 0 | 0 | 0 | 0 | 0 | 0 | 0 | 0 | 0 | 0 | 0 | 0 | 0 | 0 | 0 | 0 | 0 | 0 | 0 | 0 | 0 | 0 | 0 | 0 | 0 | 0 | 0 | 0
Comprehensive Packaged Air Conditioning Systems | [15 empty] | #N/A | [17 empty] | 0 | 0 | 0 | 0 | 0 | 0 | 0 | 0 | 0 | 0 | 0 | 0 | 0 | 0 | 0 | 0 | 0 | 0 | 0 | 0 | 0 | 0 | 0 | 0 | 0 | 0 | 0 | 0 | 0
Comprehensive Packaged Air Conditioning Systems | [15 empty] | #N/A | [17 empty] | 0 | 0 | 0 | 0 | 0 | 0 | 0 | 0 | 0 | 0 | 0 | 0 | 0 | 0 | 0 | 0 | 0 | 0 | 0 | 0 | 0 | 0 | 0 | 0 | 0 | 0 | 0 | 0 | 0
Comprehensive Packaged Air Conditioning Systems | [15 empty] | #N/A | [17 empty] | 0 | 0 | 0 | 0 | 0 | 0 | 0 | 0 | 0 | 0 | 0 | 0 | 0 | 0 | 0 | 0 | 0 | 0 | 0 | 0 | 0 | 0 | 0 | 0 | 0 | 0 | 0 | 0 | 0
Comprehensive Packaged Air Conditioning Systems | [15 empty] | #N/A | [17 empty] | 0 | 0 | 0 | 0 | 0 | 0 | 0 | 0 | 0 | 0 | 0 | 0 | 0 | 0 | 0 | 0 | 0 | 0 | 0 | 0 | 0 | 0 | 0 | 0 | 0 | 0 | 0 | 0 | 0
Comprehensive Packaged Air Conditioning Systems | [15 empty] | #N/A | [17 empty] | 0 | 0 | 0 | 0 | 0 | 0 | 0 | 0 | 0 | 0 | 0 | 0 | 0 | 0 | 0 | 0 | 0 | 0 | 0 | 0 | 0 | 0 | 0 | 0 | 0 | 0 | 0 | 0 | 0
Comprehensive Packaged Air Conditioning Systems | [15 empty] | #N/A | [17 empty] | 0 | 0 | 0 | 0 | 0 | 0 | 0 | 0 | 0 | 0 | 0 | 0 | 0 | 0 | 0 | 0 | 0 | 0 | 0 | 0 | 0 | 0 | 0 | 0 | 0 | 0 | 0 | 0 | 0
Comprehensive Packaged Air Conditioning Systems | [15 empty] | #N/A | [17 empty] | 0 | 0 | 0 | 0 | 0 | 0 | 0 | 0 | 0 | 0 | 0 | 0 | 0 | 0 | 0 | 0 | 0 | 0 | 0 | 0 | 0 | 0 | 0 | 0 | 0 | 0 | 0 | 0 | 0
Comprehensive Packaged Air Conditioning Systems | [15 empty] | #N/A | [17 empty] | 0 | 0 | 0 | 0 | 0 | 0 | 0 | 0 | 0 | 0 | 0 | 0 | 0 | 0 | 0 | 0 | 0 | 0 | 0 | 0 | 0 | 0 | 0 | 0 | 0 | 0 | 0 | 0 | 0
Comprehensive Packaged Air Conditioning Systems | [15 empty] | #N/A | [17 empty] | 0 | 0 | 0 | 0 | 0 | 0 | 0 | 0 | 0 | 0 | 0 | 0 | 0 | 0 | 0 | 0 | 0 | 0 | 0 | 0 | 0 | 0 | 0 | 0 | 0 | 0 | 0 | 0 | 0
Comprehensive Packaged Air Conditioning Systems | [15 empty] | #N/A | [17 empty] | 0 | 0 | 0 | 0 | 0 | 0 | 0 | 0 | 0 | 0 | 0 | 0 | 0 | 0 | 0 | 0 | 0 | 0 | 0 | 0 | 0 | 0 | 0 | 0 | 0 | 0 | 0 | 0 | 0
Comprehensive Packaged Air Conditioning Systems | [15 empty] | #N/A | [17 empty] | 0 | 0 | 0 | 0 | 0 | 0 | 0 | 0 | 0 | 0 | 0 | 0 | 0 | 0 | 0 | 0 | 0 | 0 | 0 | 0 | 0 | 0 | 0 | 0 | 0 | 0 | 0 | 0 | 0
Comprehensive Packaged Air Conditioning Systems | [15 empty] | #N/A | [17 empty] | 0 | 0 | 0 | 0 | 0 | 0 | 0 | 0 | 0 | 0 | 0 | 0 | 0 | 0 | 0 | 0 | 0 | 0 | 0 | 0 | 0 | 0 | 0 | 0 | 0 | 0 | 0 | 0 | 0
Comprehensive Packaged Air Conditioning Systems | [15 empty] | #N/A | [17 empty] | 0 | 0 | 0 | 0 | 0 | 0 | 0 | 0 | 0 | 0 | 0 | 0 | 0 | 0 | 0 | 0 | 0 | 0 | 0 | 0 | 0 | 0 | 0 | 0 | 0 | 0 | 0 | 0 | 0
Comprehensive Packaged Air Conditioning Systems | [15 empty] | #N/A | [17 empty] | 0 | 0 | 0 | 0 | 0 | 0 | 0 | 0 | 0 | 0 | 0 | 0 | 0 | 0 | 0 | 0 | 0 | 0 | 0 | 0 | 0 | 0 | 0 | 0 | 0 | 0 | 0 | 0 | 0
Comprehensive Packaged Air Conditioning Systems | [15 empty] | #N/A | [17 empty] | 0 | 0 | 0 | 0 | 0 | 0 | 0 | 0 | 0 | 0 | 0 | 0 | 0 | 0 | 0 | 0 | 0 | 0 | 0 | 0 | 0 | 0 | 0 | 0 | 0 | 0 | 0 | 0 | 0
Comprehensive Packaged Air Conditioning Systems | [15 empty] | #N/A | [17 empty] | 0 | 0 | 0 | 0 | 0 | 0 | 0 | 0 | 0 | 0 | 0 | 0 | 0 | 0 | 0 | 0 | 0 | 0 | 0 | 0 | 0 | 0 | 0 | 0 | 0 | 0 | 0 | 0 | 0
Comprehensive Packaged Air Conditioning Systems | [15 empty] | #N/A | [17 empty] | 0 | 0 | 0 | 0 | 0 | 0 | 0 | 0 | 0 | 0 | 0 | 0 | 0 | 0 | 0 | 0 | 0 | 0 | 0 | 0 | 0 | 0 | 0 | 0 | 0 | 0 | 0 | 0 | 0
Comprehensive Packaged Air Conditioning Systems | [15 empty] | #N/A | [17 empty] | 0 | 0 | 0 | 0 | 0 | 0 | 0 | 0 | 0 | 0 | 0 | 0 | 0 | 0 | 0 | 0 | 0 | 0 | 0 | 0 | 0 | 0 | 0 | 0 | 0 | 0 | 0 | 0 | 0
Comprehensive Packaged Air Conditioning Systems | [15 empty] | #N/A | [17 empty] | 0 | 0 | 0 | 0 | 0 | 0 | 0 | 0 | 0 | 0 | 0 | 0 | 0 | 0 | 0 | 0 | 0 | 0 | 0 | 0 | 0 | 0 | 0 | 0 | 0 | 0 | 0 | 0 | 0
Comprehensive Packaged Air Conditioning Systems | [15 empty] | #N/A | [17 empty] | 0 | 0 | 0 | 0 | 0 | 0 | 0 | 0 | 0 | 0 | 0 | 0 | 0 | 0 | 0 | 0 | 0 | 0 | 0 | 0 | 0 | 0 | 0 | 0 | 0 | 0 | 0 | 0 | 0
Comprehensive Packaged Air Conditioning Systems | [15 empty] | #N/A | [17 empty] | 0 | 0 | 0 | 0 | 0 | 0 | 0 | 0 | 0 | 0 | 0 | 0 | 0 | 0 | 0 | 0 | 0 | 0 | 0 | 0 | 0 | 0 | 0 | 0 | 0 | 0 | 0 | 0 | 0
Comprehensive Packaged Air Conditioning Systems | [15 empty] | #N/A | [17 empty] | 0 | 0 | 0 | 0 | 0 | 0 | 0 | 0 | 0 | 0 | 0 | 0 | 0 | 0 | 0 | 0 | 0 | 0 | 0 | 0 | 0 | 0 | 0 | 0 | 0 | 0 | 0 | 0 | 0
Comprehensive Packaged Air Conditioning Systems | [15 empty] | #N/A | [17 empty] | 0 | 0 | 0 | 0 | 0 | 0 | 0 | 0 | 0 | 0 | 0 | 0 | 0 | 0 | 0 | 0 | 0 | 0 | 0 | 0 | 0 | 0 | 0 | 0 | 0 | 0 | 0 | 0 | 0
Comprehensive Packaged Air Conditioning Systems | [15 empty] | #N/A | [17 empty] | 0 | 0 | 0 | 0 | 0 | 0 | 0 | 0 | 0 | 0 | 0 | 0 | 0 | 0 | 0 | 0 | 0 | 0 | 0 | 0 | 0 | 0 | 0 | 0 | 0 | 0 | 0 | 0 | 0
Comprehensive Packaged Air Conditioning Systems | [15 empty] | #N/A | [17 empty] | 0 | 0 | 0 | 0 | 0 | 0 | 0 | 0 | 0 | 0 | 0 | 0 | 0 | 0 | 0 | 0 | 0 | 0 | 0 | 0 | 0 | 0 | 0 | 0 | 0 | 0 | 0 | 0 | 0
Comprehensive Packaged Air Conditioning Systems | [15 empty] | #N/A | [17 empty] | 0 | 0 | 0 | 0 | 0 | 0 | 0 | 0 | 0 | 0 | 0 | 0 | 0 | 0 | 0 | 0 | 0 | 0 | 0 | 0 | 0 | 0 | 0 | 0 | 0 | 0 | 0 | 0 | 0
Comprehensive Packaged Air Conditioning Systems | [15 empty] | #N/A | [17 empty] | 0 | 0 | 0 | 0 | 0 | 0 | 0 | 0 | 0 | 0 | 0 | 0 | 0 | 0 | 0 | 0 | 0 | 0 | 0 | 0 | 0 | 0 | 0 | 0 | 0 | 0 | 0 | 0 | 0
Comprehensive Packaged Air Conditioning Systems | [15 empty] | #N/A | [17 empty] | 0 | 0 | 0 | 0 | 0 | 0 | 0 | 0 | 0 | 0 | 0 | 0 | 0 | 0 | 0 | 0 | 0 | 0 | 0 | 0 | 0 | 0 | 0 | 0 | 0 | 0 | 0 | 0 | 0
Comprehensive Packaged Air Conditioning Systems | [15 empty] | #N/A | [17 empty] | 0 | 0 | 0 | 0 | 0 | 0 | 0 | 0 | 0 | 0 | 0 | 0 | 0 | 0 | 0 | 0 | 0 | 0 | 0 | 0 | 0 | 0 | 0 | 0 | 0 | 0 | 0 | 0 | 0
Comprehensive Packaged Air Conditioning Systems | [15 empty] | #N/A | [17 empty] | 0 | 0 | 0 | 0 | 0 | 0 | 0 | 0 | 0 | 0 | 0 | 0 | 0 | 0 | 0 | 0 | 0 | 0 | 0 | 0 | 0 | 0 | 0 | 0 | 0 | 0 | 0 | 0 | 0
Comprehensive Packaged Air Conditioning Systems | [15 empty] | #N/A | [17 empty] | 0 | 0 | 0 | 0 | 0 | 0 | 0 | 0 | 0 | 0 | 0 | 0 | 0 | 0 | 0 | 0 | 0 | 0 | 0 | 0 | 0 | 0 | 0 | 0 | 0 | 0 | 0 | 0 | 0
Comprehensive Packaged Air Conditioning Systems | [15 empty] | #N/A | [17 empty] | 0 | 0 | 0 | 0 | 0 | 0 | 0 | 0 | 0 | 0 | 0 | 0 | 0 | 0 | 0 | 0 | 0 | 0 | 0 | 0 | 0 | 0 | 0 | 0 | 0 | 0 | 0 | 0 | 0
Comprehensive Packaged Air Conditioning Systems | [15 empty] | #N/A | [17 empty] | 0 | 0 | 0 | 0 | 0 | 0 | 0 | 0 | 0 | 0 | 0 | 0 | 0 | 0 | 0 | 0 | 0 | 0 | 0 | 0 | 0 | 0 | 0 | 0 | 0 | 0 | 0 | 0 | 0
Comprehensive Packaged Air Conditioning Systems | [15 empty] | #N/A | [17 empty] | 0 | 0 | 0 | 0 | 0 | 0 | 0 | 0 | 0 | 0 | 0 | 0 | 0 | 0 | 0 | 0 | 0 | 0 | 0 | 0 | 0 | 0 | 0 | 0 | 0 | 0 | 0 | 0 | 0
Comprehensive Packaged Air Conditioning Systems | [15 empty] | #N/A | [17 empty] | 0 | 0 | 0 | 0 | 0 | 0 | 0 | 0 | 0 | 0 | 0 | 0 | 0 | 0 | 0 | 0 | 0 | 0 | 0 | 0 | 0 | 0 | 0 | 0 | 0 | 0 | 0 | 0 | 0
Comprehensive Packaged Air Conditioning Systems | [15 empty] | #N/A | [17 empty] | 0 | 0 | 0 | 0 | 0 | 0 | 0 | 0 | 0 | 0 | 0 | 0 | 0 | 0 | 0 | 0 | 0 | 0 | 0 | 0 | 0 | 0 | 0 | 0 | 0 | 0 | 0 | 0 | 0
Comprehensive Packaged Air Conditioning Systems | [15 empty] | #N/A | [17 empty] | 0 | 0 | 0 | 0 | 0 | 0 | 0 | 0 | 0 | 0 | 0 | 0 | 0 | 0 | 0 | 0 | 0 | 0 | 0 | 0 | 0 | 0 | 0 | 0 | 0 | 0 | 0 | 0 | 0
Comprehensive Packaged Air Conditioning Systems | [15 empty] | #N/A | [17 empty] | 0 | 0 | 0 | 0 | 0 | 0 | 0 | 0 | 0 | 0 | 0 | 0 | 0 | 0 | 0 | 0 | 0 | 0 | 0 | 0 | 0 | 0 | 0 | 0 | 0 | 0 | 0 | 0 | 0
Comprehensive Packaged Air Conditioning Systems | [15 empty] | #N/A | [17 empty] | 0 | 0 | 0 | 0 | 0 | 0 | 0 | 0 | 0 | 0 | 0 | 0 | 0 | 0 | 0 | 0 | 0 | 0 | 0 | 0 | 0 | 0 | 0 | 0 | 0 | 0 | 0 | 0 | 0
Comprehensive Packaged Air Conditioning Systems | [15 empty] | #N/A | [17 empty] | 0 | 0 | 0 | 0 | 0 | 0 | 0 | 0 | 0 | 0 | 0 | 0 | 0 | 0 | 0 | 0 | 0 | 0 | 0 | 0 | 0 | 0 | 0 | 0 | 0 | 0 | 0 | 0 | 0
Comprehensive Packaged Air Conditioning Systems | [15 empty] | #N/A | [17 empty] | 0 | 0 | 0 | 0 | 0 | 0 | 0 | 0 | 0 | 0 | 0 | 0 | 0 | 0 | 0 | 0 | 0 | 0 | 0 | 0 | 0 | 0 | 0 | 0 | 0 | 0 | 0 | 0 | 0
Comprehensive Packaged Air Conditioning Systems | [15 empty] | #N/A | [17 empty] | 0 | 0 | 0 | 0 | 0 | 0 | 0 | 0 | 0 | 0 | 0 | 0 | 0 | 0 | 0 | 0 | 0 | 0 | 0 | 0 | 0 | 0 | 0 | 0 | 0 | 0 | 0 | 0 | 0
Comprehensive Packaged Air Conditioning Systems | [15 empty] | #N/A | [17 empty] | 0 | 0 | 0 | 0 | 0 | 0 | 0 | 0 | 0 | 0 | 0 | 0 | 0 | 0 | 0 | 0 | 0 | 0 | 0 | 0 | 0 | 0 | 0 | 0 | 0 | 0 | 0 | 0 | 0
Comprehensive Packaged Air Conditioning Systems | [15 empty] | #N/A | [17 empty] | 0 | 0 | 0 | 0 | 0 | 0 | 0 | 0 | 0 | 0 | 0 | 0 | 0 | 0 | 0 | 0 | 0 | 0 | 0 | 0 | 0 | 0 | 0 | 0 | 0 | 0 | 0 | 0 | 0
Comprehensive Packaged Air Conditioning Systems | [15 empty] | #N/A | [17 empty] | 0 | 0 | 0 | 0 | 0 | 0 | 0 | 0 | 0 | 0 | 0 | 0 | 0 | 0 | 0 | 0 | 0 | 0 | 0 | 0 | 0 | 0 | 0 | 0 | 0 | 0 | 0 | 0 | 0
Comprehensive Packaged Air Conditioning Systems | [15 empty] | #N/A | [17 empty] | 0 | 0 | 0 | 0 | 0 | 0 | 0 | 0 | 0 | 0 | 0 | 0 | 0 | 0 | 0 | 0 | 0 | 0 | 0 | 0 | 0 | 0 | 0 | 0 | 0 | 0 | 0 | 0 | 0
Comprehensive Packaged Air Conditioning Systems | [15 empty] | #N/A | [17 empty] | 0 | 0 | 0 | 0 | 0 | 0 | 0 | 0 | 0 | 0 | 0 | 0 | 0 | 0 | 0 | 0 | 0 | 0 | 0 | 0 | 0 | 0 | 0 | 0 | 0 | 0 | 0 | 0 | 0
Comprehensive Packaged Air Conditioning Systems | [15 empty] | #N/A | [17 empty] | 0 | 0 | 0 | 0 | 0 | 0 | 0 | 0 | 0 | 0 | 0 | 0 | 0 | 0 | 0 | 0 | 0 | 0 | 0 | 0 | 0 | 0 | 0 | 0 | 0 | 0 | 0 | 0 | 0
Comprehensive Packaged Air Conditioning Systems | [15 empty] | #N/A | [17 empty] | 0 | 0 | 0 | 0 | 0 | 0 | 0 | 0 | 0 | 0 | 0 | 0 | 0 | 0 | 0 | 0 | 0 | 0 | 0 | 0 | 0 | 0 | 0 | 0 | 0 | 0 | 0 | 0 | 0
Comprehensive Packaged Air Conditioning Systems | [15 empty] | #N/A | [17 empty] | 0 | 0 | 0 | 0 | 0 | 0 | 0 | 0 | 0 | 0 | 0 | 0 | 0 | 0 | 0 | 0 | 0 | 0 | 0 | 0 | 0 | 0 | 0 | 0 | 0 | 0 | 0 | 0 | 0
Comprehensive Packaged Air Conditioning Systems | [15 empty] | #N/A | [17 empty] | 0 | 0 | 0 | 0 | 0 | 0 | 0 | 0 | 0 | 0 | 0 | 0 | 0 | 0 | 0 | 0 | 0 | 0 | 0 | 0 | 0 | 0 | 0 | 0 | 0 | 0 | 0 | 0 | 0
Comprehensive Packaged Air Conditioning Systems | [15 empty] | #N/A | [17 empty] | 0 | 0 | 0 | 0 | 0 | 0 | 0 | 0 | 0 | 0 | 0 | 0 | 0 | 0 | 0 | 0 | 0 | 0 | 0 | 0 | 0 | 0 | 0 | 0 | 0 | 0 | 0 | 0 | 0
Comprehensive Packaged Air Conditioning Systems | [15 empty] | #N/A | [17 empty] | 0 | 0 | 0 | 0 | 0 | 0 | 0 | 0 | 0 | 0 | 0 | 0 | 0 | 0 | 0 | 0 | 0 | 0 | 0 | 0 | 0 | 0 | 0 | 0 | 0 | 0 | 0 | 0 | 0
Comprehensive Packaged Air Conditioning Systems | [15 empty] | #N/A | [17 empty] | 0 | 0 | 0 | 0 | 0 | 0 | 0 | 0 | 0 | 0 | 0 | 0 | 0 | 0 | 0 | 0 | 0 | 0 | 0 | 0 | 0 | 0 | 0 | 0 | 0 | 0 | 0 | 0 | 0
Comprehensive Packaged Air Conditioning Systems | [15 empty] | #N/A | [17 empty] | 0 | 0 | 0 | 0 | 0 | 0 | 0 | 0 | 0 | 0 | 0 | 0 | 0 | 0 | 0 | 0 | 0 | 0 | 0 | 0 | 0 | 0 | 0 | 0 | 0 | 0 | 0 | 0 | 0
Comprehensive Packaged Air Conditioning Systems | [15 empty] | #N/A | [17 empty] | 0 | 0 | 0 | 0 | 0 | 0 | 0 | 0 | 0 | 0 | 0 | 0 | 0 | 0 | 0 | 0 | 0 | 0 | 0 | 0 | 0 | 0 | 0 | 0 | 0 | 0 | 0 | 0 | 0
Comprehensive Packaged Air Conditioning Systems | [15 empty] | #N/A | [17 empty] | 0 | 0 | 0 | 0 | 0 | 0 | 0 | 0 | 0 | 0 | 0 | 0 | 0 | 0 | 0 | 0 | 0 | 0 | 0 | 0 | 0 | 0 | 0 | 0 | 0 | 0 | 0 | 0 | 0
Comprehensive Packaged Air Conditioning Systems | [15 empty] | #N/A | [17 empty] | 0 | 0 | 0 | 0 | 0 | 0 | 0 | 0 | 0 | 0 | 0 | 0 | 0 | 0 | 0 | 0 | 0 | 0 | 0 | 0 | 0 | 0 | 0 | 0 | 0 | 0 | 0 | 0 | 0
Comprehensive Packaged Air Conditioning Systems | [15 empty] | #N/A | [17 empty] | 0 | 0 | 0 | 0 | 0 | 0 | 0 | 0 | 0 | 0 | 0 | 0 | 0 | 0 | 0 | 0 | 0 | 0 | 0 | 0 | 0 | 0 | 0 | 0 | 0 | 0 | 0 | 0 | 0
Comprehensive Packaged Air Conditioning Systems | [15 empty] | #N/A | [17 empty] | 0 | 0 | 0 | 0 | 0 | 0 | 0 | 0 | 0 | 0 | 0 | 0 | 0 | 0 | 0 | 0 | 0 | 0 | 0 | 0 | 0 | 0 | 0 | 0 | 0 | 0 | 0 | 0 | 0
Comprehensive Packaged Air Conditioning Systems | [15 empty] | #N/A | [17 empty] | 0 | 0 | 0 | 0 | 0 | 0 | 0 | 0 | 0 | 0 | 0 | 0 | 0 | 0 | 0 | 0 | 0 | 0 | 0 | 0 | 0 | 0 | 0 | 0 | 0 | 0 | 0 | 0 | 0
Comprehensive Packaged Air Conditioning Systems | [15 empty] | #N/A | [17 empty] | 0 | 0 | 0 | 0 | 0 | 0 | 0 | 0 | 0 | 0 | 0 | 0 | 0 | 0 | 0 | 0 | 0 | 0 | 0 | 0 | 0 | 0 | 0 | 0 | 0 | 0 | 0 | 0 | 0
Comprehensive Packaged Air Conditioning Systems | [15 empty] | #N/A | [17 empty] | 0 | 0 | 0 | 0 | 0 | 0 | 0 | 0 | 0 | 0 | 0 | 0 | 0 | 0 | 0 | 0 | 0 | 0 | 0 | 0 | 0 | 0 | 0 | 0 | 0 | 0 | 0 | 0 | 0
Comprehensive Packaged Air Conditioning Systems | [15 empty] | #N/A | [17 empty] | 0 | 0 | 0 | 0 | 0 | 0 | 0 | 0 | 0 | 0 | 0 | 0 | 0 | 0 | 0 | 0 | 0 | 0 | 0 | 0 | 0 | 0 | 0 | 0 | 0 | 0 | 0 | 0 | 0
Comprehensive Packaged Air Conditioning Systems | [15 empty] | #N/A | [17 empty] | 0 | 0 | 0 | 0 | 0 | 0 | 0 | 0 | 0 | 0 | 0 | 0 | 0 | 0 | 0 | 0 | 0 | 0 | 0 | 0 | 0 | 0 | 0 | 0 | 0 | 0 | 0 | 0 | 0
Comprehensive Packaged Air Conditioning Systems | [15 empty] | #N/A | [17 empty] | 0 | 0 | 0 | 0 | 0 | 0 | 0 | 0 | 0 | 0 | 0 | 0 | 0 | 0 | 0 | 0 | 0 | 0 | 0 | 0 | 0 | 0 | 0 | 0 | 0 | 0 | 0 | 0 | 0
Comprehensive Packaged Air Conditioning Systems | [15 empty] | #N/A | [17 empty] | 0 | 0 | 0 | 0 | 0 | 0 | 0 | 0 | 0 | 0 | 0 | 0 | 0 | 0 | 0 | 0 | 0 | 0 | 0 | 0 | 0 | 0 | 0 | 0 | 0 | 0 | 0 | 0 | 0
Comprehensive Packaged Air Conditioning Systems | [15 empty] | #N/A | [17 empty] | 0 | 0 | 0 | 0 | 0 | 0 | 0 | 0 | 0 | 0 | 0 | 0 | 0 | 0 | 0 | 0 | 0 | 0 | 0 | 0 | 0 | 0 | 0 | 0 | 0 | 0 | 0 | 0 | 0
Comprehensive Packaged Air Conditioning Systems | [15 empty] | #N/A | [17 empty] | 0 | 0 | 0 | 0 | 0 | 0 | 0 | 0 | 0 | 0 | 0 | 0 | 0 | 0 | 0 | 0 | 0 | 0 | 0 | 0 | 0 | 0 | 0 | 0 | 0 | 0 | 0 | 0 | 0
Comprehensive Packaged Air Conditioning Systems | [15 empty] | #N/A | [17 empty] | 0 | 0 | 0 | 0 | 0 | 0 | 0 | 0 | 0 | 0 | 0 | 0 | 0 | 0 | 0 | 0 | 0 | 0 | 0 | 0 | 0 | 0 | 0 | 0 | 0 | 0 | 0 | 0 | 0
Comprehensive Packaged Air Conditioning Systems | [15 empty] | #N/A | [17 empty] | 0 | 0 | 0 | 0 | 0 | 0 | 0 | 0 | 0 | 0 | 0 | 0 | 0 | 0 | 0 | 0 | 0 | 0 | 0 | 0 | 0 | 0 | 0 | 0 | 0 | 0 | 0 | 0 | 0
Comprehensive Packaged Air Conditioning Systems | [15 empty] | #N/A | [17 empty] | 0 | 0 | 0 | 0 | 0 | 0 | 0 | 0 | 0 | 0 | 0 | 0 | 0 | 0 | 0 | 0 | 0 | 0 | 0 | 0 | 0 | 0 | 0 | 0 | 0 | 0 | 0 | 0 | 0
Comprehensive Packaged Air Conditioning Systems | [15 empty] | #N/A | [17 empty] | 0 | 0 | 0 | 0 | 0 | 0 | 0 | 0 | 0 | 0 | 0 | 0 | 0 | 0 | 0 | 0 | 0 | 0 | 0 | 0 | 0 | 0 | 0 | 0 | 0 | 0 | 0 | 0 | 0
Comprehensive Packaged Air Conditioning Systems | [15 empty] | #N/A | [17 empty] | 0 | 0 | 0 | 0 | 0 | 0 | 0 | 0 | 0 | 0 | 0 | 0 | 0 | 0 | 0 | 0 | 0 | 0 | 0 | 0 | 0 | 0 | 0 | 0 | 0 | 0 | 0 | 0 | 0
Comprehensive Packaged Air Conditioning Systems | [15 empty] | #N/A | [17 empty] | 0 | 0 | 0 | 0 | 0 | 0 | 0 | 0 | 0 | 0 | 0 | 0 | 0 | 0 | 0 | 0 | 0 | 0 | 0 | 0 | 0 | 0 | 0 | 0 | 0 | 0 | 0 | 0 | 0
Comprehensive Packaged Air Conditioning Systems | [15 empty] | #N/A | [17 empty] | 0 | 0 | 0 | 0 | 0 | 0 | 0 | 0 | 0 | 0 | 0 | 0 | 0 | 0 | 0 | 0 | 0 | 0 | 0 | 0 | 0 | 0 | 0 | 0 | 0 | 0 | 0 | 0 | 0
Comprehensive Packaged Air Conditioning Systems | [15 empty] | #N/A | [17 empty] | 0 | 0 | 0 | 0 | 0 | 0 | 0 | 0 | 0 | 0 | 0 | 0 | 0 | 0 | 0 | 0 | 0 | 0 | 0 | 0 | 0 | 0 | 0 | 0 | 0 | 0 | 0 | 0 | 0
Comprehensive Packaged Air Conditioning Systems | [15 empty] | #N/A | [17 empty] | 0 | 0 | 0 | 0 | 0 | 0 | 0 | 0 | 0 | 0 | 0 | 0 | 0 | 0 | 0 | 0 | 0 | 0 | 0 | 0 | 0 | 0 | 0 | 0 | 0 | 0 | 0 | 0 | 0
Comprehensive Packaged Air Conditioning Systems | [15 empty] | #N/A | [17 empty] | 0 | 0 | 0 | 0 | 0 | 0 | 0 | 0 | 0 | 0 | 0 | 0 | 0 | 0 | 0 | 0 | 0 | 0 | 0 | 0 | 0 | 0 | 0 | 0 | 0 | 0 | 0 | 0 | 0
Comprehensive Packaged Air Conditioning Systems | [15 empty] | #N/A | [17 empty] | 0 | 0 | 0 | 0 | 0 | 0 | 0 | 0 | 0 | 0 | 0 | 0 | 0 | 0 | 0 | 0 | 0 | 0 | 0 | 0 | 0 | 0 | 0 | 0 | 0 | 0 | 0 | 0 | 0
Comprehensive Packaged Air Conditioning Systems | [15 empty] | #N/A | [17 empty] | 0 | 0 | 0 | 0 | 0 | 0 | 0 | 0 | 0 | 0 | 0 | 0 | 0 | 0 | 0 | 0 | 0 | 0 | 0 | 0 | 0 | 0 | 0 | 0 | 0 | 0 | 0 | 0 | 0
Comprehensive Packaged Air Conditioning Systems | [15 empty] | #N/A | [17 empty] | 0 | 0 | 0 | 0 | 0 | 0 | 0 | 0 | 0 | 0 | 0 | 0 | 0 | 0 | 0 | 0 | 0 | 0 | 0 | 0 | 0 | 0 | 0 | 0 | 0 | 0 | 0 | 0 | 0
Comprehensive Packaged Air Conditioning Systems | [15 empty] | #N/A | [17 empty] | 0 | 0 | 0 | 0 | 0 | 0 | 0 | 0 | 0 | 0 | 0 | 0 | 0 | 0 | 0 | 0 | 0 | 0 | 0 | 0 | 0 | 0 | 0 | 0 | 0 | 0 | 0 | 0 | 0
Comprehensive Packaged Air Conditioning Systems | [15 empty] | #N/A | [17 empty] | 0 | 0 | 0 | 0 | 0 | 0 | 0 | 0 | 0 | 0 | 0 | 0 | 0 | 0 | 0 | 0 | 0 | 0 | 0 | 0 | 0 | 0 | 0 | 0 | 0 | 0 | 0 | 0 | 0
Comprehensive Packaged Air Conditioning Systems | [15 empty] | #N/A | [17 empty] | 0 | 0 | 0 | 0 | 0 | 0 | 0 | 0 | 0 | 0 | 0 | 0 | 0 | 0 | 0 | 0 | 0 | 0 | 0 | 0 | 0 | 0 | 0 | 0 | 0 | 0 | 0 | 0 | 0
Comprehensive Packaged Air Conditioning Systems | [15 empty] | #N/A | [17 empty] | 0 | 0 | 0 | 0 | 0 | 0 | 0 | 0 | 0 | 0 | 0 | 0 | 0 | 0 | 0 | 0 | 0 | 0 | 0 | 0 | 0 | 0 | 0 | 0 | 0 | 0 | 0 | 0 | 0
Comprehensive Packaged Air Conditioning Systems | [15 empty] | #N/A | [17 empty] | 0 | 0 | 0 | 0 | 0 | 0 | 0 | 0 | 0 | 0 | 0 | 0 | 0 | 0 | 0 | 0 | 0 | 0 | 0 | 0 | 0 | 0 | 0 | 0 | 0 | 0 | 0 | 0 | 0
Comprehensive Packaged Air Conditioning Systems | [15 empty] | #N/A | [17 empty] | 0 | 0 | 0 | 0 | 0 | 0 | 0 | 0 | 0 | 0 | 0 | 0 | 0 | 0 | 0 | 0 | 0 | 0 | 0 | 0 | 0 | 0 | 0 | 0 | 0 | 0 | 0 | 0 | 0
Comprehensive Packaged Air Conditioning Systems | [15 empty] | #N/A | [17 empty] | 0 | 0 | 0 | 0 | 0 | 0 | 0 | 0 | 0 | 0 | 0 | 0 | 0 | 0 | 0 | 0 | 0 | 0 | 0 | 0 | 0 | 0 | 0 | 0 | 0 | 0 | 0 | 0 | 0
Comprehensive Packaged Air Conditioning Systems | [15 empty] | #N/A | [17 empty] | 0 | 0 | 0 | 0 | 0 | 0 | 0 | 0 | 0 | 0 | 0 | 0 | 0 | 0 | 0 | 0 | 0 | 0 | 0 | 0 | 0 | 0 | 0 | 0 | 0 | 0 | 0 | 0 | 0
Comprehensive Packaged Air Conditioning Systems | [15 empty] | #N/A | [17 empty] | 0 | 0 | 0 | 0 | 0 | 0 | 0 | 0 | 0 | 0 | 0 | 0 | 0 | 0 | 0 | 0 | 0 | 0 | 0 | 0 | 0 | 0 | 0 | 0 | 0 | 0 | 0 | 0 | 0
Comprehensive Packaged Air Conditioning Systems | [15 empty] | #N/A | [17 empty] | 0 | 0 | 0 | 0 | 0 | 0 | 0 | 0 | 0 | 0 | 0 | 0 | 0 | 0 | 0 | 0 | 0 | 0 | 0 | 0 | 0 | 0 | 0 | 0 | 0 | 0 | 0 | 0 | 0
Comprehensive Packaged Air Conditioning Systems | [15 empty] | #N/A | [17 empty] | 0 | 0 | 0 | 0 | 0 | 0 | 0 | 0 | 0 | 0 | 0 | 0 | 0 | 0 | 0 | 0 | 0 | 0 | 0 | 0 | 0 | 0 | 0 | 0 | 0 | 0 | 0 | 0 | 0
Comprehensive Packaged Air Conditioning Systems | [15 empty] | #N/A | [17 empty] | 0 | 0 | 0 | 0 | 0 | 0 | 0 | 0 | 0 | 0 | 0 | 0 | 0 | 0 | 0 | 0 | 0 | 0 | 0 | 0 | 0 | 0 | 0 | 0 | 0 | 0 | 0 | 0 | 0
Comprehensive Packaged Air Conditioning Systems | [15 empty] | #N/A | [17 empty] | 0 | 0 | 0 | 0 | 0 | 0 | 0 | 0 | 0 | 0 | 0 | 0 | 0 | 0 | 0 | 0 | 0 | 0 | 0 | 0 | 0 | 0 | 0 | 0 | 0 | 0 | 0 | 0 | 0
Comprehensive Packaged Air Conditioning Systems | [15 empty] | #N/A | [17 empty] | 0 | 0 | 0 | 0 | 0 | 0 | 0 | 0 | 0 | 0 | 0 | 0 | 0 | 0 | 0 | 0 | 0 | 0 | 0 | 0 | 0 | 0 | 0 | 0 | 0 | 0 | 0 | 0 | 0
Comprehensive Packaged Air Conditioning Systems | [15 empty] | #N/A | [17 empty] | 0 | 0 | 0 | 0 | 0 | 0 | 0 | 0 | 0 | 0 | 0 | 0 | 0 | 0 | 0 | 0 | 0 | 0 | 0 | 0 | 0 | 0 | 0 | 0 | 0 | 0 | 0 | 0 | 0
Comprehensive Packaged Air Conditioning Systems | [15 empty] | #N/A | [17 empty] | 0 | 0 | 0 | 0 | 0 | 0 | 0 | 0 | 0 | 0 | 0 | 0 | 0 | 0 | 0 | 0 | 0 | 0 | 0 | 0 | 0 | 0 | 0 | 0 | 0 | 0 | 0 | 0 | 0
Comprehensive Packaged Air Conditioning Systems | [15 empty] | #N/A | [17 empty] | 0 | 0 | 0 | 0 | 0 | 0 | 0 | 0 | 0 | 0 | 0 | 0 | 0 | 0 | 0 | 0 | 0 | 0 | 0 | 0 | 0 | 0 | 0 | 0 | 0 | 0 | 0 | 0 | 0
Comprehensive Packaged Air Conditioning Systems | [15 empty] | #N/A | [17 empty] | 0 | 0 | 0 | 0 | 0 | 0 | 0 | 0 | 0 | 0 | 0 | 0 | 0 | 0 | 0 | 0 | 0 | 0 | 0 | 0 | 0 | 0 | 0 | 0 | 0 | 0 | 0 | 0 | 0
Comprehensive Packaged Air Conditioning Systems | [15 empty] | #N/A | [17 empty] | 0 | 0 | 0 | 0 | 0 | 0 | 0 | 0 | 0 | 0 | 0 | 0 | 0 | 0 | 0 | 0 | 0 | 0 | 0 | 0 | 0 | 0 | 0 | 0 | 0 | 0 | 0 | 0 | 0
Comprehensive Packaged Air Conditioning Systems | [15 empty] | #N/A | [17 empty] | 0 | 0 | 0 | 0 | 0 | 0 | 0 | 0 | 0 | 0 | 0 | 0 | 0 | 0 | 0 | 0 | 0 | 0 | 0 | 0 | 0 | 0 | 0 | 0 | 0 | 0 | 0 | 0 | 0
Comprehensive Packaged Air Conditioning Systems | [15 empty] | #N/A | [17 empty] | 0 | 0 | 0 | 0 | 0 | 0 | 0 | 0 | 0 | 0 | 0 | 0 | 0 | 0 | 0 | 0 | 0 | 0 | 0 | 0 | 0 | 0 | 0 | 0 | 0 | 0 | 0 | 0 | 0
Comprehensive Packaged Air Conditioning Systems | [15 empty] | #N/A | [17 empty] | 0 | 0 | 0 | 0 | 0 | 0 | 0 | 0 | 0 | 0 | 0 | 0 | 0 | 0 | 0 | 0 | 0 | 0 | 0 | 0 | 0 | 0 | 0 | 0 | 0 | 0 | 0 | 0 | 0
Comprehensive Packaged Air Conditioning Systems | [15 empty] | #N/A | [17 empty] | 0 | 0 | 0 | 0 | 0 | 0 | 0 | 0 | 0 | 0 | 0 | 0 | 0 | 0 | 0 | 0 | 0 | 0 | 0 | 0 | 0 | 0 | 0 | 0 | 0 | 0 | 0 | 0 | 0
Comprehensive Packaged Air Conditioning Systems | [15 empty] | #N/A | [17 empty] | 0 | 0 | 0 | 0 | 0 | 0 | 0 | 0 | 0 | 0 | 0 | 0 | 0 | 0 | 0 | 0 | 0 | 0 | 0 | 0 | 0 | 0 | 0 | 0 | 0 | 0 | 0 | 0 | 0
Comprehensive Packaged Air Conditioning Systems | [15 empty] | #N/A | [17 empty] | 0 | 0 | 0 | 0 | 0 | 0 | 0 | 0 | 0 | 0 | 0 | 0 | 0 | 0 | 0 | 0 | 0 | 0 | 0 | 0 | 0 | 0 | 0 | 0 | 0 | 0 | 0 | 0 | 0
Do NOT enter program data in this row or below. The Spreadsheet will not evaluate any such data.
Lists of Dimensions and their Labels
|  |  | Climate Zones |  |  |  | Measure Types for Measure Life | Measure Types for NTGR | Gas Sector | Gas Savings Profile | Combustor Type |  | Residential | AC-NC | Heat_Pump-NC | Refrig-RC | AC_Cooling-RC | HeatPump_Heating_Only-RC | HeatPump_ThroughWall-RC | HeatPump_WtrHt-RC | HorizAxisClothesWasher-RC | CFL-RC | Residential Pool Pumps
|  |  | 6 |  |  |  | NONRESIDENTIAL MEASURES: |  | Residential | Summer Only | Large Boilers (>100 MMBtu/hr Heat Input):Uncontrolled |  | Small_Office | Hi_Perf_Glass-NC | Lo_Gain_Wndw-NC | Wtr_Cool_Chiller-NC | Package_AC-NC | <65K_AC_Split-NC | <65K_AC_Pckg-NC | <65K_EvapCool-NC | 65K-135K_Air_AC-NC | 65K-135_Wtr_AC-NC | >135K_Air_AC-NC | >135K_Wtr_AC-NC | Hi_Eff_AC_Mtr-NC | Var_Spd_AC_Mtr-NC | DayLt_Cntrl-NC | Lighting-NC | Economy_cycle-Ret | New_AC-Ret | New_HtPmp-Ret | Roof_insul-Ret | Wall_insul-Ret | 2006 Qtr 1: Window_Tint-Ret; 2006 Qtr 2: Reduce_Cooling_Load-Ret; 2006 Qtr 3: IndoorLt; 2006 Qtr 4: Occupancy Sensor; 2007 Qtr 1: Refrigeration; 2007 Qtr 2: DayLt & Controls; 2007 Qtr 3: Perimter Lt Control; 2007 Qtr 4: Pool HtPmp; 2008 Qtr 1: DHW HtPmp
|  |  | 8 |  |  |  | **************************************************************** | Appliance early retirement and replacement 0.80 | Commercial | Winter Only | Large Boilers (>100 MMBtu/hr Heat Input):Controlled Low NOx Burner |  | Large_Office | Hi_Perf_Glass-NC | Lo_Gain_Wndw-NC | Wtr_Cool_Chiller-NC | >135K_Air_AC-NC | >135K_Wtr_AC-NC | Hi_Eff_AC_Mtr-NC | Var_Spd_AC_Mtr-NC | DayLt_Cntrl-NC | Lighting-NC | Economy_cycle-Ret | New_AC-Ret | New_HtPmp-Ret | Roof_insul-Ret | Wall_insul-Ret | Window_Tint-Ret | Reduce_Cooling_Load-Ret | IndoorLt | Occupancy Sensor | Refrigeration | DayLt & Controls | 2006 Qtr 1: Perimter Lt Control; 2006 Qtr 2: Pool HtPmp; 2006 Qtr 3: DHW HtPmp
|  |  | 9 |  |  |  | Ballast – Dimmable: NR - 11 | California Home Energy Efficiency Rating System (CHEERS) | Core | Annual | Large Boilers (>100 MMBtu/hr Heat Input):Controlled – Flue Gas Recirculation |  | Small_Retail_Store | Package_AC-NC | <65K_AC_Split-NC | <65K_AC_Pckg-NC | <65K_EvapCool-NC | 65K-135K_Air_AC-NC | 65K-135_Wtr_AC-NC | Lighting-NC | Economy_cycle-Ret | Evap_Cooling-Ret | Replace_Chiller-Ret | New_AC-Ret | New_HtPmp-Ret | Roof_insul-Ret | Wall_insul-Ret | Reduce_Cooling_Load-Ret | IndoorLt | Occupancy Sensor | Refrigeration | DayLt & Controls | Perimter Lt Control | 2006 Qtr 1: Pool HtPmp; 2006 Qtr 2: DHW HtPmp
|  |  | 10 |  |  |  | Ballast – Electronic: NR - 11 | Residential Audits 0.72 |  |  | Small Boilers (<100 MMBtu/hr Heat Input):Uncontrolled |  | Large_Retail_Store | Wtr_Cool_Chiller-NC | >135K_Air_AC-NC | >135K_Wtr_AC-NC | Hi_Eff_AC_Mtr-NC | Var_Spd_AC_Mtr-NC | Lighting-NC | Economy_cycle-Ret | Evap_Cooling-Ret | Replace_Chiller-Ret | New_AC-Ret | New_HtPmp-Ret | Roof_insul-Ret | Wall_insul-Ret | Reduce_Cooling_Load-Ret | IndoorLt | Occupancy Sensor | Refrigeration | DayLt & Controls | Perimter Lt Control | Pool HtPmp | 2006 Qtr 1: DHW HtPmp
|  |  | 13 |  |  |  | Fluorescent Fixture – T8: C/I/A - 11 | Refrigerator Recycling 0.35 |  |  | Small Boilers (<100 MMBtu/hr Heat Input):Controlled Low NOx Burner |  | Grocery_Store | Hi_Perf_Glass-NC | Lo_Gain_Wndw-NC | Wtr_Cool_Chiller-NC | 65K-135_Wtr_AC-NC | >135K_Air_AC-NC | >135K_Wtr_AC-NC | Hi_Eff_AC_Mtr-NC | Var_Spd_AC_Mtr-NC | DayLt_Cntrl-NC | Lighting-NC | Refrigeration | DayLt & Controls | Perimter Lt Control | Pool HtPmp | DHW HtPmp | bar: 2006 Qtr 1 to 2008 Qtr 1
|  |  | 14 |  |  |  | Fixture: T8 Lamp & Electronic Ballast: C/I/A - 11 | Freezer Recycling 0.54 |  |  | Small Boilers (<100 MMBtu/hr Heat Input):Controlled – Flue Gas Recirculation |  | Food_Store | New_AC-Ret | New_HtPmp-Ret | Roof_insul-Ret | Wall_insul-Ret | Reduce_Cooling_Load-Ret | Lower_Cond_temp-Ret | IndoorLt | Refrigeration | DayLt & Controls | Perimter Lt Control | Pool HtPmp | DHW HtPmp | bar: 2006 Qtr 1 to 2008 Qtr 1
|  |  | 15 |  |  |  | T8 Fixtures – 17 Watt Lamp, 2ft or 32-watt Lamp, 4ft 11 | Residential Contractor Program 0.89 |  |  | Residential Furnaces (<0.3):Uncontrolled |  | Restaurant | Economy_cycle-Ret | Evap_Cooling-Ret | New_AC-Ret | New_HtPmp-Ret | IndoorLt | Refrigeration | DayLt & Controls | Perimter Lt Control | Pool HtPmp | DHW HtPmp | bar: 2006 Qtr 1 to 2008 Qtr 1
|  |  | 16 |  |  |  | T8 Lamps: C/I/A - 5 | Emerging Technologies 0.83 |  |  |  |  | Fast_Food_Restaurant | Hi_Perf_Glass-NC | Lo_Gain_Wndw-NC | Package_AC-NC | <65K_AC_Split-NC | <65K_AC_Pckg-NC | <65K_EvapCool-NC | 65K-135K_Air_AC-NC | 65K-135_Wtr_AC-NC | DayLt_Cntrl-NC | Lighting-NC | Refrigeration | DayLt & Controls | Perimter Lt Control | Pool HtPmp | DHW HtPmp | bar: 2006 Qtr 1 to 2008 Qtr 1
|  |  | System |  |  |  | High Efficiency Lighting (HID): NR - 16 | All other residential programs 0.80 |  |  |  |  | Sit_Down_Restaurant | Hi_Perf_Glass-NC | Lo_Gain_Wndw-NC | <65K_AC_Split-NC | <65K_AC_Pckg-NC | <65K_EvapCool-NC | 65K-135K_Air_AC-NC | 65K-135_Wtr_AC-NC | >135K_Air_AC-NC | >135K_Wtr_AC-NC | DayLt_Cntrl-NC | Lighting-NC | Refrigeration | DayLt & Controls | Perimter Lt Control | Pool HtPmp | DHW HtPmp | bar: 2006 Qtr 1 to 2008 Qtr 1
[7 empty] | High Output T5 Fixture: NR - 16 |  | Electric Rate | Gas Rate |  |  | Storage_Building | <65K_AC_Split-NC | <65K_AC_Pckg-NC | <65K_EvapCool-NC | >135K_Air_AC-NC | >135K_Wtr_AC-NC | Lighting-NC | Refrigeration | DayLt & Controls | Perimter Lt Control | Pool HtPmp | DHW HtPmp | bar: 2006 Qtr 1 to 2008 Qtr 1
[7 empty] | Indoor or Outdoor Lighting System Modification: NR - 13.5 | Advanced water heating systems 1.00 | System | System |  |  | Refrigerated_Warehouse | New_AC-Ret | New_HtPmp-Ret | IndoorLt | Refrigeration | DayLt & Controls | Perimter Lt Control | Pool HtPmp | DHW HtPmp | bar: 2006 Qtr 1 to 2008 Qtr 1
[7 empty] | Lighting Controls: NR - 16 | Agricultural and Dairy Incentives 0.75 | System | System |  |  | Non-Refrig._Warehouse | New_AC-Ret | New_HtPmp-Ret | Roof_insul-Ret | Wall_insul-Ret | Reduce_Cooling_Load-Ret | IndoorLt | Occupancy Sensor | Refrigeration | DayLt & Controls | Perimter Lt Control | Pool HtPmp | DHW HtPmp | bar: 2006 Qtr 1 to 2008 Qtr 1
[7 empty] | Daylighting Controls; NR - 16 | Coin Laundry and Dry Cleaner Education 0.70 | System | 0 |  |  | Hotel_Motel | Wtr_Cool_Chiller-NC | Package_AC-NC | >135K_Air_AC-NC | >135K_Wtr_AC-NC | Var_Spd_AC_Mtr-NC | Lighting-NC | Replace_Chiller-Ret | New_AC-Ret | New_HtPmp-Ret | Roof_insul-Ret | Wall_insul-Ret | Reduce_Cooling_Load-Ret | IndoorLt | Occupancy Sensor | Refrigeration | DayLt & Controls | Perimter Lt Control | Pool HtPmp | DHW HtPmp | bar: 2006 Qtr 1 to 2008 Qtr 1
[7 empty] | Lighting Power Density: NR - 11 | Commercial and agricultural information, tools, or design assistance services | System |  |  |  | Medical_Clinic | Replace_Chiller-Ret | New_AC-Ret | New_HtPmp-Ret | Roof_insul-Ret | Wall_insul-Ret | IndoorLt | Refrigeration | DayLt & Controls | Perimter Lt Control | Pool HtPmp | DHW HtPmp | bar: 2006 Qtr 1 to 2008 Qtr 1
[7 empty] | Exit Sign – CF Hardware Kit/LED/ Electro-Luminescent: NR - 16 | Comprehensive Space Conditioning 1.00 | System |  |  |  | School | Hi_Perf_Glass-NC | Lo_Gain_Wndw-NC | Wtr_Cool_Chiller-NC | Package_AC-NC | >135K_Air_AC-NC | >135K_Wtr_AC-NC | Hi_Eff_AC_Mtr-NC | Var_Spd_AC_Mtr-NC | DayLt_Cntrl-NC | Lighting-NC | Refrigeration | DayLt & Controls | Perimter Lt Control | Pool HtPmp | DHW HtPmp | bar: 2006 Qtr 1 to 2008 Qtr 1
[7 empty] | Occupancy Sensor: NR - 8 | Lodging Education 0.70 |  |  |  |  | K_thru_12_School | New_AC-Ret | New_HtPmp-Ret | Roof_insul-Ret | Wall_insul-Ret | IndoorLt | Occupancy Sensor | Refrigeration | DayLt & Controls | Perimter Lt Control | Pool HtPmp | DHW HtPmp | bar: 2006 Qtr 1 to 2008 Qtr 1
[7 empty] | Photocell: NR - 8 | Express Efficiency (rebates) 0.96 |  |  |  |  | College_University | Hi_Perf_Glass-NC | Lo_Gain_Wndw-NC | Wtr_Cool_Chiller-NC | 65K-135K_Air_AC-NC | 65K-135_Wtr_AC-NC | >135K_Air_AC-NC | >135K_Wtr_AC-NC | Hi_Eff_AC_Mtr-NC | Var_Spd_AC_Mtr-NC | DayLt_Cntrl-NC | Lighting-NC | Economy_cycle-Ret | Evap_Cooling-Ret | New_AC-Ret | New_HtPmp-Ret | Roof_insul-Ret | Wall_insul-Ret | Reduce_Cooling_Load-Ret | IndoorLt | Refrigeration | 2006 Qtr 1: DayLt & Controls; 2006 Qtr 2: Perimter Lt Control; 2006 Qtr 3: Pool HtPmp; 2006 Qtr 4: DHW HtPmp
[7 empty] | Time Clock – Lighting: NR - 8 | Energy Management Services, including audits (for small and medium customers) |  |  |  |  | Assembly | Hi_Perf_Glass-NC | Lo_Gain_Wndw-NC | Wtr_Cool_Chiller-NC | >135K_Air_AC-NC | >135K_Wtr_AC-NC | Hi_Eff_AC_Mtr-NC | Var_Spd_AC_Mtr-NC | DayLt_Cntrl-NC | Lighting-NC | Refrigeration | DayLt & Controls | Perimter Lt Control | Pool HtPmp | DHW HtPmp | bar: 2006 Qtr 1 to 2008 Qtr 1
[7 empty] | Induction Lamps: NR - 2 | Food Services Equipment Retrofit 1.00 |  |  |  |  | Trans_Comm_Util | Replace_Chiller-Ret | New_AC-Ret | New_HtPmp-Ret | Roof_insul-Ret | Wall_insul-Ret | Reduce_Cooling_Load-Ret | IndoorLt | Occupancy Sensor | Refrigeration | DayLt & Controls | Perimter Lt Control | Pool HtPmp | DHW HtPmp | bar: 2006 Qtr 1 to 2008 Qtr 1
[7 empty] | Induction Fixture: NR - 16 | Industrial Information and Services 0.74 |  |  |  |  | Misc._Commercial | Economy_cycle-Ret | New_AC-Ret | New_HtPmp-Ret | Roof_insul-Ret | Wall_insul-Ret | Reduce_Cooling_Load-Ret | IndoorLt | Outdoor Lt | DayLt & Controls | Perimter Lt Control | Pool HtPmp | DHW HtPmp | Frig Barrier | Refrigeration | Commercial Whole Building | Occupancy Sensor | bar: 2006 Qtr 1 to 2008 Qtr 1
[7 empty] | Delamp/reflectors: C/I - 11 | Large Standard Performance Contract 0.7011 |  |  |  |  | Industrial | Replace_Chiller-Ret | New_AC-Ret | New_HtPmp-Ret | Roof_insul-Ret | Wall_insul-Ret | Reduce_Cooling_Load-Ret | IndoorLt | Industrial | Occupancy Sensor | Refrigeration | DayLt & Controls | Perimter Lt Control | Pool HtPmp | DHW HtPmp | bar: 2006 Qtr 1 to 2008 Qtr 1
[7 empty] | Optical Reflectors- new construction: Ind, NRNC - 12 | All other nonresidential programs 0.80 |  |  |  |  | Agricultural | Replace_Chiller-Ret | New_AC-Ret | New_HtPmp-Ret | Roof_insul-Ret | Wall_insul-Ret | Reduce_Cooling_Load-Ret | IndoorLt | Ag & Water Pumping | Occupancy Sensor | Refrigeration | DayLt & Controls | Perimter Lt Control | Pool HtPmp | DHW HtPmp | bar: 2006 Qtr 1 to 2008 Qtr 1
[7 empty] | Optical Reflectors- retrofit: NR - 10 | New Construction |  |  |  |  | Hospital | Hi_Perf_Glass-NC | Lo_Gain_Wndw-NC | Wtr_Cool_Chiller-NC | >135K_Air_AC-NC | >135K_Wtr_AC-NC | Hi_Eff_AC_Mtr-NC | Var_Spd_AC_Mtr-NC | DayLt_Cntrl-NC | Lighting-NC | Replace_Chiller-Ret | New_AC-Ret | New_HtPmp-Ret | Roof_insul-Ret | Wall_insul-Ret | IndoorLt | Refrigeration | DayLt & Controls | Perimter Lt Control | Pool HtPmp | DHW HtPmp | bar: 2006 Qtr 1 to 2008 Qtr 1
[7 empty] | HID fixture: Interior, >= 176 Watts lamp: Ind - 16 | Industrial and Agricultural Process 0.94
[7 empty] | HID fixture: Interior, 251-400 Watt lamp: Com - 16 | Industrial new construction incentives 0.62
[7 empty] | CFL Fixture: Pin based CFL fixture: Com - 12.0 | Savings by Design 0.8212
[7 empty] | Screw-in CFL: Education - Primary School: NR - 5.6 | All other new construction programs 0.80
Screw-in CFL: Education - Secondary School: NR - 3.5
Screw-in CFL: Education - Community College: NR - 2.1
Screw-in CFL: Education - University: NR - 2.6
Screw-in CFL: Grocery: NR - 1.4
Screw-in CFL: Health/Medical - Hospital: NR - 0.9
Screw-in CFL: Health/Medical - Nursing Home: NR - 0.9
Screw-in CFL: Lodging - Hotel: NR - 0.9
Screw-in CFL: Lodging - Motel: NR - 0.9
Screw-in CFL: Lodging - Guest Rooms: NR - 7.0
Screw-in CFL: Manufacturing - Light Industrial: NR - 2.8
Screw-in CFL: Office - Large: NR - 2.9
Screw-in CFL: Office - Small: NR - 3.2
Screw-in CFL: Restaurant - Sit-Down: NR - 2.3
Screw-in CFL: Restaurant - Fast-Food: NR - 1.3
Screw-in CFL: Retail - 3-Story Large: NR - 1.9
Screw-in CFL: Retail - Single-Story Large: NR - 1.8
Screw-in CFL: Retail - Small: NR - 2.1
Screw-in CFL: Storage - Conditioned: NR - 2.8
Screw-in CFL: Storage - Unconditioned: NR - 2.8
Screw-in CFL: Warehouse - Refrigerated: NR - 3.1
HVAC/Refrigeration – SPC: NR - 16
Chiller – High Efficiency: NR - 20
Chiller – Variable Speed Drive: NR - 20
Water Cooled Chillers: NR - 20
Air Conditioners – High Efficiency: NR - 15
Packaged HVAC Systems: NR - 15
Install HVAC EMS: Com - 14
AC Packaged Terminal Units: NR - 15
Evaporative Coolers: NR - 15
Boiler – High Efficiency: NR - 20
Cooling Towers/Evaporative Condenser: NR - 15
Heat Pump – Split System: NR - 15
Heat Pump with Integrated Water Heating: NR - 10
Ground Source Heat Pump: NR - 15
Reduce Internal Load: NR - 15
Insulation: NR - 20
Insulation Package: NR - 20
Reflective Window Film: NR - 10
Bypass/Delay Timer(lighting): NR - 8
Set-Back Thermostat: NR - 11
Time Clock - HVAC: NR - 10
HVAC/Space Heating/Efficiency (Gas): NR - 18
Nonresidential Gas – AC: NR - 20
Adjustable speed drive, application unknown: Ag - 10
Adjustable speed drive, application unknown: Com - 10
Adjustable Speed Drive: HVAC fan, 50 HP Max: Com - 10
Pump repair: Ag - 11
Injection molding machines: Ind - 15
Plastic extusion equipment: Ind - 15
Process cooling: Ind - 15
Process equipment insulation: Ind - 15
Horizontal Clothes Washer: NR - 10
Efficient Dishwashing: NR - 5
Water Heater Controls: NR - 15
Cooking measures , Assorted: Com - 12
Water Heater – Gas: NR - 15
Domestic Hot Water Boiler (Gas): NR - 20
Auto Closer for Cooler/Freezer: NR - 8
Door Gaskets: NR - 4
Floating Head Pressure: NR - 16
Heatless Door: NR - 16
Humidistat Control for Anti-Sweat Heater: NR - 12
Insulation on Refrigeration Suction Line: NR - 11
Night Covers for Display Cases: NR - 5
PSC Evaporator Motor – Walkin/ Display: NR - 15
Refrigeration Case Doors – Glass/Acrylic: NR - 12
Refrigerator Case with Doors: NR - 12
Refrigerator Condensate Evaporator – Elec/Non Elec: NR - 8
Strip Curtains for Walk-Ins: NR - 4
Ballast: Electronic, for display case: NR - 11
Defrost: NR - 16
FHP & EFF Conditioner: NR - 16
High-efficiency Liquid Suction Heat Exchangers: NR - 16
Night Shields on Refrigerator and Freezer Cases: NR - 5
Walk-in Refrigerator or Freezer: Evaporative Fan Controller: NR - 5
Multiplec Refrigeration Systems/Supermarket Systems: NR - 10
Kiln/Oven/Furnace: NR - 18
Thermal Night Curtains: NR - 5
Custom Measures – SPC: NR - 15
Local Government Partnership: NR - 11
Audits: NR - 3
Plug Load Sensor: NR - 10
Information: NR - 1
High Efficiency Motors: NR - 15
Process Overhaul: NR - 20
System Controls: NR - 15
RESIDENTIAL MEASURES
****************************************************************
T8 Fixtures ; lamp or ballast: Res - 15
Pin based CFL Fixture: Res - 16
CFL: Indoor Screw in: Res - 9.4
CFL: Outdoor Screw in: Res - 7
Torchiere: Res - 9
Air Conditioners with SEER >= 11.0: Res - 18
Central Air Conditioners: Res - 18
Duct Testing: Res NC - 18
High Energy Efficiency Ducts: Res - 18
Whole House Fan: Res - 15
Evaporative Cooler: Res - 15
Glazing - Low E Double / Low Shade Coefficient: Res - 20
Heat Pump - Electric: Res - 15
Insulation - Ceiling / Floor / Walls: Res - 20
A/C with Integrated Water Heating: Res - 10
Programmable Thermostat: Res - 12
Audits: Res - 3
Gas Cooktops: Res - 20
Gas Dryer Stub: Res - 18
Energy-Efficient Furnaces: Res - 18
Refrigerator Recycling: Res - 10
Refrigerator - Energy Efficient; 20% more efficient: Res - 18
Refrigerators: Res - 18
GENERIC USEFUL LIVES:
****************************************************************
0.1
0.2
0.3
0.4
0.5
0.6
0.7
0.8
0.9
1
1.1
1.2
1.3
1.4
1.5
1.6
1.7
1.8
1.9
2
2.1
2.2
2.3
2.4
2.5
2.6
2.7
2.8
2.9
3
3.1
3.2
3.3
3.4
3.5
3.6
3.7
3.8
3.9
4
4.1
4.2
4.3
4.4
4.5
4.6
4.7
4.8
4.9
5
5.1
5.2
5.3
5.4
5.5
5.6
5.7
5.8
5.9
6
6.1
6.2
6.3
6.4
6.5
6.6
6.7
6.8
6.9
7
7.1
7.2
7.3
7.4
7.5
7.6
7.7
7.8
7.9
8
8.1
8.2
8.3
8.4
8.5
8.6
8.7
8.8
8.9
9
9.1
9.2
9.3
9.4
9.5
9.6
9.7
9.8
9.9
10
10.1
10.2
10.3
10.4
10.5
10.6
10.7
10.8
10.9
11
11.1
11.2
11.3
11.4
11.5
11.6
11.7
11.8
11.9
12
12.1
12.2
12.3
12.4
12.5
12.6
12.7
12.8
12.9
13
13.1
13.2
13.3
13.4
13.5
13.6
13.7
13.8
13.9
14
14.1
14.2
14.3
14.4
14.5
14.6
14.7
14.8
14.9
15
15.1
15.2
15.3
15.4
15.5
15.6
15.7
15.8
15.9
16
16.1
16.2
16.3
16.4
16.5
16.6
16.7
16.8
16.9
17
17.1
17.2
17.3
17.4
17.5
17.6
17.7
17.8
17.9
18
19
20