## Export
PROGRAM NAME | SCE Third Party Roll-up E3 Calculator - With Carbon Adder
BUDGET
Administrative Costs
Overhead and G&A | 37498121.7998
Other Administrative Costs | 16255625.8623
Marketing/Outreach | 19366893.4134
Incentives and Rebates
d.i. User Input Incentive | 3033851.37
d.ii. Rebate | 138600710.8581
d.iii. Direct Install Labor | 68053959.3454
d.iv. Direct Install Materials | 62100080.4039
d.v. Upstream payments | 37005710.8354
Activity | 187443680.3881
Installation | 0
Hardware & Materials | 0
Rebate Processing & Inspection | 1179868
EM&V Costs | 40792429.8671
Budget | 611330932.1434
Costs recovered from other sources | 0
Budget (plus other costs) | 611330932.1434
PROGRAM IMPACTS
Program Reductions for Measures installed through 2011
User Entered kW (kW) | 409019.1928
Net Jul-Sept Peak (kW) | 459886.5527
Net Dec-Feb Peak (kW) | 220457.694
Net NCP (kW) | 526552.3363
Net CEC (kW) | 393067.6378
Annual Net kWh | 1811371602.9496
Lifecycle Net kWh | 22368845328.2697
Annual Net Therms | 0
Lifecycle Net Therms | 0
Program Reductions for Measures installed through 2015
User Entered kW (kW) | 424421.0417
Net Jul-Sept Peak (kW) | 475442.4173
Net Dec-Feb Peak (kW) | 225308.3765
Net NCP (kW) | 653280.2401
Net CEC (kW) | 401260.2373
Annual Net kWh | 1849125517.2852
Lifecycle Net kWh | 22846135483.7359
Annual Net Therms | 0
Lifecycle Net Therms | 0
Cost Effectiveness for all measures installed through 2015
TRC
Costs | 998643385.9477
Electric Benefits | 1980514554.8433
Gas Benefits | 0
Net Benefits (NPV) | 981871168.8956
BC Ratio | 1.9832
PAC
Costs | 572245695.5366
Electric Benefits | 1980514554.8433
Gas Benefits | 0
Net Benefits (NPV) | 1408268859.3067
BC Ratio | 3.461
Levelized Cost
Levelized Cost TRC ($/kWh )
Discounted kWh | 13209551889.8324
Cost | 0.07537
Benefits | 0.14993
Benefit-Cost | 0.07456
Levelized Cost PAC ($/kWh)
Discounted kWh | 13209551889.8324
Cost | 0.043321
Benefits | 0.14993
Benefit-Cost | 0.10661
Levelized Cost TRC ($/therm)
Discounted Therms | 0
Cost | #DIV/0!
Benefits | #DIV/0!
Benefit-Cost | #DIV/0!
Levelized Cost PAC ($/therm)
Discounted Therms | 0
Cost | #DIV/0!
Benefits | #DIV/0!
Benefit-Cost | #DIV/0!
Emission Annual Reductions (2009-2011)
Electric Annual CO2 (tons) - 2009 | 273281.4625
2010 | 431592.5005
2011 | 356477.0629
Electric Lifecycle CO2 (tons) - 2009 | 3261039.4662
2010 | 5596605.6347
2011 | 4276012.3252
Electric Annual NOX (tons) - 2009 | 37.3699
2010 | 59.585
2011 | 49.2509
Electric Lifecycle NOX (tons) - 2009 | 446.768
2010 | 774.1968
2011 | 591.0828
Electric Annual SO2 (lbs) - 2009
2010
2011
Electric Lifecycle SO2 (lbs) - 2009
2010
2011
Gas Annual CO2 (tons) - 2009 | 0
2010 | 0
2011 | 0
Gas Lifecycle CO2 (tons) - 2009 | 0
2010 | 0
2011 | 0
Gas Annual NOX (tons) - 2009 | 0
2010 | 0
2011 | 0
Gas Lifecycle NOX (tons) - 2009 | 0
2010 | 0
2011 | 0
Gas Annual SO2 (lbs) - 2009
2010
2011
Gas Lifecycle SO2 (lbs) - 2009
2010
2011
Data below not currently used in Energy Division workbook
Levelized Cost RIM ($/therm)
Discounted Therms | 0
Cost | #DIV/0!
Benefits | #DIV/0!
Benefit-Cost | #DIV/0!
Levelized Cost RIM ($/kWh)
Discounted kWh | 13209551889.8324
Cost | 0.20537
Benefits | 0.14993
Benefit-Cost | #DIV/0!
RIM
Costs | 2712837114.9201
Electric Benefits | 1980514554.8433
Gas Benefits | 0
Net Benefits (NPV) | -732322560.0768
BC Ratio | 0.73005
Impacts for all programs installed through 2015
Net July-Sept Peak (kW)
Clothes Dryer | 0
Clothes Washer | 357.385
Consumer Electronics | 0
Cooking | 0
Dishwasher | 0
Net Dec-Feb Pk (kW)
Clothes Dryer | 0
Clothes Washer | 486.3384
Consumer Electronics | 0
Cooking | 0
Dishwasher | 0
Net CEC (kW)
Clothes Dryer | 0
Clothes Washer | 159.1683
Consumer Electronics | 0
Cooking | 0
Dishwasher | 0
Annual Net kWh
Clothes Dryer | 0
Clothes Washer | 733494.2806
Consumer Electronics | 0
Cooking | 0
Dishwasher | 0
Lifecycle Net kWh
Clothes Dryer | 0
Clothes Washer | 8256724.1946
Consumer Electronics | 0
Cooking | 0
Dishwasher | 0
Annual Net Therms
Clothes Dryer | 0
Clothes Washer | 0
Consumer Electronics | 0
Cooking | 0
Dishwasher | 0
Lifecycle Net Therms
Clothes Dryer | 0
Clothes Washer | 0
Consumer Electronics | 0
Cooking | 0
Dishwasher | 0

## Output by Measure
Southern California Edison
SCE Third Party Roll-up E3 Calculator - With Carbon Adder
SCE | [8 empty] | Levelized Benefits less Costs (TRC) |  |  |  | Levelized Benefits less Costs (PAC) |  |  |  | Benefit Cost Ratios
Net Impacts by Measure | [8 empty] | No Allocated Admin |  | w/ Allocated Admin |  | No Allocated Admin |  | w/ Allocated Admin |  | No Allocated Admin |  | w/ Allocated Admin
| Net Avg Jul-Sep (kW) | Net Dec-Feb Pk (kW) | Net CEC (kW) | Net User Entered kW | Annual kWh adj for Net to gross | Lifecycle kWh (Annual * Measure Life) | Annual Therms | Lifecycle Therms | Electric ($/kWh) | Gas ($/Th) | Electric ($/kWh) | Gas ($/Th) | Electric ($/kWh) | Gas ($/Th) | Electric ($/kWh) | Gas ($/Th) | TRC | PAC | TRC | PAC
Total or Average | 475442.4173 | 225308.3765 | 401260.2373 | 424421.0417 | 1849125517.2852 | 22846135483.7359 | 0 | 0 | 0.097463 | #DIV/0! | 0.07456 | #DIV/0! | 0.12974 | #DIV/0! | 0.10661 | #DIV/0!
RESIDENTIAL | 0 | 0 | 0 | 0 | 0 | 0 | 0 | 0 | 0 | 0 | 0 | 0 | 0 | 0 | 0 | 0 | 0 | 0 | 0 | 0
DEEMED MEASURES | 0 | 0 | 0 | 0 | 0 | 0 | 0 | 0 | 0 | 0 | 0 | 0 | 0 | 0 | 0 | 0 | 0 | 0 | 0 | 0
Appliances | 0 | 0 | 0 | 0 | 0 | 0 | 0 | 0 | 0 | 0 | 0 | 0 | 0 | 0 | 0 | 0 | 0 | 0 | 0 | 0
Laundry & Kitchen | 54.2485 | 73.8226 | 22.9739 | 54.2485 | 105870.5882 | 1164576.4701 | 0 | 0 | -1.5568 | 0 | -1.5792 | 0 | 0.042166 | 0 | 0.019568 | 0 | 0.085994 | 1.4043 | 0.084879 | 1.1542
Refrigerators | 7.4335 | 4.2259 | 8.5105 | 7.9199 | 39218.7548 | 549062.5671 | 0 | 0 | 0.054999 | 0 | 0.034916 | 0 | 0.098609 | 0 | 0.078325 | 0 | 1.7192 | 4.0009 | 1.3616 | 2.4738
Appliances Recycling | 0 | 0 | 0 | 0 | 0 | 0 | 0 | 0 | 0 | 0 | 0 | 0 | 0 | 0 | 0 | 0 | 0 | 0 | 0 | 0
Refrigerators/Freezers | 57662.7538 | 32584.1744 | 65992.8335 | 46864.8 | 304114440 | 3041144400 | 0 | 0 | 0.11671 | 0 | 0.096891 | 0 | 0.11671 | 0 | 0.096692 | 0 | 9.945 | 9.945 | 3.9477 | 3.924
Room A/C | 0 | 0 | 0 | 0 | 0 | 0 | 0 | 0 | 0 | 0 | 0 | 0 | 0 | 0 | 0 | 0 | 0 | 0 | 0 | 0
Other | 0 | 0 | 0 | 0 | 0 | 0 | 0 | 0 | 0 | 0 | 0 | 0 | 0 | 0 | 0 | 0 | 0 | 0 | 0 | 0
Residential Audits | 2865.5214 | 2859.1053 | 4514.6308 | 7582.5 | 20804750 | 62414250 | 0 | 0 | 0.044608 | 0 | 0.024369 | 0 | 0.13249 | 0 | 0.11205 | 0 | 1.5076 | 0 | 1.2254 | 6.4814
Consumer Electronics | 0 | 0 | 0 | 0 | 0 | 0 | 0 | 0 | 0 | 0 | 0 | 0 | 0 | 0 | 0 | 0 | 0 | 0 | 0 | 0
Entertainment | 0 | 0 | 0 | 0 | 0 | 0 | 0 | 0 | 0 | 0 | 0 | 0 | 0 | 0 | 0 | 0 | 0 | 0 | 0 | 0
Home Office | 0 | 0 | 0 | 0 | 0 | 0 | 0 | 0 | 0 | 0 | 0 | 0 | 0 | 0 | 0 | 0 | 0 | 0 | 0 | 0
Other | 0 | 0 | 0 | 0 | 0 | 0 | 0 | 0 | 0 | 0 | 0 | 0 | 0 | 0 | 0 | 0 | 0 | 0 | 0 | 0
Water Heating | 0 | 0 | 0 | 0 | 0 | 0 | 0 | 0 | 0 | 0 | 0 | 0 | 0 | 0 | 0 | 0 | 0 | 0 | 0 | 0
Efficiency | 0 | 0 | 0 | 0 | 0 | 0 | 0 | 0 | 0 | 0 | 0 | 0 | 0 | 0 | 0 | 0 | 0 | 0 | 0 | 0
Use Reduction | 106.2486 | 181.0715 | 104.7997 | 106.2486 | 482948.0452 | 4829480.4522 | 0 | 0 | 0.11921 | 0 | 0.10008 | 0 | 0.11921 | 0 | 0.099885 | 0 | 20.7807 | 20.7807 | 4.9781 | 4.9405
Pool Pump | 0 | 0 | 0 | 0 | 0 | 0 | 0 | 0 | 0 | 0 | 0 | 0 | 0 | 0 | 0 | 0 | 0 | 0 | 0 | 0
Residential Other | 0 | 0 | 0 | 0 | 0 | 0 | 0 | 0 | 0 | 0 | 0 | 0 | 0 | 0 | 0 | 0 | 0 | 0 | 0 | 0
HVAC | 0 | 0 | 0 | 0 | 0 | 0 | 0 | 0 | 0 | 0 | 0 | 0 | 0 | 0 | 0 | 0 | 0 | 0 | 0 | 0
New Room AC | 0 | 0 | 0 | 0 | 0 | 0 | 0 | 0 | 0 | 0 | 0 | 0 | 0 | 0 | 0 | 0 | 0 | 0 | 0 | 0
New Package, Split System AC, etc. | 583.2668 | 4.6141 | 157.2165 | 560 | 724500 | 10867500 | 0 | 0 | 0.074411 | 0 | 0.04539 | 0 | 0.11294 | 0 | 0.083624 | 0 | 1.6438 | 2.4657 | 1.3139 | 1.7862
Repair & Maintenance | 25735.6204 | 829.5003 | 7290.6062 | 33005.5589 | 33597263.6189 | 251979477.1419 | 0 | 0 | 0.16126 | 0 | 0.13128 | 0 | 0.14944 | 0 | 0.11916 | 0 | 5.609 | 4.1925 | 3.0208 | 2.5458
HVAC Ducts | 2758.9805 | 112.2717 | 782.8526 | 3681.1322 | 3607615.5 | 64937079 | 0 | 0 | 0.15333 | 0 | 0.12368 | 0 | 0.15372 | 0 | 0.12378 | 0 | 4.7653 | 4.8114 | 2.7578 | 2.7615
HVAC Envelope | 3.5224 | 0.32054 | 0.97839 | 3.5224 | 4508.7288 | 90174.576 | 0 | 0 | -0.24615 | 0 | -0.27463 | 0 | -0.2568 | 0 | -0.28557 | 0 | 0.43098 | 0.42062 | 0.40436 | 0.39499
HVAC Install - Operation | 0 | 0 | 0 | 0 | 0 | 0 | 0 | 0 | 0 | 0 | 0 | 0 | 0 | 0 | 0 | 0 | 0 | 0 | 0 | 0
HVAC Controls | 0 | 0 | 0 | 0 | 0 | 0 | 0 | 0 | 0 | 0 | 0 | 0 | 0 | 0 | 0 | 0 | 0 | 0 | 0 | 0
New Evap Coolers & Whole House Fans | 0 | 0 | 0 | 0 | 0 | 0 | 0 | 0 | 0 | 0 | 0 | 0 | 0 | 0 | 0 | 0 | 0 | 0 | 0 | 0
Lighting | 0 | 0 | 0 | 0 | 0 | 0 | 0 | 0 | 0 | 0 | 0 | 0 | 0 | 0 | 0 | 0 | 0 | 0 | 0 | 0
Screw-in CFL Interior (Downstream) | 8.4507 | 8.4318 | 13.3141 | 11.0121 | 61355.2897 | 386538.3252 | 0 | 0 | 0.12678 | 0 | 0.10659 | 0 | 0.04051 | 0 | 0.020119 | 0 | 24.5691 | 1.442 | 5.1691 | 1.1796
Screw-in CFL Interior (Upstream - Traditional) | 0 | 0 | 0 | 0 | 0 | 0 | 0 | 0 | 0 | 0 | 0 | 0 | 0 | 0 | 0 | 0 | 0 | 0 | 0 | 0
Screw-in CFL Interior (Upstream - Specialty) | 0 | 0 | 0 | 0 | 0 | 0 | 0 | 0 | 0 | 0 | 0 | 0 | 0 | 0 | 0 | 0 | 0 | 0 | 0 | 0
Screw-in CFL Interior (Direct Install) | 2049.4503 | 2044.8614 | 3228.9102 | 2490.9665 | 14879770.3643 | 93742553.2951 | 0 | 0 | 0.1093 | 0 | 0.089116 | 0 | 0.1093 | 0 | 0.088913 | 0 | 5.7862 | 5.7862 | 3.0714 | 3.057
Screw-in CFL Interior (Midstream) | 0 | 0 | 0 | 0 | 0 | 0 | 0 | 0 | 0 | 0 | 0 | 0 | 0 | 0 | 0 | 0 | 0 | 0 | 0 | 0
Screw-in CFL Interior (Giveaway) | 560.3651 | 559.1103 | 882.8555 | 691.2266 | 4068458.4623 | 25631288.3125 | 0 | 0 | 0.11487 | 0 | 0.094682 | 0 | 0.11561 | 0 | 0.095224 | 0 | 7.6517 | 7.9962 | 3.528 | 3.5798
CFL Fixture Interior (Midstream) | 0 | 0 | 0 | 0 | 0 | 0 | 0 | 0 | 0 | 0 | 0 | 0 | 0 | 0 | 0 | 0 | 0 | 0 | 0 | 0
CFL Fixture Interior (Upstream) | 0 | 0 | 0 | 0 | 0 | 0 | 0 | 0 | 0 | 0 | 0 | 0 | 0 | 0 | 0 | 0 | 0 | 0 | 0 | 0
CFL Fixture Interior (Direct Install) | 276.4588 | 275.8398 | 435.561 | 359.0512 | 2007193.5 | 31111499.25 | 0 | 0 | 0.057772 | 0 | 0.0371 | 0 | 0.057772 | 0 | 0.036893 | 0 | 1.7449 | 1.7449 | 1.3777 | 1.3748
CFL Fixture Interior (Giveaway) | 1469.9669 | 1466.6755 | 2315.9337 | 919.0757 | 10672505.5784 | 170760089.255 | 0 | 0 | 0.10259 | 0 | 0.081832 | 0 | 0.10259 | 0 | 0.081624 | 0 | 4.0816 | 4.0816 | 2.5141 | 2.5045
CFL Exterior | 0 | 0 | 301.5377 | 0 | 1389574.5 | 3057063.9 | 0 | 0 | 0.085939 | 0 | 0.070526 | 0 | 0.085939 | 0 | 0.070372 | 0 | 6.7443 | 6.7443 | 3.3219 | 3.3051
CFL Fixture Exterior (Midstream) | 0 | 0 | 0 | 0 | 0 | 0 | 0 | 0 | 0 | 0 | 0 | 0 | 0 | 0 | 0 | 0 | 0 | 0 | 0 | 0
CFL Fixture Exterior (Upstream) | 0 | 0 | 0 | 0 | 0 | 0 | 0 | 0 | 0 | 0 | 0 | 0 | 0 | 0 | 0 | 0 | 0 | 0 | 0 | 0
CFL Fixture Exterior (Direct Install) | 0 | 0 | 1174.5218 | 0 | 5412543 | 86600688 | 0 | 0 | 0.082992 | 0 | 0.067382 | 0 | 0.082992 | 0 | 0.067225 | 0 | 5.3228 | 5.3228 | 2.9358 | 2.9226
LED Interior | 510.9798 | 509.8356 | 805.049 | 0 | 3709903.0105 | 29679224.0843 | 0 | 0 | 0.11427 | 0 | 0.094121 | 0 | 0.11427 | 0 | 0.093919 | 0 | 7.4839 | 7.4839 | 3.4919 | 3.4733
Interior Controls | 524.9112 | 523.7358 | 826.9978 | 519 | 3811050 | 30488400 | 0 | 0 | 0.10045 | 0 | 0.080306 | 0 | 0.10045 | 0 | 0.080104 | 0 | 4.1951 | 4.1951 | 2.5567 | 2.5467
Interior Exit Signs | 32.6892 | 32.616 | 51.5019 | 33.0288 | 237336 | 3797376 | 0 | 0 | 0.12106 | 0 | 0.10034 | 0 | 0.12106 | 0 | 0.10013 | 0 | 9.2874 | 9.2874 | 3.8398 | 3.8174
Linear Flourescents Interior | 62.6469 | 62.5066 | 98.7002 | 57.33 | 454839.45 | 5185169.73 | 0 | 0 | 0.055179 | 0 | 0.034888 | 0 | 0.055179 | 0 | 0.034684 | 0 | 1.7106 | 1.7106 | 1.3562 | 1.3534
Linear Flourescents (parking structures) Exterior | 0 | 0 | 0 | 0 | 0 | 0 | 0 | 0 | 0 | 0 | 0 | 0 | 0 | 0 | 0 | 0 | 0 | 0 | 0 | 0
Other Interior Lighting | 0 | 0 | 0 | 0 | 0 | 0 | 0 | 0 | 0 | 0 | 0 | 0 | 0 | 0 | 0 | 0 | 0 | 0 | 0 | 0
Other Exterior Lighting | 0 | 0 | 106.6918 | 0 | 491667.4191 | 7866678.7054 | 0 | 0 | 0.072238 | 0 | 0.056609 | 0 | 0.072238 | 0 | 0.056452 | 0 | 3.4016 | 3.4016 | 2.2385 | 2.2308
Refrigeration | 0 | 0 | 170.0086 | 0 | 783450 | 3917250 | 0 | 0 | 0.077708 | 0 | 0.059902 | 0 | 0.077708 | 0 | 0.059724 | 0 | 3.0001 | 3.0001 | 2.0573 | 2.0508
CUSTOMIZED MEASURES | 0 | 0 | 0 | 0 | 0 | 0 | 0 | 0 | 0 | 0 | 0 | 0 | 0 | 0 | 0 | 0 | 0 | 0 | 0 | 0
HVAC Equipment | 0 | 0 | 0 | 0 | 0 | 0 | 0 | 0 | 0 | 0 | 0 | 0 | 0 | 0 | 0 | 0 | 0 | 0 | 0 | 0
HVAC Envelope | 2012.45 | 183.1329 | 439.6777 | 2012.45 | 2026164.7206 | 30392470.8094 | 0 | 0 | 0.040164 | 0 | 0.010643 | 0 | 0.10027 | 0 | 0.070452 | 0 | 1.2623 | 2.0783 | 1.0583 | 1.5737
Interior Lighting | 67.9337 | 67.7816 | 107.0296 | 62.7119 | 493224.1123 | 3107311.9076 | 0 | 0 | 0.10755 | 0 | 0.087336 | 0 | -0.03226 | 0 | -0.052677 | 0 | 5.3409 | 0.80399 | 2.9412 | 0.71527
Exterior Lighting | 0 | 0 | 0 | 0 | 0 | 0 | 0 | 0 | 0 | 0 | 0 | 0 | 0 | 0 | 0 | 0 | 0 | 0 | 0 | 0
Whole Building | 14946.9781 | 1360.175 | 3474.7148 | 14946.9781 | 16012510.699 | 240187660.4854 | 0 | 0 | -0.13352 | 0 | -0.16354 | 0 | 0.085769 | 0 | 0.05545 | 0 | 0.59543 | 1.7745 | 0.54578 | 1.3931
Other | 303.1365 | 412.5157 | 136.1943 | 303.1365 | 627623.6924 | 7092147.7245 | 0 | 0 | -0.82931 | 0 | -0.85197 | 0 | 0.040138 | 0 | 0.01725 | 0 | 0.15174 | 1.3709 | 0.1483 | 1.1316
NONRESIDENTIAL | 0 | 0 | 0 | 0 | 0 | 0 | 0 | 0 | 0 | 0 | 0 | 0 | 0 | 0 | 0 | 0 | 0 | 0 | 0 | 0
DEEMED MEASURES | 0 | 0 | 0 | 0 | 0 | 0 | 0 | 0 | 0 | 0 | 0 | 0 | 0 | 0 | 0 | 0 | 0 | 0 | 0 | 0
Nonresidential Audits | 0 | 0 | 0 | 0 | 0 | 0 | 0 | 0 | 0 | 0 | 0 | 0 | 0 | 0 | 0 | 0 | 0 | 0 | 0 | 0
Food Service | 42 | 41.404 | 46.7787 | 42 | 215570 | 2586840 | 0 | 0 | -0.13952 | 0 | -0.15917 | 0 | 0.10895 | 0 | 0.089102 | 0 | 0.47966 | 6.539 | 0.44691 | 3.255
Laundry General | 0 | 0 | 0 | 0 | 0 | 0 | 0 | 0 | 0 | 0 | 0 | 0 | 0 | 0 | 0 | 0 | 0 | 0 | 0 | 0
Agricultural | 0 | 0 | 0 | 0 | 0 | 0 | 0 | 0 | 0 | 0 | 0 | 0 | 0 | 0 | 0 | 0 | 0 | 0 | 0 | 0
Greenhouse | 0 | 0 | 0 | 0 | 0 | 0 | 0 | 0 | 0 | 0 | 0 | 0 | 0 | 0 | 0 | 0 | 0 | 0 | 0 | 0
Process | 0 | 0 | 0 | 0 | 0 | 0 | 0 | 0 | 0 | 0 | 0 | 0 | 0 | 0 | 0 | 0 | 0 | 0 | 0 | 0
Pumping | 0 | 0 | 0 | 0 | 0 | 0 | 0 | 0 | 0 | 0 | 0 | 0 | 0 | 0 | 0 | 0 | 0 | 0 | 0 | 0
Municipal Water | 0 | 0 | 0 | 0 | 0 | 0 | 0 | 0 | 0 | 0 | 0 | 0 | 0 | 0 | 0 | 0 | 0 | 0 | 0 | 0
Process | 0 | 0 | 0 | 0 | 0 | 0 | 0 | 0 | 0 | 0 | 0 | 0 | 0 | 0 | 0 | 0 | 0 | 0 | 0 | 0
Pumping | 0 | 0 | 0 | 0 | 0 | 0 | 0 | 0 | 0 | 0 | 0 | 0 | 0 | 0 | 0 | 0 | 0 | 0 | 0 | 0
Refrigeration | 0 | 0 | 0 | 0 | 0 | 0 | 0 | 0 | 0 | 0 | 0 | 0 | 0 | 0 | 0 | 0 | 0 | 0 | 0 | 0
Casework | -743.9748 | -691.8965 | 8.0934 | -743.9748 | 37296.9254 | 186484.627 | 0 | 0 | -0.90185 | 0 | -0.78716 | 0 | -0.78622 | 0 | -0.67038 | 0 | -4.9696 | -21.1811 | -20.6323 | 9.3391
Compressors | 0 | 0 | 0 | 0 | 0 | 0 | 0 | 0 | 0 | 0 | 0 | 0 | 0 | 0 | 0 | 0 | 0 | 0 | 0 | 0
Condenser | 0 | 0 | 0 | 0 | 0 | 0 | 0 | 0 | 0 | 0 | 0 | 0 | 0 | 0 | 0 | 0 | 0 | 0 | 0 | 0
Controls & VSDs | 450.3852 | 418.8583 | 6948.3993 | 450.3852 | 32020273.3154 | 333010842.4798 | 0 | 0 | 0.10207 | 0 | 0.083525 | 0 | 0.10307 | 0 | 0.084335 | 0 | 6.2745 | 6.6149 | 3.2038 | 3.2737
Dist to others | 391.5205 | 364.114 | 1022.8731 | 391.5205 | 4713700.8053 | 28282204.8319 | 0 | 0 | 0.10264 | 0 | 0.083576 | 0 | 0.10264 | 0 | 0.083384 | 0 | 5.6269 | 5.6269 | 3.0259 | 3.012
Nonresidential Other (Downstream) | 0 | 0 | 0 | 0 | 0 | 0 | 0 | 0 | 0 | 0 | 0 | 0 | 0 | 0 | 0 | 0 | 0 | 0 | 0 | 0
Nonresidential Other (Upstream) | 0 | 0 | 0 | 0 | 0 | 0 | 0 | 0 | 0 | 0 | 0 | 0 | 0 | 0 | 0 | 0 | 0 | 0 | 0 | 0
Nonresidential Other (Direct Install) | 1357.2656 | 1357.2656 | 807.6718 | 1357.2656 | 3721989.84 | 37219898.4 | 0 | 0 | 0.14386 | 0 | 0.12088 | 0 | 0.14386 | 0 | 0.12065 | 0 | 22.7408 | 22.7408 | 5.0831 | 5.0438
Nonresidential Other (Pump Tests) | 0 | 0 | 0 | 0 | 0 | 0 | 0 | 0 | 0 | 0 | 0 | 0 | 0 | 0 | 0 | 0 | 0 | 0 | 0 | 0
HVAC | 0 | 0 | 0 | 0 | 0 | 0 | 0 | 0 | 0 | 0 | 0 | 0 | 0 | 0 | 0 | 0 | 0 | 0 | 0 | 0
Commissioning | 0 | 0 | 0 | 0 | 0 | 0 | 0 | 0 | 0 | 0 | 0 | 0 | 0 | 0 | 0 | 0 | 0 | 0 | 0 | 0
Retrocommissioing | 0 | 0 | 477.3197 | 0 | 2199630 | 17597040 | 0 | 0 | 0.11094 | 0 | 0.088307 | 0 | 0.13697 | 0 | 0.11411 | 0 | 3.9805 | 13.2372 | 2.4754 | 4.351
New AC Equipment: packaged, split, etc. (Downstream) | 117089.1642 | 21701.7857 | 60154.9229 | 48457.9589 | 277211626.4248 | 4851203462.4333 | 0 | 0 | 0.075575 | 0 | 0.048621 | 0 | 0.1637 | 0 | 0.13648 | 0 | 1.7492 | 13.8449 | 1.3804 | 4.4147
New AC Equipment: packaged, split, etc. (Upstream) | 2615.7717 | 484.8179 | 1343.8609 | 6675.84 | 6192907.2 | 92893608 | 0 | 0 | 0.076034 | 0 | 0.049501 | 0 | 0.11356 | 0 | 0.086759 | 0 | 1.7785 | 2.8883 | 1.3986 | 1.998
New AC Equipment: packaged, split, etc. (Direct Install) | 1672.9714 | 310.0754 | 859.4943 | 1742.5499 | 3960803.1268 | 59412046.9014 | 0 | 0 | 0.14642 | 0 | 0.11991 | 0 | 0.14642 | 0 | 0.11964 | 0 | 6.3938 | 6.3938 | 3.2346 | 3.2186
Chillers | 23357.0002 | 4106.5161 | 13849.5955 | 29142.6311 | 63823020.5627 | 1276460411.2547 | 0 | 0 | 0.10081 | 0 | 0.07461 | 0 | 0.16077 | 0 | 0.13431 | 0 | 2.4261 | 15.9954 | 1.7701 | 4.6124
Controls & VSDs | 4521.9413 | 2807.3268 | 3906.961 | 4521.9413 | 18004428.426 | 214252698.2694 | 0 | 0 | 0.12791 | 0 | 0.10329 | 0 | 0.14213 | 0 | 0.11726 | 0 | 4.8442 | 8.4618 | 2.7841 | 3.6702
Cooling Towers | 0 | 0 | 0 | 0 | 0 | 0 | 0 | 0 | 0 | 0 | 0 | 0 | 0 | 0 | 0 | 0 | 0 | 0 | 0 | 0
RCA (Direct Install) | 4877.2721 | 99.6263 | 1627.2311 | 5954.0998 | 7498760.8894 | 74987608.8938 | 0 | 0 | 0.051207 | 0 | 0.021726 | 0 | 0.051207 | 0 | 0.02143 | 0 | 1.3612 | 1.3612 | 1.1269 | 1.1249
RCA (Midstream) | 11479.7578 | 234.493 | 3830.0547 | 13466.7782 | 17650021.867 | 176500218.6702 | 0 | 0 | 0.13107 | 0 | 0.10155 | 0 | 0.14442 | 0 | 0.11461 | 0 | 3.1078 | 3.9578 | 2.1074 | 2.4573
Fans | 313.96 | 194.9137 | 580.5488 | 313.96 | 2675340 | 40130100 | 0 | 0 | 0.13829 | 0 | 0.11424 | 0 | 0.14892 | 0 | 0.12463 | 0 | 8.2252 | 18.5068 | 3.6452 | 4.8002
Ducts | 0 | 0 | 0 | 0 | 0 | 0 | 0 | 0 | 0 | 0 | 0 | 0 | 0 | 0 | 0 | 0 | 0 | 0 | 0 | 0
Other Ventilation | 0 | 0 | 0 | 0 | 0 | 0 | 0 | 0 | 0 | 0 | 0 | 0 | 0 | 0 | 0 | 0 | 0 | 0 | 0 | 0
Economizers | 93.5812 | 58.0974 | 1148.9715 | 93.5812 | 5294799.4354 | 27003477.1203 | 0 | 0 | 0.10376 | 0 | 0.080839 | 0 | 0.12205 | 0 | 0.098897 | 0 | 3.2405 | 5.3551 | 2.1675 | 2.9323
Envelope (Downsteam) | 1248.8087 | 775.2896 | 607.0165 | 1248.8087 | 2797310.9927 | 27973109.927 | 0 | 0 | 0.10195 | 0 | 0.076054 | 0 | 0.15531 | 0 | 0.12916 | 0 | 2.5086 | 11.9251 | 1.8136 | 4.1991
Envelope (Direct Install) | 7013.2929 | 4354.0161 | 5474.4526 | 7013.2929 | 25227892.3071 | 252278923.0714 | 0 | 0 | 0.13581 | 0 | 0.11112 | 0 | 0.13581 | 0 | 0.11087 | 0 | 6.2553 | 6.2553 | 3.1988 | 3.1832
HVAC Other (Downstream) | 518.1957 | 321.708 | 977.6733 | 518.1957 | 4505407.1127 | 36944338.3241 | 0 | 0 | 0.011033 | 0 | -0.0124 | 0 | 0.13453 | 0 | 0.11086 | 0 | 1.0775 | 8.1299 | 0.92521 | 3.6063
HVAC Other (Direct Install) | 7269.1236 | 4512.8418 | 1300.4514 | 7269.1236 | 5992863.6318 | 16780018.1691 | 0 | 0 | 0.0080731 | 0 | -0.022282 | 0 | 0.0080731 | 0 | -0.022586 | 0 | 1.0423 | 1.0423 | 0.89918 | 0.89794
HVAC Other (Midstream) | 23968.5486 | 14880.235 | 6556.7834 | 23968.5486 | 30215591.4886 | 90646774.4658 | 0 | 0 | 0.10115 | 0 | 0.073332 | 0 | 0.1406 | 0 | 0.1125 | 0 | 2.2495 | 4.3878 | 1.6742 | 2.6165
Lighting | 0 | 0 | 0 | 0 | 0 | 0 | 0 | 0 | 0 | 0 | 0 | 0 | 0 | 0 | 0 | 0 | 0 | 0 | 0 | 0
Screw-in CFL Interior (Downstream) | 493.8759 | 415.3862 | 596.774 | 652.4206 | 2750110.5541 | 19250773.879 | 0 | 0 | 0.12887 | 0 | 0.10781 | 0 | 0.13107 | 0 | 0.1098 | 0 | 15.2728 | 20.2007 | 4.5823 | 4.907
Screw-in CFL Interior (Upstream - Traditional) | 0 | 0 | 0 | 0 | 0 | 0 | 0 | 0 | 0 | 0 | 0 | 0 | 0 | 0 | 0 | 0 | 0 | 0 | 0 | 0
Screw-in CFL Interior (Upstream - Specialty) | 0 | 0 | 0 | 0 | 0 | 0 | 0 | 0 | 0 | 0 | 0 | 0 | 0 | 0 | 0 | 0 | 0 | 0 | 0 | 0
Screw-in CFL Interior (Direct Install) | 6624.8377 | 5571.9787 | 8005.1095 | 6827.9724 | 36889905.741 | 99602745.5007 | 0 | 0 | 0.11606 | 0 | 0.094944 | 0 | 0.11599 | 0 | 0.094659 | 0 | 6.2296 | 6.2091 | 3.192 | 3.1712
CFL Fixture Interior | 112.8256 | 94.8947 | 136.3326 | 151.632 | 628260.9729 | 7350653.3835 | 0 | 0 | 0.12378 | 0 | 0.10246 | 0 | 0.13305 | 0 | 0.11152 | 0 | 8.8465 | 21.4772 | 3.7623 | 4.9789
Interior Exit Signs | 1142.0063 | 958.7594 | 1211.7106 | 770.7968 | 5583919.8023 | 89342716.8367 | 0 | 0 | 0.12687 | 0 | 0.10413 | 0 | 0.12832 | 0 | 0.10534 | 0 | 6.7588 | 7.2332 | 3.3254 | 3.4183
Linear Flourescents Interior (Downstream) | 12746.7883 | 10701.4322 | 13524.8108 | 17277.7577 | 62326316.9392 | 741683171.5765 | 0 | 0 | 0.091453 | 0 | 0.069153 | 0 | 0.13828 | 0 | 0.11576 | 0 | 2.6773 | 18.9662 | 1.9002 | 4.8306
Linear Flourescents Interior (Direct Install) | 44280.8948 | 37175.56 | 46983.6565 | 41359.5886 | 216514546.2604 | 2403311463.4904 | 0 | 0 | 0.10398 | 0 | 0.081761 | 0 | 0.10398 | 0 | 0.081538 | 0 | 3.506 | 3.506 | 2.2832 | 2.2753
HID Interior | 0.24727 | 0.20759 | 0.26236 | 0.33382 | 1209.036 | 18135.54 | 0 | 0 | 0.12983 | 0 | 0.10722 | 0 | 0.14449 | 0 | 0.12166 | 0 | 8.1405 | 42.0745 | 3.6285 | 5.6162
LED Interior | 178.8025 | 150.1117 | 189.716 | 154.6282 | 874267.3152 | 13988277.0425 | 0 | 0 | 0.12809 | 0 | 0.10534 | 0 | 0.12809 | 0 | 0.10512 | 0 | 7.1563 | 7.1563 | 3.4189 | 3.4011
Interior Controls (Downstream) | 2539.3265 | 2131.8649 | 2694.3188 | 3051.2463 | 12416215.5353 | 101812967.3897 | 0 | 0 | 0.081868 | 0 | 0.059806 | 0 | 0.13628 | 0 | 0.114 | 0 | 2.3087 | 17.7381 | 1.7068 | 4.7469
Interior Controls (Direct Install) | 370.2288 | 310.8217 | 392.8264 | 1491.9725 | 1810259.9273 | 14482079.4185 | 0 | 0 | 0.087784 | 0 | 0.065716 | 0 | 0.087784 | 0 | 0.065495 | 0 | 2.5487 | 2.5487 | 1.8345 | 1.8293
Interior Day Lighting | 0 | 0 | 0 | 0 | 0 | 0 | 0 | 0 | 0 | 0 | 0 | 0 | 0 | 0 | 0 | 0 | 0 | 0 | 0 | 0
Other Interior Lighting | 519.5421 | 436.1761 | 551.2532 | 496.7798 | 2540337.4973 | 27943712.4703 | 0 | 0 | 0.1131 | 0 | 0.090882 | 0 | 0.13775 | 0 | 0.11531 | 0 | 4.4941 | 18.8327 | 2.6647 | 4.8219
CFL Lamp Exterior | 0 | 0 | 0 | 0 | 0 | 0 | 0 | 0 | 0 | 0 | 0 | 0 | 0 | 0 | 0 | 0 | 0 | 0 | 0 | 0
CFL Fixture Exterior | 0 | 0 | 0 | 0 | 0 | 0 | 0 | 0 | 0 | 0 | 0 | 0 | 0 | 0 | 0 | 0 | 0 | 0 | 0 | 0
Other Exterior Lighting | 0 | 0.561 | 54.0001 | 0.561 | 248848.6 | 3359456.1 | 0 | 0 | 0.078581 | 0 | 0.063108 | 0 | 0.094082 | 0 | 0.078454 | 0 | 4.4598 | 14.0455 | 2.6526 | 4.4349
Process | 0 | 0 | 0 | 0 | 0 | 0 | 0 | 0 | 0 | 0 | 0 | 0 | 0 | 0 | 0 | 0 | 0 | 0 | 0 | 0
Compressed Air | 1100.9678 | 1114.8373 | 3607.8935 | 1100.9678 | 16626237.536 | 249393563.0403 | 0 | 0 | 0.086655 | 0 | 0.068255 | 0 | 0.11194 | 0 | 0.09336 | 0 | 3.5641 | 14.1599 | 2.3077 | 4.4462
Controls | 0 | 0 | 0 | 0 | 0 | 0 | 0 | 0 | 0 | 0 | 0 | 0 | 0 | 0 | 0 | 0 | 0 | 0 | 0 | 0
VSD | 3075 | 3113.7373 | 5175.6073 | 3075 | 23850725 | 238507250 | 0 | 0 | 0.10676 | 0 | 0.088281 | 0 | 0.11009 | 0 | 0.091419 | 0 | 8.502 | 11.0916 | 3.6986 | 4.0909
Oil Well Pump-Off Controllers | 0 | 0 | 0 | 0 | 0 | 0 | 0 | 0 | 0 | 0 | 0 | 0 | 0 | 0 | 0 | 0 | 0 | 0 | 0 | 0
Custom | 2495.1437 | 2526.5763 | 4327.1507 | 2495.1437 | 19940786.7144 | 356940082.1874 | 0 | 0 | 0.10208 | 0 | 0.082954 | 0 | 0.11744 | 0 | 0.098119 | 0 | 5.4142 | 16.1176 | 2.9633 | 4.6225
Cooling & Motors | 90.3454 | 56.0886 | 167.4703 | 90.3454 | 771752.6874 | 11576290.3113 | 0 | 0 | 0.10591 | 0 | 0.08186 | 0 | 0.1489 | 0 | 0.12462 | 0 | 3.0562 | 18.5049 | 2.0835 | 4.8001
Pumps & Vacuum | 1244.9644 | 1260.6478 | 2302.1797 | 1244.9644 | 10609123.0372 | 159136845.5577 | 0 | 0 | 0.10404 | 0 | 0.085221 | 0 | 0.11467 | 0 | 0.095665 | 0 | 6.4357 | 14.4804 | 3.2453 | 4.4773
Water Heating | 0 | 0 | 0 | 0 | 0 | 0 | 0 | 0 | 0 | 0 | 0 | 0 | 0 | 0 | 0 | 0 | 0 | 0 | 0 | 0
Efficiency | 220.2 | 220.2 | 133.7757 | 220.2 | 616478 | 6164780 | 0 | 0 | -0.17335 | 0 | -0.19554 | 0 | 0.13431 | 0 | 0.11191 | 0 | 0.45585 | 13.3125 | 0.42617 | 4.3591
Use Reduction | 0 | 0 | 0 | 0 | 0 | 0 | 0 | 0 | 0 | 0 | 0 | 0 | 0 | 0 | 0 | 0 | 0 | 0 | 0 | 0
CUSTOMIZED MEASURES | 0 | 0 | 0 | 0 | 0 | 0 | 0 | 0 | 0 | 0 | 0 | 0 | 0 | 0 | 0 | 0 | 0 | 0 | 0 | 0
HVAC | 0 | 0 | 0 | 0 | 0 | 0 | 0 | 0 | 0 | 0 | 0 | 0 | 0 | 0 | 0 | 0 | 0 | 0 | 0 | 0
Chillers | 10573.6872 | 1859.0151 | 6269.696 | 11538.7963 | 28892608.1448 | 557627337.1938 | 0 | 0 | 0.13284 | 0 | 0.1068 | 0 | 0.15775 | 0 | 0.13145 | 0 | 4.5311 | 13.411 | 2.6777 | 4.3696
Controls & VSDs | 1213.6328 | 753.4516 | 2255.4017 | 1213.6328 | 10393556 | 150706562 | 0 | 0 | 0.10733 | 0 | 0.083418 | 0 | 0.14122 | 0 | 0.11707 | 0 | 3.1813 | 10.2208 | 2.1409 | 3.9662
Cool Roofs | 0 | 0 | 0 | 0 | 0 | 0 | 0 | 0 | 0 | 0 | 0 | 0 | 0 | 0 | 0 | 0 | 0 | 0 | 0 | 0
Cooling Towers | 511.0144 | 317.2497 | 1446.6491 | 511.0144 | 6666585.6673 | 95998833.6085 | 0 | 0 | 0.0093251 | 0 | -0.014292 | 0 | 0.13883 | 0 | 0.11497 | 0 | 1.0642 | 9.798 | 0.91538 | 3.9009
Fans | 62.2125 | 38.623 | 86.4007 | 62.2125 | 398160 | 5972400 | 0 | 0 | 0.12478 | 0 | 0.10051 | 0 | 0.14336 | 0 | 0.11884 | 0 | 4.6555 | 10.2117 | 2.7207 | 3.9649
HVAC Other | 11698.5597 | 7262.7392 | 13831.4026 | 11698.5597 | 63739182.4939 | 866852881.9166 | 0 | 0 | 0.12455 | 0 | 0.1002 | 0 | 0.14388 | 0 | 0.11928 | 0 | 4.5718 | 10.2566 | 2.6919 | 3.9716
New AC Equipment: packaged, split, etc. | 0 | 0 | 0 | 0 | 0 | 0 | 0 | 0 | 0 | 0 | 0 | 0 | 0 | 0 | 0 | 0 | 0 | 0 | 0 | 0
Other Ventilation | 180.2991 | 111.9339 | 565.3935 | 180.2991 | 2605500 | 34913700 | 0 | 0 | 0.098274 | 0 | 0.074818 | 0 | 0.12842 | 0 | 0.10473 | 0 | 2.7777 | 6.1088 | 1.9502 | 3.1448
RCA | 0 | 0 | 0 | 0 | 0 | 0 | 0 | 0 | 0 | 0 | 0 | 0 | 0 | 0 | 0 | 0 | 0 | 0 | 0 | 0
Retrocommissioing | 1568.687 | 973.8776 | 15475.4099 | 1568.687 | 71315253.1961 | 570522025.5688 | 0 | 0 | 0.10091 | 0 | 0.078135 | 0 | 0.12746 | 0 | 0.10445 | 0 | 3.0936 | 6.8863 | 2.1008 | 3.3388
Space Conditioning | 2828.0391 | 1755.7127 | 1445.628 | 2828.0391 | 6661880.1 | 71282117.07 | 0 | 0 | 0.15672 | 0 | 0.13062 | 0 | 0.14701 | 0 | 0.12065 | 0 | 12.0757 | 7.1619 | 4.2451 | 3.4023
Exterior Lighting | 0 | 0 | 0 | 0 | 0 | 0 | 0 | 0 | 0 | 0 | 0 | 0 | 0 | 0 | 0 | 0 | 0 | 0 | 0 | 0
Customized Exterior Lighting | 0 | 0 | 0 | 0 | 0 | 0 | 0 | 0 | 0 | 0 | 0 | 0 | 0 | 0 | 0 | 0 | 0 | 0 | 0 | 0
Exterior Lighting Controls | 0 | 0 | 0 | 0 | 0 | 0 | 0 | 0 | 0 | 0 | 0 | 0 | 0 | 0 | 0 | 0 | 0 | 0 | 0 | 0
Interior Lighting | 0 | 0 | 0 | 0 | 0 | 0 | 0 | 0 | 0 | 0 | 0 | 0 | 0 | 0 | 0 | 0 | 0 | 0 | 0 | 0
Customized Interior Lighting | 12768.6961 | 10719.8247 | 13548.0558 | 11292.8447 | 62433436.8415 | 680524461.5727 | 0 | 0 | 0.096716 | 0 | 0.074452 | 0 | 0.13233 | 0 | 0.10984 | 0 | 2.9725 | 10.8636 | 2.0443 | 4.0594
Daylighting | 639.0585 | 536.5148 | 678.0645 | 743.4713 | 3124721.2774 | 41871265.1166 | 0 | 0 | 0.12926 | 0 | 0.10682 | 0 | 0.13669 | 0 | 0.11402 | 0 | 8.3164 | 14.3502 | 3.663 | 4.4648
Interior Lighting System Modification | 0 | 0 | 0 | 0 | 0 | 0 | 0 | 0 | 0 | 0 | 0 | 0 | 0 | 0 | 0 | 0 | 0 | 0 | 0 | 0
Interior Lighting System Replacement | 275.5379 | 231.325 | 292.3559 | 161.8062 | 1347262.0841 | 14819882.9248 | 0 | 0 | 0.12888 | 0 | 0.10662 | 0 | 0.13242 | 0 | 0.10993 | 0 | 8.661 | 10.9635 | 3.7283 | 4.0733
Interior Controls | 160.4051 | 134.6664 | 170.1957 | 198.3511 | 784312 | 9411744 | 0 | 0 | 0.10894 | 0 | 0.086562 | 0 | 0.13239 | 0 | 0.10978 | 0 | 3.8991 | 10.3675 | 2.4436 | 3.9881
LED Interior | 19.9052 | 16.7112 | 21.1202 | 14.1055 | 97328 | 1557248 | 0 | 0 | 0.1361 | 0 | 0.11325 | 0 | 0.13862 | 0 | 0.11553 | 0 | 11.0825 | 13.6165 | 4.1154 | 4.3912
SBD - Light Power Density | 1667.0351 | 1399.5418 | 1768.7855 | 1891.4551 | 8151085.2734 | 89661938.0074 | 0 | 0 | 0.13135 | 0 | 0.10913 | 0 | 0.13135 | 0 | 0.10891 | 0 | 10.3271 | 10.3271 | 4.0066 | 3.9821
Refrigeration | 771.1346 | 717.1552 | 1772.8634 | 771.1346 | 8169877.4431 | 124999124.8801 | 0 | 0 | 0.10615 | 0 | 0.086665 | 0 | 0.10577 | 0 | 0.08609 | 0 | 5.9631 | 5.8591 | 3.1206 | 3.0773
Process | 0 | 0 | 0 | 0 | 0 | 0 | 0 | 0 | 0 | 0 | 0 | 0 | 0 | 0 | 0 | 0 | 0 | 0 | 0 | 0
Compressed Air | 3740.0717 | 3787.1872 | 6262.4331 | 3740.0717 | 28859138.6219 | 432887079.3285 | 0 | 0 | 0.07974 | 0 | 0.060908 | 0 | 0.10852 | 0 | 0.089495 | 0 | 2.8314 | 8.3501 | 1.9765 | 3.649
Controls | 2153.1662 | 2180.2907 | 4292.469 | 2153.1662 | 19780962.9969 | 296714444.9536 | 0 | 0 | 0.086933 | 0 | 0.06831 | 0 | 0.1092 | 0 | 0.090392 | 0 | 3.485 | 9.589 | 2.2743 | 3.8674
Cooling & Motors | 4531.8271 | 2813.4641 | 4109.9415 | 4531.8271 | 18939822.5688 | 284097338.5318 | 0 | 0 | 0.10868 | 0 | 0.083722 | 0 | 0.14768 | 0 | 0.12247 | 0 | 2.9859 | 10.389 | 2.0506 | 3.9913
Custom | 18852.7654 | 19090.2628 | 24430.78 | 18852.7654 | 112584239.6083 | 1609954626.3989 | 0 | 0 | 0.093056 | 0 | 0.073895 | 0 | 0.10903 | 0 | 0.089674 | 0 | 3.8738 | 7.6445 | 2.4337 | 3.5075
Oil Well Pump-Off Controllers | 1323.4821 | 1340.1546 | 2578.0575 | 1323.4821 | 11880449.3507 | 178206740.2599 | 0 | 0 | 0.11415 | 0 | 0.095507 | 0 | 0.10843 | 0 | 0.089604 | 0 | 15.4551 | 8.9655 | 4.5985 | 3.7619
Pumps & Vacuums | 987.4307 | 999.8698 | 1478.1457 | 987.4307 | 6811731.2039 | 79016081.9647 | 0 | 0 | 0.077284 | 0 | 0.058605 | 0 | 0.1056 | 0 | 0.086736 | 0 | 2.7176 | 7.3316 | 1.9204 | 3.4402
VSD | 889.1739 | 900.3752 | 2822.9252 | 889.1739 | 13008871.8714 | 193832190.8835 | 0 | 0 | 0.048754 | 0 | 0.030368 | 0 | 0.10611 | 0 | 0.087538 | 0 | 1.6808 | 8.4439 | 1.3374 | 3.6668
Whole Building | 650 | 640.7762 | 629.4588 | 650 | 2900732 | 43510980 | 0 | 0 | 0.051947 | 0 | 0.03183 | 0 | 0.10482 | 0 | 0.084501 | 0 | 1.6514 | 4.9003 | 1.3187 | 2.7905
CODES & STANDARDS | 0 | 0 | 0 | 0 | 0 | 0 | 0 | 0 | 0 | 0 | 0 | 0 | 0 | 0 | 0 | 0 | 0 | 0 | 0 | 0
2008 Title 24 | 0 | 0 | 0 | 0 | 0 | 0 | 0 | 0 | 0 | 0 | 0 | 0 | 0 | 0 | 0 | 0 | 0 | 0 | 0 | 0
2008 Title 20 | 0 | 0 | 0 | 0 | 0 | 0 | 0 | 0 | 0 | 0 | 0 | 0 | 0 | 0 | 0 | 0 | 0 | 0 | 0 | 0
2009 Title 20 | 0 | 0 | 0 | 0 | 0 | 0 | 0 | 0 | 0 | 0 | 0 | 0 | 0 | 0 | 0 | 0 | 0 | 0 | 0 | 0
0 | 0 | 0 | 0 | 0 | 0 | 0 | 0 | 0 | 0 | 0 | 0 | 0 | 0 | 0 | 0 | 0 | 0 | 0 | 0 | 0
0 | 0 | 0 | 0 | 0 | 0 | 0 | 0 | 0 | 0 | 0 | 0 | 0 | 0 | 0 | 0 | 0 | 0 | 0 | 0 | 0
0 | 0 | 0 | 0 | 0 | 0 | 0 | 0 | 0 | 0 | 0 | 0 | 0 | 0 | 0 | 0 | 0 | 0 | 0 | 0 | 0
0 | 0 | 0 | 0 | 0 | 0 | 0 | 0 | 0 | 0 | 0 | 0 | 0 | 0 | 0 | 0 | 0 | 0 | 0 | 0 | 0
0 | 0 | 0 | 0 | 0 | 0 | 0 | 0 | 0 | 0 | 0 | 0 | 0 | 0 | 0 | 0 | 0 | 0 | 0 | 0 | 0
0 | 0 | 0 | 0 | 0 | 0 | 0 | 0 | 0 | 0 | 0 | 0 | 0 | 0 | 0 | 0 | 0 | 0 | 0 | 0 | 0
0 | 0 | 0 | 0 | 0 | 0 | 0 | 0 | 0 | 0 | 0 | 0 | 0 | 0 | 0 | 0 | 0 | 0 | 0 | 0 | 0
0 | 0 | 0 | 0 | 0 | 0 | 0 | 0 | 0 | 0 | 0 | 0 | 0 | 0 | 0 | 0 | 0 | 0 | 0 | 0 | 0
0 | 0 | 0 | 0 | 0 | 0 | 0 | 0 | 0 | 0 | 0 | 0 | 0 | 0 | 0 | 0 | 0 | 0 | 0 | 0 | 0
0 | 0 | 0 | 0 | 0 | 0 | 0 | 0 | 0 | 0 | 0 | 0 | 0 | 0 | 0 | 0 | 0 | 0 | 0 | 0 | 0
0 | 0 | 0 | 0 | 0 | 0 | 0 | 0 | 0 | 0 | 0 | 0 | 0 | 0 | 0 | 0 | 0 | 0 | 0 | 0 | 0
0 | 0 | 0 | 0 | 0 | 0 | 0 | 0 | 0 | 0 | 0 | 0 | 0 | 0 | 0 | 0 | 0 | 0 | 0 | 0 | 0
0 | 0 | 0 | 0 | 0 | 0 | 0 | 0 | 0 | 0 | 0 | 0 | 0 | 0 | 0 | 0 | 0 | 0 | 0 | 0 | 0
0 | 0 | 0 | 0 | 0 | 0 | 0 | 0 | 0 | 0 | 0 | 0 | 0 | 0 | 0 | 0 | 0 | 0 | 0 | 0 | 0
0 | 0 | 0 | 0 | 0 | 0 | 0 | 0 | 0 | 0 | 0 | 0 | 0 | 0 | 0 | 0 | 0 | 0 | 0 | 0 | 0
0 | 0 | 0 | 0 | 0 | 0 | 0 | 0 | 0 | 0 | 0 | 0 | 0 | 0 | 0 | 0 | 0 | 0 | 0 | 0 | 0
0 | 0 | 0 | 0 | 0 | 0 | 0 | 0 | 0 | 0 | 0 | 0 | 0 | 0 | 0 | 0 | 0 | 0 | 0 | 0 | 0
0 | 0 | 0 | 0 | 0 | 0 | 0 | 0 | 0 | 0 | 0 | 0 | 0 | 0 | 0 | 0 | 0 | 0 | 0 | 0 | 0
0 | 0 | 0 | 0 | 0 | 0 | 0 | 0 | 0 | 0 | 0 | 0 | 0 | 0 | 0 | 0 | 0 | 0 | 0 | 0 | 0
0 | 0 | 0 | 0 | 0 | 0 | 0 | 0 | 0 | 0 | 0 | 0 | 0 | 0 | 0 | 0 | 0 | 0 | 0 | 0 | 0
0 | 0 | 0 | 0 | 0 | 0 | 0 | 0 | 0 | 0 | 0 | 0 | 0 | 0 | 0 | 0 | 0 | 0 | 0 | 0 | 0
0 | 0 | 0 | 0 | 0 | 0 | 0 | 0 | 0 | 0 | 0 | 0 | 0 | 0 | 0 | 0 | 0 | 0 | 0 | 0 | 0
0 | 0 | 0 | 0 | 0 | 0 | 0 | 0 | 0 | 0 | 0 | 0 | 0 | 0 | 0 | 0 | 0 | 0 | 0 | 0 | 0
0 | 0 | 0 | 0 | 0 | 0 | 0 | 0 | 0 | 0 | 0 | 0 | 0 | 0 | 0 | 0 | 0 | 0 | 0 | 0 | 0
0 | 0 | 0 | 0 | 0 | 0 | 0 | 0 | 0 | 0 | 0 | 0 | 0 | 0 | 0 | 0 | 0 | 0 | 0 | 0 | 0
0 | 0 | 0 | 0 | 0 | 0 | 0 | 0 | 0 | 0 | 0 | 0 | 0 | 0 | 0 | 0 | 0 | 0 | 0 | 0 | 0
0 | 0 | 0 | 0 | 0 | 0 | 0 | 0 | 0 | 0 | 0 | 0 | 0 | 0 | 0 | 0 | 0 | 0 | 0 | 0 | 0
0 | 0 | 0 | 0 | 0 | 0 | 0 | 0 | 0 | 0 | 0 | 0 | 0 | 0 | 0 | 0 | 0 | 0 | 0 | 0 | 0
0 | 0 | 0 | 0 | 0 | 0 | 0 | 0 | 0 | 0 | 0 | 0 | 0 | 0 | 0 | 0 | 0 | 0 | 0 | 0 | 0
0 | 0 | 0 | 0 | 0 | 0 | 0 | 0 | 0 | 0 | 0 | 0 | 0 | 0 | 0 | 0 | 0 | 0 | 0 | 0 | 0
0 | 0 | 0 | 0 | 0 | 0 | 0 | 0 | 0 | 0 | 0 | 0 | 0 | 0 | 0 | 0 | 0 | 0 | 0 | 0 | 0
0 | 0 | 0 | 0 | 0 | 0 | 0 | 0 | 0 | 0 | 0 | 0 | 0 | 0 | 0 | 0 | 0 | 0 | 0 | 0 | 0
0 | 0 | 0 | 0 | 0 | 0 | 0 | 0 | 0 | 0 | 0 | 0 | 0 | 0 | 0 | 0 | 0 | 0 | 0 | 0 | 0
0 | 0 | 0 | 0 | 0 | 0 | 0 | 0 | 0 | 0 | 0 | 0 | 0 | 0 | 0 | 0 | 0 | 0 | 0 | 0 | 0
0 | 0 | 0 | 0 | 0 | 0 | 0 | 0 | 0 | 0 | 0 | 0 | 0 | 0 | 0 | 0 | 0 | 0 | 0 | 0 | 0
0 | 0 | 0 | 0 | 0 | 0 | 0 | 0 | 0 | 0 | 0 | 0 | 0 | 0 | 0 | 0 | 0 | 0 | 0 | 0 | 0
0 | 0 | 0 | 0 | 0 | 0 | 0 | 0 | 0 | 0 | 0 | 0 | 0 | 0 | 0 | 0 | 0 | 0 | 0 | 0 | 0
0 | 0 | 0 | 0 | 0 | 0 | 0 | 0 | 0 | 0 | 0 | 0 | 0 | 0 | 0 | 0 | 0 | 0 | 0 | 0 | 0
0 | 0 | 0 | 0 | 0 | 0 | 0 | 0 | 0 | 0 | 0 | 0 | 0 | 0 | 0 | 0 | 0 | 0 | 0 | 0 | 0
0 | 0 | 0 | 0 | 0 | 0 | 0 | 0 | 0 | 0 | 0 | 0 | 0 | 0 | 0 | 0 | 0 | 0 | 0 | 0 | 0
0 | 0 | 0 | 0 | 0 | 0 | 0 | 0 | 0 | 0 | 0 | 0 | 0 | 0 | 0 | 0 | 0 | 0 | 0 | 0 | 0
0 | 0 | 0 | 0 | 0 | 0 | 0 | 0 | 0 | 0 | 0 | 0 | 0 | 0 | 0 | 0 | 0 | 0 | 0 | 0 | 0
0 | 0 | 0 | 0 | 0 | 0 | 0 | 0 | 0 | 0 | 0 | 0 | 0 | 0 | 0 | 0 | 0 | 0 | 0 | 0 | 0
0 | 0 | 0 | 0 | 0 | 0 | 0 | 0 | 0 | 0 | 0 | 0 | 0 | 0 | 0 | 0 | 0 | 0 | 0 | 0 | 0
0 | 0 | 0 | 0 | 0 | 0 | 0 | 0 | 0 | 0 | 0 | 0 | 0 | 0 | 0 | 0 | 0 | 0 | 0 | 0 | 0
0 | 0 | 0 | 0 | 0 | 0 | 0 | 0 | 0 | 0 | 0 | 0 | 0 | 0 | 0 | 0 | 0 | 0 | 0 | 0 | 0
0 | 0 | 0 | 0 | 0 | 0 | 0 | 0 | 0 | 0 | 0 | 0 | 0 | 0 | 0 | 0 | 0 | 0 | 0 | 0 | 0
0 | 0 | 0 | 0 | 0 | 0 | 0 | 0 | 0 | 0 | 0 | 0 | 0 | 0 | 0 | 0 | 0 | 0 | 0 | 0 | 0
0 | 0 | 0 | 0 | 0 | 0 | 0 | 0 | 0 | 0 | 0 | 0 | 0 | 0 | 0 | 0 | 0 | 0 | 0 | 0 | 0
0 | 0 | 0 | 0 | 0 | 0 | 0 | 0 | 0 | 0 | 0 | 0 | 0 | 0 | 0 | 0 | 0 | 0 | 0 | 0 | 0
0 | 0 | 0 | 0 | 0 | 0 | 0 | 0 | 0 | 0 | 0 | 0 | 0 | 0 | 0 | 0 | 0 | 0 | 0 | 0 | 0
0 | 0 | 0 | 0 | 0 | 0 | 0 | 0 | 0 | 0 | 0 | 0 | 0 | 0 | 0 | 0 | 0 | 0 | 0 | 0 | 0
0 | 0 | 0 | 0 | 0 | 0 | 0 | 0 | 0 | 0 | 0 | 0 | 0 | 0 | 0 | 0 | 0 | 0 | 0 | 0 | 0
0 | 0 | 0 | 0 | 0 | 0 | 0 | 0 | 0 | 0 | 0 | 0 | 0 | 0 | 0 | 0 | 0 | 0 | 0 | 0 | 0
0 | 0 | 0 | 0 | 0 | 0 | 0 | 0 | 0 | 0 | 0 | 0 | 0 | 0 | 0 | 0 | 0 | 0 | 0 | 0 | 0
0 | 0 | 0 | 0 | 0 | 0 | 0 | 0 | 0 | 0 | 0 | 0 | 0 | 0 | 0 | 0 | 0 | 0 | 0 | 0 | 0
0 | 0 | 0 | 0 | 0 | 0 | 0 | 0 | 0 | 0 | 0 | 0 | 0 | 0 | 0 | 0 | 0 | 0 | 0 | 0 | 0
0 | 0 | 0 | 0 | 0 | 0 | 0 | 0 | 0 | 0 | 0 | 0 | 0 | 0 | 0 | 0 | 0 | 0 | 0 | 0 | 0
0 | 0 | 0 | 0 | 0 | 0 | 0 | 0 | 0 | 0 | 0 | 0 | 0 | 0 | 0 | 0 | 0 | 0 | 0 | 0 | 0
0 | 0 | 0 | 0 | 0 | 0 | 0 | 0 | 0 | 0 | 0 | 0 | 0 | 0 | 0 | 0 | 0 | 0 | 0 | 0 | 0
0 | 0 | 0 | 0 | 0 | 0 | 0 | 0 | 0 | 0 | 0 | 0 | 0 | 0 | 0 | 0 | 0 | 0 | 0 | 0 | 0
0 | 0 | 0 | 0 | 0 | 0 | 0 | 0 | 0 | 0 | 0 | 0 | 0 | 0 | 0 | 0 | 0 | 0 | 0 | 0 | 0
0 | 0 | 0 | 0 | 0 | 0 | 0 | 0 | 0 | 0 | 0 | 0 | 0 | 0 | 0 | 0 | 0 | 0 | 0 | 0 | 0
0 | 0 | 0 | 0 | 0 | 0 | 0 | 0 | 0 | 0 | 0 | 0 | 0 | 0 | 0 | 0 | 0 | 0 | 0 | 0 | 0
0 | 0 | 0 | 0 | 0 | 0 | 0 | 0 | 0 | 0 | 0 | 0 | 0 | 0 | 0 | 0 | 0 | 0 | 0 | 0 | 0
0 | 0 | 0 | 0 | 0 | 0 | 0 | 0 | 0 | 0 | 0 | 0 | 0 | 0 | 0 | 0 | 0 | 0 | 0 | 0 | 0
0 | 0 | 0 | 0 | 0 | 0 | 0 | 0 | 0 | 0 | 0 | 0 | 0 | 0 | 0 | 0 | 0 | 0 | 0 | 0 | 0
0 | 0 | 0 | 0 | 0 | 0 | 0 | 0 | 0 | 0 | 0 | 0 | 0 | 0 | 0 | 0 | 0 | 0 | 0 | 0 | 0
0 | 0 | 0 | 0 | 0 | 0 | 0 | 0 | 0 | 0 | 0 | 0 | 0 | 0 | 0 | 0 | 0 | 0 | 0 | 0 | 0
0 | 0 | 0 | 0 | 0 | 0 | 0 | 0 | 0 | 0 | 0 | 0 | 0 | 0 | 0 | 0 | 0 | 0 | 0 | 0 | 0
0 | 0 | 0 | 0 | 0 | 0 | 0 | 0 | 0 | 0 | 0 | 0 | 0 | 0 | 0 | 0 | 0 | 0 | 0 | 0 | 0
0 | 0 | 0 | 0 | 0 | 0 | 0 | 0 | 0 | 0 | 0 | 0 | 0 | 0 | 0 | 0 | 0 | 0 | 0 | 0 | 0
0 | 0 | 0 | 0 | 0 | 0 | 0 | 0 | 0 | 0 | 0 | 0 | 0 | 0 | 0 | 0 | 0 | 0 | 0 | 0 | 0
0 | 0 | 0 | 0 | 0 | 0 | 0 | 0 | 0 | 0 | 0 | 0 | 0 | 0 | 0 | 0 | 0 | 0 | 0 | 0 | 0
0 | 0 | 0 | 0 | 0 | 0 | 0 | 0 | 0 | 0 | 0 | 0 | 0 | 0 | 0 | 0 | 0 | 0 | 0 | 0 | 0
0 | 0 | 0 | 0 | 0 | 0 | 0 | 0 | 0 | 0 | 0 | 0 | 0 | 0 | 0 | 0 | 0 | 0 | 0 | 0 | 0
0 | 0 | 0 | 0 | 0 | 0 | 0 | 0 | 0 | 0 | 0 | 0 | 0 | 0 | 0 | 0 | 0 | 0 | 0 | 0 | 0
0 | 0 | 0 | 0 | 0 | 0 | 0 | 0 | 0 | 0 | 0 | 0 | 0 | 0 | 0 | 0 | 0 | 0 | 0 | 0 | 0
0 | 0 | 0 | 0 | 0 | 0 | 0 | 0 | 0 | 0 | 0 | 0 | 0 | 0 | 0 | 0 | 0 | 0 | 0 | 0 | 0
0 | 0 | 0 | 0 | 0 | 0 | 0 | 0 | 0 | 0 | 0 | 0 | 0 | 0 | 0 | 0 | 0 | 0 | 0 | 0 | 0
0 | 0 | 0 | 0 | 0 | 0 | 0 | 0 | 0 | 0 | 0 | 0 | 0 | 0 | 0 | 0 | 0 | 0 | 0 | 0 | 0
0 | 0 | 0 | 0 | 0 | 0 | 0 | 0 | 0 | 0 | 0 | 0 | 0 | 0 | 0 | 0 | 0 | 0 | 0 | 0 | 0
0 | 0 | 0 | 0 | 0 | 0 | 0 | 0 | 0 | 0 | 0 | 0 | 0 | 0 | 0 | 0 | 0 | 0 | 0 | 0 | 0
0 | 0 | 0 | 0 | 0 | 0 | 0 | 0 | 0 | 0 | 0 | 0 | 0 | 0 | 0 | 0 | 0 | 0 | 0 | 0 | 0
0 | 0 | 0 | 0 | 0 | 0 | 0 | 0 | 0 | 0 | 0 | 0 | 0 | 0 | 0 | 0 | 0 | 0 | 0 | 0 | 0
0 | 0 | 0 | 0 | 0 | 0 | 0 | 0 | 0 | 0 | 0 | 0 | 0 | 0 | 0 | 0 | 0 | 0 | 0 | 0 | 0
0 | 0 | 0 | 0 | 0 | 0 | 0 | 0 | 0 | 0 | 0 | 0 | 0 | 0 | 0 | 0 | 0 | 0 | 0 | 0 | 0
0 | 0 | 0 | 0 | 0 | 0 | 0 | 0 | 0 | 0 | 0 | 0 | 0 | 0 | 0 | 0 | 0 | 0 | 0 | 0 | 0
0 | 0 | 0 | 0 | 0 | 0 | 0 | 0 | 0 | 0 | 0 | 0 | 0 | 0 | 0 | 0 | 0 | 0 | 0 | 0 | 0
0 | 0 | 0 | 0 | 0 | 0 | 0 | 0 | 0 | 0 | 0 | 0 | 0 | 0 | 0 | 0 | 0 | 0 | 0 | 0 | 0
0 | 0 | 0 | 0 | 0 | 0 | 0 | 0 | 0 | 0 | 0 | 0 | 0 | 0 | 0 | 0 | 0 | 0 | 0 | 0 | 0
0 | 0 | 0 | 0 | 0 | 0 | 0 | 0 | 0 | 0 | 0 | 0 | 0 | 0 | 0 | 0 | 0 | 0 | 0 | 0 | 0
0 | 0 | 0 | 0 | 0 | 0 | 0 | 0 | 0 | 0 | 0 | 0 | 0 | 0 | 0 | 0 | 0 | 0 | 0 | 0 | 0
0 | 0 | 0 | 0 | 0 | 0 | 0 | 0 | 0 | 0 | 0 | 0 | 0 | 0 | 0 | 0 | 0 | 0 | 0 | 0 | 0
0 | 0 | 0 | 0 | 0 | 0 | 0 | 0 | 0 | 0 | 0 | 0 | 0 | 0 | 0 | 0 | 0 | 0 | 0 | 0 | 0
0 | 0 | 0 | 0 | 0 | 0 | 0 | 0 | 0 | 0 | 0 | 0 | 0 | 0 | 0 | 0 | 0 | 0 | 0 | 0 | 0
0 | 0 | 0 | 0 | 0 | 0 | 0 | 0 | 0 | 0 | 0 | 0 | 0 | 0 | 0 | 0 | 0 | 0 | 0 | 0 | 0
0 | 0 | 0 | 0 | 0 | 0 | 0 | 0 | 0 | 0 | 0 | 0 | 0 | 0 | 0 | 0 | 0 | 0 | 0 | 0 | 0
0 | 0 | 0 | 0 | 0 | 0 | 0 | 0 | 0 | 0 | 0 | 0 | 0 | 0 | 0 | 0 | 0 | 0 | 0 | 0 | 0
0 | 0 | 0 | 0 | 0 | 0 | 0 | 0 | 0 | 0 | 0 | 0 | 0 | 0 | 0 | 0 | 0 | 0 | 0 | 0 | 0
0 | 0 | 0 | 0 | 0 | 0 | 0 | 0 | 0 | 0 | 0 | 0 | 0 | 0 | 0 | 0 | 0 | 0 | 0 | 0 | 0
0 | 0 | 0 | 0 | 0 | 0 | 0 | 0 | 0 | 0 | 0 | 0 | 0 | 0 | 0 | 0 | 0 | 0 | 0 | 0 | 0
0 | 0 | 0 | 0 | 0 | 0 | 0 | 0 | 0 | 0 | 0 | 0 | 0 | 0 | 0 | 0 | 0 | 0 | 0 | 0 | 0
0 | 0 | 0 | 0 | 0 | 0 | 0 | 0 | 0 | 0 | 0 | 0 | 0 | 0 | 0 | 0 | 0 | 0 | 0 | 0 | 0
0 | 0 | 0 | 0 | 0 | 0 | 0 | 0 | 0 | 0 | 0 | 0 | 0 | 0 | 0 | 0 | 0 | 0 | 0 | 0 | 0
0 | 0 | 0 | 0 | 0 | 0 | 0 | 0 | 0 | 0 | 0 | 0 | 0 | 0 | 0 | 0 | 0 | 0 | 0 | 0 | 0
0 | 0 | 0 | 0 | 0 | 0 | 0 | 0 | 0 | 0 | 0 | 0 | 0 | 0 | 0 | 0 | 0 | 0 | 0 | 0 | 0
0 | 0 | 0 | 0 | 0 | 0 | 0 | 0 | 0 | 0 | 0 | 0 | 0 | 0 | 0 | 0 | 0 | 0 | 0 | 0 | 0
0 | 0 | 0 | 0 | 0 | 0 | 0 | 0 | 0 | 0 | 0 | 0 | 0 | 0 | 0 | 0 | 0 | 0 | 0 | 0 | 0
0 | 0 | 0 | 0 | 0 | 0 | 0 | 0 | 0 | 0 | 0 | 0 | 0 | 0 | 0 | 0 | 0 | 0 | 0 | 0 | 0
0 | 0 | 0 | 0 | 0 | 0 | 0 | 0 | 0 | 0 | 0 | 0 | 0 | 0 | 0 | 0 | 0 | 0 | 0 | 0 | 0
0 | 0 | 0 | 0 | 0 | 0 | 0 | 0 | 0 | 0 | 0 | 0 | 0 | 0 | 0 | 0 | 0 | 0 | 0 | 0 | 0
0 | 0 | 0 | 0 | 0 | 0 | 0 | 0 | 0 | 0 | 0 | 0 | 0 | 0 | 0 | 0 | 0 | 0 | 0 | 0 | 0
0 | 0 | 0 | 0 | 0 | 0 | 0 | 0 | 0 | 0 | 0 | 0 | 0 | 0 | 0 | 0 | 0 | 0 | 0 | 0 | 0
0 | 0 | 0 | 0 | 0 | 0 | 0 | 0 | 0 | 0 | 0 | 0 | 0 | 0 | 0 | 0 | 0 | 0 | 0 | 0 | 0
0 | 0 | 0 | 0 | 0 | 0 | 0 | 0 | 0 | 0 | 0 | 0 | 0 | 0 | 0 | 0 | 0 | 0 | 0 | 0 | 0
0 | 0 | 0 | 0 | 0 | 0 | 0 | 0 | 0 | 0 | 0 | 0 | 0 | 0 | 0 | 0 | 0 | 0 | 0 | 0 | 0
0 | 0 | 0 | 0 | 0 | 0 | 0 | 0 | 0 | 0 | 0 | 0 | 0 | 0 | 0 | 0 | 0 | 0 | 0 | 0 | 0
0 | 0 | 0 | 0 | 0 | 0 | 0 | 0 | 0 | 0 | 0 | 0 | 0 | 0 | 0 | 0 | 0 | 0 | 0 | 0 | 0
0 | 0 | 0 | 0 | 0 | 0 | 0 | 0 | 0 | 0 | 0 | 0 | 0 | 0 | 0 | 0 | 0 | 0 | 0 | 0 | 0
0 | 0 | 0 | 0 | 0 | 0 | 0 | 0 | 0 | 0 | 0 | 0 | 0 | 0 | 0 | 0 | 0 | 0 | 0 | 0 | 0
0 | 0 | 0 | 0 | 0 | 0 | 0 | 0 | 0 | 0 | 0 | 0 | 0 | 0 | 0 | 0 | 0 | 0 | 0 | 0 | 0
0 | 0 | 0 | 0 | 0 | 0 | 0 | 0 | 0 | 0 | 0 | 0 | 0 | 0 | 0 | 0 | 0 | 0 | 0 | 0 | 0
0 | 0 | 0 | 0 | 0 | 0 | 0 | 0 | 0 | 0 | 0 | 0 | 0 | 0 | 0 | 0 | 0 | 0 | 0 | 0 | 0
0 | 0 | 0 | 0 | 0 | 0 | 0 | 0 | 0 | 0 | 0 | 0 | 0 | 0 | 0 | 0 | 0 | 0 | 0 | 0 | 0
0 | 0 | 0 | 0 | 0 | 0 | 0 | 0 | 0 | 0 | 0 | 0 | 0 | 0 | 0 | 0 | 0 | 0 | 0 | 0 | 0
0 | 0 | 0 | 0 | 0 | 0 | 0 | 0 | 0 | 0 | 0 | 0 | 0 | 0 | 0 | 0 | 0 | 0 | 0 | 0 | 0
0 | 0 | 0 | 0 | 0 | 0 | 0 | 0 | 0 | 0 | 0 | 0 | 0 | 0 | 0 | 0 | 0 | 0 | 0 | 0 | 0
0 | 0 | 0 | 0 | 0 | 0 | 0 | 0 | 0 | 0 | 0 | 0 | 0 | 0 | 0 | 0 | 0 | 0 | 0 | 0 | 0
0 | 0 | 0 | 0 | 0 | 0 | 0 | 0 | 0 | 0 | 0 | 0 | 0 | 0 | 0 | 0 | 0 | 0 | 0 | 0 | 0
0 | 0 | 0 | 0 | 0 | 0 | 0 | 0 | 0 | 0 | 0 | 0 | 0 | 0 | 0 | 0 | 0 | 0 | 0 | 0 | 0
0 | 0 | 0 | 0 | 0 | 0 | 0 | 0 | 0 | 0 | 0 | 0 | 0 | 0 | 0 | 0 | 0 | 0 | 0 | 0 | 0
0 | 0 | 0 | 0 | 0 | 0 | 0 | 0 | 0 | 0 | 0 | 0 | 0 | 0 | 0 | 0 | 0 | 0 | 0 | 0 | 0
0 | 0 | 0 | 0 | 0 | 0 | 0 | 0 | 0 | 0 | 0 | 0 | 0 | 0 | 0 | 0 | 0 | 0 | 0 | 0 | 0
0 | 0 | 0 | 0 | 0 | 0 | 0 | 0 | 0 | 0 | 0 | 0 | 0 | 0 | 0 | 0 | 0 | 0 | 0 | 0 | 0
0 | 0 | 0 | 0 | 0 | 0 | 0 | 0 | 0 | 0 | 0 | 0 | 0 | 0 | 0 | 0 | 0 | 0 | 0 | 0 | 0
0 | 0 | 0 | 0 | 0 | 0 | 0 | 0 | 0 | 0 | 0 | 0 | 0 | 0 | 0 | 0 | 0 | 0 | 0 | 0 | 0
0 | 0 | 0 | 0 | 0 | 0 | 0 | 0 | 0 | 0 | 0 | 0 | 0 | 0 | 0 | 0 | 0 | 0 | 0 | 0 | 0
0 | 0 | 0 | 0 | 0 | 0 | 0 | 0 | 0 | 0 | 0 | 0 | 0 | 0 | 0 | 0 | 0 | 0 | 0 | 0 | 0
0 | 0 | 0 | 0 | 0 | 0 | 0 | 0 | 0 | 0 | 0 | 0 | 0 | 0 | 0 | 0 | 0 | 0 | 0 | 0 | 0
0 | 0 | 0 | 0 | 0 | 0 | 0 | 0 | 0 | 0 | 0 | 0 | 0 | 0 | 0 | 0 | 0 | 0 | 0 | 0 | 0
0 | 0 | 0 | 0 | 0 | 0 | 0 | 0 | 0 | 0 | 0 | 0 | 0 | 0 | 0 | 0 | 0 | 0 | 0 | 0 | 0
0 | 0 | 0 | 0 | 0 | 0 | 0 | 0 | 0 | 0 | 0 | 0 | 0 | 0 | 0 | 0 | 0 | 0 | 0 | 0 | 0
0 | 0 | 0 | 0 | 0 | 0 | 0 | 0 | 0 | 0 | 0 | 0 | 0 | 0 | 0 | 0 | 0 | 0 | 0 | 0 | 0
0 | 0 | 0 | 0 | 0 | 0 | 0 | 0 | 0 | 0 | 0 | 0 | 0 | 0 | 0 | 0 | 0 | 0 | 0 | 0 | 0
0 | 0 | 0 | 0 | 0 | 0 | 0 | 0 | 0 | 0 | 0 | 0 | 0 | 0 | 0 | 0 | 0 | 0 | 0 | 0 | 0
0 | 0 | 0 | 0 | 0 | 0 | 0 | 0 | 0 | 0 | 0 | 0 | 0 | 0 | 0 | 0 | 0 | 0 | 0 | 0 | 0
0 | 0 | 0 | 0 | 0 | 0 | 0 | 0 | 0 | 0 | 0 | 0 | 0 | 0 | 0 | 0 | 0 | 0 | 0 | 0 | 0
0 | 0 | 0 | 0 | 0 | 0 | 0 | 0 | 0 | 0 | 0 | 0 | 0 | 0 | 0 | 0 | 0 | 0 | 0 | 0 | 0
0 | 0 | 0 | 0 | 0 | 0 | 0 | 0 | 0 | 0 | 0 | 0 | 0 | 0 | 0 | 0 | 0 | 0 | 0 | 0 | 0
0 | 0 | 0 | 0 | 0 | 0 | 0 | 0 | 0 | 0 | 0 | 0 | 0 | 0 | 0 | 0 | 0 | 0 | 0 | 0 | 0
0 | 0 | 0 | 0 | 0 | 0 | 0 | 0 | 0 | 0 | 0 | 0 | 0 | 0 | 0 | 0 | 0 | 0 | 0 | 0 | 0
0 | 0 | 0 | 0 | 0 | 0 | 0 | 0 | 0 | 0 | 0 | 0 | 0 | 0 | 0 | 0 | 0 | 0 | 0 | 0 | 0
0 | 0 | 0 | 0 | 0 | 0 | 0 | 0 | 0 | 0 | 0 | 0 | 0 | 0 | 0 | 0 | 0 | 0 | 0 | 0 | 0
0 | 0 | 0 | 0 | 0 | 0 | 0 | 0 | 0 | 0 | 0 | 0 | 0 | 0 | 0 | 0 | 0 | 0 | 0 | 0 | 0
0 | 0 | 0 | 0 | 0 | 0 | 0 | 0 | 0 | 0 | 0 | 0 | 0 | 0 | 0 | 0 | 0 | 0 | 0 | 0 | 0
0 | 0 | 0 | 0 | 0 | 0 | 0 | 0 | 0 | 0 | 0 | 0 | 0 | 0 | 0 | 0 | 0 | 0 | 0 | 0 | 0
0 | 0 | 0 | 0 | 0 | 0 | 0 | 0 | 0 | 0 | 0 | 0 | 0 | 0 | 0 | 0 | 0 | 0 | 0 | 0 | 0
0 | 0 | 0 | 0 | 0 | 0 | 0 | 0 | 0 | 0 | 0 | 0 | 0 | 0 | 0 | 0 | 0 | 0 | 0 | 0 | 0
0 | 0 | 0 | 0 | 0 | 0 | 0 | 0 | 0 | 0 | 0 | 0 | 0 | 0 | 0 | 0 | 0 | 0 | 0 | 0 | 0
0 | 0 | 0 | 0 | 0 | 0 | 0 | 0 | 0 | 0 | 0 | 0 | 0 | 0 | 0 | 0 | 0 | 0 | 0 | 0 | 0
0 | 0 | 0 | 0 | 0 | 0 | 0 | 0 | 0 | 0 | 0 | 0 | 0 | 0 | 0 | 0 | 0 | 0 | 0 | 0 | 0
0 | 0 | 0 | 0 | 0 | 0 | 0 | 0 | 0 | 0 | 0 | 0 | 0 | 0 | 0 | 0 | 0 | 0 | 0 | 0 | 0
0 | 0 | 0 | 0 | 0 | 0 | 0 | 0 | 0 | 0 | 0 | 0 | 0 | 0 | 0 | 0 | 0 | 0 | 0 | 0 | 0
0 | 0 | 0 | 0 | 0 | 0 | 0 | 0 | 0 | 0 | 0 | 0 | 0 | 0 | 0 | 0 | 0 | 0 | 0 | 0 | 0
0 | 0 | 0 | 0 | 0 | 0 | 0 | 0 | 0 | 0 | 0 | 0 | 0 | 0 | 0 | 0 | 0 | 0 | 0 | 0 | 0
0 | 0 | 0 | 0 | 0 | 0 | 0 | 0 | 0 | 0 | 0 | 0 | 0 | 0 | 0 | 0 | 0 | 0 | 0 | 0 | 0
0 | 0 | 0 | 0 | 0 | 0 | 0 | 0 | 0 | 0 | 0 | 0 | 0 | 0 | 0 | 0 | 0 | 0 | 0 | 0 | 0
0 | 0 | 0 | 0 | 0 | 0 | 0 | 0 | 0 | 0 | 0 | 0 | 0 | 0 | 0 | 0 | 0 | 0 | 0 | 0 | 0
0 | 0 | 0 | 0 | 0 | 0 | 0 | 0 | 0 | 0 | 0 | 0 | 0 | 0 | 0 | 0 | 0 | 0 | 0 | 0 | 0
0 | 0 | 0 | 0 | 0 | 0 | 0 | 0 | 0 | 0 | 0 | 0 | 0 | 0 | 0 | 0 | 0 | 0 | 0 | 0 | 0
0 | 0 | 0 | 0 | 0 | 0 | 0 | 0 | 0 | 0 | 0 | 0 | 0 | 0 | 0 | 0 | 0 | 0 | 0 | 0 | 0
0 | 0 | 0 | 0 | 0 | 0 | 0 | 0 | 0 | 0 | 0 | 0 | 0 | 0 | 0 | 0 | 0 | 0 | 0 | 0 | 0
0 | 0 | 0 | 0 | 0 | 0 | 0 | 0 | 0 | 0 | 0 | 0 | 0 | 0 | 0 | 0 | 0 | 0 | 0 | 0 | 0
0 | 0 | 0 | 0 | 0 | 0 | 0 | 0 | 0 | 0 | 0 | 0 | 0 | 0 | 0 | 0 | 0 | 0 | 0 | 0 | 0
0 | 0 | 0 | 0 | 0 | 0 | 0 | 0 | 0 | 0 | 0 | 0 | 0 | 0 | 0 | 0 | 0 | 0 | 0 | 0 | 0
0 | 0 | 0 | 0 | 0 | 0 | 0 | 0 | 0 | 0 | 0 | 0 | 0 | 0 | 0 | 0 | 0 | 0 | 0 | 0 | 0
0 | 0 | 0 | 0 | 0 | 0 | 0 | 0 | 0 | 0 | 0 | 0 | 0 | 0 | 0 | 0 | 0 | 0 | 0 | 0 | 0
0 | 0 | 0 | 0 | 0 | 0 | 0 | 0 | 0 | 0 | 0 | 0 | 0 | 0 | 0 | 0 | 0 | 0 | 0 | 0 | 0
0 | 0 | 0 | 0 | 0 | 0 | 0 | 0 | 0 | 0 | 0 | 0 | 0 | 0 | 0 | 0 | 0 | 0 | 0 | 0 | 0
0 | 0 | 0 | 0 | 0 | 0 | 0 | 0 | 0 | 0 | 0 | 0 | 0 | 0 | 0 | 0 | 0 | 0 | 0 | 0 | 0
0 | 0 | 0 | 0 | 0 | 0 | 0 | 0 | 0 | 0 | 0 | 0 | 0 | 0 | 0 | 0 | 0 | 0 | 0 | 0 | 0
0 | 0 | 0 | 0 | 0 | 0 | 0 | 0 | 0 | 0 | 0 | 0 | 0 | 0 | 0 | 0 | 0 | 0 | 0 | 0 | 0
0 | 0 | 0 | 0 | 0 | 0 | 0 | 0 | 0 | 0 | 0 | 0 | 0 | 0 | 0 | 0 | 0 | 0 | 0 | 0 | 0
0 | 0 | 0 | 0 | 0 | 0 | 0 | 0 | 0 | 0 | 0 | 0 | 0 | 0 | 0 | 0 | 0 | 0 | 0 | 0 | 0
0 | 0 | 0 | 0 | 0 | 0 | 0 | 0 | 0 | 0 | 0 | 0 | 0 | 0 | 0 | 0 | 0 | 0 | 0 | 0 | 0
0 | 0 | 0 | 0 | 0 | 0 | 0 | 0 | 0 | 0 | 0 | 0 | 0 | 0 | 0 | 0 | 0 | 0 | 0 | 0 | 0
0 | 0 | 0 | 0 | 0 | 0 | 0 | 0 | 0 | 0 | 0 | 0 | 0 | 0 | 0 | 0 | 0 | 0 | 0 | 0 | 0
0 | 0 | 0 | 0 | 0 | 0 | 0 | 0 | 0 | 0 | 0 | 0 | 0 | 0 | 0 | 0 | 0 | 0 | 0 | 0 | 0
0 | 0 | 0 | 0 | 0 | 0 | 0 | 0 | 0 | 0 | 0 | 0 | 0 | 0 | 0 | 0 | 0 | 0 | 0 | 0 | 0
0 | 0 | 0 | 0 | 0 | 0 | 0 | 0 | 0 | 0 | 0 | 0 | 0 | 0 | 0 | 0 | 0 | 0 | 0 | 0 | 0
0 | 0 | 0 | 0 | 0 | 0 | 0 | 0 | 0 | 0 | 0 | 0 | 0 | 0 | 0 | 0 | 0 | 0 | 0 | 0 | 0
0 | 0 | 0 | 0 | 0 | 0 | 0 | 0 | 0 | 0 | 0 | 0 | 0 | 0 | 0 | 0 | 0 | 0 | 0 | 0 | 0
0 | 0 | 0 | 0 | 0 | 0 | 0 | 0 | 0 | 0 | 0 | 0 | 0 | 0 | 0 | 0 | 0 | 0 | 0 | 0 | 0
0 | 0 | 0 | 0 | 0 | 0 | 0 | 0 | 0 | 0 | 0 | 0 | 0 | 0 | 0 | 0 | 0 | 0 | 0 | 0 | 0
0 | 0 | 0 | 0 | 0 | 0 | 0 | 0 | 0 | 0 | 0 | 0 | 0 | 0 | 0 | 0 | 0 | 0 | 0 | 0 | 0
0 | 0 | 0 | 0 | 0 | 0 | 0 | 0 | 0 | 0 | 0 | 0 | 0 | 0 | 0 | 0 | 0 | 0 | 0 | 0 | 0
0 | 0 | 0 | 0 | 0 | 0 | 0 | 0 | 0 | 0 | 0 | 0 | 0 | 0 | 0 | 0 | 0 | 0 | 0 | 0 | 0
0 | 0 | 0 | 0 | 0 | 0 | 0 | 0 | 0 | 0 | 0 | 0 | 0 | 0 | 0 | 0 | 0 | 0 | 0 | 0 | 0
0 | 0 | 0 | 0 | 0 | 0 | 0 | 0 | 0 | 0 | 0 | 0 | 0 | 0 | 0 | 0 | 0 | 0 | 0 | 0 | 0
0 | 0 | 0 | 0 | 0 | 0 | 0 | 0 | 0 | 0 | 0 | 0 | 0 | 0 | 0 | 0 | 0 | 0 | 0 | 0 | 0
0 | 0 | 0 | 0 | 0 | 0 | 0 | 0 | 0 | 0 | 0 | 0 | 0 | 0 | 0 | 0 | 0 | 0 | 0 | 0 | 0
0 | 0 | 0 | 0 | 0 | 0 | 0 | 0 | 0 | 0 | 0 | 0 | 0 | 0 | 0 | 0 | 0 | 0 | 0 | 0 | 0
0 | 0 | 0 | 0 | 0 | 0 | 0 | 0 | 0 | 0 | 0 | 0 | 0 | 0 | 0 | 0 | 0 | 0 | 0 | 0 | 0
0 | 0 | 0 | 0 | 0 | 0 | 0 | 0 | 0 | 0 | 0 | 0 | 0 | 0 | 0 | 0 | 0 | 0 | 0 | 0 | 0
0 | 0 | 0 | 0 | 0 | 0 | 0 | 0 | 0 | 0 | 0 | 0 | 0 | 0 | 0 | 0 | 0 | 0 | 0 | 0 | 0
0 | 0 | 0 | 0 | 0 | 0 | 0 | 0 | 0 | 0 | 0 | 0 | 0 | 0 | 0 | 0 | 0 | 0 | 0 | 0 | 0
0 | 0 | 0 | 0 | 0 | 0 | 0 | 0 | 0 | 0 | 0 | 0 | 0 | 0 | 0 | 0 | 0 | 0 | 0 | 0 | 0
0 | 0 | 0 | 0 | 0 | 0 | 0 | 0 | 0 | 0 | 0 | 0 | 0 | 0 | 0 | 0 | 0 | 0 | 0 | 0 | 0
0 | 0 | 0 | 0 | 0 | 0 | 0 | 0 | 0 | 0 | 0 | 0 | 0 | 0 | 0 | 0 | 0 | 0 | 0 | 0 | 0
0 | 0 | 0 | 0 | 0 | 0 | 0 | 0 | 0 | 0 | 0 | 0 | 0 | 0 | 0 | 0 | 0 | 0 | 0 | 0 | 0
0 | 0 | 0 | 0 | 0 | 0 | 0 | 0 | 0 | 0 | 0 | 0 | 0 | 0 | 0 | 0 | 0 | 0 | 0 | 0 | 0
0 | 0 | 0 | 0 | 0 | 0 | 0 | 0 | 0 | 0 | 0 | 0 | 0 | 0 | 0 | 0 | 0 | 0 | 0 | 0 | 0
0 | 0 | 0 | 0 | 0 | 0 | 0 | 0 | 0 | 0 | 0 | 0 | 0 | 0 | 0 | 0 | 0 | 0 | 0 | 0 | 0
0 | 0 | 0 | 0 | 0 | 0 | 0 | 0 | 0 | 0 | 0 | 0 | 0 | 0 | 0 | 0 | 0 | 0 | 0 | 0 | 0
0 | 0 | 0 | 0 | 0 | 0 | 0 | 0 | 0 | 0 | 0 | 0 | 0 | 0 | 0 | 0 | 0 | 0 | 0 | 0 | 0
0 | 0 | 0 | 0 | 0 | 0 | 0 | 0 | 0 | 0 | 0 | 0 | 0 | 0 | 0 | 0 | 0 | 0 | 0 | 0 | 0
0 | 0 | 0 | 0 | 0 | 0 | 0 | 0 | 0 | 0 | 0 | 0 | 0 | 0 | 0 | 0 | 0 | 0 | 0 | 0 | 0
0 | 0 | 0 | 0 | 0 | 0 | 0 | 0 | 0 | 0 | 0 | 0 | 0 | 0 | 0 | 0 | 0 | 0 | 0 | 0 | 0
0 | 0 | 0 | 0 | 0 | 0 | 0 | 0 | 0 | 0 | 0 | 0 | 0 | 0 | 0 | 0 | 0 | 0 | 0 | 0 | 0
0 | 0 | 0 | 0 | 0 | 0 | 0 | 0 | 0 | 0 | 0 | 0 | 0 | 0 | 0 | 0 | 0 | 0 | 0 | 0 | 0
0 | 0 | 0 | 0 | 0 | 0 | 0 | 0 | 0 | 0 | 0 | 0 | 0 | 0 | 0 | 0 | 0 | 0 | 0 | 0 | 0
0 | 0 | 0 | 0 | 0 | 0 | 0 | 0 | 0 | 0 | 0 | 0 | 0 | 0 | 0 | 0 | 0 | 0 | 0 | 0 | 0
0 | 0 | 0 | 0 | 0 | 0 | 0 | 0 | 0 | 0 | 0 | 0 | 0 | 0 | 0 | 0 | 0 | 0 | 0 | 0 | 0
0 | 0 | 0 | 0 | 0 | 0 | 0 | 0 | 0 | 0 | 0 | 0 | 0 | 0 | 0 | 0 | 0 | 0 | 0 | 0 | 0
0 | 0 | 0 | 0 | 0 | 0 | 0 | 0 | 0 | 0 | 0 | 0 | 0 | 0 | 0 | 0 | 0 | 0 | 0 | 0 | 0
0 | 0 | 0 | 0 | 0 | 0 | 0 | 0 | 0 | 0 | 0 | 0 | 0 | 0 | 0 | 0 | 0 | 0 | 0 | 0 | 0
0 | 0 | 0 | 0 | 0 | 0 | 0 | 0 | 0 | 0 | 0 | 0 | 0 | 0 | 0 | 0 | 0 | 0 | 0 | 0 | 0
0 | 0 | 0 | 0 | 0 | 0 | 0 | 0 | 0 | 0 | 0 | 0 | 0 | 0 | 0 | 0 | 0 | 0 | 0 | 0 | 0
0 | 0 | 0 | 0 | 0 | 0 | 0 | 0 | 0 | 0 | 0 | 0 | 0 | 0 | 0 | 0 | 0 | 0 | 0 | 0 | 0
0 | 0 | 0 | 0 | 0 | 0 | 0 | 0 | 0 | 0 | 0 | 0 | 0 | 0 | 0 | 0 | 0 | 0 | 0 | 0 | 0
0 | 0 | 0 | 0 | 0 | 0 | 0 | 0 | 0 | 0 | 0 | 0 | 0 | 0 | 0 | 0 | 0 | 0 | 0 | 0 | 0
0 | 0 | 0 | 0 | 0 | 0 | 0 | 0 | 0 | 0 | 0 | 0 | 0 | 0 | 0 | 0 | 0 | 0 | 0 | 0 | 0
0 | 0 | 0 | 0 | 0 | 0 | 0 | 0 | 0 | 0 | 0 | 0 | 0 | 0 | 0 | 0 | 0 | 0 | 0 | 0 | 0
0 | 0 | 0 | 0 | 0 | 0 | 0 | 0 | 0 | 0 | 0 | 0 | 0 | 0 | 0 | 0 | 0 | 0 | 0 | 0 | 0
0 | 0 | 0 | 0 | 0 | 0 | 0 | 0 | 0 | 0 | 0 | 0 | 0 | 0 | 0 | 0 | 0 | 0 | 0 | 0 | 0
0 | 0 | 0 | 0 | 0 | 0 | 0 | 0 | 0 | 0 | 0 | 0 | 0 | 0 | 0 | 0 | 0 | 0 | 0 | 0 | 0
0 | 0 | 0 | 0 | 0 | 0 | 0 | 0 | 0 | 0 | 0 | 0 | 0 | 0 | 0 | 0 | 0 | 0 | 0 | 0 | 0
0 | 0 | 0 | 0 | 0 | 0 | 0 | 0 | 0 | 0 | 0 | 0 | 0 | 0 | 0 | 0 | 0 | 0 | 0 | 0 | 0
0 | 0 | 0 | 0 | 0 | 0 | 0 | 0 | 0 | 0 | 0 | 0 | 0 | 0 | 0 | 0 | 0 | 0 | 0 | 0 | 0
0 | 0 | 0 | 0 | 0 | 0 | 0 | 0 | 0 | 0 | 0 | 0 | 0 | 0 | 0 | 0 | 0 | 0 | 0 | 0 | 0
0 | 0 | 0 | 0 | 0 | 0 | 0 | 0 | 0 | 0 | 0 | 0 | 0 | 0 | 0 | 0 | 0 | 0 | 0 | 0 | 0
0 | 0 | 0 | 0 | 0 | 0 | 0 | 0 | 0 | 0 | 0 | 0 | 0 | 0 | 0 | 0 | 0 | 0 | 0 | 0 | 0
0 | 0 | 0 | 0 | 0 | 0 | 0 | 0 | 0 | 0 | 0 | 0 | 0 | 0 | 0 | 0 | 0 | 0 | 0 | 0 | 0
0 | 0 | 0 | 0 | 0 | 0 | 0 | 0 | 0 | 0 | 0 | 0 | 0 | 0 | 0 | 0 | 0 | 0 | 0 | 0 | 0
0 | 0 | 0 | 0 | 0 | 0 | 0 | 0 | 0 | 0 | 0 | 0 | 0 | 0 | 0 | 0 | 0 | 0 | 0 | 0 | 0
0 | 0 | 0 | 0 | 0 | 0 | 0 | 0 | 0 | 0 | 0 | 0 | 0 | 0 | 0 | 0 | 0 | 0 | 0 | 0 | 0
0 | 0 | 0 | 0 | 0 | 0 | 0 | 0 | 0 | 0 | 0 | 0 | 0 | 0 | 0 | 0 | 0 | 0 | 0 | 0 | 0
0 | 0 | 0 | 0 | 0 | 0 | 0 | 0 | 0 | 0 | 0 | 0 | 0 | 0 | 0 | 0 | 0 | 0 | 0 | 0 | 0
0 | 0 | 0 | 0 | 0 | 0 | 0 | 0 | 0 | 0 | 0 | 0 | 0 | 0 | 0 | 0 | 0 | 0 | 0 | 0 | 0
0 | 0 | 0 | 0 | 0 | 0 | 0 | 0 | 0 | 0 | 0 | 0 | 0 | 0 | 0 | 0 | 0 | 0 | 0 | 0 | 0
0 | 0 | 0 | 0 | 0 | 0 | 0 | 0 | 0 | 0 | 0 | 0 | 0 | 0 | 0 | 0 | 0 | 0 | 0 | 0 | 0
0 | 0 | 0 | 0 | 0 | 0 | 0 | 0 | 0 | 0 | 0 | 0 | 0 | 0 | 0 | 0 | 0 | 0 | 0 | 0 | 0
0 | 0 | 0 | 0 | 0 | 0 | 0 | 0 | 0 | 0 | 0 | 0 | 0 | 0 | 0 | 0 | 0 | 0 | 0 | 0 | 0
0 | 0 | 0 | 0 | 0 | 0 | 0 | 0 | 0 | 0 | 0 | 0 | 0 | 0 | 0 | 0 | 0 | 0 | 0 | 0 | 0
0 | 0 | 0 | 0 | 0 | 0 | 0 | 0 | 0 | 0 | 0 | 0 | 0 | 0 | 0 | 0 | 0 | 0 | 0 | 0 | 0
0 | 0 | 0 | 0 | 0 | 0 | 0 | 0 | 0 | 0 | 0 | 0 | 0 | 0 | 0 | 0 | 0 | 0 | 0 | 0 | 0
0 | 0 | 0 | 0 | 0 | 0 | 0 | 0 | 0 | 0 | 0 | 0 | 0 | 0 | 0 | 0 | 0 | 0 | 0 | 0 | 0
0 | 0 | 0 | 0 | 0 | 0 | 0 | 0 | 0 | 0 | 0 | 0 | 0 | 0 | 0 | 0 | 0 | 0 | 0 | 0 | 0
0 | 0 | 0 | 0 | 0 | 0 | 0 | 0 | 0 | 0 | 0 | 0 | 0 | 0 | 0 | 0 | 0 | 0 | 0 | 0 | 0
0 | 0 | 0 | 0 | 0 | 0 | 0 | 0 | 0 | 0 | 0 | 0 | 0 | 0 | 0 | 0 | 0 | 0 | 0 | 0 | 0
0 | 0 | 0 | 0 | 0 | 0 | 0 | 0 | 0 | 0 | 0 | 0 | 0 | 0 | 0 | 0 | 0 | 0 | 0 | 0 | 0
0 | 0 | 0 | 0 | 0 | 0 | 0 | 0 | 0 | 0 | 0 | 0 | 0 | 0 | 0 | 0 | 0 | 0 | 0 | 0 | 0
0 | 0 | 0 | 0 | 0 | 0 | 0 | 0 | 0 | 0 | 0 | 0 | 0 | 0 | 0 | 0 | 0 | 0 | 0 | 0 | 0
0 | 0 | 0 | 0 | 0 | 0 | 0 | 0 | 0 | 0 | 0 | 0 | 0 | 0 | 0 | 0 | 0 | 0 | 0 | 0 | 0
0 | 0 | 0 | 0 | 0 | 0 | 0 | 0 | 0 | 0 | 0 | 0 | 0 | 0 | 0 | 0 | 0 | 0 | 0 | 0 | 0
0 | 0 | 0 | 0 | 0 | 0 | 0 | 0 | 0 | 0 | 0 | 0 | 0 | 0 | 0 | 0 | 0 | 0 | 0 | 0 | 0
0 | 0 | 0 | 0 | 0 | 0 | 0 | 0 | 0 | 0 | 0 | 0 | 0 | 0 | 0 | 0 | 0 | 0 | 0 | 0 | 0
0 | 0 | 0 | 0 | 0 | 0 | 0 | 0 | 0 | 0 | 0 | 0 | 0 | 0 | 0 | 0 | 0 | 0 | 0 | 0 | 0
0 | 0 | 0 | 0 | 0 | 0 | 0 | 0 | 0 | 0 | 0 | 0 | 0 | 0 | 0 | 0 | 0 | 0 | 0 | 0 | 0
0 | 0 | 0 | 0 | 0 | 0 | 0 | 0 | 0 | 0 | 0 | 0 | 0 | 0 | 0 | 0 | 0 | 0 | 0 | 0 | 0
0 | 0 | 0 | 0 | 0 | 0 | 0 | 0 | 0 | 0 | 0 | 0 | 0 | 0 | 0 | 0 | 0 | 0 | 0 | 0 | 0
0 | 0 | 0 | 0 | 0 | 0 | 0 | 0 | 0 | 0 | 0 | 0 | 0 | 0 | 0 | 0 | 0 | 0 | 0 | 0 | 0
0 | 0 | 0 | 0 | 0 | 0 | 0 | 0 | 0 | 0 | 0 | 0 | 0 | 0 | 0 | 0 | 0 | 0 | 0 | 0 | 0
0 | 0 | 0 | 0 | 0 | 0 | 0 | 0 | 0 | 0 | 0 | 0 | 0 | 0 | 0 | 0 | 0 | 0 | 0 | 0 | 0
0 | 0 | 0 | 0 | 0 | 0 | 0 | 0 | 0 | 0 | 0 | 0 | 0 | 0 | 0 | 0 | 0 | 0 | 0 | 0 | 0
0 | 0 | 0 | 0 | 0 | 0 | 0 | 0 | 0 | 0 | 0 | 0 | 0 | 0 | 0 | 0 | 0 | 0 | 0 | 0 | 0
0 | 0 | 0 | 0 | 0 | 0 | 0 | 0 | 0 | 0 | 0 | 0 | 0 | 0 | 0 | 0 | 0 | 0 | 0 | 0 | 0
0 | 0 | 0 | 0 | 0 | 0 | 0 | 0 | 0 | 0 | 0 | 0 | 0 | 0 | 0 | 0 | 0 | 0 | 0 | 0 | 0
0 | 0 | 0 | 0 | 0 | 0 | 0 | 0 | 0 | 0 | 0 | 0 | 0 | 0 | 0 | 0 | 0 | 0 | 0 | 0 | 0
0 | 0 | 0 | 0 | 0 | 0 | 0 | 0 | 0 | 0 | 0 | 0 | 0 | 0 | 0 | 0 | 0 | 0 | 0 | 0 | 0
0 | 0 | 0 | 0 | 0 | 0 | 0 | 0 | 0 | 0 | 0 | 0 | 0 | 0 | 0 | 0 | 0 | 0 | 0 | 0 | 0
0 | 0 | 0 | 0 | 0 | 0 | 0 | 0 | 0 | 0 | 0 | 0 | 0 | 0 | 0 | 0 | 0 | 0 | 0 | 0 | 0
0 | 0 | 0 | 0 | 0 | 0 | 0 | 0 | 0 | 0 | 0 | 0 | 0 | 0 | 0 | 0 | 0 | 0 | 0 | 0 | 0
0 | 0 | 0 | 0 | 0 | 0 | 0 | 0 | 0 | 0 | 0 | 0 | 0 | 0 | 0 | 0 | 0 | 0 | 0 | 0 | 0
0 | 0 | 0 | 0 | 0 | 0 | 0 | 0 | 0 | 0 | 0 | 0 | 0 | 0 | 0 | 0 | 0 | 0 | 0 | 0 | 0
0 | 0 | 0 | 0 | 0 | 0 | 0 | 0 | 0 | 0 | 0 | 0 | 0 | 0 | 0 | 0 | 0 | 0 | 0 | 0 | 0
0 | 0 | 0 | 0 | 0 | 0 | 0 | 0 | 0 | 0 | 0 | 0 | 0 | 0 | 0 | 0 | 0 | 0 | 0 | 0 | 0
0 | 0 | 0 | 0 | 0 | 0 | 0 | 0 | 0 | 0 | 0 | 0 | 0 | 0 | 0 | 0 | 0 | 0 | 0 | 0 | 0
0 | 0 | 0 | 0 | 0 | 0 | 0 | 0 | 0 | 0 | 0 | 0 | 0 | 0 | 0 | 0 | 0 | 0 | 0 | 0 | 0
0 | 0 | 0 | 0 | 0 | 0 | 0 | 0 | 0 | 0 | 0 | 0 | 0 | 0 | 0 | 0 | 0 | 0 | 0 | 0 | 0
0 | 0 | 0 | 0 | 0 | 0 | 0 | 0 | 0 | 0 | 0 | 0 | 0 | 0 | 0 | 0 | 0 | 0 | 0 | 0 | 0
0 | 0 | 0 | 0 | 0 | 0 | 0 | 0 | 0 | 0 | 0 | 0 | 0 | 0 | 0 | 0 | 0 | 0 | 0 | 0 | 0
0 | 0 | 0 | 0 | 0 | 0 | 0 | 0 | 0 | 0 | 0 | 0 | 0 | 0 | 0 | 0 | 0 | 0 | 0 | 0 | 0
0 | 0 | 0 | 0 | 0 | 0 | 0 | 0 | 0 | 0 | 0 | 0 | 0 | 0 | 0 | 0 | 0 | 0 | 0 | 0 | 0
0 | 0 | 0 | 0 | 0 | 0 | 0 | 0 | 0 | 0 | 0 | 0 | 0 | 0 | 0 | 0 | 0 | 0 | 0 | 0 | 0
0 | 0 | 0 | 0 | 0 | 0 | 0 | 0 | 0 | 0 | 0 | 0 | 0 | 0 | 0 | 0 | 0 | 0 | 0 | 0 | 0
0 | 0 | 0 | 0 | 0 | 0 | 0 | 0 | 0 | 0 | 0 | 0 | 0 | 0 | 0 | 0 | 0 | 0 | 0 | 0 | 0
0 | 0 | 0 | 0 | 0 | 0 | 0 | 0 | 0 | 0 | 0 | 0 | 0 | 0 | 0 | 0 | 0 | 0 | 0 | 0 | 0
0 | 0 | 0 | 0 | 0 | 0 | 0 | 0 | 0 | 0 | 0 | 0 | 0 | 0 | 0 | 0 | 0 | 0 | 0 | 0 | 0
0 | 0 | 0 | 0 | 0 | 0 | 0 | 0 | 0 | 0 | 0 | 0 | 0 | 0 | 0 | 0 | 0 | 0 | 0 | 0 | 0
0 | 0 | 0 | 0 | 0 | 0 | 0 | 0 | 0 | 0 | 0 | 0 | 0 | 0 | 0 | 0 | 0 | 0 | 0 | 0 | 0
0 | 0 | 0 | 0 | 0 | 0 | 0 | 0 | 0 | 0 | 0 | 0 | 0 | 0 | 0 | 0 | 0 | 0 | 0 | 0 | 0
0 | 0 | 0 | 0 | 0 | 0 | 0 | 0 | 0 | 0 | 0 | 0 | 0 | 0 | 0 | 0 | 0 | 0 | 0 | 0 | 0
0 | 0 | 0 | 0 | 0 | 0 | 0 | 0 | 0 | 0 | 0 | 0 | 0 | 0 | 0 | 0 | 0 | 0 | 0 | 0 | 0
0 | 0 | 0 | 0 | 0 | 0 | 0 | 0 | 0 | 0 | 0 | 0 | 0 | 0 | 0 | 0 | 0 | 0 | 0 | 0 | 0
0 | 0 | 0 | 0 | 0 | 0 | 0 | 0 | 0 | 0 | 0 | 0 | 0 | 0 | 0 | 0 | 0 | 0 | 0 | 0 | 0
0 | 0 | 0 | 0 | 0 | 0 | 0 | 0 | 0 | 0 | 0 | 0 | 0 | 0 | 0 | 0 | 0 | 0 | 0 | 0 | 0
0 | 0 | 0 | 0 | 0 | 0 | 0 | 0 | 0 | 0 | 0 | 0 | 0 | 0 | 0 | 0 | 0 | 0 | 0 | 0 | 0
0 | 0 | 0 | 0 | 0 | 0 | 0 | 0 | 0 | 0 | 0 | 0 | 0 | 0 | 0 | 0 | 0 | 0 | 0 | 0 | 0
0 | 0 | 0 | 0 | 0 | 0 | 0 | 0 | 0 | 0 | 0 | 0 | 0 | 0 | 0 | 0 | 0 | 0 | 0 | 0 | 0
0 | 0 | 0 | 0 | 0 | 0 | 0 | 0 | 0 | 0 | 0 | 0 | 0 | 0 | 0 | 0 | 0 | 0 | 0 | 0 | 0
0 | 0 | 0 | 0 | 0 | 0 | 0 | 0 | 0 | 0 | 0 | 0 | 0 | 0 | 0 | 0 | 0 | 0 | 0 | 0 | 0
0 | 0 | 0 | 0 | 0 | 0 | 0 | 0 | 0 | 0 | 0 | 0 | 0 | 0 | 0 | 0 | 0 | 0 | 0 | 0 | 0
0 | 0 | 0 | 0 | 0 | 0 | 0 | 0 | 0 | 0 | 0 | 0 | 0 | 0 | 0 | 0 | 0 | 0 | 0 | 0 | 0
0 | 0 | 0 | 0 | 0 | 0 | 0 | 0 | 0 | 0 | 0 | 0 | 0 | 0 | 0 | 0 | 0 | 0 | 0 | 0 | 0
0 | 0 | 0 | 0 | 0 | 0 | 0 | 0 | 0 | 0 | 0 | 0 | 0 | 0 | 0 | 0 | 0 | 0 | 0 | 0 | 0
0 | 0 | 0 | 0 | 0 | 0 | 0 | 0 | 0 | 0 | 0 | 0 | 0 | 0 | 0 | 0 | 0 | 0 | 0 | 0 | 0
0 | 0 | 0 | 0 | 0 | 0 | 0 | 0 | 0 | 0 | 0 | 0 | 0 | 0 | 0 | 0 | 0 | 0 | 0 | 0 | 0
0 | 0 | 0 | 0 | 0 | 0 | 0 | 0 | 0 | 0 | 0 | 0 | 0 | 0 | 0 | 0 | 0 | 0 | 0 | 0 | 0
0 | 0 | 0 | 0 | 0 | 0 | 0 | 0 | 0 | 0 | 0 | 0 | 0 | 0 | 0 | 0 | 0 | 0 | 0 | 0 | 0
0 | 0 | 0 | 0 | 0 | 0 | 0 | 0 | 0 | 0 | 0 | 0 | 0 | 0 | 0 | 0 | 0 | 0 | 0 | 0 | 0
0 | 0 | 0 | 0 | 0 | 0 | 0 | 0 | 0 | 0 | 0 | 0 | 0 | 0 | 0 | 0 | 0 | 0 | 0 | 0 | 0
0 | 0 | 0 | 0 | 0 | 0 | 0 | 0 | 0 | 0 | 0 | 0 | 0 | 0 | 0 | 0 | 0 | 0 | 0 | 0 | 0
0 | 0 | 0 | 0 | 0 | 0 | 0 | 0 | 0 | 0 | 0 | 0 | 0 | 0 | 0 | 0 | 0 | 0 | 0 | 0 | 0
0 | 0 | 0 | 0 | 0 | 0 | 0 | 0 | 0 | 0 | 0 | 0 | 0 | 0 | 0 | 0 | 0 | 0 | 0 | 0 | 0
0 | 0 | 0 | 0 | 0 | 0 | 0 | 0 | 0 | 0 | 0 | 0 | 0 | 0 | 0 | 0 | 0 | 0 | 0 | 0 | 0
0 | 0 | 0 | 0 | 0 | 0 | 0 | 0 | 0 | 0 | 0 | 0 | 0 | 0 | 0 | 0 | 0 | 0 | 0 | 0 | 0
0 | 0 | 0 | 0 | 0 | 0 | 0 | 0 | 0 | 0 | 0 | 0 | 0 | 0 | 0 | 0 | 0 | 0 | 0 | 0 | 0
0 | 0 | 0 | 0 | 0 | 0 | 0 | 0 | 0 | 0 | 0 | 0 | 0 | 0 | 0 | 0 | 0 | 0 | 0 | 0 | 0
0 | 0 | 0 | 0 | 0 | 0 | 0 | 0 | 0 | 0 | 0 | 0 | 0 | 0 | 0 | 0 | 0 | 0 | 0 | 0 | 0
0 | 0 | 0 | 0 | 0 | 0 | 0 | 0 | 0 | 0 | 0 | 0 | 0 | 0 | 0 | 0 | 0 | 0 | 0 | 0 | 0
0 | 0 | 0 | 0 | 0 | 0 | 0 | 0 | 0 | 0 | 0 | 0 | 0 | 0 | 0 | 0 | 0 | 0 | 0 | 0 | 0
0 | 0 | 0 | 0 | 0 | 0 | 0 | 0 | 0 | 0 | 0 | 0 | 0 | 0 | 0 | 0 | 0 | 0 | 0 | 0 | 0
0 | 0 | 0 | 0 | 0 | 0 | 0 | 0 | 0 | 0 | 0 | 0 | 0 | 0 | 0 | 0 | 0 | 0 | 0 | 0 | 0
0 | 0 | 0 | 0 | 0 | 0 | 0 | 0 | 0 | 0 | 0 | 0 | 0 | 0 | 0 | 0 | 0 | 0 | 0 | 0 | 0
0 | 0 | 0 | 0 | 0 | 0 | 0 | 0 | 0 | 0 | 0 | 0 | 0 | 0 | 0 | 0 | 0 | 0 | 0 | 0 | 0
0 | 0 | 0 | 0 | 0 | 0 | 0 | 0 | 0 | 0 | 0 | 0 | 0 | 0 | 0 | 0 | 0 | 0 | 0 | 0 | 0
0 | 0 | 0 | 0 | 0 | 0 | 0 | 0 | 0 | 0 | 0 | 0 | 0 | 0 | 0 | 0 | 0 | 0 | 0 | 0 | 0
0 | 0 | 0 | 0 | 0 | 0 | 0 | 0 | 0 | 0 | 0 | 0 | 0 | 0 | 0 | 0 | 0 | 0 | 0 | 0 | 0
0 | 0 | 0 | 0 | 0 | 0 | 0 | 0 | 0 | 0 | 0 | 0 | 0 | 0 | 0 | 0 | 0 | 0 | 0 | 0 | 0
0 | 0 | 0 | 0 | 0 | 0 | 0 | 0 | 0 | 0 | 0 | 0 | 0 | 0 | 0 | 0 | 0 | 0 | 0 | 0 | 0
0 | 0 | 0 | 0 | 0 | 0 | 0 | 0 | 0 | 0 | 0 | 0 | 0 | 0 | 0 | 0 | 0 | 0 | 0 | 0 | 0
0 | 0 | 0 | 0 | 0 | 0 | 0 | 0 | 0 | 0 | 0 | 0 | 0 | 0 | 0 | 0 | 0 | 0 | 0 | 0 | 0
0 | 0 | 0 | 0 | 0 | 0 | 0 | 0 | 0 | 0 | 0 | 0 | 0 | 0 | 0 | 0 | 0 | 0 | 0 | 0 | 0
0 | 0 | 0 | 0 | 0 | 0 | 0 | 0 | 0 | 0 | 0 | 0 | 0 | 0 | 0 | 0 | 0 | 0 | 0 | 0 | 0
0 | 0 | 0 | 0 | 0 | 0 | 0 | 0 | 0 | 0 | 0 | 0 | 0 | 0 | 0 | 0 | 0 | 0 | 0 | 0 | 0
0 | 0 | 0 | 0 | 0 | 0 | 0 | 0 | 0 | 0 | 0 | 0 | 0 | 0 | 0 | 0 | 0 | 0 | 0 | 0 | 0
0 | 0 | 0 | 0 | 0 | 0 | 0 | 0 | 0 | 0 | 0 | 0 | 0 | 0 | 0 | 0 | 0 | 0 | 0 | 0 | 0
0 | 0 | 0 | 0 | 0 | 0 | 0 | 0 | 0 | 0 | 0 | 0 | 0 | 0 | 0 | 0 | 0 | 0 | 0 | 0 | 0
0 | 0 | 0 | 0 | 0 | 0 | 0 | 0 | 0 | 0 | 0 | 0 | 0 | 0 | 0 | 0 | 0 | 0 | 0 | 0 | 0
0 | 0 | 0 | 0 | 0 | 0 | 0 | 0 | 0 | 0 | 0 | 0 | 0 | 0 | 0 | 0 | 0 | 0 | 0 | 0 | 0
0 | 0 | 0 | 0 | 0 | 0 | 0 | 0 | 0 | 0 | 0 | 0 | 0 | 0 | 0 | 0 | 0 | 0 | 0 | 0 | 0
0 | 0 | 0 | 0 | 0 | 0 | 0 | 0 | 0 | 0 | 0 | 0 | 0 | 0 | 0 | 0 | 0 | 0 | 0 | 0 | 0
0 | 0 | 0 | 0 | 0 | 0 | 0 | 0 | 0 | 0 | 0 | 0 | 0 | 0 | 0 | 0 | 0 | 0 | 0 | 0 | 0
0 | 0 | 0 | 0 | 0 | 0 | 0 | 0 | 0 | 0 | 0 | 0 | 0 | 0 | 0 | 0 | 0 | 0 | 0 | 0 | 0
0 | 0 | 0 | 0 | 0 | 0 | 0 | 0 | 0 | 0 | 0 | 0 | 0 | 0 | 0 | 0 | 0 | 0 | 0 | 0 | 0
0 | 0 | 0 | 0 | 0 | 0 | 0 | 0 | 0 | 0 | 0 | 0 | 0 | 0 | 0 | 0 | 0 | 0 | 0 | 0 | 0
0 | 0 | 0 | 0 | 0 | 0 | 0 | 0 | 0 | 0 | 0 | 0 | 0 | 0 | 0 | 0 | 0 | 0 | 0 | 0 | 0
0 | 0 | 0 | 0 | 0 | 0 | 0 | 0 | 0 | 0 | 0 | 0 | 0 | 0 | 0 | 0 | 0 | 0 | 0 | 0 | 0
0 | 0 | 0 | 0 | 0 | 0 | 0 | 0 | 0 | 0 | 0 | 0 | 0 | 0 | 0 | 0 | 0 | 0 | 0 | 0 | 0
0 | 0 | 0 | 0 | 0 | 0 | 0 | 0 | 0 | 0 | 0 | 0 | 0 | 0 | 0 | 0 | 0 | 0 | 0 | 0 | 0
0 | 0 | 0 | 0 | 0 | 0 | 0 | 0 | 0 | 0 | 0 | 0 | 0 | 0 | 0 | 0 | 0 | 0 | 0 | 0 | 0
0 | 0 | 0 | 0 | 0 | 0 | 0 | 0 | 0 | 0 | 0 | 0 | 0 | 0 | 0 | 0 | 0 | 0 | 0 | 0 | 0
0 | 0 | 0 | 0 | 0 | 0 | 0 | 0 | 0 | 0 | 0 | 0 | 0 | 0 | 0 | 0 | 0 | 0 | 0 | 0 | 0
0 | 0 | 0 | 0 | 0 | 0 | 0 | 0 | 0 | 0 | 0 | 0 | 0 | 0 | 0 | 0 | 0 | 0 | 0 | 0 | 0
0 | 0 | 0 | 0 | 0 | 0 | 0 | 0 | 0 | 0 | 0 | 0 | 0 | 0 | 0 | 0 | 0 | 0 | 0 | 0 | 0
0 | 0 | 0 | 0 | 0 | 0 | 0 | 0 | 0 | 0 | 0 | 0 | 0 | 0 | 0 | 0 | 0 | 0 | 0 | 0 | 0
0 | 0 | 0 | 0 | 0 | 0 | 0 | 0 | 0 | 0 | 0 | 0 | 0 | 0 | 0 | 0 | 0 | 0 | 0 | 0 | 0
0 | 0 | 0 | 0 | 0 | 0 | 0 | 0 | 0 | 0 | 0 | 0 | 0 | 0 | 0 | 0 | 0 | 0 | 0 | 0 | 0
0 | 0 | 0 | 0 | 0 | 0 | 0 | 0 | 0 | 0 | 0 | 0 | 0 | 0 | 0 | 0 | 0 | 0 | 0 | 0 | 0
0 | 0 | 0 | 0 | 0 | 0 | 0 | 0 | 0 | 0 | 0 | 0 | 0 | 0 | 0 | 0 | 0 | 0 | 0 | 0 | 0
0 | 0 | 0 | 0 | 0 | 0 | 0 | 0 | 0 | 0 | 0 | 0 | 0 | 0 | 0 | 0 | 0 | 0 | 0 | 0 | 0
0 | 0 | 0 | 0 | 0 | 0 | 0 | 0 | 0 | 0 | 0 | 0 | 0 | 0 | 0 | 0 | 0 | 0 | 0 | 0 | 0
0 | 0 | 0 | 0 | 0 | 0 | 0 | 0 | 0 | 0 | 0 | 0 | 0 | 0 | 0 | 0 | 0 | 0 | 0 | 0 | 0
0 | 0 | 0 | 0 | 0 | 0 | 0 | 0 | 0 | 0 | 0 | 0 | 0 | 0 | 0 | 0 | 0 | 0 | 0 | 0 | 0
0 | 0 | 0 | 0 | 0 | 0 | 0 | 0 | 0 | 0 | 0 | 0 | 0 | 0 | 0 | 0 | 0 | 0 | 0 | 0 | 0
0 | 0 | 0 | 0 | 0 | 0 | 0 | 0 | 0 | 0 | 0 | 0 | 0 | 0 | 0 | 0 | 0 | 0 | 0 | 0 | 0
0 | 0 | 0 | 0 | 0 | 0 | 0 | 0 | 0 | 0 | 0 | 0 | 0 | 0 | 0 | 0 | 0 | 0 | 0 | 0 | 0
0 | 0 | 0 | 0 | 0 | 0 | 0 | 0 | 0 | 0 | 0 | 0 | 0 | 0 | 0 | 0 | 0 | 0 | 0 | 0 | 0
0 | 0 | 0 | 0 | 0 | 0 | 0 | 0 | 0 | 0 | 0 | 0 | 0 | 0 | 0 | 0 | 0 | 0 | 0 | 0 | 0
0 | 0 | 0 | 0 | 0 | 0 | 0 | 0 | 0 | 0 | 0 | 0 | 0 | 0 | 0 | 0 | 0 | 0 | 0 | 0 | 0
0 | 0 | 0 | 0 | 0 | 0 | 0 | 0 | 0 | 0 | 0 | 0 | 0 | 0 | 0 | 0 | 0 | 0 | 0 | 0 | 0
0 | 0 | 0 | 0 | 0 | 0 | 0 | 0 | 0 | 0 | 0 | 0 | 0 | 0 | 0 | 0 | 0 | 0 | 0 | 0 | 0
0 | 0 | 0 | 0 | 0 | 0 | 0 | 0 | 0 | 0 | 0 | 0 | 0 | 0 | 0 | 0 | 0 | 0 | 0 | 0 | 0
0 | 0 | 0 | 0 | 0 | 0 | 0 | 0 | 0 | 0 | 0 | 0 | 0 | 0 | 0 | 0 | 0 | 0 | 0 | 0 | 0
0 | 0 | 0 | 0 | 0 | 0 | 0 | 0 | 0 | 0 | 0 | 0 | 0 | 0 | 0 | 0 | 0 | 0 | 0 | 0 | 0
0 | 0 | 0 | 0 | 0 | 0 | 0 | 0 | 0 | 0 | 0 | 0 | 0 | 0 | 0 | 0 | 0 | 0 | 0 | 0 | 0
0 | 0 | 0 | 0 | 0 | 0 | 0 | 0 | 0 | 0 | 0 | 0 | 0 | 0 | 0 | 0 | 0 | 0 | 0 | 0 | 0
0 | 0 | 0 | 0 | 0 | 0 | 0 | 0 | 0 | 0 | 0 | 0 | 0 | 0 | 0 | 0 | 0 | 0 | 0 | 0 | 0
0 | 0 | 0 | 0 | 0 | 0 | 0 | 0 | 0 | 0 | 0 | 0 | 0 | 0 | 0 | 0 | 0 | 0 | 0 | 0 | 0
0 | 0 | 0 | 0 | 0 | 0 | 0 | 0 | 0 | 0 | 0 | 0 | 0 | 0 | 0 | 0 | 0 | 0 | 0 | 0 | 0
0 | 0 | 0 | 0 | 0 | 0 | 0 | 0 | 0 | 0 | 0 | 0 | 0 | 0 | 0 | 0 | 0 | 0 | 0 | 0 | 0
0 | 0 | 0 | 0 | 0 | 0 | 0 | 0 | 0 | 0 | 0 | 0 | 0 | 0 | 0 | 0 | 0 | 0 | 0 | 0 | 0
0 | 0 | 0 | 0 | 0 | 0 | 0 | 0 | 0 | 0 | 0 | 0 | 0 | 0 | 0 | 0 | 0 | 0 | 0 | 0 | 0
0 | 0 | 0 | 0 | 0 | 0 | 0 | 0 | 0 | 0 | 0 | 0 | 0 | 0 | 0 | 0 | 0 | 0 | 0 | 0 | 0
0 | 0 | 0 | 0 | 0 | 0 | 0 | 0 | 0 | 0 | 0 | 0 | 0 | 0 | 0 | 0 | 0 | 0 | 0 | 0 | 0
0 | 0 | 0 | 0 | 0 | 0 | 0 | 0 | 0 | 0 | 0 | 0 | 0 | 0 | 0 | 0 | 0 | 0 | 0 | 0 | 0
0 | 0 | 0 | 0 | 0 | 0 | 0 | 0 | 0 | 0 | 0 | 0 | 0 | 0 | 0 | 0 | 0 | 0 | 0 | 0 | 0
0 | 0 | 0 | 0 | 0 | 0 | 0 | 0 | 0 | 0 | 0 | 0 | 0 | 0 | 0 | 0 | 0 | 0 | 0 | 0 | 0
0 | 0 | 0 | 0 | 0 | 0 | 0 | 0 | 0 | 0 | 0 | 0 | 0 | 0 | 0 | 0 | 0 | 0 | 0 | 0 | 0
0 | 0 | 0 | 0 | 0 | 0 | 0 | 0 | 0 | 0 | 0 | 0 | 0 | 0 | 0 | 0 | 0 | 0 | 0 | 0 | 0
0 | 0 | 0 | 0 | 0 | 0 | 0 | 0 | 0 | 0 | 0 | 0 | 0 | 0 | 0 | 0 | 0 | 0 | 0 | 0 | 0
0 | 0 | 0 | 0 | 0 | 0 | 0 | 0 | 0 | 0 | 0 | 0 | 0 | 0 | 0 | 0 | 0 | 0 | 0 | 0 | 0
0 | 0 | 0 | 0 | 0 | 0 | 0 | 0 | 0 | 0 | 0 | 0 | 0 | 0 | 0 | 0 | 0 | 0 | 0 | 0 | 0
0 | 0 | 0 | 0 | 0 | 0 | 0 | 0 | 0 | 0 | 0 | 0 | 0 | 0 | 0 | 0 | 0 | 0 | 0 | 0 | 0
0 | 0 | 0 | 0 | 0 | 0 | 0 | 0 | 0 | 0 | 0 | 0 | 0 | 0 | 0 | 0 | 0 | 0 | 0 | 0 | 0
0 | 0 | 0 | 0 | 0 | 0 | 0 | 0 | 0 | 0 | 0 | 0 | 0 | 0 | 0 | 0 | 0 | 0 | 0 | 0 | 0
0 | 0 | 0 | 0 | 0 | 0 | 0 | 0 | 0 | 0 | 0 | 0 | 0 | 0 | 0 | 0 | 0 | 0 | 0 | 0 | 0
0 | 0 | 0 | 0 | 0 | 0 | 0 | 0 | 0 | 0 | 0 | 0 | 0 | 0 | 0 | 0 | 0 | 0 | 0 | 0 | 0
0 | 0 | 0 | 0 | 0 | 0 | 0 | 0 | 0 | 0 | 0 | 0 | 0 | 0 | 0 | 0 | 0 | 0 | 0 | 0 | 0
0 | 0 | 0 | 0 | 0 | 0 | 0 | 0 | 0 | 0 | 0 | 0 | 0 | 0 | 0 | 0 | 0 | 0 | 0 | 0 | 0
0 | 0 | 0 | 0 | 0 | 0 | 0 | 0 | 0 | 0 | 0 | 0 | 0 | 0 | 0 | 0 | 0 | 0 | 0 | 0 | 0
0 | 0 | 0 | 0 | 0 | 0 | 0 | 0 | 0 | 0 | 0 | 0 | 0 | 0 | 0 | 0 | 0 | 0 | 0 | 0 | 0
0 | 0 | 0 | 0 | 0 | 0 | 0 | 0 | 0 | 0 | 0 | 0 | 0 | 0 | 0 | 0 | 0 | 0 | 0 | 0 | 0
0 | 0 | 0 | 0 | 0 | 0 | 0 | 0 | 0 | 0 | 0 | 0 | 0 | 0 | 0 | 0 | 0 | 0 | 0 | 0 | 0
0 | 0 | 0 | 0 | 0 | 0 | 0 | 0 | 0 | 0 | 0 | 0 | 0 | 0 | 0 | 0 | 0 | 0 | 0 | 0 | 0
0 | 0 | 0 | 0 | 0 | 0 | 0 | 0 | 0 | 0 | 0 | 0 | 0 | 0 | 0 | 0 | 0 | 0 | 0 | 0 | 0
0 | 0 | 0 | 0 | 0 | 0 | 0 | 0 | 0 | 0 | 0 | 0 | 0 | 0 | 0 | 0 | 0 | 0 | 0 | 0 | 0
0 | 0 | 0 | 0 | 0 | 0 | 0 | 0 | 0 | 0 | 0 | 0 | 0 | 0 | 0 | 0 | 0 | 0 | 0 | 0 | 0
0 | 0 | 0 | 0 | 0 | 0 | 0 | 0 | 0 | 0 | 0 | 0 | 0 | 0 | 0 | 0 | 0 | 0 | 0 | 0 | 0
0 | 0 | 0 | 0 | 0 | 0 | 0 | 0 | 0 | 0 | 0 | 0 | 0 | 0 | 0 | 0 | 0 | 0 | 0 | 0 | 0
0 | 0 | 0 | 0 | 0 | 0 | 0 | 0 | 0 | 0 | 0 | 0 | 0 | 0 | 0 | 0 | 0 | 0 | 0 | 0 | 0
0 | 0 | 0 | 0 | 0 | 0 | 0 | 0 | 0 | 0 | 0 | 0 | 0 | 0 | 0 | 0 | 0 | 0 | 0 | 0 | 0
0 | 0 | 0 | 0 | 0 | 0 | 0 | 0 | 0 | 0 | 0 | 0 | 0 | 0 | 0 | 0 | 0 | 0 | 0 | 0 | 0
0 | 0 | 0 | 0 | 0 | 0 | 0 | 0 | 0 | 0 | 0 | 0 | 0 | 0 | 0 | 0 | 0 | 0 | 0 | 0 | 0
0 | 0 | 0 | 0 | 0 | 0 | 0 | 0 | 0 | 0 | 0 | 0 | 0 | 0 | 0 | 0 | 0 | 0 | 0 | 0 | 0
0 | 0 | 0 | 0 | 0 | 0 | 0 | 0 | 0 | 0 | 0 | 0 | 0 | 0 | 0 | 0 | 0 | 0 | 0 | 0 | 0
0 | 0 | 0 | 0 | 0 | 0 | 0 | 0 | 0 | 0 | 0 | 0 | 0 | 0 | 0 | 0 | 0 | 0 | 0 | 0 | 0
0 | 0 | 0 | 0 | 0 | 0 | 0 | 0 | 0 | 0 | 0 | 0 | 0 | 0 | 0 | 0 | 0 | 0 | 0 | 0 | 0
0 | 0 | 0 | 0 | 0 | 0 | 0 | 0 | 0 | 0 | 0 | 0 | 0 | 0 | 0 | 0 | 0 | 0 | 0 | 0 | 0
0 | 0 | 0 | 0 | 0 | 0 | 0 | 0 | 0 | 0 | 0 | 0 | 0 | 0 | 0 | 0 | 0 | 0 | 0 | 0 | 0
0 | 0 | 0 | 0 | 0 | 0 | 0 | 0 | 0 | 0 | 0 | 0 | 0 | 0 | 0 | 0 | 0 | 0 | 0 | 0 | 0
0 | 0 | 0 | 0 | 0 | 0 | 0 | 0 | 0 | 0 | 0 | 0 | 0 | 0 | 0 | 0 | 0 | 0 | 0 | 0 | 0
0 | 0 | 0 | 0 | 0 | 0 | 0 | 0 | 0 | 0 | 0 | 0 | 0 | 0 | 0 | 0 | 0 | 0 | 0 | 0 | 0
0 | 0 | 0 | 0 | 0 | 0 | 0 | 0 | 0 | 0 | 0 | 0 | 0 | 0 | 0 | 0 | 0 | 0 | 0 | 0 | 0
0 | 0 | 0 | 0 | 0 | 0 | 0 | 0 | 0 | 0 | 0 | 0 | 0 | 0 | 0 | 0 | 0 | 0 | 0 | 0 | 0
0 | 0 | 0 | 0 | 0 | 0 | 0 | 0 | 0 | 0 | 0 | 0 | 0 | 0 | 0 | 0 | 0 | 0 | 0 | 0 | 0
0 | 0 | 0 | 0 | 0 | 0 | 0 | 0 | 0 | 0 | 0 | 0 | 0 | 0 | 0 | 0 | 0 | 0 | 0 | 0 | 0
0 | 0 | 0 | 0 | 0 | 0 | 0 | 0 | 0 | 0 | 0 | 0 | 0 | 0 | 0 | 0 | 0 | 0 | 0 | 0 | 0
0 | 0 | 0 | 0 | 0 | 0 | 0 | 0 | 0 | 0 | 0 | 0 | 0 | 0 | 0 | 0 | 0 | 0 | 0 | 0 | 0
0 | 0 | 0 | 0 | 0 | 0 | 0 | 0 | 0 | 0 | 0 | 0 | 0 | 0 | 0 | 0 | 0 | 0 | 0 | 0 | 0
0 | 0 | 0 | 0 | 0 | 0 | 0 | 0 | 0 | 0 | 0 | 0 | 0 | 0 | 0 | 0 | 0 | 0 | 0 | 0 | 0
0 | 0 | 0 | 0 | 0 | 0 | 0 | 0 | 0 | 0 | 0 | 0 | 0 | 0 | 0 | 0 | 0 | 0 | 0 | 0 | 0
0 | 0 | 0 | 0 | 0 | 0 | 0 | 0 | 0 | 0 | 0 | 0 | 0 | 0 | 0 | 0 | 0 | 0 | 0 | 0 | 0
0 | 0 | 0 | 0 | 0 | 0 | 0 | 0 | 0 | 0 | 0 | 0 | 0 | 0 | 0 | 0 | 0 | 0 | 0 | 0 | 0
0 | 0 | 0 | 0 | 0 | 0 | 0 | 0 | 0 | 0 | 0 | 0 | 0 | 0 | 0 | 0 | 0 | 0 | 0 | 0 | 0
0 | 0 | 0 | 0 | 0 | 0 | 0 | 0 | 0 | 0 | 0 | 0 | 0 | 0 | 0 | 0 | 0 | 0 | 0 | 0 | 0
0 | 0 | 0 | 0 | 0 | 0 | 0 | 0 | 0 | 0 | 0 | 0 | 0 | 0 | 0 | 0 | 0 | 0 | 0 | 0 | 0
0 | 0 | 0 | 0 | 0 | 0 | 0 | 0 | 0 | 0 | 0 | 0 | 0 | 0 | 0 | 0 | 0 | 0 | 0 | 0 | 0
0 | 0 | 0 | 0 | 0 | 0 | 0 | 0 | 0 | 0 | 0 | 0 | 0 | 0 | 0 | 0 | 0 | 0 | 0 | 0 | 0
0 | 0 | 0 | 0 | 0 | 0 | 0 | 0 | 0 | 0 | 0 | 0 | 0 | 0 | 0 | 0 | 0 | 0 | 0 | 0 | 0
0 | 0 | 0 | 0 | 0 | 0 | 0 | 0 | 0 | 0 | 0 | 0 | 0 | 0 | 0 | 0 | 0 | 0 | 0 | 0 | 0
0 | 0 | 0 | 0 | 0 | 0 | 0 | 0 | 0 | 0 | 0 | 0 | 0 | 0 | 0 | 0 | 0 | 0 | 0 | 0 | 0
0 | 0 | 0 | 0 | 0 | 0 | 0 | 0 | 0 | 0 | 0 | 0 | 0 | 0 | 0 | 0 | 0 | 0 | 0 | 0 | 0
0 | 0 | 0 | 0 | 0 | 0 | 0 | 0 | 0 | 0 | 0 | 0 | 0 | 0 | 0 | 0 | 0 | 0 | 0 | 0 | 0
0 | 0 | 0 | 0 | 0 | 0 | 0 | 0 | 0 | 0 | 0 | 0 | 0 | 0 | 0 | 0 | 0 | 0 | 0 | 0 | 0
0 | 0 | 0 | 0 | 0 | 0 | 0 | 0 | 0 | 0 | 0 | 0 | 0 | 0 | 0 | 0 | 0 | 0 | 0 | 0 | 0
0 | 0 | 0 | 0 | 0 | 0 | 0 | 0 | 0 | 0 | 0 | 0 | 0 | 0 | 0 | 0 | 0 | 0 | 0 | 0 | 0
0 | 0 | 0 | 0 | 0 | 0 | 0 | 0 | 0 | 0 | 0 | 0 | 0 | 0 | 0 | 0 | 0 | 0 | 0 | 0 | 0
0 | 0 | 0 | 0 | 0 | 0 | 0 | 0 | 0 | 0 | 0 | 0 | 0 | 0 | 0 | 0 | 0 | 0 | 0 | 0 | 0
0 | 0 | 0 | 0 | 0 | 0 | 0 | 0 | 0 | 0 | 0 | 0 | 0 | 0 | 0 | 0 | 0 | 0 | 0 | 0 | 0
0 | 0 | 0 | 0 | 0 | 0 | 0 | 0 | 0 | 0 | 0 | 0 | 0 | 0 | 0 | 0 | 0 | 0 | 0 | 0 | 0
0 | 0 | 0 | 0 | 0 | 0 | 0 | 0 | 0 | 0 | 0 | 0 | 0 | 0 | 0 | 0 | 0 | 0 | 0 | 0 | 0
0 | 0 | 0 | 0 | 0 | 0 | 0 | 0 | 0 | 0 | 0 | 0 | 0 | 0 | 0 | 0 | 0 | 0 | 0 | 0 | 0
0 | 0 | 0 | 0 | 0 | 0 | 0 | 0 | 0 | 0 | 0 | 0 | 0 | 0 | 0 | 0 | 0 | 0 | 0 | 0 | 0
0 | 0 | 0 | 0 | 0 | 0 | 0 | 0 | 0 | 0 | 0 | 0 | 0 | 0 | 0 | 0 | 0 | 0 | 0 | 0 | 0
0 | 0 | 0 | 0 | 0 | 0 | 0 | 0 | 0 | 0 | 0 | 0 | 0 | 0 | 0 | 0 | 0 | 0 | 0 | 0 | 0
0 | 0 | 0 | 0 | 0 | 0 | 0 | 0 | 0 | 0 | 0 | 0 | 0 | 0 | 0 | 0 | 0 | 0 | 0 | 0 | 0
0 | 0 | 0 | 0 | 0 | 0 | 0 | 0 | 0 | 0 | 0 | 0 | 0 | 0 | 0 | 0 | 0 | 0 | 0 | 0 | 0
0 | 0 | 0 | 0 | 0 | 0 | 0 | 0 | 0 | 0 | 0 | 0 | 0 | 0 | 0 | 0 | 0 | 0 | 0 | 0 | 0
0 | 0 | 0 | 0 | 0 | 0 | 0 | 0 | 0 | 0 | 0 | 0 | 0 | 0 | 0 | 0 | 0 | 0 | 0 | 0 | 0
0 | 0 | 0 | 0 | 0 | 0 | 0 | 0 | 0 | 0 | 0 | 0 | 0 | 0 | 0 | 0 | 0 | 0 | 0 | 0 | 0
0 | 0 | 0 | 0 | 0 | 0 | 0 | 0 | 0 | 0 | 0 | 0 | 0 | 0 | 0 | 0 | 0 | 0 | 0 | 0 | 0
0 | 0 | 0 | 0 | 0 | 0 | 0 | 0 | 0 | 0 | 0 | 0 | 0 | 0 | 0 | 0 | 0 | 0 | 0 | 0 | 0
0 | 0 | 0 | 0 | 0 | 0 | 0 | 0 | 0 | 0 | 0 | 0 | 0 | 0 | 0 | 0 | 0 | 0 | 0 | 0 | 0
0 | 0 | 0 | 0 | 0 | 0 | 0 | 0 | 0 | 0 | 0 | 0 | 0 | 0 | 0 | 0 | 0 | 0 | 0 | 0 | 0
0 | 0 | 0 | 0 | 0 | 0 | 0 | 0 | 0 | 0 | 0 | 0 | 0 | 0 | 0 | 0 | 0 | 0 | 0 | 0 | 0
0 | 0 | 0 | 0 | 0 | 0 | 0 | 0 | 0 | 0 | 0 | 0 | 0 | 0 | 0 | 0 | 0 | 0 | 0 | 0 | 0
0 | 0 | 0 | 0 | 0 | 0 | 0 | 0 | 0 | 0 | 0 | 0 | 0 | 0 | 0 | 0 | 0 | 0 | 0 | 0 | 0
0 | 0 | 0 | 0 | 0 | 0 | 0 | 0 | 0 | 0 | 0 | 0 | 0 | 0 | 0 | 0 | 0 | 0 | 0 | 0 | 0
0 | 0 | 0 | 0 | 0 | 0 | 0 | 0 | 0 | 0 | 0 | 0 | 0 | 0 | 0 | 0 | 0 | 0 | 0 | 0 | 0
0 | 0 | 0 | 0 | 0 | 0 | 0 | 0 | 0 | 0 | 0 | 0 | 0 | 0 | 0 | 0 | 0 | 0 | 0 | 0 | 0
0 | 0 | 0 | 0 | 0 | 0 | 0 | 0 | 0 | 0 | 0 | 0 | 0 | 0 | 0 | 0 | 0 | 0 | 0 | 0 | 0
0 | 0 | 0 | 0 | 0 | 0 | 0 | 0 | 0 | 0 | 0 | 0 | 0 | 0 | 0 | 0 | 0 | 0 | 0 | 0 | 0
0 | 0 | 0 | 0 | 0 | 0 | 0 | 0 | 0 | 0 | 0 | 0 | 0 | 0 | 0 | 0 | 0 | 0 | 0 | 0 | 0
0 | 0 | 0 | 0 | 0 | 0 | 0 | 0 | 0 | 0 | 0 | 0 | 0 | 0 | 0 | 0 | 0 | 0 | 0 | 0 | 0
0 | 0 | 0 | 0 | 0 | 0 | 0 | 0 | 0 | 0 | 0 | 0 | 0 | 0 | 0 | 0 | 0 | 0 | 0 | 0 | 0
0 | 0 | 0 | 0 | 0 | 0 | 0 | 0 | 0 | 0 | 0 | 0 | 0 | 0 | 0 | 0 | 0 | 0 | 0 | 0 | 0
0 | 0 | 0 | 0 | 0 | 0 | 0 | 0 | 0 | 0 | 0 | 0 | 0 | 0 | 0 | 0 | 0 | 0 | 0 | 0 | 0
0 | 0 | 0 | 0 | 0 | 0 | 0 | 0 | 0 | 0 | 0 | 0 | 0 | 0 | 0 | 0 | 0 | 0 | 0 | 0 | 0
0 | 0 | 0 | 0 | 0 | 0 | 0 | 0 | 0 | 0 | 0 | 0 | 0 | 0 | 0 | 0 | 0 | 0 | 0 | 0 | 0
0 | 0 | 0 | 0 | 0 | 0 | 0 | 0 | 0 | 0 | 0 | 0 | 0 | 0 | 0 | 0 | 0 | 0 | 0 | 0 | 0
0 | 0 | 0 | 0 | 0 | 0 | 0 | 0 | 0 | 0 | 0 | 0 | 0 | 0 | 0 | 0 | 0 | 0 | 0 | 0 | 0
0 | 0 | 0 | 0 | 0 | 0 | 0 | 0 | 0 | 0 | 0 | 0 | 0 | 0 | 0 | 0 | 0 | 0 | 0 | 0 | 0
0 | 0 | 0 | 0 | 0 | 0 | 0 | 0 | 0 | 0 | 0 | 0 | 0 | 0 | 0 | 0 | 0 | 0 | 0 | 0 | 0
0 | 0 | 0 | 0 | 0 | 0 | 0 | 0 | 0 | 0 | 0 | 0 | 0 | 0 | 0 | 0 | 0 | 0 | 0 | 0 | 0
0 | 0 | 0 | 0 | 0 | 0 | 0 | 0 | 0 | 0 | 0 | 0 | 0 | 0 | 0 | 0 | 0 | 0 | 0 | 0 | 0
0 | 0 | 0 | 0 | 0 | 0 | 0 | 0 | 0 | 0 | 0 | 0 | 0 | 0 | 0 | 0 | 0 | 0 | 0 | 0 | 0
0 | 0 | 0 | 0 | 0 | 0 | 0 | 0 | 0 | 0 | 0 | 0 | 0 | 0 | 0 | 0 | 0 | 0 | 0 | 0 | 0
0 | 0 | 0 | 0 | 0 | 0 | 0 | 0 | 0 | 0 | 0 | 0 | 0 | 0 | 0 | 0 | 0 | 0 | 0 | 0 | 0
0 | 0 | 0 | 0 | 0 | 0 | 0 | 0 | 0 | 0 | 0 | 0 | 0 | 0 | 0 | 0 | 0 | 0 | 0 | 0 | 0
0 | 0 | 0 | 0 | 0 | 0 | 0 | 0 | 0 | 0 | 0 | 0 | 0 | 0 | 0 | 0 | 0 | 0 | 0 | 0 | 0
0 | 0 | 0 | 0 | 0 | 0 | 0 | 0 | 0 | 0 | 0 | 0 | 0 | 0 | 0 | 0 | 0 | 0 | 0 | 0 | 0
0 | 0 | 0 | 0 | 0 | 0 | 0 | 0 | 0 | 0 | 0 | 0 | 0 | 0 | 0 | 0 | 0 | 0 | 0 | 0 | 0
0 | 0 | 0 | 0 | 0 | 0 | 0 | 0 | 0 | 0 | 0 | 0 | 0 | 0 | 0 | 0 | 0 | 0 | 0 | 0 | 0
0 | 0 | 0 | 0 | 0 | 0 | 0 | 0 | 0 | 0 | 0 | 0 | 0 | 0 | 0 | 0 | 0 | 0 | 0 | 0 | 0
0 | 0 | 0 | 0 | 0 | 0 | 0 | 0 | 0 | 0 | 0 | 0 | 0 | 0 | 0 | 0 | 0 | 0 | 0 | 0 | 0
0 | 0 | 0 | 0 | 0 | 0 | 0 | 0 | 0 | 0 | 0 | 0 | 0 | 0 | 0 | 0 | 0 | 0 | 0 | 0 | 0
0 | 0 | 0 | 0 | 0 | 0 | 0 | 0 | 0 | 0 | 0 | 0 | 0 | 0 | 0 | 0 | 0 | 0 | 0 | 0 | 0
0 | 0 | 0 | 0 | 0 | 0 | 0 | 0 | 0 | 0 | 0 | 0 | 0 | 0 | 0 | 0 | 0 | 0 | 0 | 0 | 0
0 | 0 | 0 | 0 | 0 | 0 | 0 | 0 | 0 | 0 | 0 | 0 | 0 | 0 | 0 | 0 | 0 | 0 | 0 | 0 | 0
0 | 0 | 0 | 0 | 0 | 0 | 0 | 0 | 0 | 0 | 0 | 0 | 0 | 0 | 0 | 0 | 0 | 0 | 0 | 0 | 0
0 | 0 | 0 | 0 | 0 | 0 | 0 | 0 | 0 | 0 | 0 | 0 | 0 | 0 | 0 | 0 | 0 | 0 | 0 | 0 | 0
0 | 0 | 0 | 0 | 0 | 0 | 0 | 0 | 0 | 0 | 0 | 0 | 0 | 0 | 0 | 0 | 0 | 0 | 0 | 0 | 0
0 | 0 | 0 | 0 | 0 | 0 | 0 | 0 | 0 | 0 | 0 | 0 | 0 | 0 | 0 | 0 | 0 | 0 | 0 | 0 | 0
0 | 0 | 0 | 0 | 0 | 0 | 0 | 0 | 0 | 0 | 0 | 0 | 0 | 0 | 0 | 0 | 0 | 0 | 0 | 0 | 0
0 | 0 | 0 | 0 | 0 | 0 | 0 | 0 | 0 | 0 | 0 | 0 | 0 | 0 | 0 | 0 | 0 | 0 | 0 | 0 | 0
0 | 0 | 0 | 0 | 0 | 0 | 0 | 0 | 0 | 0 | 0 | 0 | 0 | 0 | 0 | 0 | 0 | 0 | 0 | 0 | 0
0 | 0 | 0 | 0 | 0 | 0 | 0 | 0 | 0 | 0 | 0 | 0 | 0 | 0 | 0 | 0 | 0 | 0 | 0 | 0 | 0
0 | 0 | 0 | 0 | 0 | 0 | 0 | 0 | 0 | 0 | 0 | 0 | 0 | 0 | 0 | 0 | 0 | 0 | 0 | 0 | 0
0 | 0 | 0 | 0 | 0 | 0 | 0 | 0 | 0 | 0 | 0 | 0 | 0 | 0 | 0 | 0 | 0 | 0 | 0 | 0 | 0
0 | 0 | 0 | 0 | 0 | 0 | 0 | 0 | 0 | 0 | 0 | 0 | 0 | 0 | 0 | 0 | 0 | 0 | 0 | 0 | 0
0 | 0 | 0 | 0 | 0 | 0 | 0 | 0 | 0 | 0 | 0 | 0 | 0 | 0 | 0 | 0 | 0 | 0 | 0 | 0 | 0
0 | 0 | 0 | 0 | 0 | 0 | 0 | 0 | 0 | 0 | 0 | 0 | 0 | 0 | 0 | 0 | 0 | 0 | 0 | 0 | 0
0 | 0 | 0 | 0 | 0 | 0 | 0 | 0 | 0 | 0 | 0 | 0 | 0 | 0 | 0 | 0 | 0 | 0 | 0 | 0 | 0
0 | 0 | 0 | 0 | 0 | 0 | 0 | 0 | 0 | 0 | 0 | 0 | 0 | 0 | 0 | 0 | 0 | 0 | 0 | 0 | 0
0 | 0 | 0 | 0 | 0 | 0 | 0 | 0 | 0 | 0 | 0 | 0 | 0 | 0 | 0 | 0 | 0 | 0 | 0 | 0 | 0
0 | 0 | 0 | 0 | 0 | 0 | 0 | 0 | 0 | 0 | 0 | 0 | 0 | 0 | 0 | 0 | 0 | 0 | 0 | 0 | 0
0 | 0 | 0 | 0 | 0 | 0 | 0 | 0 | 0 | 0 | 0 | 0 | 0 | 0 | 0 | 0 | 0 | 0 | 0 | 0 | 0
0 | 0 | 0 | 0 | 0 | 0 | 0 | 0 | 0 | 0 | 0 | 0 | 0 | 0 | 0 | 0 | 0 | 0 | 0 | 0 | 0
0 | 0 | 0 | 0 | 0 | 0 | 0 | 0 | 0 | 0 | 0 | 0 | 0 | 0 | 0 | 0 | 0 | 0 | 0 | 0 | 0
0 | 0 | 0 | 0 | 0 | 0 | 0 | 0 | 0 | 0 | 0 | 0 | 0 | 0 | 0 | 0 | 0 | 0 | 0 | 0 | 0
0 | 0 | 0 | 0 | 0 | 0 | 0 | 0 | 0 | 0 | 0 | 0 | 0 | 0 | 0 | 0 | 0 | 0 | 0 | 0 | 0
0 | 0 | 0 | 0 | 0 | 0 | 0 | 0 | 0 | 0 | 0 | 0 | 0 | 0 | 0 | 0 | 0 | 0 | 0 | 0 | 0
0 | 0 | 0 | 0 | 0 | 0 | 0 | 0 | 0 | 0 | 0 | 0 | 0 | 0 | 0 | 0 | 0 | 0 | 0 | 0 | 0
0 | 0 | 0 | 0 | 0 | 0 | 0 | 0 | 0 | 0 | 0 | 0 | 0 | 0 | 0 | 0 | 0 | 0 | 0 | 0 | 0
0 | 0 | 0 | 0 | 0 | 0 | 0 | 0 | 0 | 0 | 0 | 0 | 0 | 0 | 0 | 0 | 0 | 0 | 0 | 0 | 0
0 | 0 | 0 | 0 | 0 | 0 | 0 | 0 | 0 | 0 | 0 | 0 | 0 | 0 | 0 | 0 | 0 | 0 | 0 | 0 | 0
0 | 0 | 0 | 0 | 0 | 0 | 0 | 0 | 0 | 0 | 0 | 0 | 0 | 0 | 0 | 0 | 0 | 0 | 0 | 0 | 0
0 | 0 | 0 | 0 | 0 | 0 | 0 | 0 | 0 | 0 | 0 | 0 | 0 | 0 | 0 | 0 | 0 | 0 | 0 | 0 | 0
0 | 0 | 0 | 0 | 0 | 0 | 0 | 0 | 0 | 0 | 0 | 0 | 0 | 0 | 0 | 0 | 0 | 0 | 0 | 0 | 0
0 | 0 | 0 | 0 | 0 | 0 | 0 | 0 | 0 | 0 | 0 | 0 | 0 | 0 | 0 | 0 | 0 | 0 | 0 | 0 | 0
0 | 0 | 0 | 0 | 0 | 0 | 0 | 0 | 0 | 0 | 0 | 0 | 0 | 0 | 0 | 0 | 0 | 0 | 0 | 0 | 0
0 | 0 | 0 | 0 | 0 | 0 | 0 | 0 | 0 | 0 | 0 | 0 | 0 | 0 | 0 | 0 | 0 | 0 | 0 | 0 | 0
0 | 0 | 0 | 0 | 0 | 0 | 0 | 0 | 0 | 0 | 0 | 0 | 0 | 0 | 0 | 0 | 0 | 0 | 0 | 0 | 0
0 | 0 | 0 | 0 | 0 | 0 | 0 | 0 | 0 | 0 | 0 | 0 | 0 | 0 | 0 | 0 | 0 | 0 | 0 | 0 | 0
0 | 0 | 0 | 0 | 0 | 0 | 0 | 0 | 0 | 0 | 0 | 0 | 0 | 0 | 0 | 0 | 0 | 0 | 0 | 0 | 0
0 | 0 | 0 | 0 | 0 | 0 | 0 | 0 | 0 | 0 | 0 | 0 | 0 | 0 | 0 | 0 | 0 | 0 | 0 | 0 | 0
0 | 0 | 0 | 0 | 0 | 0 | 0 | 0 | 0 | 0 | 0 | 0 | 0 | 0 | 0 | 0 | 0 | 0 | 0 | 0 | 0
0 | 0 | 0 | 0 | 0 | 0 | 0 | 0 | 0 | 0 | 0 | 0 | 0 | 0 | 0 | 0 | 0 | 0 | 0 | 0 | 0
0 | 0 | 0 | 0 | 0 | 0 | 0 | 0 | 0 | 0 | 0 | 0 | 0 | 0 | 0 | 0 | 0 | 0 | 0 | 0 | 0
0 | 0 | 0 | 0 | 0 | 0 | 0 | 0 | 0 | 0 | 0 | 0 | 0 | 0 | 0 | 0 | 0 | 0 | 0 | 0 | 0
0 | 0 | 0 | 0 | 0 | 0 | 0 | 0 | 0 | 0 | 0 | 0 | 0 | 0 | 0 | 0 | 0 | 0 | 0 | 0 | 0
0 | 0 | 0 | 0 | 0 | 0 | 0 | 0 | 0 | 0 | 0 | 0 | 0 | 0 | 0 | 0 | 0 | 0 | 0 | 0 | 0
0 | 0 | 0 | 0 | 0 | 0 | 0 | 0 | 0 | 0 | 0 | 0 | 0 | 0 | 0 | 0 | 0 | 0 | 0 | 0 | 0
0 | 0 | 0 | 0 | 0 | 0 | 0 | 0 | 0 | 0 | 0 | 0 | 0 | 0 | 0 | 0 | 0 | 0 | 0 | 0 | 0
0 | 0 | 0 | 0 | 0 | 0 | 0 | 0 | 0 | 0 | 0 | 0 | 0 | 0 | 0 | 0 | 0 | 0 | 0 | 0 | 0
0 | 0 | 0 | 0 | 0 | 0 | 0 | 0 | 0 | 0 | 0 | 0 | 0 | 0 | 0 | 0 | 0 | 0 | 0 | 0 | 0
0 | 0 | 0 | 0 | 0 | 0 | 0 | 0 | 0 | 0 | 0 | 0 | 0 | 0 | 0 | 0 | 0 | 0 | 0 | 0 | 0
0 | 0 | 0 | 0 | 0 | 0 | 0 | 0 | 0 | 0 | 0 | 0 | 0 | 0 | 0 | 0 | 0 | 0 | 0 | 0 | 0
0 | 0 | 0 | 0 | 0 | 0 | 0 | 0 | 0 | 0 | 0 | 0 | 0 | 0 | 0 | 0 | 0 | 0 | 0 | 0 | 0
0 | 0 | 0 | 0 | 0 | 0 | 0 | 0 | 0 | 0 | 0 | 0 | 0 | 0 | 0 | 0 | 0 | 0 | 0 | 0 | 0
0 | 0 | 0 | 0 | 0 | 0 | 0 | 0 | 0 | 0 | 0 | 0 | 0 | 0 | 0 | 0 | 0 | 0 | 0 | 0 | 0
0 | 0 | 0 | 0 | 0 | 0 | 0 | 0 | 0 | 0 | 0 | 0 | 0 | 0 | 0 | 0 | 0 | 0 | 0 | 0 | 0
0 | 0 | 0 | 0 | 0 | 0 | 0 | 0 | 0 | 0 | 0 | 0 | 0 | 0 | 0 | 0 | 0 | 0 | 0 | 0 | 0
0 | 0 | 0 | 0 | 0 | 0 | 0 | 0 | 0 | 0 | 0 | 0 | 0 | 0 | 0 | 0 | 0 | 0 | 0 | 0 | 0
0 | 0 | 0 | 0 | 0 | 0 | 0 | 0 | 0 | 0 | 0 | 0 | 0 | 0 | 0 | 0 | 0 | 0 | 0 | 0 | 0
0 | 0 | 0 | 0 | 0 | 0 | 0 | 0 | 0 | 0 | 0 | 0 | 0 | 0 | 0 | 0 | 0 | 0 | 0 | 0 | 0
0 | 0 | 0 | 0 | 0 | 0 | 0 | 0 | 0 | 0 | 0 | 0 | 0 | 0 | 0 | 0 | 0 | 0 | 0 | 0 | 0
0 | 0 | 0 | 0 | 0 | 0 | 0 | 0 | 0 | 0 | 0 | 0 | 0 | 0 | 0 | 0 | 0 | 0 | 0 | 0 | 0
0 | 0 | 0 | 0 | 0 | 0 | 0 | 0 | 0 | 0 | 0 | 0 | 0 | 0 | 0 | 0 | 0 | 0 | 0 | 0 | 0
0 | 0 | 0 | 0 | 0 | 0 | 0 | 0 | 0 | 0 | 0 | 0 | 0 | 0 | 0 | 0 | 0 | 0 | 0 | 0 | 0
0 | 0 | 0 | 0 | 0 | 0 | 0 | 0 | 0 | 0 | 0 | 0 | 0 | 0 | 0 | 0 | 0 | 0 | 0 | 0 | 0
0 | 0 | 0 | 0 | 0 | 0 | 0 | 0 | 0 | 0 | 0 | 0 | 0 | 0 | 0 | 0 | 0 | 0 | 0 | 0 | 0
0 | 0 | 0 | 0 | 0 | 0 | 0 | 0 | 0 | 0 | 0 | 0 | 0 | 0 | 0 | 0 | 0 | 0 | 0 | 0 | 0
0 | 0 | 0 | 0 | 0 | 0 | 0 | 0 | 0 | 0 | 0 | 0 | 0 | 0 | 0 | 0 | 0 | 0 | 0 | 0 | 0
0 | 0 | 0 | 0 | 0 | 0 | 0 | 0 | 0 | 0 | 0 | 0 | 0 | 0 | 0 | 0 | 0 | 0 | 0 | 0 | 0
0 | 0 | 0 | 0 | 0 | 0 | 0 | 0 | 0 | 0 | 0 | 0 | 0 | 0 | 0 | 0 | 0 | 0 | 0 | 0 | 0
0 | 0 | 0 | 0 | 0 | 0 | 0 | 0 | 0 | 0 | 0 | 0 | 0 | 0 | 0 | 0 | 0 | 0 | 0 | 0 | 0
0 | 0 | 0 | 0 | 0 | 0 | 0 | 0 | 0 | 0 | 0 | 0 | 0 | 0 | 0 | 0 | 0 | 0 | 0 | 0 | 0
0 | 0 | 0 | 0 | 0 | 0 | 0 | 0 | 0 | 0 | 0 | 0 | 0 | 0 | 0 | 0 | 0 | 0 | 0 | 0 | 0
0 | 0 | 0 | 0 | 0 | 0 | 0 | 0 | 0 | 0 | 0 | 0 | 0 | 0 | 0 | 0 | 0 | 0 | 0 | 0 | 0
0 | 0 | 0 | 0 | 0 | 0 | 0 | 0 | 0 | 0 | 0 | 0 | 0 | 0 | 0 | 0 | 0 | 0 | 0 | 0 | 0
0 | 0 | 0 | 0 | 0 | 0 | 0 | 0 | 0 | 0 | 0 | 0 | 0 | 0 | 0 | 0 | 0 | 0 | 0 | 0 | 0
0 | 0 | 0 | 0 | 0 | 0 | 0 | 0 | 0 | 0 | 0 | 0 | 0 | 0 | 0 | 0 | 0 | 0 | 0 | 0 | 0
0 | 0 | 0 | 0 | 0 | 0 | 0 | 0 | 0 | 0 | 0 | 0 | 0 | 0 | 0 | 0 | 0 | 0 | 0 | 0 | 0
0 | 0 | 0 | 0 | 0 | 0 | 0 | 0 | 0 | 0 | 0 | 0 | 0 | 0 | 0 | 0 | 0 | 0 | 0 | 0 | 0
0 | 0 | 0 | 0 | 0 | 0 | 0 | 0 | 0 | 0 | 0 | 0 | 0 | 0 | 0 | 0 | 0 | 0 | 0 | 0 | 0
0 | 0 | 0 | 0 | 0 | 0 | 0 | 0 | 0 | 0 | 0 | 0 | 0 | 0 | 0 | 0 | 0 | 0 | 0 | 0 | 0
0 | 0 | 0 | 0 | 0 | 0 | 0 | 0 | 0 | 0 | 0 | 0 | 0 | 0 | 0 | 0 | 0 | 0 | 0 | 0 | 0
0 | 0 | 0 | 0 | 0 | 0 | 0 | 0 | 0 | 0 | 0 | 0 | 0 | 0 | 0 | 0 | 0 | 0 | 0 | 0 | 0
0 | 0 | 0 | 0 | 0 | 0 | 0 | 0 | 0 | 0 | 0 | 0 | 0 | 0 | 0 | 0 | 0 | 0 | 0 | 0 | 0
0 | 0 | 0 | 0 | 0 | 0 | 0 | 0 | 0 | 0 | 0 | 0 | 0 | 0 | 0 | 0 | 0 | 0 | 0 | 0 | 0
0 | 0 | 0 | 0 | 0 | 0 | 0 | 0 | 0 | 0 | 0 | 0 | 0 | 0 | 0 | 0 | 0 | 0 | 0 | 0 | 0
0 | 0 | 0 | 0 | 0 | 0 | 0 | 0 | 0 | 0 | 0 | 0 | 0 | 0 | 0 | 0 | 0 | 0 | 0 | 0 | 0
0 | 0 | 0 | 0 | 0 | 0 | 0 | 0 | 0 | 0 | 0 | 0 | 0 | 0 | 0 | 0 | 0 | 0 | 0 | 0 | 0
0 | 0 | 0 | 0 | 0 | 0 | 0 | 0 | 0 | 0 | 0 | 0 | 0 | 0 | 0 | 0 | 0 | 0 | 0 | 0 | 0
0 | 0 | 0 | 0 | 0 | 0 | 0 | 0 | 0 | 0 | 0 | 0 | 0 | 0 | 0 | 0 | 0 | 0 | 0 | 0 | 0
0 | 0 | 0 | 0 | 0 | 0 | 0 | 0 | 0 | 0 | 0 | 0 | 0 | 0 | 0 | 0 | 0 | 0 | 0 | 0 | 0
0 | 0 | 0 | 0 | 0 | 0 | 0 | 0 | 0 | 0 | 0 | 0 | 0 | 0 | 0 | 0 | 0 | 0 | 0 | 0 | 0
0 | 0 | 0 | 0 | 0 | 0 | 0 | 0 | 0 | 0 | 0 | 0 | 0 | 0 | 0 | 0 | 0 | 0 | 0 | 0 | 0
0 | 0 | 0 | 0 | 0 | 0 | 0 | 0 | 0 | 0 | 0 | 0 | 0 | 0 | 0 | 0 | 0 | 0 | 0 | 0 | 0
0 | 0 | 0 | 0 | 0 | 0 | 0 | 0 | 0 | 0 | 0 | 0 | 0 | 0 | 0 | 0 | 0 | 0 | 0 | 0 | 0
0 | 0 | 0 | 0 | 0 | 0 | 0 | 0 | 0 | 0 | 0 | 0 | 0 | 0 | 0 | 0 | 0 | 0 | 0 | 0 | 0
0 | 0 | 0 | 0 | 0 | 0 | 0 | 0 | 0 | 0 | 0 | 0 | 0 | 0 | 0 | 0 | 0 | 0 | 0 | 0 | 0
0 | 0 | 0 | 0 | 0 | 0 | 0 | 0 | 0 | 0 | 0 | 0 | 0 | 0 | 0 | 0 | 0 | 0 | 0 | 0 | 0
0 | 0 | 0 | 0 | 0 | 0 | 0 | 0 | 0 | 0 | 0 | 0 | 0 | 0 | 0 | 0 | 0 | 0 | 0 | 0 | 0
0 | 0 | 0 | 0 | 0 | 0 | 0 | 0 | 0 | 0 | 0 | 0 | 0 | 0 | 0 | 0 | 0 | 0 | 0 | 0 | 0
0 | 0 | 0 | 0 | 0 | 0 | 0 | 0 | 0 | 0 | 0 | 0 | 0 | 0 | 0 | 0 | 0 | 0 | 0 | 0 | 0
0 | 0 | 0 | 0 | 0 | 0 | 0 | 0 | 0 | 0 | 0 | 0 | 0 | 0 | 0 | 0 | 0 | 0 | 0 | 0 | 0
0 | 0 | 0 | 0 | 0 | 0 | 0 | 0 | 0 | 0 | 0 | 0 | 0 | 0 | 0 | 0 | 0 | 0 | 0 | 0 | 0
0 | 0 | 0 | 0 | 0 | 0 | 0 | 0 | 0 | 0 | 0 | 0 | 0 | 0 | 0 | 0 | 0 | 0 | 0 | 0 | 0
0 | 0 | 0 | 0 | 0 | 0 | 0 | 0 | 0 | 0 | 0 | 0 | 0 | 0 | 0 | 0 | 0 | 0 | 0 | 0 | 0
0 | 0 | 0 | 0 | 0 | 0 | 0 | 0 | 0 | 0 | 0 | 0 | 0 | 0 | 0 | 0 | 0 | 0 | 0 | 0 | 0
0 | 0 | 0 | 0 | 0 | 0 | 0 | 0 | 0 | 0 | 0 | 0 | 0 | 0 | 0 | 0 | 0 | 0 | 0 | 0 | 0
0 | 0 | 0 | 0 | 0 | 0 | 0 | 0 | 0 | 0 | 0 | 0 | 0 | 0 | 0 | 0 | 0 | 0 | 0 | 0 | 0
0 | 0 | 0 | 0 | 0 | 0 | 0 | 0 | 0 | 0 | 0 | 0 | 0 | 0 | 0 | 0 | 0 | 0 | 0 | 0 | 0
0 | 0 | 0 | 0 | 0 | 0 | 0 | 0 | 0 | 0 | 0 | 0 | 0 | 0 | 0 | 0 | 0 | 0 | 0 | 0 | 0
0 | 0 | 0 | 0 | 0 | 0 | 0 | 0 | 0 | 0 | 0 | 0 | 0 | 0 | 0 | 0 | 0 | 0 | 0 | 0 | 0
0 | 0 | 0 | 0 | 0 | 0 | 0 | 0 | 0 | 0 | 0 | 0 | 0 | 0 | 0 | 0 | 0 | 0 | 0 | 0 | 0
0 | 0 | 0 | 0 | 0 | 0 | 0 | 0 | 0 | 0 | 0 | 0 | 0 | 0 | 0 | 0 | 0 | 0 | 0 | 0 | 0
0 | 0 | 0 | 0 | 0 | 0 | 0 | 0 | 0 | 0 | 0 | 0 | 0 | 0 | 0 | 0 | 0 | 0 | 0 | 0 | 0
0 | 0 | 0 | 0 | 0 | 0 | 0 | 0 | 0 | 0 | 0 | 0 | 0 | 0 | 0 | 0 | 0 | 0 | 0 | 0 | 0
0 | 0 | 0 | 0 | 0 | 0 | 0 | 0 | 0 | 0 | 0 | 0 | 0 | 0 | 0 | 0 | 0 | 0 | 0 | 0 | 0
0 | 0 | 0 | 0 | 0 | 0 | 0 | 0 | 0 | 0 | 0 | 0 | 0 | 0 | 0 | 0 | 0 | 0 | 0 | 0 | 0
0 | 0 | 0 | 0 | 0 | 0 | 0 | 0 | 0 | 0 | 0 | 0 | 0 | 0 | 0 | 0 | 0 | 0 | 0 | 0 | 0
0 | 0 | 0 | 0 | 0 | 0 | 0 | 0 | 0 | 0 | 0 | 0 | 0 | 0 | 0 | 0 | 0 | 0 | 0 | 0 | 0
0 | 0 | 0 | 0 | 0 | 0 | 0 | 0 | 0 | 0 | 0 | 0 | 0 | 0 | 0 | 0 | 0 | 0 | 0 | 0 | 0
0 | 0 | 0 | 0 | 0 | 0 | 0 | 0 | 0 | 0 | 0 | 0 | 0 | 0 | 0 | 0 | 0 | 0 | 0 | 0 | 0
0 | 0 | 0 | 0 | 0 | 0 | 0 | 0 | 0 | 0 | 0 | 0 | 0 | 0 | 0 | 0 | 0 | 0 | 0 | 0 | 0
0 | 0 | 0 | 0 | 0 | 0 | 0 | 0 | 0 | 0 | 0 | 0 | 0 | 0 | 0 | 0 | 0 | 0 | 0 | 0 | 0
0 | 0 | 0 | 0 | 0 | 0 | 0 | 0 | 0 | 0 | 0 | 0 | 0 | 0 | 0 | 0 | 0 | 0 | 0 | 0 | 0
0 | 0 | 0 | 0 | 0 | 0 | 0 | 0 | 0 | 0 | 0 | 0 | 0 | 0 | 0 | 0 | 0 | 0 | 0 | 0 | 0
0 | 0 | 0 | 0 | 0 | 0 | 0 | 0 | 0 | 0 | 0 | 0 | 0 | 0 | 0 | 0 | 0 | 0 | 0 | 0 | 0
0 | 0 | 0 | 0 | 0 | 0 | 0 | 0 | 0 | 0 | 0 | 0 | 0 | 0 | 0 | 0 | 0 | 0 | 0 | 0 | 0
0 | 0 | 0 | 0 | 0 | 0 | 0 | 0 | 0 | 0 | 0 | 0 | 0 | 0 | 0 | 0 | 0 | 0 | 0 | 0 | 0
0 | 0 | 0 | 0 | 0 | 0 | 0 | 0 | 0 | 0 | 0 | 0 | 0 | 0 | 0 | 0 | 0 | 0 | 0 | 0 | 0
0 | 0 | 0 | 0 | 0 | 0 | 0 | 0 | 0 | 0 | 0 | 0 | 0 | 0 | 0 | 0 | 0 | 0 | 0 | 0 | 0
0 | 0 | 0 | 0 | 0 | 0 | 0 | 0 | 0 | 0 | 0 | 0 | 0 | 0 | 0 | 0 | 0 | 0 | 0 | 0 | 0
0 | 0 | 0 | 0 | 0 | 0 | 0 | 0 | 0 | 0 | 0 | 0 | 0 | 0 | 0 | 0 | 0 | 0 | 0 | 0 | 0
0 | 0 | 0 | 0 | 0 | 0 | 0 | 0 | 0 | 0 | 0 | 0 | 0 | 0 | 0 | 0 | 0 | 0 | 0 | 0 | 0
0 | 0 | 0 | 0 | 0 | 0 | 0 | 0 | 0 | 0 | 0 | 0 | 0 | 0 | 0 | 0 | 0 | 0 | 0 | 0 | 0
0 | 0 | 0 | 0 | 0 | 0 | 0 | 0 | 0 | 0 | 0 | 0 | 0 | 0 | 0 | 0 | 0 | 0 | 0 | 0 | 0
0 | 0 | 0 | 0 | 0 | 0 | 0 | 0 | 0 | 0 | 0 | 0 | 0 | 0 | 0 | 0 | 0 | 0 | 0 | 0 | 0
0 | 0 | 0 | 0 | 0 | 0 | 0 | 0 | 0 | 0 | 0 | 0 | 0 | 0 | 0 | 0 | 0 | 0 | 0 | 0 | 0
0 | 0 | 0 | 0 | 0 | 0 | 0 | 0 | 0 | 0 | 0 | 0 | 0 | 0 | 0 | 0 | 0 | 0 | 0 | 0 | 0
0 | 0 | 0 | 0 | 0 | 0 | 0 | 0 | 0 | 0 | 0 | 0 | 0 | 0 | 0 | 0 | 0 | 0 | 0 | 0 | 0
0 | 0 | 0 | 0 | 0 | 0 | 0 | 0 | 0 | 0 | 0 | 0 | 0 | 0 | 0 | 0 | 0 | 0 | 0 | 0 | 0
0 | 0 | 0 | 0 | 0 | 0 | 0 | 0 | 0 | 0 | 0 | 0 | 0 | 0 | 0 | 0 | 0 | 0 | 0 | 0 | 0
0 | 0 | 0 | 0 | 0 | 0 | 0 | 0 | 0 | 0 | 0 | 0 | 0 | 0 | 0 | 0 | 0 | 0 | 0 | 0 | 0
0 | 0 | 0 | 0 | 0 | 0 | 0 | 0 | 0 | 0 | 0 | 0 | 0 | 0 | 0 | 0 | 0 | 0 | 0 | 0 | 0
0 | 0 | 0 | 0 | 0 | 0 | 0 | 0 | 0 | 0 | 0 | 0 | 0 | 0 | 0 | 0 | 0 | 0 | 0 | 0 | 0
0 | 0 | 0 | 0 | 0 | 0 | 0 | 0 | 0 | 0 | 0 | 0 | 0 | 0 | 0 | 0 | 0 | 0 | 0 | 0 | 0
0 | 0 | 0 | 0 | 0 | 0 | 0 | 0 | 0 | 0 | 0 | 0 | 0 | 0 | 0 | 0 | 0 | 0 | 0 | 0 | 0
0 | 0 | 0 | 0 | 0 | 0 | 0 | 0 | 0 | 0 | 0 | 0 | 0 | 0 | 0 | 0 | 0 | 0 | 0 | 0 | 0
0 | 0 | 0 | 0 | 0 | 0 | 0 | 0 | 0 | 0 | 0 | 0 | 0 | 0 | 0 | 0 | 0 | 0 | 0 | 0 | 0
0 | 0 | 0 | 0 | 0 | 0 | 0 | 0 | 0 | 0 | 0 | 0 | 0 | 0 | 0 | 0 | 0 | 0 | 0 | 0 | 0
0 | 0 | 0 | 0 | 0 | 0 | 0 | 0 | 0 | 0 | 0 | 0 | 0 | 0 | 0 | 0 | 0 | 0 | 0 | 0 | 0
0 | 0 | 0 | 0 | 0 | 0 | 0 | 0 | 0 | 0 | 0 | 0 | 0 | 0 | 0 | 0 | 0 | 0 | 0 | 0 | 0
0 | 0 | 0 | 0 | 0 | 0 | 0 | 0 | 0 | 0 | 0 | 0 | 0 | 0 | 0 | 0 | 0 | 0 | 0 | 0 | 0
0 | 0 | 0 | 0 | 0 | 0 | 0 | 0 | 0 | 0 | 0 | 0 | 0 | 0 | 0 | 0 | 0 | 0 | 0 | 0 | 0
0 | 0 | 0 | 0 | 0 | 0 | 0 | 0 | 0 | 0 | 0 | 0 | 0 | 0 | 0 | 0 | 0 | 0 | 0 | 0 | 0
0 | 0 | 0 | 0 | 0 | 0 | 0 | 0 | 0 | 0 | 0 | 0 | 0 | 0 | 0 | 0 | 0 | 0 | 0 | 0 | 0
0 | 0 | 0 | 0 | 0 | 0 | 0 | 0 | 0 | 0 | 0 | 0 | 0 | 0 | 0 | 0 | 0 | 0 | 0 | 0 | 0
0 | 0 | 0 | 0 | 0 | 0 | 0 | 0 | 0 | 0 | 0 | 0 | 0 | 0 | 0 | 0 | 0 | 0 | 0 | 0 | 0
0 | 0 | 0 | 0 | 0 | 0 | 0 | 0 | 0 | 0 | 0 | 0 | 0 | 0 | 0 | 0 | 0 | 0 | 0 | 0 | 0
0 | 0 | 0 | 0 | 0 | 0 | 0 | 0 | 0 | 0 | 0 | 0 | 0 | 0 | 0 | 0 | 0 | 0 | 0 | 0 | 0
0 | 0 | 0 | 0 | 0 | 0 | 0 | 0 | 0 | 0 | 0 | 0 | 0 | 0 | 0 | 0 | 0 | 0 | 0 | 0 | 0
0 | 0 | 0 | 0 | 0 | 0 | 0 | 0 | 0 | 0 | 0 | 0 | 0 | 0 | 0 | 0 | 0 | 0 | 0 | 0 | 0
0 | 0 | 0 | 0 | 0 | 0 | 0 | 0 | 0 | 0 | 0 | 0 | 0 | 0 | 0 | 0 | 0 | 0 | 0 | 0 | 0
0 | 0 | 0 | 0 | 0 | 0 | 0 | 0 | 0 | 0 | 0 | 0 | 0 | 0 | 0 | 0 | 0 | 0 | 0 | 0 | 0
0 | 0 | 0 | 0 | 0 | 0 | 0 | 0 | 0 | 0 | 0 | 0 | 0 | 0 | 0 | 0 | 0 | 0 | 0 | 0 | 0
0 | 0 | 0 | 0 | 0 | 0 | 0 | 0 | 0 | 0 | 0 | 0 | 0 | 0 | 0 | 0 | 0 | 0 | 0 | 0 | 0
0 | 0 | 0 | 0 | 0 | 0 | 0 | 0 | 0 | 0 | 0 | 0 | 0 | 0 | 0 | 0 | 0 | 0 | 0 | 0 | 0
0 | 0 | 0 | 0 | 0 | 0 | 0 | 0 | 0 | 0 | 0 | 0 | 0 | 0 | 0 | 0 | 0 | 0 | 0 | 0 | 0
0 | 0 | 0 | 0 | 0 | 0 | 0 | 0 | 0 | 0 | 0 | 0 | 0 | 0 | 0 | 0 | 0 | 0 | 0 | 0 | 0
0 | 0 | 0 | 0 | 0 | 0 | 0 | 0 | 0 | 0 | 0 | 0 | 0 | 0 | 0 | 0 | 0 | 0 | 0 | 0 | 0
0 | 0 | 0 | 0 | 0 | 0 | 0 | 0 | 0 | 0 | 0 | 0 | 0 | 0 | 0 | 0 | 0 | 0 | 0 | 0 | 0
0 | 0 | 0 | 0 | 0 | 0 | 0 | 0 | 0 | 0 | 0 | 0 | 0 | 0 | 0 | 0 | 0 | 0 | 0 | 0 | 0
0 | 0 | 0 | 0 | 0 | 0 | 0 | 0 | 0 | 0 | 0 | 0 | 0 | 0 | 0 | 0 | 0 | 0 | 0 | 0 | 0
0 | 0 | 0 | 0 | 0 | 0 | 0 | 0 | 0 | 0 | 0 | 0 | 0 | 0 | 0 | 0 | 0 | 0 | 0 | 0 | 0
0 | 0 | 0 | 0 | 0 | 0 | 0 | 0 | 0 | 0 | 0 | 0 | 0 | 0 | 0 | 0 | 0 | 0 | 0 | 0 | 0
0 | 0 | 0 | 0 | 0 | 0 | 0 | 0 | 0 | 0 | 0 | 0 | 0 | 0 | 0 | 0 | 0 | 0 | 0 | 0 | 0
0 | 0 | 0 | 0 | 0 | 0 | 0 | 0 | 0 | 0 | 0 | 0 | 0 | 0 | 0 | 0 | 0 | 0 | 0 | 0 | 0
0 | 0 | 0 | 0 | 0 | 0 | 0 | 0 | 0 | 0 | 0 | 0 | 0 | 0 | 0 | 0 | 0 | 0 | 0 | 0 | 0
0 | 0 | 0 | 0 | 0 | 0 | 0 | 0 | 0 | 0 | 0 | 0 | 0 | 0 | 0 | 0 | 0 | 0 | 0 | 0 | 0
0 | 0 | 0 | 0 | 0 | 0 | 0 | 0 | 0 | 0 | 0 | 0 | 0 | 0 | 0 | 0 | 0 | 0 | 0 | 0 | 0
0 | 0 | 0 | 0 | 0 | 0 | 0 | 0 | 0 | 0 | 0 | 0 | 0 | 0 | 0 | 0 | 0 | 0 | 0 | 0 | 0
0 | 0 | 0 | 0 | 0 | 0 | 0 | 0 | 0 | 0 | 0 | 0 | 0 | 0 | 0 | 0 | 0 | 0 | 0 | 0 | 0
0 | 0 | 0 | 0 | 0 | 0 | 0 | 0 | 0 | 0 | 0 | 0 | 0 | 0 | 0 | 0 | 0 | 0 | 0 | 0 | 0
0 | 0 | 0 | 0 | 0 | 0 | 0 | 0 | 0 | 0 | 0 | 0 | 0 | 0 | 0 | 0 | 0 | 0 | 0 | 0 | 0
0 | 0 | 0 | 0 | 0 | 0 | 0 | 0 | 0 | 0 | 0 | 0 | 0 | 0 | 0 | 0 | 0 | 0 | 0 | 0 | 0
0 | 0 | 0 | 0 | 0 | 0 | 0 | 0 | 0 | 0 | 0 | 0 | 0 | 0 | 0 | 0 | 0 | 0 | 0 | 0 | 0
0 | 0 | 0 | 0 | 0 | 0 | 0 | 0 | 0 | 0 | 0 | 0 | 0 | 0 | 0 | 0 | 0 | 0 | 0 | 0 | 0
0 | 0 | 0 | 0 | 0 | 0 | 0 | 0 | 0 | 0 | 0 | 0 | 0 | 0 | 0 | 0 | 0 | 0 | 0 | 0 | 0
0 | 0 | 0 | 0 | 0 | 0 | 0 | 0 | 0 | 0 | 0 | 0 | 0 | 0 | 0 | 0 | 0 | 0 | 0 | 0 | 0
0 | 0 | 0 | 0 | 0 | 0 | 0 | 0 | 0 | 0 | 0 | 0 | 0 | 0 | 0 | 0 | 0 | 0 | 0 | 0 | 0
0 | 0 | 0 | 0 | 0 | 0 | 0 | 0 | 0 | 0 | 0 | 0 | 0 | 0 | 0 | 0 | 0 | 0 | 0 | 0 | 0
0 | 0 | 0 | 0 | 0 | 0 | 0 | 0 | 0 | 0 | 0 | 0 | 0 | 0 | 0 | 0 | 0 | 0 | 0 | 0 | 0
0 | 0 | 0 | 0 | 0 | 0 | 0 | 0 | 0 | 0 | 0 | 0 | 0 | 0 | 0 | 0 | 0 | 0 | 0 | 0 | 0
0 | 0 | 0 | 0 | 0 | 0 | 0 | 0 | 0 | 0 | 0 | 0 | 0 | 0 | 0 | 0 | 0 | 0 | 0 | 0 | 0
0 | 0 | 0 | 0 | 0 | 0 | 0 | 0 | 0 | 0 | 0 | 0 | 0 | 0 | 0 | 0 | 0 | 0 | 0 | 0 | 0
0 | 0 | 0 | 0 | 0 | 0 | 0 | 0 | 0 | 0 | 0 | 0 | 0 | 0 | 0 | 0 | 0 | 0 | 0 | 0 | 0
0 | 0 | 0 | 0 | 0 | 0 | 0 | 0 | 0 | 0 | 0 | 0 | 0 | 0 | 0 | 0 | 0 | 0 | 0 | 0 | 0
0 | 0 | 0 | 0 | 0 | 0 | 0 | 0 | 0 | 0 | 0 | 0 | 0 | 0 | 0 | 0 | 0 | 0 | 0 | 0 | 0
0 | 0 | 0 | 0 | 0 | 0 | 0 | 0 | 0 | 0 | 0 | 0 | 0 | 0 | 0 | 0 | 0 | 0 | 0 | 0 | 0
0 | 0 | 0 | 0 | 0 | 0 | 0 | 0 | 0 | 0 | 0 | 0 | 0 | 0 | 0 | 0 | 0 | 0 | 0 | 0 | 0
0 | 0 | 0 | 0 | 0 | 0 | 0 | 0 | 0 | 0 | 0 | 0 | 0 | 0 | 0 | 0 | 0 | 0 | 0 | 0 | 0
0 | 0 | 0 | 0 | 0 | 0 | 0 | 0 | 0 | 0 | 0 | 0 | 0 | 0 | 0 | 0 | 0 | 0 | 0 | 0 | 0
0 | 0 | 0 | 0 | 0 | 0 | 0 | 0 | 0 | 0 | 0 | 0 | 0 | 0 | 0 | 0 | 0 | 0 | 0 | 0 | 0
0 | 0 | 0 | 0 | 0 | 0 | 0 | 0 | 0 | 0 | 0 | 0 | 0 | 0 | 0 | 0 | 0 | 0 | 0 | 0 | 0
0 | 0 | 0 | 0 | 0 | 0 | 0 | 0 | 0 | 0 | 0 | 0 | 0 | 0 | 0 | 0 | 0 | 0 | 0 | 0 | 0
0 | 0 | 0 | 0 | 0 | 0 | 0 | 0 | 0 | 0 | 0 | 0 | 0 | 0 | 0 | 0 | 0 | 0 | 0 | 0 | 0
0 | 0 | 0 | 0 | 0 | 0 | 0 | 0 | 0 | 0 | 0 | 0 | 0 | 0 | 0 | 0 | 0 | 0 | 0 | 0 | 0
0 | 0 | 0 | 0 | 0 | 0 | 0 | 0 | 0 | 0 | 0 | 0 | 0 | 0 | 0 | 0 | 0 | 0 | 0 | 0 | 0
0 | 0 | 0 | 0 | 0 | 0 | 0 | 0 | 0 | 0 | 0 | 0 | 0 | 0 | 0 | 0 | 0 | 0 | 0 | 0 | 0
0 | 0 | 0 | 0 | 0 | 0 | 0 | 0 | 0 | 0 | 0 | 0 | 0 | 0 | 0 | 0 | 0 | 0 | 0 | 0 | 0
0 | 0 | 0 | 0 | 0 | 0 | 0 | 0 | 0 | 0 | 0 | 0 | 0 | 0 | 0 | 0 | 0 | 0 | 0 | 0 | 0
0 | 0 | 0 | 0 | 0 | 0 | 0 | 0 | 0 | 0 | 0 | 0 | 0 | 0 | 0 | 0 | 0 | 0 | 0 | 0 | 0
0 | 0 | 0 | 0 | 0 | 0 | 0 | 0 | 0 | 0 | 0 | 0 | 0 | 0 | 0 | 0 | 0 | 0 | 0 | 0 | 0
0 | 0 | 0 | 0 | 0 | 0 | 0 | 0 | 0 | 0 | 0 | 0 | 0 | 0 | 0 | 0 | 0 | 0 | 0 | 0 | 0
0 | 0 | 0 | 0 | 0 | 0 | 0 | 0 | 0 | 0 | 0 | 0 | 0 | 0 | 0 | 0 | 0 | 0 | 0 | 0 | 0
0 | 0 | 0 | 0 | 0 | 0 | 0 | 0 | 0 | 0 | 0 | 0 | 0 | 0 | 0 | 0 | 0 | 0 | 0 | 0 | 0
0 | 0 | 0 | 0 | 0 | 0 | 0 | 0 | 0 | 0 | 0 | 0 | 0 | 0 | 0 | 0 | 0 | 0 | 0 | 0 | 0
0 | 0 | 0 | 0 | 0 | 0 | 0 | 0 | 0 | 0 | 0 | 0 | 0 | 0 | 0 | 0 | 0 | 0 | 0 | 0 | 0
0 | 0 | 0 | 0 | 0 | 0 | 0 | 0 | 0 | 0 | 0 | 0 | 0 | 0 | 0 | 0 | 0 | 0 | 0 | 0 | 0
0 | 0 | 0 | 0 | 0 | 0 | 0 | 0 | 0 | 0 | 0 | 0 | 0 | 0 | 0 | 0 | 0 | 0 | 0 | 0 | 0
0 | 0 | 0 | 0 | 0 | 0 | 0 | 0 | 0 | 0 | 0 | 0 | 0 | 0 | 0 | 0 | 0 | 0 | 0 | 0 | 0
0 | 0 | 0 | 0 | 0 | 0 | 0 | 0 | 0 | 0 | 0 | 0 | 0 | 0 | 0 | 0 | 0 | 0 | 0 | 0 | 0
0 | 0 | 0 | 0 | 0 | 0 | 0 | 0 | 0 | 0 | 0 | 0 | 0 | 0 | 0 | 0 | 0 | 0 | 0 | 0 | 0
0 | 0 | 0 | 0 | 0 | 0 | 0 | 0 | 0 | 0 | 0 | 0 | 0 | 0 | 0 | 0 | 0 | 0 | 0 | 0 | 0
0 | 0 | 0 | 0 | 0 | 0 | 0 | 0 | 0 | 0 | 0 | 0 | 0 | 0 | 0 | 0 | 0 | 0 | 0 | 0 | 0
0 | 0 | 0 | 0 | 0 | 0 | 0 | 0 | 0 | 0 | 0 | 0 | 0 | 0 | 0 | 0 | 0 | 0 | 0 | 0 | 0
0 | 0 | 0 | 0 | 0 | 0 | 0 | 0 | 0 | 0 | 0 | 0 | 0 | 0 | 0 | 0 | 0 | 0 | 0 | 0 | 0
0 | 0 | 0 | 0 | 0 | 0 | 0 | 0 | 0 | 0 | 0 | 0 | 0 | 0 | 0 | 0 | 0 | 0 | 0 | 0 | 0
0 | 0 | 0 | 0 | 0 | 0 | 0 | 0 | 0 | 0 | 0 | 0 | 0 | 0 | 0 | 0 | 0 | 0 | 0 | 0 | 0
0 | 0 | 0 | 0 | 0 | 0 | 0 | 0 | 0 | 0 | 0 | 0 | 0 | 0 | 0 | 0 | 0 | 0 | 0 | 0 | 0
0 | 0 | 0 | 0 | 0 | 0 | 0 | 0 | 0 | 0 | 0 | 0 | 0 | 0 | 0 | 0 | 0 | 0 | 0 | 0 | 0
0 | 0 | 0 | 0 | 0 | 0 | 0 | 0 | 0 | 0 | 0 | 0 | 0 | 0 | 0 | 0 | 0 | 0 | 0 | 0 | 0
0 | 0 | 0 | 0 | 0 | 0 | 0 | 0 | 0 | 0 | 0 | 0 | 0 | 0 | 0 | 0 | 0 | 0 | 0 | 0 | 0
0 | 0 | 0 | 0 | 0 | 0 | 0 | 0 | 0 | 0 | 0 | 0 | 0 | 0 | 0 | 0 | 0 | 0 | 0 | 0 | 0
0 | 0 | 0 | 0 | 0 | 0 | 0 | 0 | 0 | 0 | 0 | 0 | 0 | 0 | 0 | 0 | 0 | 0 | 0 | 0 | 0
0 | 0 | 0 | 0 | 0 | 0 | 0 | 0 | 0 | 0 | 0 | 0 | 0 | 0 | 0 | 0 | 0 | 0 | 0 | 0 | 0
0 | 0 | 0 | 0 | 0 | 0 | 0 | 0 | 0 | 0 | 0 | 0 | 0 | 0 | 0 | 0 | 0 | 0 | 0 | 0 | 0
0 | 0 | 0 | 0 | 0 | 0 | 0 | 0 | 0 | 0 | 0 | 0 | 0 | 0 | 0 | 0 | 0 | 0 | 0 | 0 | 0
0 | 0 | 0 | 0 | 0 | 0 | 0 | 0 | 0 | 0 | 0 | 0 | 0 | 0 | 0 | 0 | 0 | 0 | 0 | 0 | 0
0 | 0 | 0 | 0 | 0 | 0 | 0 | 0 | 0 | 0 | 0 | 0 | 0 | 0 | 0 | 0 | 0 | 0 | 0 | 0 | 0
0 | 0 | 0 | 0 | 0 | 0 | 0 | 0 | 0 | 0 | 0 | 0 | 0 | 0 | 0 | 0 | 0 | 0 | 0 | 0 | 0
0 | 0 | 0 | 0 | 0 | 0 | 0 | 0 | 0 | 0 | 0 | 0 | 0 | 0 | 0 | 0 | 0 | 0 | 0 | 0 | 0
0 | 0 | 0 | 0 | 0 | 0 | 0 | 0 | 0 | 0 | 0 | 0 | 0 | 0 | 0 | 0 | 0 | 0 | 0 | 0 | 0
0 | 0 | 0 | 0 | 0 | 0 | 0 | 0 | 0 | 0 | 0 | 0 | 0 | 0 | 0 | 0 | 0 | 0 | 0 | 0 | 0
0 | 0 | 0 | 0 | 0 | 0 | 0 | 0 | 0 | 0 | 0 | 0 | 0 | 0 | 0 | 0 | 0 | 0 | 0 | 0 | 0
0 | 0 | 0 | 0 | 0 | 0 | 0 | 0 | 0 | 0 | 0 | 0 | 0 | 0 | 0 | 0 | 0 | 0 | 0 | 0 | 0
0 | 0 | 0 | 0 | 0 | 0 | 0 | 0 | 0 | 0 | 0 | 0 | 0 | 0 | 0 | 0 | 0 | 0 | 0 | 0 | 0
0 | 0 | 0 | 0 | 0 | 0 | 0 | 0 | 0 | 0 | 0 | 0 | 0 | 0 | 0 | 0 | 0 | 0 | 0 | 0 | 0
0 | 0 | 0 | 0 | 0 | 0 | 0 | 0 | 0 | 0 | 0 | 0 | 0 | 0 | 0 | 0 | 0 | 0 | 0 | 0 | 0
0 | 0 | 0 | 0 | 0 | 0 | 0 | 0 | 0 | 0 | 0 | 0 | 0 | 0 | 0 | 0 | 0 | 0 | 0 | 0 | 0
0 | 0 | 0 | 0 | 0 | 0 | 0 | 0 | 0 | 0 | 0 | 0 | 0 | 0 | 0 | 0 | 0 | 0 | 0 | 0 | 0
0 | 0 | 0 | 0 | 0 | 0 | 0 | 0 | 0 | 0 | 0 | 0 | 0 | 0 | 0 | 0 | 0 | 0 | 0 | 0 | 0
0 | 0 | 0 | 0 | 0 | 0 | 0 | 0 | 0 | 0 | 0 | 0 | 0 | 0 | 0 | 0 | 0 | 0 | 0 | 0 | 0
0 | 0 | 0 | 0 | 0 | 0 | 0 | 0 | 0 | 0 | 0 | 0 | 0 | 0 | 0 | 0 | 0 | 0 | 0 | 0 | 0
0 | 0 | 0 | 0 | 0 | 0 | 0 | 0 | 0 | 0 | 0 | 0 | 0 | 0 | 0 | 0 | 0 | 0 | 0 | 0 | 0
0 | 0 | 0 | 0 | 0 | 0 | 0 | 0 | 0 | 0 | 0 | 0 | 0 | 0 | 0 | 0 | 0 | 0 | 0 | 0 | 0
0 | 0 | 0 | 0 | 0 | 0 | 0 | 0 | 0 | 0 | 0 | 0 | 0 | 0 | 0 | 0 | 0 | 0 | 0 | 0 | 0
0 | 0 | 0 | 0 | 0 | 0 | 0 | 0 | 0 | 0 | 0 | 0 | 0 | 0 | 0 | 0 | 0 | 0 | 0 | 0 | 0
0 | 0 | 0 | 0 | 0 | 0 | 0 | 0 | 0 | 0 | 0 | 0 | 0 | 0 | 0 | 0 | 0 | 0 | 0 | 0 | 0
0 | 0 | 0 | 0 | 0 | 0 | 0 | 0 | 0 | 0 | 0 | 0 | 0 | 0 | 0 | 0 | 0 | 0 | 0 | 0 | 0
0 | 0 | 0 | 0 | 0 | 0 | 0 | 0 | 0 | 0 | 0 | 0 | 0 | 0 | 0 | 0 | 0 | 0 | 0 | 0 | 0
0 | 0 | 0 | 0 | 0 | 0 | 0 | 0 | 0 | 0 | 0 | 0 | 0 | 0 | 0 | 0 | 0 | 0 | 0 | 0 | 0
0 | 0 | 0 | 0 | 0 | 0 | 0 | 0 | 0 | 0 | 0 | 0 | 0 | 0 | 0 | 0 | 0 | 0 | 0 | 0 | 0
0 | 0 | 0 | 0 | 0 | 0 | 0 | 0 | 0 | 0 | 0 | 0 | 0 | 0 | 0 | 0 | 0 | 0 | 0 | 0 | 0
0 | 0 | 0 | 0 | 0 | 0 | 0 | 0 | 0 | 0 | 0 | 0 | 0 | 0 | 0 | 0 | 0 | 0 | 0 | 0 | 0
0 | 0 | 0 | 0 | 0 | 0 | 0 | 0 | 0 | 0 | 0 | 0 | 0 | 0 | 0 | 0 | 0 | 0 | 0 | 0 | 0
0 | 0 | 0 | 0 | 0 | 0 | 0 | 0 | 0 | 0 | 0 | 0 | 0 | 0 | 0 | 0 | 0 | 0 | 0 | 0 | 0
0 | 0 | 0 | 0 | 0 | 0 | 0 | 0 | 0 | 0 | 0 | 0 | 0 | 0 | 0 | 0 | 0 | 0 | 0 | 0 | 0
0 | 0 | 0 | 0 | 0 | 0 | 0 | 0 | 0 | 0 | 0 | 0 | 0 | 0 | 0 | 0 | 0 | 0 | 0 | 0 | 0
0 | 0 | 0 | 0 | 0 | 0 | 0 | 0 | 0 | 0 | 0 | 0 | 0 | 0 | 0 | 0 | 0 | 0 | 0 | 0 | 0
0 | 0 | 0 | 0 | 0 | 0 | 0 | 0 | 0 | 0 | 0 | 0 | 0 | 0 | 0 | 0 | 0 | 0 | 0 | 0 | 0
0 | 0 | 0 | 0 | 0 | 0 | 0 | 0 | 0 | 0 | 0 | 0 | 0 | 0 | 0 | 0 | 0 | 0 | 0 | 0 | 0
0 | 0 | 0 | 0 | 0 | 0 | 0 | 0 | 0 | 0 | 0 | 0 | 0 | 0 | 0 | 0 | 0 | 0 | 0 | 0 | 0
0 | 0 | 0 | 0 | 0 | 0 | 0 | 0 | 0 | 0 | 0 | 0 | 0 | 0 | 0 | 0 | 0 | 0 | 0 | 0 | 0
0 | 0 | 0 | 0 | 0 | 0 | 0 | 0 | 0 | 0 | 0 | 0 | 0 | 0 | 0 | 0 | 0 | 0 | 0 | 0 | 0
0 | 0 | 0 | 0 | 0 | 0 | 0 | 0 | 0 | 0 | 0 | 0 | 0 | 0 | 0 | 0 | 0 | 0 | 0 | 0 | 0
0 | 0 | 0 | 0 | 0 | 0 | 0 | 0 | 0 | 0 | 0 | 0 | 0 | 0 | 0 | 0 | 0 | 0 | 0 | 0 | 0
0 | 0 | 0 | 0 | 0 | 0 | 0 | 0 | 0 | 0 | 0 | 0 | 0 | 0 | 0 | 0 | 0 | 0 | 0 | 0 | 0
0 | 0 | 0 | 0 | 0 | 0 | 0 | 0 | 0 | 0 | 0 | 0 | 0 | 0 | 0 | 0 | 0 | 0 | 0 | 0 | 0
0 | 0 | 0 | 0 | 0 | 0 | 0 | 0 | 0 | 0 | 0 | 0 | 0 | 0 | 0 | 0 | 0 | 0 | 0 | 0 | 0
0 | 0 | 0 | 0 | 0 | 0 | 0 | 0 | 0 | 0 | 0 | 0 | 0 | 0 | 0 | 0 | 0 | 0 | 0 | 0 | 0
0 | 0 | 0 | 0 | 0 | 0 | 0 | 0 | 0 | 0 | 0 | 0 | 0 | 0 | 0 | 0 | 0 | 0 | 0 | 0 | 0
0 | 0 | 0 | 0 | 0 | 0 | 0 | 0 | 0 | 0 | 0 | 0 | 0 | 0 | 0 | 0 | 0 | 0 | 0 | 0 | 0
0 | 0 | 0 | 0 | 0 | 0 | 0 | 0 | 0 | 0 | 0 | 0 | 0 | 0 | 0 | 0 | 0 | 0 | 0 | 0 | 0
0 | 0 | 0 | 0 | 0 | 0 | 0 | 0 | 0 | 0 | 0 | 0 | 0 | 0 | 0 | 0 | 0 | 0 | 0 | 0 | 0
0 | 0 | 0 | 0 | 0 | 0 | 0 | 0 | 0 | 0 | 0 | 0 | 0 | 0 | 0 | 0 | 0 | 0 | 0 | 0 | 0
0 | 0 | 0 | 0 | 0 | 0 | 0 | 0 | 0 | 0 | 0 | 0 | 0 | 0 | 0 | 0 | 0 | 0 | 0 | 0 | 0
0 | 0 | 0 | 0 | 0 | 0 | 0 | 0 | 0 | 0 | 0 | 0 | 0 | 0 | 0 | 0 | 0 | 0 | 0 | 0 | 0
0 | 0 | 0 | 0 | 0 | 0 | 0 | 0 | 0 | 0 | 0 | 0 | 0 | 0 | 0 | 0 | 0 | 0 | 0 | 0 | 0
0 | 0 | 0 | 0 | 0 | 0 | 0 | 0 | 0 | 0 | 0 | 0 | 0 | 0 | 0 | 0 | 0 | 0 | 0 | 0 | 0
0 | 0 | 0 | 0 | 0 | 0 | 0 | 0 | 0 | 0 | 0 | 0 | 0 | 0 | 0 | 0 | 0 | 0 | 0 | 0 | 0
0 | 0 | 0 | 0 | 0 | 0 | 0 | 0 | 0 | 0 | 0 | 0 | 0 | 0 | 0 | 0 | 0 | 0 | 0 | 0 | 0
0 | 0 | 0 | 0 | 0 | 0 | 0 | 0 | 0 | 0 | 0 | 0 | 0 | 0 | 0 | 0 | 0 | 0 | 0 | 0 | 0
0 | 0 | 0 | 0 | 0 | 0 | 0 | 0 | 0 | 0 | 0 | 0 | 0 | 0 | 0 | 0 | 0 | 0 | 0 | 0 | 0
0 | 0 | 0 | 0 | 0 | 0 | 0 | 0 | 0 | 0 | 0 | 0 | 0 | 0 | 0 | 0 | 0 | 0 | 0 | 0 | 0
0 | 0 | 0 | 0 | 0 | 0 | 0 | 0 | 0 | 0 | 0 | 0 | 0 | 0 | 0 | 0 | 0 | 0 | 0 | 0 | 0
0 | 0 | 0 | 0 | 0 | 0 | 0 | 0 | 0 | 0 | 0 | 0 | 0 | 0 | 0 | 0 | 0 | 0 | 0 | 0 | 0
0 | 0 | 0 | 0 | 0 | 0 | 0 | 0 | 0 | 0 | 0 | 0 | 0 | 0 | 0 | 0 | 0 | 0 | 0 | 0 | 0
0 | 0 | 0 | 0 | 0 | 0 | 0 | 0 | 0 | 0 | 0 | 0 | 0 | 0 | 0 | 0 | 0 | 0 | 0 | 0 | 0
0 | 0 | 0 | 0 | 0 | 0 | 0 | 0 | 0 | 0 | 0 | 0 | 0 | 0 | 0 | 0 | 0 | 0 | 0 | 0 | 0
0 | 0 | 0 | 0 | 0 | 0 | 0 | 0 | 0 | 0 | 0 | 0 | 0 | 0 | 0 | 0 | 0 | 0 | 0 | 0 | 0
0 | 0 | 0 | 0 | 0 | 0 | 0 | 0 | 0 | 0 | 0 | 0 | 0 | 0 | 0 | 0 | 0 | 0 | 0 | 0 | 0
0 | 0 | 0 | 0 | 0 | 0 | 0 | 0 | 0 | 0 | 0 | 0 | 0 | 0 | 0 | 0 | 0 | 0 | 0 | 0 | 0
0 | 0 | 0 | 0 | 0 | 0 | 0 | 0 | 0 | 0 | 0 | 0 | 0 | 0 | 0 | 0 | 0 | 0 | 0 | 0 | 0
0 | 0 | 0 | 0 | 0 | 0 | 0 | 0 | 0 | 0 | 0 | 0 | 0 | 0 | 0 | 0 | 0 | 0 | 0 | 0 | 0
0 | 0 | 0 | 0 | 0 | 0 | 0 | 0 | 0 | 0 | 0 | 0 | 0 | 0 | 0 | 0 | 0 | 0 | 0 | 0 | 0
0 | 0 | 0 | 0 | 0 | 0 | 0 | 0 | 0 | 0 | 0 | 0 | 0 | 0 | 0 | 0 | 0 | 0 | 0 | 0 | 0
0 | 0 | 0 | 0 | 0 | 0 | 0 | 0 | 0 | 0 | 0 | 0 | 0 | 0 | 0 | 0 | 0 | 0 | 0 | 0 | 0
0 | 0 | 0 | 0 | 0 | 0 | 0 | 0 | 0 | 0 | 0 | 0 | 0 | 0 | 0 | 0 | 0 | 0 | 0 | 0 | 0
0 | 0 | 0 | 0 | 0 | 0 | 0 | 0 | 0 | 0 | 0 | 0 | 0 | 0 | 0 | 0 | 0 | 0 | 0 | 0 | 0
0 | 0 | 0 | 0 | 0 | 0 | 0 | 0 | 0 | 0 | 0 | 0 | 0 | 0 | 0 | 0 | 0 | 0 | 0 | 0 | 0
0 | 0 | 0 | 0 | 0 | 0 | 0 | 0 | 0 | 0 | 0 | 0 | 0 | 0 | 0 | 0 | 0 | 0 | 0 | 0 | 0
0 | 0 | 0 | 0 | 0 | 0 | 0 | 0 | 0 | 0 | 0 | 0 | 0 | 0 | 0 | 0 | 0 | 0 | 0 | 0 | 0
0 | 0 | 0 | 0 | 0 | 0 | 0 | 0 | 0 | 0 | 0 | 0 | 0 | 0 | 0 | 0 | 0 | 0 | 0 | 0 | 0
0 | 0 | 0 | 0 | 0 | 0 | 0 | 0 | 0 | 0 | 0 | 0 | 0 | 0 | 0 | 0 | 0 | 0 | 0 | 0 | 0
0 | 0 | 0 | 0 | 0 | 0 | 0 | 0 | 0 | 0 | 0 | 0 | 0 | 0 | 0 | 0 | 0 | 0 | 0 | 0 | 0
0 | 0 | 0 | 0 | 0 | 0 | 0 | 0 | 0 | 0 | 0 | 0 | 0 | 0 | 0 | 0 | 0 | 0 | 0 | 0 | 0
0 | 0 | 0 | 0 | 0 | 0 | 0 | 0 | 0 | 0 | 0 | 0 | 0 | 0 | 0 | 0 | 0 | 0 | 0 | 0 | 0
0 | 0 | 0 | 0 | 0 | 0 | 0 | 0 | 0 | 0 | 0 | 0 | 0 | 0 | 0 | 0 | 0 | 0 | 0 | 0 | 0
0 | 0 | 0 | 0 | 0 | 0 | 0 | 0 | 0 | 0 | 0 | 0 | 0 | 0 | 0 | 0 | 0 | 0 | 0 | 0 | 0
0 | 0 | 0 | 0 | 0 | 0 | 0 | 0 | 0 | 0 | 0 | 0 | 0 | 0 | 0 | 0 | 0 | 0 | 0 | 0 | 0
0 | 0 | 0 | 0 | 0 | 0 | 0 | 0 | 0 | 0 | 0 | 0 | 0 | 0 | 0 | 0 | 0 | 0 | 0 | 0 | 0
0 | 0 | 0 | 0 | 0 | 0 | 0 | 0 | 0 | 0 | 0 | 0 | 0 | 0 | 0 | 0 | 0 | 0 | 0 | 0 | 0
0 | 0 | 0 | 0 | 0 | 0 | 0 | 0 | 0 | 0 | 0 | 0 | 0 | 0 | 0 | 0 | 0 | 0 | 0 | 0 | 0
0 | 0 | 0 | 0 | 0 | 0 | 0 | 0 | 0 | 0 | 0 | 0 | 0 | 0 | 0 | 0 | 0 | 0 | 0 | 0 | 0

## Output
Program Summary |  | Nominal | Present Value |  | Performance Earnings Basis |  |  |  | Avoided Cost Version
Proposer Name |  | Southern California Edison |  |  | Resource Benefit, net. |  | 1980514554.8433 |  | 2008-05-10
Program Name |  | SCE Third Party Roll-up E3 Calculator - With Carbon Adder |  |  | Incr Measure Cost, net. |  | 426397690.4111 |  | 2008-05-22
Total Program Budget ($) |  | 611330932.1434 | 572245695.5366 |  | Program Incentive Cost, net |  | 0 |  | Base Year
[5 empty] | Program Admin Cost |  | 611330932.1434 |  | 2009
Net Participant Cost ($) |  | 492261611.4317 | 426397690.4111 |  | Performance Earnings Basis |  | 1084918495.7591 |  | SCE PlannerTOU(1000)1e2.xls
Program Impacts | [9 empty] | Program Impacts (Gross)
| Annual Net kWh | Lifecycle Net kWh | Annual Net Therms | Lifecycle Net Therms | Net Jul-Sept Pk (kW) | Net Dec-Feb Pk (kW) | Net CEC (kW) | User Entered kW |  |  | Annual Gross kWh | Lifecycle Gross kWh | Annual Gross Therms | Lifecycle Gross Therms | User Entered kW
2009-2011 | 1811371602.9496 | 22368845328.2697 | 0 | 0 | 459886.5527 | 220457.694 | 393067.6378 | 409019.1928 |  | 2009-2011 | 1811371602.9496 | 22368845328.2697 | 0 | 0 | 409019.1928
2012-2015 | 37753914.3356 | 477290155.4662 | 0 | 0 | 15555.8647 | 4850.6825 | 8192.5994 | 15401.8489 |  | 2012-2015 | 37753914.3356 | 477290155.4662 | 0 | 0 | 15401.8489
Total 2009-2015 | 1849125517.2852 | 22846135483.7359 | 0 | 0 | 475442.4173 | 225308.3765 | 401260.2373 | 424421.0417 |  | Total 2009-2015 | 1849125517.2852 | 22846135483.7359 | 0 | 0 | 424421.0417
Cost Effectiveness (Lifecycle Present Value Dollars)
|  | Benefits |  |  | Benefit - Cost
| Cost | Electric | Gas | Incentives | NPV | B/C Ratio | Notes
Program TRC ($) | 998643385.9477 | 1980514554.8433 | 0 | NA | 981871168.8956 | 1.9832 | *1
Program PAC ($) | 572245695.5366 | 1980514554.8433 | 0 | NA | 1408268859.3067 | 3.461 | *1,2
Program RIM ($) | 2712837114.9201 | 1980514554.8433 | 0 | NA | -732322560.0768 | 0.73005 | *1
*1 B/C Ratio is an approximation because any supply cost increases are treated as negative benefits rather than as a cost as in the Standard Practice Manual
*2 PAC benefits include environmental costs. This is to be consistent with the TRC benefits, but is not strictly consistent with the Standard Practice Manual.
Levelized Cost and Benefit (All Measures Installed through 2012)
| Discounted Savings |  |  |  | Benefit - Cost
| kWh | Therms | Cost | Benefits | NPV
TRC ($/kWh ) | 13209551889.8324 |  | 0.07537 | 0.14993 | 0.07456
PAC ($/kWh) | 13209551889.8324 |  | 0.043321 | 0.14993 | 0.10661
RIM ($/kWh) | 13209551889.8324 |  | 0.20537 | 0.14993 | -0.055439
TRC ($/therm) |  | 0 | #DIV/0! | #DIV/0! | #DIV/0!
PAC ($/therm) |  | 0 | #DIV/0! | #DIV/0! | #DIV/0!
RIM ($/therm) |  | 0 | #DIV/0! | #DIV/0! | #DIV/0!
Emissions Reductions | [9 empty] | Emissions Reductions (Gross)
| Electric Reductions |  |  | Gas Reductions | [6 empty] | Electric Reductions |  |  | Gas Reductions
Annual Reductions | CO2 (tons) | NOX (lbs) | PM-10 (lbs) | CO2 (tons) | NOX (lbs) |  |  |  |  | Annual Reductions | CO2 (tons) | NOX (lbs) | PM-10 (lbs) | CO2 (tons) | NOX (lbs)
2009 | 273281.4625 | 74739.8791 | 34996.2923 | 0 | 0 | * annual reductions are the units |  |  |  | 2009 | 273281.4625 | 74739.8791 | 34996.2923 | 0 | 0 | * annual reductions are the units
2010 | 431592.5005 | 119170.0797 | 55126.6998 | 0 | 0 | implemented in the year, times |  |  |  | 2010 | 431592.5005 | 119170.0797 | 55126.6998 | 0 | 0 | implemented in the year, times
2011 | 356477.0629 | 98501.7511 | 45523.1983 | 0 | 0 | the annual emission reduction |  |  |  | 2011 | 356477.0629 | 98501.7511 | 45523.1983 | 0 | 0 | the annual emission reduction
2012 | 16289.9168 | 4487.3201 | 2082.0242 | 0 | 0 | for the measure. |  |  |  | 2012 | 16289.9168 | 4487.3201 | 2082.0242 | 0 | 0 | for the measure.
2013 | 4838.5225 | 1380.9946 | 612.3486 | 0 | 0 |  |  |  |  | 2013 | 4838.5225 | 1380.9946 | 612.3486 | 0 | 0
2014 | 1252.6341 | 352.4866 | 159.164 | 0 | 0 |  |  |  |  | 2014 | 1252.6341 | 352.4866 | 159.164 | 0 | 0
2015 | 0 | 0 | 0 | 0 | 0 |  |  |  |  | 2015 | 0 | 0 | 0 | 0 | 0
Total Annual | 1083732.0994 | 298632.5112 | 138499.7272 | 0 | 0 |  |  |  |  | Total Annual | 1083732.0994 | 298632.5112 | 138499.7272 | 0 | 0
Lifecycle Reductions | [9 empty] | Lifecycle Reductions
2009 | 3261039.4662 | 893536.0957 | 417396.3801 | 0 | 0 |  |  |  |  | 2009 | 3261039.4662 | 893536.0957 | 417396.3801 | 0 | 0
2010 | 5596605.6347 | 1548393.5168 | 714459.1196 | 0 | 0 |  |  |  |  | 2010 | 5596605.6347 | 1548393.5168 | 714459.1196 | 0 | 0
2011 | 4276012.3252 | 1182165.524 | 545981.8739 | 0 | 0 |  |  |  |  | 2011 | 4276012.3252 | 1182165.524 | 545981.8739 | 0 | 0
2012 | 202220.4504 | 55409.1783 | 25883.1744 | 0 | 0 |  |  |  |  | 2012 | 202220.4504 | 55409.1783 | 25883.1744 | 0 | 0
2013 | 60725.6292 | 17261.668 | 7694.1239 | 0 | 0 |  |  |  |  | 2013 | 60725.6292 | 17261.668 | 7694.1239 | 0 | 0
2014 | 18339.1479 | 5167.3996 | 2329.3749 | 0 | 0 |  |  |  |  | 2014 | 18339.1479 | 5167.3996 | 2329.3749 | 0 | 0
2015 | 0 | 0 | 0 | 0 | 0 |  |  |  |  | 2015 | 0 | 0 | 0 | 0 | 0
Total Lifecycle | 13414942.6537 | 3701933.3824 | 1713744.0468 | 0 | 0 |  |  |  |  | Total Lifecycle | 13414942.6537 | 3701933.3824 | 1713744.0468 | 0 | 0
Reductions based on total annual installations | [9 empty] | Reductions (Gross) based on total annual installations
| Annual Net kWh | Lifecycle Net kWh | Annual Net Therms | Lifecycle Net Therms | Net July-Sept Peak (kW) | Net Dec-Feb (kW) | Net CEC (kW) | User Entered kW | Net Annual NCP (kW) |  | Annual Gross kWh | Lifecycle Gross kWh | Annual Gross Therms | Lifecycle Gross Therms | User Entered kW
2009 | 470873860.9105 | 5605305378.0097 | 0 | 0 | 112658.2288 | 60006.0755 | 102179.6278 | 105165.3117 | 98236.4466 | 2009 | 470873860.9105 | 5605305378.0097 | 0 | 0 | 105165.3117
2010 | 734455419.6717 | 9498957358.836 | 0 | 0 | 194401.7723 | 88161.2326 | 159376.8261 | 166930.545 | 204151.2041 | 2010 | 734455419.6717 | 9498957358.836 | 0 | 0 | 166930.545
2011 | 606042322.3674 | 7264582591.424 | 0 | 0 | 152826.5517 | 72290.3859 | 131511.184 | 136923.336 | 224164.6857 | 2011 | 606042322.3674 | 7264582591.424 | 0 | 0 | 136923.336
2012 | 27807351.4145 | 347596939.3535 | 0 | 0 | 8728.6495 | 4004.1776 | 6034.1953 | 8576.9448 | 102864.7531 | 2012 | 27807351.4145 | 347596939.3535 | 0 | 0 | 8576.9448
2013 | 7868592.6824 | 99326232.193 | 0 | 0 | 4969.4607 | 623.2594 | 1707.4846 | 4967.7833 | -7700.261 | 2013 | 7868592.6824 | 99326232.193 | 0 | 0 | 4967.7833
2014 | 2077970.2387 | 30366983.9198 | 0 | 0 | 1857.7545 | 223.2455 | 450.9195 | 1857.1208 | -13535.0049 | 2014 | 2077970.2387 | 30366983.9198 | 0 | 0 | 1857.1208
2015 | 0 | 0 | 0 | 0 | 0 | 0 | 0 | 0 | -6727.5531 | 2015 | 0 | 0 | 0 | 0 | 0
Total | 1849125517.2852 | 22846135483.7359 | 0 | 0 | 475442.4173 | 225308.3765 | 401260.2373 | 424421.0417 | 601454.2703 | Total | 1849125517.2852 | 22846135483.7359 | 0 | 0 | 424421.0417
Net Impacts by Sector (All Measures Installed through 2012)
| Annual Net kWh | Lifecycle Net kWh | Annual Net Therms | Lifecycle Net Therms | Net July-Sept Peak (kW) | Net Dec-Feb (kW) | Net CEC (kW) | User Entered kW | TRC Lifecycle Net Benefits* ($)
Total | 622338850.371 | 7574636335.3706 | 0 | 0 | 124059.3501 | 83580.9837 | 135047.5305 | 124059.9111 | 313494478.5419
Residential | 20043076.4743 | 287673760.5176 | 0 | 0 | 17426.5841 | 2211.0384 | 4349.3476 | 17426.5841 | -22074519.7444
Small_Office | 0 | 0 | 0 | 0 | 0 | 0 | 0 | 0 | 0
Large_Office | 0 | 0 | 0 | 0 | 0 | 0 | 0 | 0 | 0
Small_Retail_Store | 0 | 0 | 0 | 0 | 0 | 0 | 0 | 0 | 0
Large_Retail_Store | 0 | 0 | 0 | 0 | 0 | 0 | 0 | 0 | 0
Grocery_Store | 0 | 0 | 0 | 0 | 0 | 0 | 0 | 0 | 0
Food_Store | 0 | 0 | 0 | 0 | 0 | 0 | 0 | 0 | 0
Restaurant | 0 | 0 | 0 | 0 | 0 | 0 | 0 | 0 | 0
Fast_Food_Restaurant | 0 | 0 | 0 | 0 | 0 | 0 | 0 | 0 | 0
Sit_Down_Restaurant | 0 | 0 | 0 | 0 | 0 | 0 | 0 | 0 | 0
Storage_Building | 0 | 0 | 0 | 0 | 0 | 0 | 0 | 0 | 0
Refrigerated_Warehouse | 0 | 0 | 0 | 0 | 0 | 0 | 0 | 0 | 0
Non-Refrig._Warehouse | 0 | 0 | 0 | 0 | 0 | 0 | 0 | 0 | 0
Hotel_Motel | 0 | 0 | 0 | 0 | 0 | 0 | 0 | 0 | 0
Medical_Clinic | 0 | 0 | 0 | 0 | 0 | 0 | 0 | 0 | 0
School | 0 | 0 | 0 | 0 | 0 | 0 | 0 | 0 | 0
K_thru_12_School | 0 | 0 | 0 | 0 | 0 | 0 | 0 | 0 | 0
College_University | 0 | 0 | 0 | 0 | 0 | 0 | 0 | 0 | 0
Assembly | 0 | 0 | 0 | 0 | 0 | 0 | 0 | 0 | 0
Trans_Comm_Util | 0 | 0 | 0 | 0 | 0 | 0 | 0 | 0 | 0
Misc._Commercial | 338343507.9561 | 3492373670.2783 | 0 | 0 | 70770.6002 | 45056.0065 | 73420.5412 | 70771.1612 | 181768679.7603
Industrial | 263952265.9406 | 3794588904.5746 | 0 | 0 | 35862.1658 | 36313.9389 | 57277.6417 | 35862.1658 | 153800318.5261
Agricultural | 0 | 0 | 0 | 0 | 0 | 0 | 0 | 0 | 0
Hospital | 0 | 0 | 0 | 0 | 0 | 0 | 0 | 0 | 0
* Include program-level and admin costs allocated based to total gas and electric programs at the measure level.
Net Impacts by CPUC End Use Categories (All Measures Installed through 2012)
| Annual Net kWh | Lifecycle Net kWh | Annual Net Therms | Lifecycle Net Therms | Net July-Sept Peak (kW) | Net Dec-Feb Pk (kW) | Net CEC (kW) | User Entered kW | TRC Lifecycle Net Benefits* ($)
Total | 1849125517.2852 | 22846135483.736 | 0 | 0 | 475442.4173 | 225308.3765 | 401260.2373 | 424421.0417 | 984905020.2656
Clothes Dryer | 0 | 0 | 0 | 0 | 0 | 0 | 0 | 0 | 0
Clothes Washer | 733494.2806 | 8256724.1946 | 0 | 0 | 357.385 | 486.3384 | 159.1683 | 357.385 | -4353569.3128
Consumer Electronics | 0 | 0 | 0 | 0 | 0 | 0 | 0 | 0 | 0
Cooking | 0 | 0 | 0 | 0 | 0 | 0 | 0 | 0 | 0
Dishwasher | 0 | 0 | 0 | 0 | 0 | 0 | 0 | 0 | 0
Other Appliance | 0 | 0 | 0 | 0 | 0 | 0 | 0 | 0 | 0
Office Equipment | 0 | 0 | 0 | 0 | 0 | 0 | 0 | 0 | 0
Building shell | 0 | 0 | 0 | 0 | 0 | 0 | 0 | 0 | 0
Space Cooling | 739607267.5905 | 10503067683.7141 | 0 | 0 | 285338.5119 | 73273.9128 | 160494.7771 | 238820.3649 | 372782204.7743
Space Heating | 0 | 0 | 0 | 0 | 0 | 0 | 0 | 0 | 0
Ventilation | 0 | 0 | 0 | 0 | 0 | 0 | 0 | 0 | 0
Interior Lighting | 483195870.6651 | 4850156834.709 | 0 | 0 | 94326.6534 | 80753.5425 | 104853.5039 | 100620.3311 | 242144232.737
Exterior Lighting | 7542633.5191 | 100883886.7054 | 0 | 0 | 0 | 0.561 | 1636.7515 | 0.561 | 3683931.4445
Daylighting | 0 | 0 | 0 | 0 | 0 | 0 | 0 | 0 | 0
Motors | 0 | 0 | 0 | 0 | 0 | 0 | 0 | 0 | 0
Process | 263952265.9406 | 3794588904.5746 | 0 | 0 | 35862.1658 | 36313.9389 | 57277.6417 | 35862.1658 | 153800318.5261
Compressed Air | 0 | 0 | 0 | 0 | 0 | 0 | 0 | 0 | 0
Food Processor | 0 | 0 | 0 | 0 | 0 | 0 | 0 | 0 | 0
Refrigeration | 349878257.244 | 3532089369.386 | 0 | 0 | 58539.2527 | 33396.6313 | 75923.5818 | 47741.7854 | 216797858.5477
Freezers | 0 | 0 | 0 | 0 | 0 | 0 | 0 | 0 | 0
Pumps | 0 | 0 | 0 | 0 | 0 | 0 | 0 | 0 | 0
Pool Pump | 0 | 0 | 0 | 0 | 0 | 0 | 0 | 0 | 0
Domestic Hot Water | 616478 | 6164780 | 0 | 0 | 220.2 | 220.2 | 133.7757 | 220.2 | -796944.3384
Water Heating | 482948.0452 | 4829480.4522 | 0 | 0 | 106.2486 | 181.0715 | 104.7997 | 106.2486 | 313914.8886
Other | 3116302 | 46097820 | 0 | 0 | 692 | 682.1802 | 676.2375 | 692 | 533072.9987
* Include program-level and admin costs allocated based to total gas and electric programs at the measure level.
Net Impacts by Climate Zone (All Measures Installed through 2012)
| Annual Net kWh | Lifecycle Net kWh | Annual Net Therms | Lifecycle Net Therms | Net July-Sept Peak (kW) | Net dec-Feb Pk (kW) | Net CEC (kW) | User Entered kW | TRC Lifecycle Net Benefits* ($)
Total | 1849125517.2852 | 22846135483.7359 | 0 | 0 | 475442.4173 | 225308.3765 | 401260.2373 | 401260.2373 | 984905020.2656
6 | 0 | 0 | 0 | 0 | 0 | 0 | 0 | 0 | 0
8 | 0 | 0 | 0 | 0 | 0 | 0 | 0 | 0 | 0
9 | 0 | 0 | 0 | 0 | 0 | 0 | 0 | 0 | 0
10 | 0 | 0 | 0 | 0 | 0 | 0 | 0 | 0 | 0
13 | 0 | 0 | 0 | 0 | 0 | 0 | 0 | 0 | 0
14 | 0 | 0 | 0 | 0 | 0 | 0 | 0 | 0 | 0
15 | 0 | 0 | 0 | 0 | 0 | 0 | 0 | 0 | 0
16 | 0 | 0 | 0 | 0 | 0 | 0 | 0 | 0 | 0
System | 1849125517.2852 | 22846135483.7359 | 0 | 0 | 475442.4173 | 225308.3765 | 401260.2373 | 401260.2373 | 984905020.2656
0 | 0 | 0 | 0 | 0 | 0 | 0 | 0 | 0 | 0
0 | 0 | 0 | 0 | 0 | 0 | 0 | 0 | 0 | 0
* Include program-level and admin costs allocated based to total gas and electric programs at the measure level.
Persistent reductions in the summer (3rd Qtr) or winter (4th Qtr) of each year
| Net July-Sept Peak (kW) | Net Annual Dec-Feb (kW)
2009 | 56329.1144 | 60006.0755
2010 | 209859.1149 | 148167.3081
2011 | 383473.2768 | 219994.3424
2012 | 458361.8323 | 216553.657
2013 | 452372.5789 | 207015.9828
2014 | 440879.653 | 197679.9789
2015 | 434989.0281 | 197409.2015
2016 | 434203.3969 | 196385.3188
Monthly Impacts
First Year for Impact Table: | 2009
| Quarter | Monthly Five Hour Avg or TOU Peak | Net Monthly NCP (kW) |  | Monthly Net kWh | Monthly Net Therms
2009-01-01 | 1 | 0 | 0 |  | 0 | 0
2009-02-01 | 1 | 0 | 0 |  | 0 | 0
2009-03-01 | 1 | 0 | 0 |  | 0 | 0
2009-04-01 | 2 | 13883.8667 | 27360.0678 |  | 8581987.466 | 0
2009-05-01 | 2 | 22441.2325 | 27359.9741 |  | 9444889.8619 | 0
2009-06-01 | 2 | 17201.5976 | 32787.862 |  | 11415290.1973 | 0
2009-07-01 | 3 | 56997.9502 | 69348.8475 |  | 25751993.3855 | 0
2009-08-01 | 3 | 58101.9296 | 71328.0099 |  | #N/A | 0
2009-09-01 | 3 | 53887.4634 | 76996.8606 |  | 24840962.5805 | 0
2009-10-01 | 4 | 51600.9578 | 98236.4466 |  | 30507863.3679 | 0
2009-11-01 | 4 | 45096.2896 | 79025.44 |  | 24935742.8259 | 0
2009-12-01 | 4 | 42363.6966 | 66265.9323 |  | 23017257.7343 | 0
2010-01-01 | 5 | 63125.2194 | 92494.2753 |  | 31307225.1585 | 0
2010-02-01 | 5 | 60408.0783 | 99444.7304 |  | 30723520.3676 | 0
2010-03-01 | 5 | 53869.6886 | 94634.7176 |  | 32919480.4703 | 0
2010-04-01 | 6 | 77267.8648 | 155654.4167 |  | 47318732.4203 | 0
2010-05-01 | 6 | 128256.5006 | 155964.6588 |  | 52431747.3923 | 0
2010-06-01 | 6 | 95906.8421 | 188365.1554 |  | 64226025.4521 | 0
2010-07-01 | 7 | 212833.9934 | 257920.4849 |  | 93758187.8239 | 0
2010-08-01 | 7 | 216937.6867 | 265926.0585 |  | #N/A | 0
2010-09-01 | 7 | 199805.6646 | 287637.3512 |  | 90284530.2327 | 0
2010-10-01 | 8 | 148998.4084 | 302387.6506 |  | 88803545.2994 | 0
2010-11-01 | 8 | 127050.3574 | 237149.8201 |  | 70497395.7078 | 0
2010-12-01 | 8 | 117171.3538 | 194250.4174 |  | 63901040.7693 | 0
2011-01-01 | 9 | 157351.0758 | 243629.7003 |  | 76705627.1953 | 0
2011-02-01 | 9 | 149750.6863 | 265004.7776 |  | 75969227.5098 | 0
2011-03-01 | 9 | 131952.1733 | 251488.3545 |  | 81803962.842 | 0
2011-04-01 | 10 | 159667.0284 | 330104.1377 |  | 96904825.146 | 0
2011-05-01 | 10 | 272993.2459 | 331397.1896 |  | 108204268.0113 | 0
2011-06-01 | 10 | 199566.3701 | 404615.1609 |  | 135436280.1755 | 0
2011-07-01 | 11 | 389253.459 | 471234.4983 |  | 171053264.7557 | 0
2011-08-01 | 11 | 396554.9913 | 486153.1107 |  | #N/A | 0
2011-09-01 | 11 | 364611.3802 | 526552.3363 |  | 164686072.72 | 0
2011-10-01 | 12 | 239882.2459 | 490902.1752 |  | 143380536.7945 | 0
2011-11-01 | 12 | 203864.2972 | 383741.5857 |  | 113547607.196 | 0
2011-12-01 | 12 | 187793.6538 | 313430.9605 |  | 102792020.0182 | 0
2012-01-01 | 13 | 233432.9172 | 360667.8312 |  | 114382911.4116 | 0
2012-02-01 | 13 | 222408.0085 | 393154.0394 |  | 113241357.8799 | 0
2012-03-01 | 13 | 196069.7884 | 372654.7037 |  | 121823809.7596 | 0
2012-04-01 | 14 | 210208.4226 | 435600.4623 |  | 128433269.6175 | 0
2012-05-01 | 14 | 359194.7264 | 437080.6788 |  | 143303980.5416 | 0
2012-06-01 | 14 | 266108.5409 | 536958.9404 |  | 181799255.4491 | 0
2012-07-01 | 15 | 465357.7815 | 563118.7782 |  | 205972923.8487 | 0
2012-08-01 | 15 | 473818.123 | 580762.8733 |  | #N/A | 0
2012-09-01 | 15 | 435909.5923 | 629417.0894 |  | 198370148.122 | 0
2012-10-01 | 16 | 258207.6559 | 530248.8117 |  | 155782876.0402 | 0
2012-11-01 | 16 | 219008.9004 | 413724.7717 |  | 123378231.2812 | 0
2012-12-01 | 16 | 201645.274 | 337208.034 |  | 111715780.4003 | 0
2013-01-01 | 17 | 229940.6338 | 354992.007 |  | 114204315.6252 | 0
2013-02-01 | 17 | 218914.5093 | 388431.764 |  | 113131452.8604 | 0
2013-03-01 | 17 | 192777.0523 | 368033.6856 |  | 121688381.3259 | 0
2013-04-01 | 18 | 205795.7665 | 429084.4247 |  | 127834028.817 | 0
2013-05-01 | 18 | 353916.0348 | 430656.1791 |  | 142624295.2986 | 0
2013-06-01 | 18 | 263195.7097 | 531729.3419 |  | 181526462.957 | 0
2013-07-01 | 19 | 459463.208 | 555744.8743 |  | 204945765.3038 | 0
2013-08-01 | 19 | 467666.1161 | 573193.7218 |  | #N/A | 0
2013-09-01 | 19 | 429988.4126 | 621716.8284 |  | 197364413.5194 | 0
2013-10-01 | 20 | 250172.7935 | 520096.5341 |  | 154079155.0756 | 0
2013-11-01 | 20 | 211004.2822 | 403863.3683 |  | 121767548.7926 | 0
2013-12-01 | 20 | 193756.96 | 327505.2782 |  | 110147356.3274 | 0
2014-01-01 | 21 | 220270.5667 | 342581.4469 |  | 112135288.671 | 0
2014-02-01 | 21 | 209358.5546 | 376943.6939 |  | 111163225.9266 | 0
2014-03-01 | 21 | 183629.9854 | 356641.1584 |  | 119642425.2624 | 0
2014-04-01 | 22 | 197044.8354 | 417377.0677 |  | 125748354.5744 | 0
2014-05-01 | 22 | 343706.0281 | 419071.6181 |  | 140427274.1981 | 0
2014-06-01 | 22 | 253851.9383 | 519292.2221 |  | 179038354.399 | 0
2014-07-01 | 23 | 448106.0867 | 542626.771 |  | 202043191.2638 | 0
2014-08-01 | 23 | 455950.0406 | 559807.8317 |  | #N/A | 0
2014-09-01 | 23 | 418582.8317 | 608181.8234 |  | 194481458.7858 | 0
2014-10-01 | 24 | 240458.1049 | 508063.28 |  | 151702321.051 | 0
2014-11-01 | 24 | 201309.0606 | 392141.5515 |  | 119497980.28 | 0
2014-12-01 | 24 | 184186.7146 | 315981.6337 |  | 107924793.4644 | 0
2015-01-01 | 25 | 210831.4469 | 330860.8584 |  | 110038282.4066 | 0
2015-02-01 | 25 | 199988.5944 | 365893.9618 |  | 109155756.1693 | 0
2015-03-01 | 25 | 174590.8356 | 345685.4194 |  | 117587327.698 | 0
2015-04-01 | 26 | 190679.6633 | 409205.9801 |  | 124221479.9743 | 0
2015-05-01 | 26 | 336612.9915 | 410978.6116 |  | 138835095.1754 | 0
2015-06-01 | 26 | 245448.1163 | 508998.6988 |  | 176632275.0919 | 0
2015-07-01 | 27 | 442261.5443 | 536021.4664 |  | 200331281.8594 | 0
2015-08-01 | 27 | 449994.7316 | 553152.8537 |  | #N/A | 0
2015-09-01 | 27 | 412710.8083 | 601454.2703 |  | 192785238.5177 | 0
2015-10-01 | 28 | 238327.6943 | 505444.7411 |  | 151055932.9195 | 0
2015-11-01 | 28 | 199225.5636 | 389581.648 |  | 118838069.4151 | 0
2015-12-01 | 28 | 182138.9244 | 313454.7922 |  | 107261267.4343 | 0

## Input
| SCE PlannerTOU(1000)1e2.xls |  |  |  | Program Budget ($) |  |  | NPV Factor for lump-sum admin costs: | 100%
a. Administrative Costs
| Proposer General Information |  |  |  | a.i. Overhead and G&A | 37498121.7998 | d. Incentives and Rebates ($) | Nominal | NPV
| Proposer Name |  | Southern California Edison |  | a.ii. Other Admin costs | 16255625.8623 | d.i. User Input Incentive | 3033851.37 | 3033851.37
| Program Name |  | SCE Third Party Roll-up E3 Calculator - With Carbon Adder |  | b. Marketing/Outreach | 19366893.4134 | d.ii. Rebate | 138600710.8581 | 119949861.9909
| Service Territory |  | SCE |  | c. Direct Implementation (non incentive) |  | d.iii. Direct Install Labor | 68053959.3454 | 60211615.6874
| First Year of Program Implementation |  |  | 2009 | c.i. Activity | 187443680.3881 | d.iv. Direct Install Materials | 62100080.4039 | 54975351.539
| Contact Information |  |  |  | c.ii. Installation | 0 | d.v. Upstream payments | 37005710.8354 | 31538395.6187
| Name |  | Don Arambula |  | c.iii. Hardware & Materials | 0 | Subtotal Direct Install | 308794312.8128 | 269709076.2059
| Address |  | 6042 N. Irwindale Ave, Blg. A |  | c.iv. Rebate Processing and Inspection | 1179868
| ZIP code |  | 91702 |  | d. Total Incentives and Rebates | 308794312.8128
| Telephone |  | 626-633-3146 |  | e. EM&V | 40792429.8671 | f. Costs recovered from other sources |  | 0
| Email |  | don.arambula@sce.com |  | Total | 611330932.1434 | Program Budget w/ Other Costs (a to f) | 611330932.1434 | 572245695.5366
Quarterly Installation Schedule
| Program Inputs |  |  |  | CO2 Cost Scenario | 2 | (1 = 2006 Adopted costs, 2 = $30/tonne Scearnio) |  |  |  |  | Transfer | Admin | Admin | Admin | [9 empty] | Placeholders, not currently used | [7 empty] | Annual Installation Schedule | [7 empty] | 2009 |  |  |  | 2010 |  |  |  | 2011 |  |  |  | 2012 |  |  |  | 2013 |  |  |  | 2014 |  |  |  | 2015
| Measure Name | DEER RunID | Climate Zone | Target sector | Measure Electric End Use Shape | CZ, Sector, Measure combination found? | Measure Type (To Look up Measure Life) | Program Type (To look up Net-to-gross Ratio) | Unit Definition (e.g. homes) | Program Type (NEW/ROB or Early Repl(RET)) | Gross Measure Cost ($/unit) | Rebate to end use customer or its assignee ($/unit) | Incentives to entities other than the end use customer or its assignee($/unit) | Direct Install Labor ($/unit) | Direct Install Material ($/unit) | Participant cost ($/unit) | Gross Unit Annual Electricity Savings (kwh/unit) | Electric Rate Schedule | Demand Scaler | User Entered kW Savings per unit (kW/unit) | Gross Unit Annual Gas Savings (therm/unit) | Gas Sector | Gas Rate Schedule | Gas Savings Profile | Avg remaining life on replaced units (yrs) | Early retrofit incremental kWh savings (kWh/unit) | Early retrofit incremental kW savings (kW/unit) | Early retrofit incremental Th savings (Th/unit) | Combustion Type | Effective Useful Life (years) | Net-to-Gross Ratio | % Eligible for TOU AC adjustment | 2009 | 2010 | 2011 | 2012 | 2013 | 2014 | 2015 |  | Qtr 1 | Qtr 2 | Qtr 3 | Qtr 4 | Qtr 1 | Qtr 2 | Qtr 3 | Qtr 4 | Qtr 1 | Qtr 2 | Qtr 3 | Qtr 4 | Qtr 1 | Qtr 2 | Qtr 3 | Qtr 4 | Qtr 1 | Qtr 2 | Qtr 3 | Qtr 4 | Qtr 1 | Qtr 2 | Qtr 3 | Qtr 4 | Qtr 1 | Qtr 2 | Qtr 3 | Qtr 4 | Total Number of Units | Comments
SCE Third Party Roll-up E3 Calculator - With Carbon Adder | RESIDENTIAL | [16 empty] | System | #N/A | [21 empty] | 0 | 0 | 0 | 0 | 0 | 0 | 0 | 0 | 0 | 0 | 0 | 0 | 0 | 0 | 0 | 0 | 0 | 0 | 0 | 0 | 0 | 0 | 0 | 0 | 0 | 0 | 0 | 0 | 0
SCE Third Party Roll-up E3 Calculator - With Carbon Adder | DEEMED MEASURES | [16 empty] | System | #N/A | [21 empty] | 0 | 0 | 0 | 0 | 0 | 0 | 0 | 0 | 0 | 0 | 0 | 0 | 0 | 0 | 0 | 0 | 0 | 0 | 0 | 0 | 0 | 0 | 0 | 0 | 0 | 0 | 0 | 0 | 0
SCE Third Party Roll-up E3 Calculator - With Carbon Adder | Appliances | [16 empty] | System | #N/A | [21 empty] | 0 | 0 | 0 | 0 | 0 | 0 | 0 | 0 | 0 | 0 | 0 | 0 | 0 | 0 | 0 | 0 | 0 | 0 | 0 | 0 | 0 | 0 | 0 | 0 | 0 | 0 | 0 | 0 | 0
SCE Third Party Roll-up E3 Calculator - With Carbon Adder | Laundry & Kitchen | DEER 2008 or SCE Workpaper | System | Residential | HorizAxisClothesWasher-RC | TRUE | 11 | 100% | Unit | NEW/ROB/RET | 597.1869 | 31.3919 | 5.1786 | 0 | 0 | 560.6165 | 44.8865 | System | kW | 0.023 | [9 empty] | 11 | 100% | 0% | 943.5454 | 1179.3144 | 235.7689 | 0 | 0 | 0 | 0 |  | 235.8864 | 235.8864 | 235.8864 | 235.8864 | 294.8286 | 294.8286 | 294.8286 | 294.8286 | 58.9422 | 58.9422 | 58.9422 | 58.9422 | 0 | 0 | 0 | 0 | 0 | 0 | 0 | 0 | 0 | 0 | 0 | 0 | 0 | 0 | 0 | 0 | 2358.6288
SCE Third Party Roll-up E3 Calculator - With Carbon Adder | Refrigerators | DEER 2008 or SCE Workpaper | System | RES | DEER:RefgFrzr_HighEff | TRUE | 14 | 100% | Unit | NEW/ROB/RET | 131.93 | 50 | 6.6915 | 0 | 0 | 75.2385 | 190.65 | System | kWh | 0.0385 | [9 empty] | 14 | 100% | 0% | 82.1904 | 102.8554 | 20.665 | 0 | 0 | 0 | 0 |  | 20.5476 | 20.5476 | 20.5476 | 20.5476 | 25.7138 | 25.7138 | 25.7138 | 25.7138 | 5.1663 | 5.1663 | 5.1663 | 5.1663 | 0 | 0 | 0 | 0 | 0 | 0 | 0 | 0 | 0 | 0 | 0 | 0 | 0 | 0 | 0 | 0 | 205.7108
SCE Third Party Roll-up E3 Calculator - With Carbon Adder | Appliances Recycling | [16 empty] | System | #N/A | [21 empty] | 0 | 0 | 0 | 0 | 0 | 0 | 0 | 0 | 0 | 0 | 0 | 0 | 0 | 0 | 0 | 0 | 0 | 0 | 0 | 0 | 0 | 0 | 0 | 0 | 0 | 0 | 0 | 0 | 0
SCE Third Party Roll-up E3 Calculator - With Carbon Adder | Refrigerators/Freezers | DEER 2008 or SCE Workpaper | System | RES | DEER:RefgFrzr_Recycling | TRUE | 10 | 100% | Unit | NEW/ROB/RET | 138.57 | 50 | 0 | 88.57 | 0 | 0 | 1448.164 | System | kWh | 0.22317 | [9 empty] | 10 | 100% | 0% | 65000 | 75000 | 70000 | 0 | 0 | 0 | 0 |  | 16250 | 16250 | 16250 | 16250 | 18750 | 18750 | 18750 | 18750 | 17500 | 17500 | 17500 | 17500 | 0 | 0 | 0 | 0 | 0 | 0 | 0 | 0 | 0 | 0 | 0 | 0 | 0 | 0 | 0 | 0 | 210000
SCE Third Party Roll-up E3 Calculator - With Carbon Adder | Room A/C | [16 empty] | System | #N/A | [21 empty] | 0 | 0 | 0 | 0 | 0 | 0 | 0 | 0 | 0 | 0 | 0 | 0 | 0 | 0 | 0 | 0 | 0 | 0 | 0 | 0 | 0 | 0 | 0 | 0 | 0 | 0 | 0 | 0 | 0
SCE Third Party Roll-up E3 Calculator - With Carbon Adder | Other | [16 empty] | System | #N/A | [21 empty] | 0 | 0 | 0 | 0 | 0 | 0 | 0 | 0 | 0 | 0 | 0 | 0 | 0 | 0 | 0 | 0 | 0 | 0 | 0 | 0 | 0 | 0 | 0 | 0 | 0 | 0 | 0 | 0 | 0
SCE Third Party Roll-up E3 Calculator - With Carbon Adder | Residential Audits | DEER 2008 or SCE Workpaper | System | RES | DEER:Indoor_CFL_Ltg | TRUE | 3 | 100% | Unit | NEW/ROB/RET | 40.83 | 0 | 0 | 0 | 0 | 40.83 | 166.438 | System | kWh | 0.06066 | [9 empty] | 3 | 100% | 0% | 37500 | 43750 | 43750 | 0 | 0 | 0 | 0 |  | 9375 | 9375 | 9375 | 9375 | 10937.5 | 10937.5 | 10937.5 | 10937.5 | 10937.5 | 10937.5 | 10937.5 | 10937.5 | 0 | 0 | 0 | 0 | 0 | 0 | 0 | 0 | 0 | 0 | 0 | 0 | 0 | 0 | 0 | 0 | 125000
SCE Third Party Roll-up E3 Calculator - With Carbon Adder | Consumer Electronics | [16 empty] | System | #N/A | [21 empty] | 0 | 0 | 0 | 0 | 0 | 0 | 0 | 0 | 0 | 0 | 0 | 0 | 0 | 0 | 0 | 0 | 0 | 0 | 0 | 0 | 0 | 0 | 0 | 0 | 0 | 0 | 0 | 0 | 0
SCE Third Party Roll-up E3 Calculator - With Carbon Adder | Entertainment | [16 empty] | System | #N/A | [21 empty] | 0 | 0 | 0 | 0 | 0 | 0 | 0 | 0 | 0 | 0 | 0 | 0 | 0 | 0 | 0 | 0 | 0 | 0 | 0 | 0 | 0 | 0 | 0 | 0 | 0 | 0 | 0 | 0 | 0
SCE Third Party Roll-up E3 Calculator - With Carbon Adder | Home Office | [16 empty] | System | #N/A | [21 empty] | 0 | 0 | 0 | 0 | 0 | 0 | 0 | 0 | 0 | 0 | 0 | 0 | 0 | 0 | 0 | 0 | 0 | 0 | 0 | 0 | 0 | 0 | 0 | 0 | 0 | 0 | 0 | 0 | 0
SCE Third Party Roll-up E3 Calculator - With Carbon Adder | Other | [16 empty] | System | #N/A | [21 empty] | 0 | 0 | 0 | 0 | 0 | 0 | 0 | 0 | 0 | 0 | 0 | 0 | 0 | 0 | 0 | 0 | 0 | 0 | 0 | 0 | 0 | 0 | 0 | 0 | 0 | 0 | 0 | 0 | 0
SCE Third Party Roll-up E3 Calculator - With Carbon Adder | Water Heating | [16 empty] | System | #N/A | [21 empty] | 0 | 0 | 0 | 0 | 0 | 0 | 0 | 0 | 0 | 0 | 0 | 0 | 0 | 0 | 0 | 0 | 0 | 0 | 0 | 0 | 0 | 0 | 0 | 0 | 0 | 0 | 0 | 0 | 0
SCE Third Party Roll-up E3 Calculator - With Carbon Adder | Efficiency | [16 empty] | System | #N/A | [21 empty] | 0 | 0 | 0 | 0 | 0 | 0 | 0 | 0 | 0 | 0 | 0 | 0 | 0 | 0 | 0 | 0 | 0 | 0 | 0 | 0 | 0 | 0 | 0 | 0 | 0 | 0 | 0 | 0 | 0
SCE Third Party Roll-up E3 Calculator - With Carbon Adder | Use Reduction | DEER 2008 or SCE Workpaper | System | Residential | HeatPump_WtrHt-RC | TRUE | 10 | 100% | Unit | NEW/ROB/RET | 4.4467 | 0 | 0 | 0 | 4.4467 | 0 | 100.6142 | System | kW | 0.022135 | [9 empty] | 10 | 100% | 0% | 1500 | 1800 | 1500 | 0 | 0 | 0 | 0 |  | 375 | 375 | 375 | 375 | 450 | 450 | 450 | 450 | 375 | 375 | 375 | 375 | 0 | 0 | 0 | 0 | 0 | 0 | 0 | 0 | 0 | 0 | 0 | 0 | 0 | 0 | 0 | 0 | 4800
SCE Third Party Roll-up E3 Calculator - With Carbon Adder | Pool Pump | [16 empty] | System | #N/A | [12 empty] | 0% | [8 empty] | 0 | 0 | 0 | 0 | 0 | 0 | 0 | 0 | 0 | 0 | 0 | 0 | 0 | 0 | 0 | 0 | 0 | 0 | 0 | 0 | 0 | 0 | 0 | 0 | 0 | 0 | 0 | 0 | 0
SCE Third Party Roll-up E3 Calculator - With Carbon Adder | Residential Other | [16 empty] | System | #N/A | [21 empty] | 0 | 0 | 0 | 0 | 0 | 0 | 0 | 0 | 0 | 0 | 0 | 0 | 0 | 0 | 0 | 0 | 0 | 0 | 0 | 0 | 0 | 0 | 0 | 0 | 0 | 0 | 0 | 0 | 0
SCE Third Party Roll-up E3 Calculator - With Carbon Adder | HVAC | [16 empty] | System | #N/A | [21 empty] | 0 | 0 | 0 | 0 | 0 | 0 | 0 | 0 | 0 | 0 | 0 | 0 | 0 | 0 | 0 | 0 | 0 | 0 | 0 | 0 | 0 | 0 | 0 | 0 | 0 | 0 | 0 | 0 | 0
SCE Third Party Roll-up E3 Calculator - With Carbon Adder | New Room AC | [16 empty] | System | #N/A | [21 empty] | 0 | 0 | 0 | 0 | 0 | 0 | 0 | 0 | 0 | 0 | 0 | 0 | 0 | 0 | 0 | 0 | 0 | 0 | 0 | 0 | 0 | 0 | 0 | 0 | 0 | 0 | 0 | 0 | 0
SCE Third Party Roll-up E3 Calculator - With Carbon Adder | New Package, Split System AC, etc. | DEER 2008 or SCE Workpaper | System | RES | DEER:HVAC_Eff_AC | TRUE | 15 | 100% | Unit | NEW/ROB/RET | 225 | 0 | 150 | 0 | 0 | 75 | 207 | System | kWh | 0.16 | [9 empty] | 15 | 100% | 0% | 750 | 1250 | 1500 | 0 | 0 | 0 | 0 |  | 187.5 | 187.5 | 187.5 | 187.5 | 312.5 | 312.5 | 312.5 | 312.5 | 375 | 375 | 375 | 375 | 0 | 0 | 0 | 0 | 0 | 0 | 0 | 0 | 0 | 0 | 0 | 0 | 0 | 0 | 0 | 0 | 3500
SCE Third Party Roll-up E3 Calculator - With Carbon Adder | Repair & Maintenance | DEER 2008 or SCE Workpaper | System | RES | DEER:HVAC_Refrig_Charge | TRUE | 7.5 | 100% | Unit | NEW/ROB/RET | 32.8555 | 0 | 37.7279 | 3.5271 | 2.7012 | -11.1006 | 157.214 | System | kWh | 0.15445 | [9 empty] | 7.5 | 100% | 0% | 59726.96 | 76201.98 | 77775.06 | 0 | 0 | 0 | 0 |  | 14931.74 | 14931.74 | 14931.74 | 14931.74 | 19050.495 | 19050.495 | 19050.495 | 19050.495 | 19443.765 | 19443.765 | 19443.765 | 19443.765 | 0 | 0 | 0 | 0 | 0 | 0 | 0 | 0 | 0 | 0 | 0 | 0 | 0 | 0 | 0 | 0 | 213704
SCE Third Party Roll-up E3 Calculator - With Carbon Adder | HVAC Ducts | DEER 2008 or SCE Workpaper | System | RES | DEER:HVAC_Duct_Sealing | TRUE | 18 | 100% | Unit | NEW/ROB/RET | 229.8416 | 0 | 40.9091 | 104.1364 | 82.5909 | 2.2052 | 546.6084 | System | kWh | 0.55775 | [9 empty] | 18 | 100% | 0% | 2037 | 2124.75 | 2438.25 | 0 | 0 | 0 | 0 |  | 509.25 | 509.25 | 509.25 | 509.25 | 531.1875 | 531.1875 | 531.1875 | 531.1875 | 609.5625 | 609.5625 | 609.5625 | 609.5625 | 0 | 0 | 0 | 0 | 0 | 0 | 0 | 0 | 0 | 0 | 0 | 0 | 0 | 0 | 0 | 0 | 6600
SCE Third Party Roll-up E3 Calculator - With Carbon Adder | HVAC Envelope | DEER 2008 or SCE Workpaper | System | Residential | AC_Cooling-RC | TRUE | 20 | 100% | Unit | NEW/ROB/RET | 150 | 150 | 3.6918 | 0 | 0 | -3.6918 | 32 | System | kW | 0.025 | [9 empty] | 20 | 100% | 0% | 56.3591 | 70.4489 | 14.0898 | 0 | 0 | 0 | 0 |  | 14.0898 | 14.0898 | 14.0898 | 14.0898 | 17.6122 | 17.6122 | 17.6122 | 17.6122 | 3.5224 | 3.5224 | 3.5224 | 3.5224 | 0 | 0 | 0 | 0 | 0 | 0 | 0 | 0 | 0 | 0 | 0 | 0 | 0 | 0 | 0 | 0 | 140.8978
SCE Third Party Roll-up E3 Calculator - With Carbon Adder | HVAC Install - Operation | [16 empty] | System | #N/A | [21 empty] | 0 | 0 | 0 | 0 | 0 | 0 | 0 | 0 | 0 | 0 | 0 | 0 | 0 | 0 | 0 | 0 | 0 | 0 | 0 | 0 | 0 | 0 | 0 | 0 | 0 | 0 | 0 | 0 | 0
SCE Third Party Roll-up E3 Calculator - With Carbon Adder | HVAC Controls | [16 empty] | System | #N/A | [21 empty] | 0 | 0 | 0 | 0 | 0 | 0 | 0 | 0 | 0 | 0 | 0 | 0 | 0 | 0 | 0 | 0 | 0 | 0 | 0 | 0 | 0 | 0 | 0 | 0 | 0 | 0 | 0 | 0 | 0
SCE Third Party Roll-up E3 Calculator - With Carbon Adder | New Evap Coolers & Whole House Fans | [16 empty] | System | #N/A | [21 empty] | 0 | 0 | 0 | 0 | 0 | 0 | 0 | 0 | 0 | 0 | 0 | 0 | 0 | 0 | 0 | 0 | 0 | 0 | 0 | 0 | 0 | 0 | 0 | 0 | 0 | 0 | 0 | 0 | 0
SCE Third Party Roll-up E3 Calculator - With Carbon Adder | Lighting | [16 empty] | System | #N/A | [21 empty] | 0 | 0 | 0 | 0 | 0 | 0 | 0 | 0 | 0 | 0 | 0 | 0 | 0 | 0 | 0 | 0 | 0 | 0 | 0 | 0 | 0 | 0 | 0 | 0 | 0 | 0 | 0 | 0 | 0
SCE Third Party Roll-up E3 Calculator - With Carbon Adder | Screw-in CFL Interior (Downstream) | DEER 2008 or SCE Workpaper | System | RES | DEER:Indoor_CFL_Ltg | TRUE | 6.3 | 100% | Unit | NEW/ROB/RET | 1.11 | 10 | 8.9123 | 0 | 0 | -17.8023 | 39.4915 | System | kWh | 0.007088 | [9 empty] | 6.3 | 100% | 0% | 621.3592 | 776.8164 | 155.4572 | 0 | 0 | 0 | 0 |  | 155.3398 | 155.3398 | 155.3398 | 155.3398 | 194.2041 | 194.2041 | 194.2041 | 194.2041 | 38.8643 | 38.8643 | 38.8643 | 38.8643 | 0 | 0 | 0 | 0 | 0 | 0 | 0 | 0 | 0 | 0 | 0 | 0 | 0 | 0 | 0 | 0 | 1553.6328
SCE Third Party Roll-up E3 Calculator - With Carbon Adder | Screw-in CFL Interior (Upstream - Traditional) | [16 empty] | System | #N/A | [21 empty] | 0 | 0 | 0 | 0 | 0 | 0 | 0 | 0 | 0 | 0 | 0 | 0 | 0 | 0 | 0 | 0 | 0 | 0 | 0 | 0 | 0 | 0 | 0 | 0 | 0 | 0 | 0 | 0 | 0
SCE Third Party Roll-up E3 Calculator - With Carbon Adder | Screw-in CFL Interior (Upstream - Specialty) | [16 empty] | System | #N/A | [21 empty] | 0 | 0 | 0 | 0 | 0 | 0 | 0 | 0 | 0 | 0 | 0 | 0 | 0 | 0 | 0 | 0 | 0 | 0 | 0 | 0 | 0 | 0 | 0 | 0 | 0 | 0 | 0 | 0 | 0
SCE Third Party Roll-up E3 Calculator - With Carbon Adder | Screw-in CFL Interior (Direct Install) | DEER 2008 or SCE Workpaper | System | RES | DEER:Indoor_CFL_Ltg | TRUE | 6.3 | 100% | Unit | NEW/ROB/RET | 6.263 | 0 | 0 | 2.1734 | 4.0895 | 0 | 52.4858 | System | kWh | 0.0087864 | [9 empty] | 6.3 | 100% | 0% | 88625 | 97438 | 97438 | 0 | 0 | 0 | 0 |  | 22156.25 | 22156.25 | 22156.25 | 22156.25 | 24359.5 | 24359.5 | 24359.5 | 24359.5 | 24359.5 | 24359.5 | 24359.5 | 24359.5 | 0 | 0 | 0 | 0 | 0 | 0 | 0 | 0 | 0 | 0 | 0 | 0 | 0 | 0 | 0 | 0 | 283501
SCE Third Party Roll-up E3 Calculator - With Carbon Adder | Screw-in CFL Interior (Midstream) | [16 empty] | System | #N/A | [21 empty] | 0 | 0 | 0 | 0 | 0 | 0 | 0 | 0 | 0 | 0 | 0 | 0 | 0 | 0 | 0 | 0 | 0 | 0 | 0 | 0 | 0 | 0 | 0 | 0 | 0 | 0 | 0 | 0 | 0
SCE Third Party Roll-up E3 Calculator - With Carbon Adder | Screw-in CFL Interior (Giveaway) | DEER 2008 or SCE Workpaper | System | RES | DEER:Indoor_CFL_Ltg | TRUE | 6.3 | 100% | Unit | NEW/ROB/RET | 4.3521 | 0 | 1.8747 | 0 | 2.2899 | 0.18747 | 48.2321 | System | kWh | 0.0081946 | [9 empty] | 6.3 | 100% | 0% | 26057.74 | 31244.4 | 27049.6 | 0 | 0 | 0 | 0 |  | 6514.435 | 6514.435 | 6514.435 | 6514.435 | 7811.1 | 7811.1 | 7811.1 | 7811.1 | 6762.4 | 6762.4 | 6762.4 | 6762.4 | 0 | 0 | 0 | 0 | 0 | 0 | 0 | 0 | 0 | 0 | 0 | 0 | 0 | 0 | 0 | 0 | 84351.74
SCE Third Party Roll-up E3 Calculator - With Carbon Adder | CFL Fixture Interior (Midstream) | [16 empty] | System | #N/A | [21 empty] | 0 | 0 | 0 | 0 | 0 | 0 | 0 | 0 | 0 | 0 | 0 | 0 | 0 | 0 | 0 | 0 | 0 | 0 | 0 | 0 | 0 | 0 | 0 | 0 | 0 | 0 | 0 | 0 | 0
SCE Third Party Roll-up E3 Calculator - With Carbon Adder | CFL Fixture Interior (Upstream) | [16 empty] | System | #N/A | [21 empty] | 0 | 0 | 0 | 0 | 0 | 0 | 0 | 0 | 0 | 0 | 0 | 0 | 0 | 0 | 0 | 0 | 0 | 0 | 0 | 0 | 0 | 0 | 0 | 0 | 0 | 0 | 0 | 0 | 0
SCE Third Party Roll-up E3 Calculator - With Carbon Adder | CFL Fixture Interior (Direct Install) | DEER 2008 or SCE Workpaper | System | RES | DEER:Indoor_CFL_Ltg | TRUE | 15.5 | 100% | Unit | NEW/ROB/RET | 53.41 | 0 | 0 | 27.14 | 26.27 | 0 | 71.9424 | System | kWh | 0.012869 | [9 empty] | 15.5 | 100% | 0% | 9300 | 9300 | 9300 | 0 | 0 | 0 | 0 |  | 2325 | 2325 | 2325 | 2325 | 2325 | 2325 | 2325 | 2325 | 2325 | 2325 | 2325 | 2325 | 0 | 0 | 0 | 0 | 0 | 0 | 0 | 0 | 0 | 0 | 0 | 0 | 0 | 0 | 0 | 0 | 27900
SCE Third Party Roll-up E3 Calculator - With Carbon Adder | CFL Fixture Interior (Giveaway) | DEER 2008 or SCE Workpaper | System | RES | DEER:Indoor_CFL_Ltg | TRUE | 16 | 100% | Unit | NEW/ROB/RET | 28.805 | 0 | 0 | 0 | 28.805 | 0 | 88.885 | System | kWh | 0.0076544 | [9 empty] | 16 | 100% | 0% | 27484.2282 | 45089.35 | 47497.3675 | 0 | 0 | 0 | 0 |  | 6871.0571 | 6871.0571 | 6871.0571 | 6871.0571 | 11272.3375 | 11272.3375 | 11272.3375 | 11272.3375 | 11874.3419 | 11874.3419 | 11874.3419 | 11874.3419 | 0 | 0 | 0 | 0 | 0 | 0 | 0 | 0 | 0 | 0 | 0 | 0 | 0 | 0 | 0 | 0 | 120070.9457
SCE Third Party Roll-up E3 Calculator - With Carbon Adder | CFL Exterior | DEER 2008 or SCE Workpaper | System | Misc._Commercial | Outdoor Lt | TRUE | 2.2 | 100% | Unit | NEW/ROB/RET | 10.0669 | 0 | 0 | 3.77 | 6.2969 | 0 | 319.4424 | System | kW | 0 | [9 empty] | 2.2 | 100% | 0% | 1450 | 1450 | 1450 | 0 | 0 | 0 | 0 |  | 362.5 | 362.5 | 362.5 | 362.5 | 362.5 | 362.5 | 362.5 | 362.5 | 362.5 | 362.5 | 362.5 | 362.5 | 0 | 0 | 0 | 0 | 0 | 0 | 0 | 0 | 0 | 0 | 0 | 0 | 0 | 0 | 0 | 0 | 4350
SCE Third Party Roll-up E3 Calculator - With Carbon Adder | CFL Fixture Exterior (Midstream) | [16 empty] | System | #N/A | [21 empty] | 0 | 0 | 0 | 0 | 0 | 0 | 0 | 0 | 0 | 0 | 0 | 0 | 0 | 0 | 0 | 0 | 0 | 0 | 0 | 0 | 0 | 0 | 0 | 0 | 0 | 0 | 0 | 0 | 0
SCE Third Party Roll-up E3 Calculator - With Carbon Adder | CFL Fixture Exterior (Upstream) | [16 empty] | System | #N/A | [21 empty] | 0 | 0 | 0 | 0 | 0 | 0 | 0 | 0 | 0 | 0 | 0 | 0 | 0 | 0 | 0 | 0 | 0 | 0 | 0 | 0 | 0 | 0 | 0 | 0 | 0 | 0 | 0 | 0 | 0
SCE Third Party Roll-up E3 Calculator - With Carbon Adder | CFL Fixture Exterior (Direct Install) | DEER 2008 or SCE Workpaper | System | Misc._Commercial | Outdoor Lt | TRUE | 16 | 100% | Unit | NEW/ROB/RET | 47.491 | 0 | 0 | 27.14 | 20.351 | 0 | 254.11 | System | kW | 0 | [9 empty] | 16 | 100% | 0% | 7100 | 7100 | 7100 | 0 | 0 | 0 | 0 |  | 1775 | 1775 | 1775 | 1775 | 1775 | 1775 | 1775 | 1775 | 1775 | 1775 | 1775 | 1775 | 0 | 0 | 0 | 0 | 0 | 0 | 0 | 0 | 0 | 0 | 0 | 0 | 0 | 0 | 0 | 0 | 21300
SCE Third Party Roll-up E3 Calculator - With Carbon Adder | LED Interior | DEER 2008 or SCE Workpaper | System | RES | DEER:Indoor_CFL_Ltg | TRUE | 8 | 100% | Unit | NEW/ROB/RET | 3.2405 | 0 | 0 | 0 | 3.2405 | 0 | 29.346 | System | kWh | 0 | [9 empty] | 8 | 100% | 0% | 37819.3761 | 44350 | 44250 | 0 | 0 | 0 | 0 |  | 9454.844 | 9454.844 | 9454.844 | 9454.844 | 11087.5 | 11087.5 | 11087.5 | 11087.5 | 11062.5 | 11062.5 | 11062.5 | 11062.5 | 0 | 0 | 0 | 0 | 0 | 0 | 0 | 0 | 0 | 0 | 0 | 0 | 0 | 0 | 0 | 0 | 126419.3761
SCE Third Party Roll-up E3 Calculator - With Carbon Adder | Interior Controls | DEER 2008 or SCE Workpaper | System | RES | DEER:Indoor_CFL_Ltg | TRUE | 8 | 100% | Unit | NEW/ROB/RET | 77 | 0 | 0 | 42 | 35 | 0 | 390.8769 | System | kWh | 0.053231 | [9 empty] | 8 | 100% | 0% | 3250 | 3250 | 3250 | 0 | 0 | 0 | 0 |  | 812.5 | 812.5 | 812.5 | 812.5 | 812.5 | 812.5 | 812.5 | 812.5 | 812.5 | 812.5 | 812.5 | 812.5 | 0 | 0 | 0 | 0 | 0 | 0 | 0 | 0 | 0 | 0 | 0 | 0 | 0 | 0 | 0 | 0 | 9750
SCE Third Party Roll-up E3 Calculator - With Carbon Adder | Interior Exit Signs | DEER 2008 or SCE Workpaper | System | RES | DEER:Indoor_CFL_Ltg | TRUE | 16 | 100% | Unit | NEW/ROB/RET | 45 | 0 | 0 | 25 | 20 | 0 | 316.448 | System | kWh | 0.044038 | [9 empty] | 16 | 100% | 0% | 250 | 250 | 250 | 0 | 0 | 0 | 0 |  | 62.5 | 62.5 | 62.5 | 62.5 | 62.5 | 62.5 | 62.5 | 62.5 | 62.5 | 62.5 | 62.5 | 62.5 | 0 | 0 | 0 | 0 | 0 | 0 | 0 | 0 | 0 | 0 | 0 | 0 | 0 | 0 | 0 | 0 | 750
SCE Third Party Roll-up E3 Calculator - With Carbon Adder | Linear Flourescents Interior | DEER 2008 or SCE Workpaper | System | RES | DEER:Indoor_CFL_Ltg | TRUE | 11.4 | 100% | Unit | NEW/ROB/RET | 50.8649 | 0 | 0 | 27.6757 | 23.1892 | 0 | 81.9531 | System | kWh | 0.01033 | [9 empty] | 11.4 | 100% | 0% | 1850 | 1850 | 1850 | 0 | 0 | 0 | 0 |  | 462.5 | 462.5 | 462.5 | 462.5 | 462.5 | 462.5 | 462.5 | 462.5 | 462.5 | 462.5 | 462.5 | 462.5 | 0 | 0 | 0 | 0 | 0 | 0 | 0 | 0 | 0 | 0 | 0 | 0 | 0 | 0 | 0 | 0 | 5550
SCE Third Party Roll-up E3 Calculator - With Carbon Adder | Linear Flourescents (parking structures) Exterior | [16 empty] | System | #N/A | [21 empty] | 0 | 0 | 0 | 0 | 0 | 0 | 0 | 0 | 0 | 0 | 0 | 0 | 0 | 0 | 0 | 0 | 0 | 0 | 0 | 0 | 0 | 0 | 0 | 0 | 0 | 0 | 0 | 0 | 0
SCE Third Party Roll-up E3 Calculator - With Carbon Adder | Other Interior Lighting | [16 empty] | System | #N/A | [21 empty] | 0 | 0 | 0 | 0 | 0 | 0 | 0 | 0 | 0 | 0 | 0 | 0 | 0 | 0 | 0 | 0 | 0 | 0 | 0 | 0 | 0 | 0 | 0 | 0 | 0 | 0 | 0 | 0 | 0
SCE Third Party Roll-up E3 Calculator - With Carbon Adder | Other Exterior Lighting | DEER 2008 or SCE Workpaper | System | Misc._Commercial | Outdoor Lt | TRUE | 16 | 100% | Unit | NEW/ROB/RET | 16.69 | 0 | 0 | 0 | 16.69 | 0 | 57 | System | kW | 0 | [9 empty] | 16 | 100% | 0% | 1973.7442 | 3245 | 3407 | 0 | 0 | 0 | 0 |  | 493.436 | 493.436 | 493.436 | 493.436 | 811.25 | 811.25 | 811.25 | 811.25 | 851.75 | 851.75 | 851.75 | 851.75 | 0 | 0 | 0 | 0 | 0 | 0 | 0 | 0 | 0 | 0 | 0 | 0 | 0 | 0 | 0 | 0 | 8625.7442
SCE Third Party Roll-up E3 Calculator - With Carbon Adder | Refrigeration | DEER 2008 or SCE Workpaper | System | Residential | Refrig-RC | TRUE | 5 | 100% | Unit | NEW/ROB/RET | 220 | 0 | 0 | 101.25 | 118.75 | 0 | 1305.75 | System | kW | 0 | [9 empty] | 5 | 100% | 0% | 200 | 200 | 200 | 0 | 0 | 0 | 0 |  | 50 | 50 | 50 | 50 | 50 | 50 | 50 | 50 | 50 | 50 | 50 | 50 | 0 | 0 | 0 | 0 | 0 | 0 | 0 | 0 | 0 | 0 | 0 | 0 | 0 | 0 | 0 | 0 | 600
SCE Third Party Roll-up E3 Calculator - With Carbon Adder | CUSTOMIZED MEASURES | [16 empty] | System | #N/A | [21 empty] | 0 | 0 | 0 | 0 | 0 | 0 | 0 | 0 | 0 | 0 | 0 | 0 | 0 | 0 | 0 | 0 | 0 | 0 | 0 | 0 | 0 | 0 | 0 | 0 | 0 | 0 | 0 | 0 | 0
SCE Third Party Roll-up E3 Calculator - With Carbon Adder | HVAC Equipment | [16 empty] | System | #N/A | [21 empty] | 0 | 0 | 0 | 0 | 0 | 0 | 0 | 0 | 0 | 0 | 0 | 0 | 0 | 0 | 0 | 0 | 0 | 0 | 0 | 0 | 0 | 0 | 0 | 0 | 0 | 0 | 0 | 0 | 0
SCE Third Party Roll-up E3 Calculator - With Carbon Adder | HVAC Envelope | DEER 2008 or SCE Workpaper | System | Residential | AC_Cooling-RC | TRUE | 15 | 100% | Unit | NEW/ROB/RET | 1085.4968 | 596.6003 | 62.7279 | 0 | 0 | 426.1685 | 753.9218 | System | kW | 0.74882 | [9 empty] | 15 | 100% | 0% | 538.75 | 839.5 | 1309.25 | 0 | 0 | 0 | 0 |  | 134.6875 | 134.6875 | 134.6875 | 134.6875 | 209.875 | 209.875 | 209.875 | 209.875 | 327.3125 | 327.3125 | 327.3125 | 327.3125 | 0 | 0 | 0 | 0 | 0 | 0 | 0 | 0 | 0 | 0 | 0 | 0 | 0 | 0 | 0 | 0 | 2687.5
SCE Third Party Roll-up E3 Calculator - With Carbon Adder | Interior Lighting | DEER 2008 or SCE Workpaper | System | RES | DEER:Indoor_CFL_Ltg | TRUE | 6.3 | 100% | Unit | NEW/ROB/RET | 0.12946 | 0.46 | 0.4 | 0 | 0 | -0.73054 | 1 | System | kWh | 0.00012715 | [9 empty] | 6.3 | 100% | 0% | 358.9956 | 20941.4124 | 99920.4536 | 153709.9673 | 158436.7433 | 59856.54 | 0 |  | 89.7489 | 89.7489 | 89.7489 | 89.7489 | 5235.3531 | 5235.3531 | 5235.3531 | 5235.3531 | 24980.1134 | 24980.1134 | 24980.1134 | 24980.1134 | 38427.4918 | 38427.4918 | 38427.4918 | 38427.4918 | 39609.1858 | 39609.1858 | 39609.1858 | 39609.1858 | 14964.135 | 14964.135 | 14964.135 | 14964.135 | 0 | 0 | 0 | 0 | 493224.1123
SCE Third Party Roll-up E3 Calculator - With Carbon Adder | Exterior Lighting | [16 empty] | System | #N/A | [21 empty] | 0 | 0 | 0 | 0 | 0 | 0 | 0 | 0 | 0 | 0 | 0 | 0 | 0 | 0 | 0 | 0 | 0 | 0 | 0 | 0 | 0 | 0 | 0 | 0 | 0 | 0 | 0 | 0 | 0
SCE Third Party Roll-up E3 Calculator - With Carbon Adder | Whole Building | DEER 2008 or SCE Workpaper | System | Residential | AC_Cooling-RC | TRUE | 15 | 100% | Unit | NEW/ROB/RET | 4.7064 | 1.0589 | 0.52024 | 0 | 0 | 3.1272 | 1.5164 | System | kW | 0.0014155 | [9 empty] | 15 | 100% | 0% | 10496.187 | 451574.3317 | 2138559.9584 | 3288714.4226 | 3389847.5374 | 1280666.3266 | 0 |  | 2624.0468 | 2624.0468 | 2624.0468 | 2624.0468 | 112893.5829 | 112893.5829 | 112893.5829 | 112893.5829 | 534639.9896 | 534639.9896 | 534639.9896 | 534639.9896 | 822178.6057 | 822178.6057 | 822178.6057 | 822178.6057 | 847461.8844 | 847461.8844 | 847461.8844 | 847461.8844 | 320166.5817 | 320166.5817 | 320166.5817 | 320166.5817 | 0 | 0 | 0 | 0 | 10559858.7638
SCE Third Party Roll-up E3 Calculator - With Carbon Adder | Other | DEER 2008 or SCE Workpaper | System | Residential | HorizAxisClothesWasher-RC | TRUE | 11.3 | 100% | Unit | NEW/ROB/RET | 7.7701 | 0.46 | 0.4 | 0 | 0 | 6.9101 | 1 | System | kW | 0.00048299 | [9 empty] | 11.3 | 100% | 0% | 456.819 | 26647.7779 | 127147.9688 | 195594.6898 | 201609.474 | 76166.9629 | 0 |  | 114.2048 | 114.2048 | 114.2048 | 114.2048 | 6661.9445 | 6661.9445 | 6661.9445 | 6661.9445 | 31786.9922 | 31786.9922 | 31786.9922 | 31786.9922 | 48898.6724 | 48898.6724 | 48898.6724 | 48898.6724 | 50402.3685 | 50402.3685 | 50402.3685 | 50402.3685 | 19041.7407 | 19041.7407 | 19041.7407 | 19041.7407 | 0 | 0 | 0 | 0 | 627623.6924
SCE Third Party Roll-up E3 Calculator - With Carbon Adder | NONRESIDENTIAL | [16 empty] | System | #N/A | [21 empty] | 0 | 0 | 0 | 0 | 0 | 0 | 0 | 0 | 0 | 0 | 0 | 0 | 0 | 0 | 0 | 0 | 0 | 0 | 0 | 0 | 0 | 0 | 0 | 0 | 0 | 0 | 0 | 0 | 0
SCE Third Party Roll-up E3 Calculator - With Carbon Adder | DEEMED MEASURES | [16 empty] | System | #N/A | [21 empty] | 0 | 0 | 0 | 0 | 0 | 0 | 0 | 0 | 0 | 0 | 0 | 0 | 0 | 0 | 0 | 0 | 0 | 0 | 0 | 0 | 0 | 0 | 0 | 0 | 0 | 0 | 0 | 0 | 0
SCE Third Party Roll-up E3 Calculator - With Carbon Adder | Nonresidential Audits | [16 empty] | System | #N/A | [21 empty] | 0 | 0 | 0 | 0 | 0 | 0 | 0 | 0 | 0 | 0 | 0 | 0 | 0 | 0 | 0 | 0 | 0 | 0 | 0 | 0 | 0 | 0 | 0 | 0 | 0 | 0 | 0 | 0 | 0
SCE Third Party Roll-up E3 Calculator - With Carbon Adder | Food Service | DEER 2008 or SCE Workpaper | System | Misc._Commercial | Commercial Whole Building | TRUE | 12 | 100% | Unit | NEW/ROB/RET | 3408.1429 | 250 | 0 | 0 | 0 | 3158.1429 | 1539.7857 | System | kW | 0.3 | [9 empty] | 12 | 100% | 0% | 42 | 56 | 42 | 0 | 0 | 0 | 0 |  | 10.5 | 10.5 | 10.5 | 10.5 | 14 | 14 | 14 | 14 | 10.5 | 10.5 | 10.5 | 10.5 | 0 | 0 | 0 | 0 | 0 | 0 | 0 | 0 | 0 | 0 | 0 | 0 | 0 | 0 | 0 | 0 | 140
SCE Third Party Roll-up E3 Calculator - With Carbon Adder | Laundry General | [16 empty] | System | #N/A | [21 empty] | 0 | 0 | 0 | 0 | 0 | 0 | 0 | 0 | 0 | 0 | 0 | 0 | 0 | 0 | 0 | 0 | 0 | 0 | 0 | 0 | 0 | 0 | 0 | 0 | 0 | 0 | 0 | 0 | 0
SCE Third Party Roll-up E3 Calculator - With Carbon Adder | Agricultural | [16 empty] | System | #N/A | [21 empty] | 0 | 0 | 0 | 0 | 0 | 0 | 0 | 0 | 0 | 0 | 0 | 0 | 0 | 0 | 0 | 0 | 0 | 0 | 0 | 0 | 0 | 0 | 0 | 0 | 0 | 0 | 0 | 0 | 0
SCE Third Party Roll-up E3 Calculator - With Carbon Adder | Greenhouse | [16 empty] | System | #N/A | [21 empty] | 0 | 0 | 0 | 0 | 0 | 0 | 0 | 0 | 0 | 0 | 0 | 0 | 0 | 0 | 0 | 0 | 0 | 0 | 0 | 0 | 0 | 0 | 0 | 0 | 0 | 0 | 0 | 0 | 0
SCE Third Party Roll-up E3 Calculator - With Carbon Adder | Process | [16 empty] | System | #N/A | [21 empty] | 0 | 0 | 0 | 0 | 0 | 0 | 0 | 0 | 0 | 0 | 0 | 0 | 0 | 0 | 0 | 0 | 0 | 0 | 0 | 0 | 0 | 0 | 0 | 0 | 0 | 0 | 0 | 0 | 0
SCE Third Party Roll-up E3 Calculator - With Carbon Adder | Pumping | [16 empty] | System | #N/A | [21 empty] | 0 | 0 | 0 | 0 | 0 | 0 | 0 | 0 | 0 | 0 | 0 | 0 | 0 | 0 | 0 | 0 | 0 | 0 | 0 | 0 | 0 | 0 | 0 | 0 | 0 | 0 | 0 | 0 | 0
SCE Third Party Roll-up E3 Calculator - With Carbon Adder | Municipal Water | [16 empty] | System | #N/A | [21 empty] | 0 | 0 | 0 | 0 | 0 | 0 | 0 | 0 | 0 | 0 | 0 | 0 | 0 | 0 | 0 | 0 | 0 | 0 | 0 | 0 | 0 | 0 | 0 | 0 | 0 | 0 | 0 | 0 | 0
SCE Third Party Roll-up E3 Calculator - With Carbon Adder | Process | [16 empty] | System | #N/A | [21 empty] | 0 | 0 | 0 | 0 | 0 | 0 | 0 | 0 | 0 | 0 | 0 | 0 | 0 | 0 | 0 | 0 | 0 | 0 | 0 | 0 | 0 | 0 | 0 | 0 | 0 | 0 | 0 | 0 | 0
SCE Third Party Roll-up E3 Calculator - With Carbon Adder | Pumping | [16 empty] | System | #N/A | [21 empty] | 0 | 0 | 0 | 0 | 0 | 0 | 0 | 0 | 0 | 0 | 0 | 0 | 0 | 0 | 0 | 0 | 0 | 0 | 0 | 0 | 0 | 0 | 0 | 0 | 0 | 0 | 0 | 0 | 0
SCE Third Party Roll-up E3 Calculator - With Carbon Adder | Refrigeration | [16 empty] | System | #N/A | [21 empty] | 0 | 0 | 0 | 0 | 0 | 0 | 0 | 0 | 0 | 0 | 0 | 0 | 0 | 0 | 0 | 0 | 0 | 0 | 0 | 0 | 0 | 0 | 0 | 0 | 0 | 0 | 0 | 0 | 0
SCE Third Party Roll-up E3 Calculator - With Carbon Adder | Casework | DEER 2008 or SCE Workpaper | System | Misc._Commercial | Refrigeration | TRUE | 5 | 100% | Unit | NEW/ROB/RET | 38.3594 | 9 | 0 | 0 | 0 | 29.3594 | 58.5509 | System | kW | -1.1679 | [9 empty] | 5 | 100% | 0% | 190 | 257 | 190 | 0 | 0 | 0 | 0 |  | 47.5 | 47.5 | 47.5 | 47.5 | 64.25 | 64.25 | 64.25 | 64.25 | 47.5 | 47.5 | 47.5 | 47.5 | 0 | 0 | 0 | 0 | 0 | 0 | 0 | 0 | 0 | 0 | 0 | 0 | 0 | 0 | 0 | 0 | 637
SCE Third Party Roll-up E3 Calculator - With Carbon Adder | Compressors | [16 empty] | System | #N/A | [21 empty] | 0 | 0 | 0 | 0 | 0 | 0 | 0 | 0 | 0 | 0 | 0 | 0 | 0 | 0 | 0 | 0 | 0 | 0 | 0 | 0 | 0 | 0 | 0 | 0 | 0 | 0 | 0 | 0 | 0
SCE Third Party Roll-up E3 Calculator - With Carbon Adder | Condenser | [16 empty] | System | #N/A | [21 empty] | 0 | 0 | 0 | 0 | 0 | 0 | 0 | 0 | 0 | 0 | 0 | 0 | 0 | 0 | 0 | 0 | 0 | 0 | 0 | 0 | 0 | 0 | 0 | 0 | 0 | 0 | 0 | 0 | 0
SCE Third Party Roll-up E3 Calculator - With Carbon Adder | Controls & VSDs | DEER 2008 or SCE Workpaper | System | Misc._Commercial | Refrigeration | TRUE | 10.4 | 100% | Unit | NEW/ROB/RET | 65.7513 | 0.58016 | 0 | 15.58 | 46.2078 | 3.3834 | 451.2816 | System | kW | 0.0063476 | [9 empty] | 10.4 | 100% | 0% | 23345.2747 | 23926.832 | 23681.9726 | 0 | 0 | 0 | 0 |  | 5836.3187 | 5836.3187 | 5836.3187 | 5836.3187 | 5981.708 | 5981.708 | 5981.708 | 5981.708 | 5920.4931 | 5920.4931 | 5920.4931 | 5920.4931 | 0 | 0 | 0 | 0 | 0 | 0 | 0 | 0 | 0 | 0 | 0 | 0 | 0 | 0 | 0 | 0 | 70954.0793
SCE Third Party Roll-up E3 Calculator - With Carbon Adder | Dist to others | DEER 2008 or SCE Workpaper | System | Misc._Commercial | Refrigeration | TRUE | 6 | 100% | Unit | NEW/ROB/RET | 11.7279 | 0.00174 | 0 | 6.0759 | 5.6502 | 2.8999e-05 | 105.1494 | System | kW | 0.0087337 | [9 empty] | 6 | 100% | 0% | 14942.2035 | 14944.2035 | 14942.2035 | 0 | 0 | 0 | 0 |  | 3735.5509 | 3735.5509 | 3735.5509 | 3735.5509 | 3736.0509 | 3736.0509 | 3736.0509 | 3736.0509 | 3735.5509 | 3735.5509 | 3735.5509 | 3735.5509 | 0 | 0 | 0 | 0 | 0 | 0 | 0 | 0 | 0 | 0 | 0 | 0 | 0 | 0 | 0 | 0 | 44828.6106
SCE Third Party Roll-up E3 Calculator - With Carbon Adder | Nonresidential Other (Downstream) | [16 empty] | System | #N/A | [21 empty] | 0 | 0 | 0 | 0 | 0 | 0 | 0 | 0 | 0 | 0 | 0 | 0 | 0 | 0 | 0 | 0 | 0 | 0 | 0 | 0 | 0 | 0 | 0 | 0 | 0 | 0 | 0 | 0 | 0
SCE Third Party Roll-up E3 Calculator - With Carbon Adder | Nonresidential Other (Upstream) | [16 empty] | System | #N/A | [21 empty] | 0 | 0 | 0 | 0 | 0 | 0 | 0 | 0 | 0 | 0 | 0 | 0 | 0 | 0 | 0 | 0 | 0 | 0 | 0 | 0 | 0 | 0 | 0 | 0 | 0 | 0 | 0 | 0 | 0
SCE Third Party Roll-up E3 Calculator - With Carbon Adder | Nonresidential Other (Direct Install) | DEER 2008 or SCE Workpaper | System | Misc._Commercial | Occupancy Sensor | TRUE | 10 | 100% | Unit | NEW/ROB/RET | 87.1298 | 0 | 0 | 80.6946 | 6.4351 | 0 | 1795.4606 | System | kW | 0.65473 | [9 empty] | 10 | 100% | 0% | 521 | 828 | 724 | 0 | 0 | 0 | 0 |  | 130.25 | 130.25 | 130.25 | 130.25 | 207 | 207 | 207 | 207 | 181 | 181 | 181 | 181 | 0 | 0 | 0 | 0 | 0 | 0 | 0 | 0 | 0 | 0 | 0 | 0 | 0 | 0 | 0 | 0 | 2073
SCE Third Party Roll-up E3 Calculator - With Carbon Adder | Nonresidential Other (Pump Tests) | [16 empty] | System | #N/A | [21 empty] | 0 | 0 | 0 | 0 | 0 | 0 | 0 | 0 | 0 | 0 | 0 | 0 | 0 | 0 | 0 | 0 | 0 | 0 | 0 | 0 | 0 | 0 | 0 | 0 | 0 | 0 | 0 | 0 | 0
SCE Third Party Roll-up E3 Calculator - With Carbon Adder | HVAC | [16 empty] | System | #N/A | [21 empty] | 0 | 0 | 0 | 0 | 0 | 0 | 0 | 0 | 0 | 0 | 0 | 0 | 0 | 0 | 0 | 0 | 0 | 0 | 0 | 0 | 0 | 0 | 0 | 0 | 0 | 0 | 0 | 0 | 0
SCE Third Party Roll-up E3 Calculator - With Carbon Adder | Commissioning | [16 empty] | System | #N/A | [21 empty] | 0 | 0 | 0 | 0 | 0 | 0 | 0 | 0 | 0 | 0 | 0 | 0 | 0 | 0 | 0 | 0 | 0 | 0 | 0 | 0 | 0 | 0 | 0 | 0 | 0 | 0 | 0 | 0 | 0
SCE Third Party Roll-up E3 Calculator - With Carbon Adder | Retrocommissioing | DEER 2008 or SCE Workpaper | System | Misc._Commercial | New_AC-Ret | TRUE | 8 | 100% | Unit | NEW/ROB/RET | 270 | 81.19 | 0 | 0 | 0 | 188.81 | 1157.7 | System | kW | 0 | [9 empty] | 8 | 100% | 0% | 475 | 760 | 665 | 0 | 0 | 0 | 0 |  | 118.75 | 118.75 | 118.75 | 118.75 | 190 | 190 | 190 | 190 | 166.25 | 166.25 | 166.25 | 166.25 | 0 | 0 | 0 | 0 | 0 | 0 | 0 | 0 | 0 | 0 | 0 | 0 | 0 | 0 | 0 | 0 | 1900
SCE Third Party Roll-up E3 Calculator - With Carbon Adder | New AC Equipment: packaged, split, etc. (Downstream) | DEER 2008 or SCE Workpaper | System | NON_RES | DEER:HVAC_Split-Package_AC | TRUE | 17.5 | 100% | Unit | NEW/ROB/RET | 496.4242 | 62.4598 | 0.25999 | 0 | 0 | 433.7043 | 483.135 | System | kWh | 0.084454 | [9 empty] | 17.5 | 100% | 0% | 94060.7861 | 299463.7762 | 180252.1584 | 0 | 0 | 0 | 0 |  | 23515.1965 | 23515.1965 | 23515.1965 | 23515.1965 | 74865.944 | 74865.944 | 74865.944 | 74865.944 | 45063.0396 | 45063.0396 | 45063.0396 | 45063.0396 | 0 | 0 | 0 | 0 | 0 | 0 | 0 | 0 | 0 | 0 | 0 | 0 | 0 | 0 | 0 | 0 | 573776.7207
SCE Third Party Roll-up E3 Calculator - With Carbon Adder | New AC Equipment: packaged, split, etc. (Upstream) | DEER 2008 or SCE Workpaper | System | NON_RES | DEER:HVAC_Split-Package_AC | TRUE | 15 | 100% | Unit | NEW/ROB/RET | 263.3333 | 0 | 162.1528 | 0 | 0 | 101.1806 | 286.7087 | System | kWh | 0.30907 | [9 empty] | 15 | 100% | 0% | 6300 | 7500 | 7800 | 0 | 0 | 0 | 0 |  | 1575 | 1575 | 1575 | 1575 | 1875 | 1875 | 1875 | 1875 | 1950 | 1950 | 1950 | 1950 | 0 | 0 | 0 | 0 | 0 | 0 | 0 | 0 | 0 | 0 | 0 | 0 | 0 | 0 | 0 | 0 | 21600
SCE Third Party Roll-up E3 Calculator - With Carbon Adder | New AC Equipment: packaged, split, etc. (Direct Install) | DEER 2008 or SCE Workpaper | System | NON_RES | DEER:HVAC_Split-Package_AC | TRUE | 15 | 100% | Unit | NEW/ROB/RET | 397.4991 | 0 | 0 | 99.3748 | 298.1244 | 0 | 1557 | System | kWh | 0.685 | [9 empty] | 15 | 100% | 0% | 847.9561 | 847.9561 | 847.9561 | 0 | 0 | 0 | 0 |  | 211.989 | 211.989 | 211.989 | 211.989 | 211.989 | 211.989 | 211.989 | 211.989 | 211.989 | 211.989 | 211.989 | 211.989 | 0 | 0 | 0 | 0 | 0 | 0 | 0 | 0 | 0 | 0 | 0 | 0 | 0 | 0 | 0 | 0 | 2543.8684
SCE Third Party Roll-up E3 Calculator - With Carbon Adder | Chillers | DEER 2008 or SCE Workpaper | System | NON_RES | DEER:HVAC_Chillers | TRUE | 20 | 100% | Unit | NEW/ROB/RET | 154.8964 | 23.494 | 0 | 0 | 0 | 131.4024 | 202.228 | System | kWh | 0.092341 | [9 empty] | 20 | 100% | 0% | 42622.4075 | 184388.6713 | 88588.3253 | 0 | 0 | 0 | 0 |  | 10655.6019 | 10655.6019 | 10655.6019 | 10655.6019 | 46097.1678 | 46097.1678 | 46097.1678 | 46097.1678 | 22147.0813 | 22147.0813 | 22147.0813 | 22147.0813 | 0 | 0 | 0 | 0 | 0 | 0 | 0 | 0 | 0 | 0 | 0 | 0 | 0 | 0 | 0 | 0 | 315599.404
SCE Third Party Roll-up E3 Calculator - With Carbon Adder | Controls & VSDs | DEER 2008 or SCE Workpaper | System | Misc._Commercial | New_AC-Ret | TRUE | 11.9 | 100% | Unit | NEW/ROB/RET | 36.1232 | 5.1908 | 7.0372 | 4.1437 | 4.308 | 15.4434 | 132.2092 | System | kW | 0.033205 | [9 empty] | 11.9 | 100% | 0% | 34070.9 | 96264.9 | 5845.6 | 0 | 0 | 0 | 0 |  | 8517.725 | 8517.725 | 8517.725 | 8517.725 | 24066.225 | 24066.225 | 24066.225 | 24066.225 | 1461.4 | 1461.4 | 1461.4 | 1461.4 | 0 | 0 | 0 | 0 | 0 | 0 | 0 | 0 | 0 | 0 | 0 | 0 | 0 | 0 | 0 | 0 | 136181.4
SCE Third Party Roll-up E3 Calculator - With Carbon Adder | Cooling Towers | [16 empty] | System | #N/A | [21 empty] | 0 | 0 | 0 | 0 | 0 | 0 | 0 | 0 | 0 | 0 | 0 | 0 | 0 | 0 | 0 | 0 | 0 | 0 | 0 | 0 | 0 | 0 | 0 | 0 | 0 | 0 | 0 | 0 | 0
SCE Third Party Roll-up E3 Calculator - With Carbon Adder | RCA (Direct Install) | DEER 2008 or SCE Workpaper | System | NON_RES | DEER:HVAC_Refrig_Charge | TRUE | 10 | 100% | Unit | NEW/ROB/RET | 118.1776 | 0 | 0 | 100.6084 | 17.5692 | 0 | 113.6525 | System | kWh | 0.090241 | [9 empty] | 10 | 100% | 0% | 21694.8348 | 22421.4348 | 21863.4348 | 0 | 0 | 0 | 0 |  | 5423.7087 | 5423.7087 | 5423.7087 | 5423.7087 | 5605.3587 | 5605.3587 | 5605.3587 | 5605.3587 | 5465.8587 | 5465.8587 | 5465.8587 | 5465.8587 | 0 | 0 | 0 | 0 | 0 | 0 | 0 | 0 | 0 | 0 | 0 | 0 | 0 | 0 | 0 | 0 | 65979.7045
SCE Third Party Roll-up E3 Calculator - With Carbon Adder | RCA (Midstream) | DEER 2008 or SCE Workpaper | System | NON_RES | DEER:HVAC_Refrig_Charge | TRUE | 10 | 100% | Unit | NEW/ROB/RET | 29.932 | 0 | 23.5039 | 0 | 0 | 6.4281 | 65.6396 | System | kWh | 0.050082 | [9 empty] | 10 | 100% | 0% | 64534.32 | 99490.41 | 104868.27 | 0 | 0 | 0 | 0 |  | 16133.58 | 16133.58 | 16133.58 | 16133.58 | 24872.6025 | 24872.6025 | 24872.6025 | 24872.6025 | 26217.0675 | 26217.0675 | 26217.0675 | 26217.0675 | 0 | 0 | 0 | 0 | 0 | 0 | 0 | 0 | 0 | 0 | 0 | 0 | 0 | 0 | 0 | 0 | 268893
SCE Third Party Roll-up E3 Calculator - With Carbon Adder | Fans | DEER 2008 or SCE Workpaper | System | Misc._Commercial | New_AC-Ret | TRUE | 15 | 100% | Unit | NEW/ROB/RET | 288.36 | 128.16 | 0 | 0 | 0 | 160.2 | 1602 | System | kW | 0.188 | [9 empty] | 15 | 100% | 0% | 417 | 417 | 836 | 0 | 0 | 0 | 0 |  | 104.25 | 104.25 | 104.25 | 104.25 | 104.25 | 104.25 | 104.25 | 104.25 | 209 | 209 | 209 | 209 | 0 | 0 | 0 | 0 | 0 | 0 | 0 | 0 | 0 | 0 | 0 | 0 | 0 | 0 | 0 | 0 | 1670
SCE Third Party Roll-up E3 Calculator - With Carbon Adder | Ducts | [16 empty] | System | #N/A | [21 empty] | 0 | 0 | 0 | 0 | 0 | 0 | 0 | 0 | 0 | 0 | 0 | 0 | 0 | 0 | 0 | 0 | 0 | 0 | 0 | 0 | 0 | 0 | 0 | 0 | 0 | 0 | 0 | 0 | 0
SCE Third Party Roll-up E3 Calculator - With Carbon Adder | Other Ventilation | [16 empty] | System | #N/A | [21 empty] | 0 | 0 | 0 | 0 | 0 | 0 | 0 | 0 | 0 | 0 | 0 | 0 | 0 | 0 | 0 | 0 | 0 | 0 | 0 | 0 | 0 | 0 | 0 | 0 | 0 | 0 | 0 | 0 | 0
SCE Third Party Roll-up E3 Calculator - With Carbon Adder | Economizers | DEER 2008 or SCE Workpaper | System | Misc._Commercial | New_AC-Ret | TRUE | 5.1 | 100% | Unit | NEW/ROB/RET | 44.5267 | 0.85886 | 13.0687 | 8.8344 | 4.1821 | 17.5826 | 218.1048 | System | kW | 0.0038548 | [9 empty] | 5.1 | 100% | 0% | 5911.92 | 9655.91 | 8708.57 | 0 | 0 | 0 | 0 |  | 1477.98 | 1477.98 | 1477.98 | 1477.98 | 2413.9775 | 2413.9775 | 2413.9775 | 2413.9775 | 2177.1425 | 2177.1425 | 2177.1425 | 2177.1425 | 0 | 0 | 0 | 0 | 0 | 0 | 0 | 0 | 0 | 0 | 0 | 0 | 0 | 0 | 0 | 0 | 24276.4
SCE Third Party Roll-up E3 Calculator - With Carbon Adder | Envelope (Downsteam) | DEER 2008 or SCE Workpaper | System | Misc._Commercial | New_AC-Ret | TRUE | 10 | 100% | Unit | NEW/ROB/RET | 7.182 | 1.5105 | 0 | 0.00029285 | 0 | 5.6711 | 14.4917 | System | kW | 0.0064695 | [9 empty] | 10 | 100% | 0% | 48251 | 115812 | 28966 | 0 | 0 | 0 | 0 |  | 12062.75 | 12062.75 | 12062.75 | 12062.75 | 28953 | 28953 | 28953 | 28953 | 7241.5 | 7241.5 | 7241.5 | 7241.5 | 0 | 0 | 0 | 0 | 0 | 0 | 0 | 0 | 0 | 0 | 0 | 0 | 0 | 0 | 0 | 0 | 193029
SCE Third Party Roll-up E3 Calculator - With Carbon Adder | Envelope (Direct Install) | DEER 2008 or SCE Workpaper | System | Misc._Commercial | New_AC-Ret | TRUE | 10 | 100% | Unit | NEW/ROB/RET | 5.4015 | 0 | 0 | 2.8707 | 2.5308 | 0 | 28.5015 | System | kW | 0.0079233 | [9 empty] | 10 | 100% | 0% | 295152.8286 | 295062.8286 | 294927.8286 | 0 | 0 | 0 | 0 |  | 73788.2071 | 73788.2071 | 73788.2071 | 73788.2071 | 73765.7071 | 73765.7071 | 73765.7071 | 73765.7071 | 73731.9571 | 73731.9571 | 73731.9571 | 73731.9571 | 0 | 0 | 0 | 0 | 0 | 0 | 0 | 0 | 0 | 0 | 0 | 0 | 0 | 0 | 0 | 0 | 885143.4858
SCE Third Party Roll-up E3 Calculator - With Carbon Adder | HVAC Other (Downstream) | DEER 2008 or SCE Workpaper | System | Misc._Commercial | New_AC-Ret | TRUE | 8.2 | 100% | Unit | NEW/ROB/RET | 1557.1239 | 2.6778 | 203.5434 | 0.15229 | 0 | 1350.7503 | 1714.3863 | System | kW | 0.19718 | [9 empty] | 8.2 | 100% | 0% | 621 | 1791 | 216 | 0 | 0 | 0 | 0 |  | 155.25 | 155.25 | 155.25 | 155.25 | 447.75 | 447.75 | 447.75 | 447.75 | 54 | 54 | 54 | 54 | 0 | 0 | 0 | 0 | 0 | 0 | 0 | 0 | 0 | 0 | 0 | 0 | 0 | 0 | 0 | 0 | 2628
SCE Third Party Roll-up E3 Calculator - With Carbon Adder | HVAC Other (Direct Install) | DEER 2008 or SCE Workpaper | System | Misc._Commercial | New_AC-Ret | TRUE | 2.8 | 100% | Unit | NEW/ROB/RET | 28.7206 | 0 | 0 | 22.5492 | 6.1714 | -3.908e-14 | 57.4151 | System | kW | 0.069642 | [9 empty] | 2.8 | 100% | 0% | 26715.8319 | 41249.0319 | 36413.0319 | 0 | 0 | 0 | 0 |  | 6678.958 | 6678.958 | 6678.958 | 6678.958 | 10312.258 | 10312.258 | 10312.258 | 10312.258 | 9103.258 | 9103.258 | 9103.258 | 9103.258 | 0 | 0 | 0 | 0 | 0 | 0 | 0 | 0 | 0 | 0 | 0 | 0 | 0 | 0 | 0 | 0 | 104377.8957
SCE Third Party Roll-up E3 Calculator - With Carbon Adder | HVAC Other (Midstream) | DEER 2008 or SCE Workpaper | System | Misc._Commercial | New_AC-Ret | TRUE | 3 | 100% | Unit | NEW/ROB/RET | 35.11 | 0 | 18 | 0 | 0 | 17.11 | 155.3796 | System | kW | 0.12326 | [9 empty] | 3 | 100% | 0% | 46671.12 | 71951.31 | 75840.57 | 0 | 0 | 0 | 0 |  | 11667.78 | 11667.78 | 11667.78 | 11667.78 | 17987.8275 | 17987.8275 | 17987.8275 | 17987.8275 | 18960.1425 | 18960.1425 | 18960.1425 | 18960.1425 | 0 | 0 | 0 | 0 | 0 | 0 | 0 | 0 | 0 | 0 | 0 | 0 | 0 | 0 | 0 | 0 | 194463
SCE Third Party Roll-up E3 Calculator - With Carbon Adder | Lighting | [16 empty] | System | #N/A | [21 empty] | 0 | 0 | 0 | 0 | 0 | 0 | 0 | 0 | 0 | 0 | 0 | 0 | 0 | 0 | 0 | 0 | 0 | 0 | 0 | 0 | 0 | 0 | 0 | 0 | 0 | 0 | 0 | 0 | 0
SCE Third Party Roll-up E3 Calculator - With Carbon Adder | Screw-in CFL Interior (Downstream) | DEER 2008 or SCE Workpaper | System | NON_RES | DEER:Indoor_CFL_Ltg | TRUE | 7 | 100% | Unit | NEW/ROB/RET | 7.2825 | 4.3856 | 1.1204 | 0 | 0 | 1.7765 | 142.2629 | System | kWh | 0.03375 | [9 empty] | 7 | 100% | 0% | 4903.1631 | 11432.2459 | 2995.7722 | 0 | 0 | 0 | 0 |  | 1225.7908 | 1225.7908 | 1225.7908 | 1225.7908 | 2858.0615 | 2858.0615 | 2858.0615 | 2858.0615 | 748.943 | 748.943 | 748.943 | 748.943 | 0 | 0 | 0 | 0 | 0 | 0 | 0 | 0 | 0 | 0 | 0 | 0 | 0 | 0 | 0 | 0 | 19331.1812
SCE Third Party Roll-up E3 Calculator - With Carbon Adder | Screw-in CFL Interior (Upstream - Traditional) | [16 empty] | System | #N/A | [21 empty] | 0 | 0 | 0 | 0 | 0 | 0 | 0 | 0 | 0 | 0 | 0 | 0 | 0 | 0 | 0 | 0 | 0 | 0 | 0 | 0 | 0 | 0 | 0 | 0 | 0 | 0 | 0 | 0 | 0
SCE Third Party Roll-up E3 Calculator - With Carbon Adder | Screw-in CFL Interior (Upstream - Specialty) | [16 empty] | System | #N/A | [21 empty] | 0 | 0 | 0 | 0 | 0 | 0 | 0 | 0 | 0 | 0 | 0 | 0 | 0 | 0 | 0 | 0 | 0 | 0 | 0 | 0 | 0 | 0 | 0 | 0 | 0 | 0 | 0 | 0 | 0
SCE Third Party Roll-up E3 Calculator - With Carbon Adder | Screw-in CFL Interior (Direct Install) | DEER 2008 or SCE Workpaper | System | NON_RES | DEER:Indoor_CFL_Ltg | TRUE | 2.7 | 100% | Unit | NEW/ROB/RET | 10.6381 | 0 | 0 | 4.2532 | 6.4199 | -0.03504 | 188.7677 | System | kWh | 0.034939 | [9 empty] | 2.7 | 100% | 0% | 65004.1507 | 66041.3627 | 64379.3627 | 0 | 0 | 0 | 0 |  | 16251.0377 | 16251.0377 | 16251.0377 | 16251.0377 | 16510.3407 | 16510.3407 | 16510.3407 | 16510.3407 | 16094.8407 | 16094.8407 | 16094.8407 | 16094.8407 | 0 | 0 | 0 | 0 | 0 | 0 | 0 | 0 | 0 | 0 | 0 | 0 | 0 | 0 | 0 | 0 | 195424.876
SCE Third Party Roll-up E3 Calculator - With Carbon Adder | CFL Fixture Interior | DEER 2008 or SCE Workpaper | System | NON_RES | DEER:Indoor_CFL_Ltg | TRUE | 11.7 | 100% | Unit | NEW/ROB/RET | 28.5042 | 11.741 | 0 | 0 | 0 | 16.7632 | 222.3963 | System | kWh | 0.053676 | [9 empty] | 11.7 | 100% | 0% | 287.1962 | 989.6865 | 1548.0788 | 0 | 0 | 0 | 0 |  | 71.799 | 71.799 | 71.799 | 71.799 | 247.4216 | 247.4216 | 247.4216 | 247.4216 | 387.0197 | 387.0197 | 387.0197 | 387.0197 | 0 | 0 | 0 | 0 | 0 | 0 | 0 | 0 | 0 | 0 | 0 | 0 | 0 | 0 | 0 | 0 | 2824.9615
SCE Third Party Roll-up E3 Calculator - With Carbon Adder | Interior Exit Signs | DEER 2008 or SCE Workpaper | System | NON_RES | DEER:Indoor_Non-CFL_Ltg | TRUE | 16 | 100% | Unit | NEW/ROB/RET | 57.1141 | 3.4213 | 0.58203 | 23.6123 | 25.7529 | 3.7456 | 266.3057 | System | kWh | 0.03676 | [9 empty] | 16 | 100% | 0% | 6331.2659 | 8078.0684 | 6558.7517 | 0 | 0 | 0 | 0 |  | 1582.8165 | 1582.8165 | 1582.8165 | 1582.8165 | 2019.5171 | 2019.5171 | 2019.5171 | 2019.5171 | 1639.6879 | 1639.6879 | 1639.6879 | 1639.6879 | 0 | 0 | 0 | 0 | 0 | 0 | 0 | 0 | 0 | 0 | 0 | 0 | 0 | 0 | 0 | 0 | 20968.086
SCE Third Party Roll-up E3 Calculator - With Carbon Adder | Linear Flourescents Interior (Downstream) | DEER 2008 or SCE Workpaper | System | NON_RES | DEER:Indoor_Non-CFL_Ltg | TRUE | 11.9 | 100% | Unit | NEW/ROB/RET | 53.7664 | 6.5303 | 1.0594 | 0 | 0 | 46.1768 | 120.0822 | System | kWh | 0.033289 | [9 empty] | 11.9 | 100% | 0% | 109741.7482 | 265094.7524 | 144194.135 | 0 | 0 | 0 | 0 |  | 27435.437 | 27435.437 | 27435.437 | 27435.437 | 66273.6881 | 66273.6881 | 66273.6881 | 66273.6881 | 36048.5337 | 36048.5337 | 36048.5337 | 36048.5337 | 0 | 0 | 0 | 0 | 0 | 0 | 0 | 0 | 0 | 0 | 0 | 0 | 0 | 0 | 0 | 0 | 519030.6356
SCE Third Party Roll-up E3 Calculator - With Carbon Adder | Linear Flourescents Interior (Direct Install) | DEER 2008 or SCE Workpaper | System | NON_RES | DEER:Indoor_Non-CFL_Ltg | TRUE | 11.1 | 100% | Unit | NEW/ROB/RET | 64.4266 | 0 | 0 | 25.6092 | 38.8174 | 0 | 197.6209 | System | kWh | 0.03775 | [9 empty] | 11.1 | 100% | 0% | 368515.2588 | 365675.2588 | 361415.2588 | 0 | 0 | 0 | 0 |  | 92128.8147 | 92128.8147 | 92128.8147 | 92128.8147 | 91418.8147 | 91418.8147 | 91418.8147 | 91418.8147 | 90353.8147 | 90353.8147 | 90353.8147 | 90353.8147 | 0 | 0 | 0 | 0 | 0 | 0 | 0 | 0 | 0 | 0 | 0 | 0 | 0 | 0 | 0 | 0 | 1095605.7763
SCE Third Party Roll-up E3 Calculator - With Carbon Adder | HID Interior | DEER 2008 or SCE Workpaper | System | NON_RES | DEER:Indoor_Non-CFL_Ltg | TRUE | 15 | 100% | Unit | NEW/ROB/RET | 206.7421 | 40 | 0 | 0 | 0 | 166.7421 | 1209.036 | System | kWh | 0.33382 | [9 empty] | 15 | 100% | 0% | 0 | 1 | 0 | 0 | 0 | 0 | 0 |  | 0 | 0 | 0 | 0 | 0.25 | 0.25 | 0.25 | 0.25 | 0 | 0 | 0 | 0 | 0 | 0 | 0 | 0 | 0 | 0 | 0 | 0 | 0 | 0 | 0 | 0 | 0 | 0 | 0 | 0 | 1
SCE Third Party Roll-up E3 Calculator - With Carbon Adder | LED Interior | DEER 2008 or SCE Workpaper | System | NON_RES | DEER:Indoor_Non-CFL_Ltg | TRUE | 16 | 100% | Unit | NEW/ROB/RET | 46.5228 | 0 | 0 | 18.6091 | 27.9137 | 0 | 229.6935 | System | kWh | 0.040625 | [9 empty] | 16 | 100% | 0% | 1268.7448 | 1268.7448 | 1268.7448 | 0 | 0 | 0 | 0 |  | 317.1862 | 317.1862 | 317.1862 | 317.1862 | 317.1862 | 317.1862 | 317.1862 | 317.1862 | 317.1862 | 317.1862 | 317.1862 | 317.1862 | 0 | 0 | 0 | 0 | 0 | 0 | 0 | 0 | 0 | 0 | 0 | 0 | 0 | 0 | 0 | 0 | 3806.2343
SCE Third Party Roll-up E3 Calculator - With Carbon Adder | Interior Controls (Downstream) | DEER 2008 or SCE Workpaper | System | NON_RES | DEER:Indoor_Non-CFL_Ltg | TRUE | 8.2 | 100% | Unit | NEW/ROB/RET | 170.4805 | 15.7381 | 6.4508 | 0 | 0 | 148.2916 | 427.1716 | System | kWh | 0.10498 | [9 empty] | 8.2 | 100% | 0% | 8054.2763 | 14451.0631 | 6560.7658 | 0 | 0 | 0 | 0 |  | 2013.5691 | 2013.5691 | 2013.5691 | 2013.5691 | 3612.7658 | 3612.7658 | 3612.7658 | 3612.7658 | 1640.1914 | 1640.1914 | 1640.1914 | 1640.1914 | 0 | 0 | 0 | 0 | 0 | 0 | 0 | 0 | 0 | 0 | 0 | 0 | 0 | 0 | 0 | 0 | 29066.1051
SCE Third Party Roll-up E3 Calculator - With Carbon Adder | Interior Controls (Direct Install) | DEER 2008 or SCE Workpaper | System | NON_RES | DEER:Indoor_Non-CFL_Ltg | TRUE | 8 | 100% | Unit | NEW/ROB/RET | 75.9185 | 0 | 0 | 40.7489 | 35.1696 | 0 | 213.759 | System | kWh | 0.17617 | [9 empty] | 8 | 100% | 0% | 2951.2319 | 2841.2319 | 2676.2319 | 0 | 0 | 0 | 0 |  | 737.808 | 737.808 | 737.808 | 737.808 | 710.308 | 710.308 | 710.308 | 710.308 | 669.058 | 669.058 | 669.058 | 669.058 | 0 | 0 | 0 | 0 | 0 | 0 | 0 | 0 | 0 | 0 | 0 | 0 | 0 | 0 | 0 | 0 | 8468.6957
SCE Third Party Roll-up E3 Calculator - With Carbon Adder | Interior Day Lighting | [16 empty] | System | #N/A | [21 empty] | 0 | 0 | 0 | 0 | 0 | 0 | 0 | 0 | 0 | 0 | 0 | 0 | 0 | 0 | 0 | 0 | 0 | 0 | 0 | 0 | 0 | 0 | 0 | 0 | 0 | 0 | 0 | 0 | 0
SCE Third Party Roll-up E3 Calculator - With Carbon Adder | Other Interior Lighting | DEER 2008 or SCE Workpaper | System | NON_RES | DEER:Indoor_Non-CFL_Ltg | TRUE | 11 | 100% | Unit | NEW/ROB/RET | 158.1685 | 24.7436 | 0 | 8.0905 | 4.9102 | 120.4243 | 625.5518 | System | kWh | 0.12233 | [9 empty] | 11 | 100% | 0% | 950.4955 | 1845.2342 | 1265.2252 | 0 | 0 | 0 | 0 |  | 237.6239 | 237.6239 | 237.6239 | 237.6239 | 461.3086 | 461.3086 | 461.3086 | 461.3086 | 316.3063 | 316.3063 | 316.3063 | 316.3063 | 0 | 0 | 0 | 0 | 0 | 0 | 0 | 0 | 0 | 0 | 0 | 0 | 0 | 0 | 0 | 0 | 4060.955
SCE Third Party Roll-up E3 Calculator - With Carbon Adder | CFL Lamp Exterior | [16 empty] | System | #N/A | [21 empty] | 0 | 0 | 0 | 0 | 0 | 0 | 0 | 0 | 0 | 0 | 0 | 0 | 0 | 0 | 0 | 0 | 0 | 0 | 0 | 0 | 0 | 0 | 0 | 0 | 0 | 0 | 0 | 0 | 0
SCE Third Party Roll-up E3 Calculator - With Carbon Adder | CFL Fixture Exterior | [16 empty] | System | #N/A | [21 empty] | 0 | 0 | 0 | 0 | 0 | 0 | 0 | 0 | 0 | 0 | 0 | 0 | 0 | 0 | 0 | 0 | 0 | 0 | 0 | 0 | 0 | 0 | 0 | 0 | 0 | 0 | 0 | 0 | 0
SCE Third Party Roll-up E3 Calculator - With Carbon Adder | Other Exterior Lighting | DEER 2008 or SCE Workpaper | System | Misc._Commercial | Outdoor Lt | TRUE | 13.5 | 100% | Unit | NEW/ROB/RET | 137.9982 | 43.8176 | 0 | 0 | 0 | 94.1806 | 685.6363 | System | kW | 0.0015457 | [9 empty] | 13.5 | 100% | 0% | 42.9946 | 128.4809 | 191.47 | 0 | 0 | 0 | 0 |  | 10.7486 | 10.7486 | 10.7486 | 10.7486 | 32.1202 | 32.1202 | 32.1202 | 32.1202 | 47.8675 | 47.8675 | 47.8675 | 47.8675 | 0 | 0 | 0 | 0 | 0 | 0 | 0 | 0 | 0 | 0 | 0 | 0 | 0 | 0 | 0 | 0 | 362.9455
SCE Third Party Roll-up E3 Calculator - With Carbon Adder | Process | [16 empty] | System | #N/A | [21 empty] | 0 | 0 | 0 | 0 | 0 | 0 | 0 | 0 | 0 | 0 | 0 | 0 | 0 | 0 | 0 | 0 | 0 | 0 | 0 | 0 | 0 | 0 | 0 | 0 | 0 | 0 | 0 | 0 | 0
SCE Third Party Roll-up E3 Calculator - With Carbon Adder | Compressed Air | DEER 2008 or SCE Workpaper | System | Industrial | Industrial | TRUE | 15 | 100% | Unit | NEW/ROB/RET | 451.6698 | 113.686 | 0 | 0 | 0 | 337.9838 | 1421.0754 | System | kW | 0.094102 | [9 empty] | 15 | 100% | 0% | 2824.9393 | 3224.9393 | 5649.8786 | 0 | 0 | 0 | 0 |  | 706.2348 | 706.2348 | 706.2348 | 706.2348 | 806.2348 | 806.2348 | 806.2348 | 806.2348 | 1412.4697 | 1412.4697 | 1412.4697 | 1412.4697 | 0 | 0 | 0 | 0 | 0 | 0 | 0 | 0 | 0 | 0 | 0 | 0 | 0 | 0 | 0 | 0 | 11699.7572
SCE Third Party Roll-up E3 Calculator - With Carbon Adder | Controls | [16 empty] | System | #N/A | [21 empty] | 0 | 0 | 0 | 0 | 0 | 0 | 0 | 0 | 0 | 0 | 0 | 0 | 0 | 0 | 0 | 0 | 0 | 0 | 0 | 0 | 0 | 0 | 0 | 0 | 0 | 0 | 0 | 0 | 0
SCE Third Party Roll-up E3 Calculator - With Carbon Adder | VSD | DEER 2008 or SCE Workpaper | System | Industrial | Industrial | TRUE | 10 | 100% | Unit | NEW/ROB/RET | 242.85 | 186.152 | 0 | 0 | 0 | 56.698 | 2326.9 | System | kW | 0.3 | [9 empty] | 10 | 100% | 0% | 3000 | 3500 | 3750 | 0 | 0 | 0 | 0 |  | 750 | 750 | 750 | 750 | 875 | 875 | 875 | 875 | 937.5 | 937.5 | 937.5 | 937.5 | 0 | 0 | 0 | 0 | 0 | 0 | 0 | 0 | 0 | 0 | 0 | 0 | 0 | 0 | 0 | 0 | 10250
SCE Third Party Roll-up E3 Calculator - With Carbon Adder | Oil Well Pump-Off Controllers | [16 empty] | System | #N/A | [21 empty] | 0 | 0 | 0 | 0 | 0 | 0 | 0 | 0 | 0 | 0 | 0 | 0 | 0 | 0 | 0 | 0 | 0 | 0 | 0 | 0 | 0 | 0 | 0 | 0 | 0 | 0 | 0 | 0 | 0
SCE Third Party Roll-up E3 Calculator - With Carbon Adder | Custom | DEER 2008 or SCE Workpaper | System | Industrial | Industrial | TRUE | 17.9 | 100% | Unit | NEW/ROB/RET | 1129.7093 | 379.4891 | 0 | 0 | 0 | 750.2202 | 4743.6139 | System | kW | 0.59356 | [9 empty] | 17.9 | 100% | 0% | 225.6288 | 3526.8257 | 451.2575 | 0 | 0 | 0 | 0 |  | 56.4072 | 56.4072 | 56.4072 | 56.4072 | 881.7064 | 881.7064 | 881.7064 | 881.7064 | 112.8144 | 112.8144 | 112.8144 | 112.8144 | 0 | 0 | 0 | 0 | 0 | 0 | 0 | 0 | 0 | 0 | 0 | 0 | 0 | 0 | 0 | 0 | 4203.712
SCE Third Party Roll-up E3 Calculator - With Carbon Adder | Cooling & Motors | DEER 2008 or SCE Workpaper | System | Misc._Commercial | New_AC-Ret | TRUE | 15 | 100% | Unit | NEW/ROB/RET | 32.26 | 5.328 | 0 | 0 | 0 | 26.932 | 66.6 | System | kW | 0.0077965 | [9 empty] | 15 | 100% | 0% | 2896.9695 | 2896.9695 | 5793.9391 | 0 | 0 | 0 | 0 |  | 724.2424 | 724.2424 | 724.2424 | 724.2424 | 724.2424 | 724.2424 | 724.2424 | 724.2424 | 1448.4848 | 1448.4848 | 1448.4848 | 1448.4848 | 0 | 0 | 0 | 0 | 0 | 0 | 0 | 0 | 0 | 0 | 0 | 0 | 0 | 0 | 0 | 0 | 11587.8782
SCE Third Party Roll-up E3 Calculator - With Carbon Adder | Pumps & Vacuum | DEER 2008 or SCE Workpaper | System | Industrial | Industrial | TRUE | 15 | 100% | Unit | NEW/ROB/RET | 288.36 | 128.16 | 0 | 0 | 0 | 160.2 | 1602 | System | kW | 0.18799 | [9 empty] | 15 | 100% | 0% | 1655.106 | 1655.106 | 3312.2119 | 0 | 0 | 0 | 0 |  | 413.7765 | 413.7765 | 413.7765 | 413.7765 | 413.7765 | 413.7765 | 413.7765 | 413.7765 | 828.053 | 828.053 | 828.053 | 828.053 | 0 | 0 | 0 | 0 | 0 | 0 | 0 | 0 | 0 | 0 | 0 | 0 | 0 | 0 | 0 | 0 | 6622.4239
SCE Third Party Roll-up E3 Calculator - With Carbon Adder | Water Heating | [16 empty] | System | #N/A | [21 empty] | 0 | 0 | 0 | 0 | 0 | 0 | 0 | 0 | 0 | 0 | 0 | 0 | 0 | 0 | 0 | 0 | 0 | 0 | 0 | 0 | 0 | 0 | 0 | 0 | 0 | 0 | 0 | 0 | 0
SCE Third Party Roll-up E3 Calculator - With Carbon Adder | Efficiency | DEER 2008 or SCE Workpaper | System | Misc._Commercial | DHW HtPmp | TRUE | 10 | 100% | Unit | NEW/ROB/RET | 800.151 | 27.399 | 0 | 0 | 0 | 772.752 | 342.4878 | System | kW | 0.12233 | [9 empty] | 10 | 100% | 0% | 450 | 1350 | 0 | 0 | 0 | 0 | 0 |  | 112.5 | 112.5 | 112.5 | 112.5 | 337.5 | 337.5 | 337.5 | 337.5 | 0 | 0 | 0 | 0 | 0 | 0 | 0 | 0 | 0 | 0 | 0 | 0 | 0 | 0 | 0 | 0 | 0 | 0 | 0 | 0 | 1800
SCE Third Party Roll-up E3 Calculator - With Carbon Adder | Use Reduction | [16 empty] | System | #N/A | [21 empty] | 0 | 0 | 0 | 0 | 0 | 0 | 0 | 0 | 0 | 0 | 0 | 0 | 0 | 0 | 0 | 0 | 0 | 0 | 0 | 0 | 0 | 0 | 0 | 0 | 0 | 0 | 0 | 0 | 0
SCE Third Party Roll-up E3 Calculator - With Carbon Adder | CUSTOMIZED MEASURES | [16 empty] | System | #N/A | [21 empty] | 0 | 0 | 0 | 0 | 0 | 0 | 0 | 0 | 0 | 0 | 0 | 0 | 0 | 0 | 0 | 0 | 0 | 0 | 0 | 0 | 0 | 0 | 0 | 0 | 0 | 0 | 0 | 0 | 0
SCE Third Party Roll-up E3 Calculator - With Carbon Adder | HVAC | [16 empty] | System | #N/A | [21 empty] | 0 | 0 | 0 | 0 | 0 | 0 | 0 | 0 | 0 | 0 | 0 | 0 | 0 | 0 | 0 | 0 | 0 | 0 | 0 | 0 | 0 | 0 | 0 | 0 | 0 | 0 | 0 | 0 | 0
SCE Third Party Roll-up E3 Calculator - With Carbon Adder | Chillers | DEER 2008 or SCE Workpaper | System | NON_RES | DEER:HVAC_Chillers | TRUE | 19.3 | 100% | Unit | NEW/ROB/RET | 0.37919 | 0.11452 | 0 | 0.0136 | 0 | 0.25108 | 0.945 | System | kWh | 0.0003774 | [9 empty] | 19.3 | 100% | 0% | 10270831.6294 | 10833041.8553 | 9470411.1777 | 0 | 0 | 0 | 0 |  | 2567707.9074 | 2567707.9074 | 2567707.9074 | 2567707.9074 | 2708260.4638 | 2708260.4638 | 2708260.4638 | 2708260.4638 | 2367602.7944 | 2367602.7944 | 2367602.7944 | 2367602.7944 | 0 | 0 | 0 | 0 | 0 | 0 | 0 | 0 | 0 | 0 | 0 | 0 | 0 | 0 | 0 | 0 | 30574284.6624
SCE Third Party Roll-up E3 Calculator - With Carbon Adder | Controls & VSDs | DEER 2008 or SCE Workpaper | System | Misc._Commercial | New_AC-Ret | TRUE | 14.5 | 100% | Unit | NEW/ROB/RET | 0.35875 | 0.11166 | 0 | 0 | 0 | 0.24708 | 0.78991 | System | kW | 9.2236e-05 | [9 empty] | 14.5 | 100% | 0% | 4605277.6854 | 5263174.4976 | 3289484.061 | 0 | 0 | 0 | 0 |  | 1151319.4213 | 1151319.4213 | 1151319.4213 | 1151319.4213 | 1315793.6244 | 1315793.6244 | 1315793.6244 | 1315793.6244 | 822371.0153 | 822371.0153 | 822371.0153 | 822371.0153 | 0 | 0 | 0 | 0 | 0 | 0 | 0 | 0 | 0 | 0 | 0 | 0 | 0 | 0 | 0 | 0 | 13157936.244
SCE Third Party Roll-up E3 Calculator - With Carbon Adder | Cool Roofs | [16 empty] | System | #N/A | [21 empty] | 0 | 0 | 0 | 0 | 0 | 0 | 0 | 0 | 0 | 0 | 0 | 0 | 0 | 0 | 0 | 0 | 0 | 0 | 0 | 0 | 0 | 0 | 0 | 0 | 0 | 0 | 0 | 0 | 0
SCE Third Party Roll-up E3 Calculator - With Carbon Adder | Cooling Towers | DEER 2008 or SCE Workpaper | System | Misc._Commercial | New_AC-Ret | TRUE | 14.4 | 100% | Unit | NEW/ROB/RET | 1.0552 | 0.11461 | 0 | 0 | 0 | 0.94058 | 0.78994 | System | kW | 6.0551e-05 | [9 empty] | 14.4 | 100% | 0% | 2449052.2937 | 3039262.0105 | 2951048.584 | 0 | 0 | 0 | 0 |  | 612263.0734 | 612263.0734 | 612263.0734 | 612263.0734 | 759815.5026 | 759815.5026 | 759815.5026 | 759815.5026 | 737762.146 | 737762.146 | 737762.146 | 737762.146 | 0 | 0 | 0 | 0 | 0 | 0 | 0 | 0 | 0 | 0 | 0 | 0 | 0 | 0 | 0 | 0 | 8439362.8882
SCE Third Party Roll-up E3 Calculator - With Carbon Adder | Fans | DEER 2008 or SCE Workpaper | System | Misc._Commercial | New_AC-Ret | TRUE | 15 | 100% | Unit | NEW/ROB/RET | 0.25358 | 0.11561 | 0 | 0 | 0 | 0.13797 | 0.78988 | System | kW | 0.00012342 | [9 empty] | 15 | 100% | 0% | 176427.5625 | 201631.5 | 126019.6875 | 0 | 0 | 0 | 0 |  | 44106.8906 | 44106.8906 | 44106.8906 | 44106.8906 | 50407.875 | 50407.875 | 50407.875 | 50407.875 | 31504.9219 | 31504.9219 | 31504.9219 | 31504.9219 | 0 | 0 | 0 | 0 | 0 | 0 | 0 | 0 | 0 | 0 | 0 | 0 | 0 | 0 | 0 | 0 | 504078.75
SCE Third Party Roll-up E3 Calculator - With Carbon Adder | HVAC Other | DEER 2008 or SCE Workpaper | System | Misc._Commercial | New_AC-Ret | TRUE | 13.6 | 100% | Unit | NEW/ROB/RET | 0.34592 | 0.14559 | 0.004343 | 0.0032266 | 0.0010318 | 0.19173 | 1.1147 | System | kW | 0.00020459 | [9 empty] | 13.6 | 100% | 0% | 13800146.2536 | 26225694.8513 | 17155774.6101 | 0 | 0 | 0 | 0 |  | 3450036.5634 | 3450036.5634 | 3450036.5634 | 3450036.5634 | 6556423.7128 | 6556423.7128 | 6556423.7128 | 6556423.7128 | 4288943.6525 | 4288943.6525 | 4288943.6525 | 4288943.6525 | 0 | 0 | 0 | 0 | 0 | 0 | 0 | 0 | 0 | 0 | 0 | 0 | 0 | 0 | 0 | 0 | 57181615.715
SCE Third Party Roll-up E3 Calculator - With Carbon Adder | New AC Equipment: packaged, split, etc. | [16 empty] | System | #N/A | [21 empty] | 0 | 0 | 0 | 0 | 0 | 0 | 0 | 0 | 0 | 0 | 0 | 0 | 0 | 0 | 0 | 0 | 0 | 0 | 0 | 0 | 0 | 0 | 0 | 0 | 0 | 0 | 0 | 0 | 0
SCE Third Party Roll-up E3 Calculator - With Carbon Adder | Other Ventilation | DEER 2008 or SCE Workpaper | System | Misc._Commercial | New_AC-Ret | TRUE | 13.4 | 100% | Unit | NEW/ROB/RET | 0.46883 | 0.21318 | 0 | 0 | 0 | 0.25565 | 0.96118 | System | kW | 6.6513e-05 | [9 empty] | 13.4 | 100% | 0% | 741018.2581 | 968573.0325 | 1001136.936 | 0 | 0 | 0 | 0 |  | 185254.5645 | 185254.5645 | 185254.5645 | 185254.5645 | 242143.2581 | 242143.2581 | 242143.2581 | 242143.2581 | 250284.234 | 250284.234 | 250284.234 | 250284.234 | 0 | 0 | 0 | 0 | 0 | 0 | 0 | 0 | 0 | 0 | 0 | 0 | 0 | 0 | 0 | 0 | 2710728.2267
SCE Third Party Roll-up E3 Calculator - With Carbon Adder | RCA | [16 empty] | System | #N/A | [21 empty] | 0 | 0 | 0 | 0 | 0 | 0 | 0 | 0 | 0 | 0 | 0 | 0 | 0 | 0 | 0 | 0 | 0 | 0 | 0 | 0 | 0 | 0 | 0 | 0 | 0 | 0 | 0 | 0 | 0
SCE Third Party Roll-up E3 Calculator - With Carbon Adder | Retrocommissioing | DEER 2008 or SCE Workpaper | System | Misc._Commercial | New_AC-Ret | TRUE | 8 | 100% | Unit | NEW/ROB/RET | 0.45518 | 0.089006 | 0.10432 | 0.011159 | 0 | 0.2507 | 1.5072 | System | kW | 3.3153e-05 | [9 empty] | 8 | 100% | 0% | 2171652.3117 | 11248790.0601 | 29881864.4755 | 2443180.0986 | 1571358.9373 | 0 | 0 |  | 542913.0779 | 542913.0779 | 542913.0779 | 542913.0779 | 2812197.515 | 2812197.515 | 2812197.515 | 2812197.515 | 7470466.1189 | 7470466.1189 | 7470466.1189 | 7470466.1189 | 610795.0246 | 610795.0246 | 610795.0246 | 610795.0246 | 392839.7343 | 392839.7343 | 392839.7343 | 392839.7343 | 0 | 0 | 0 | 0 | 0 | 0 | 0 | 0 | 47316845.8831
SCE Third Party Roll-up E3 Calculator - With Carbon Adder | Space Conditioning | DEER 2008 or SCE Workpaper | System | Misc._Commercial | New_AC-Ret | TRUE | 10.7 | 100% | Unit | NEW/ROB/RET | 0.10464 | 0.17643 | 0 | 0 | 0 | -0.071794 | 0.96396 | System | kW | 0.00040921 | [9 empty] | 10.7 | 100% | 0% | 198540.3392 | 1020143.7033 | 3692980.5897 | 1999293.9 | 0 | 0 | 0 |  | 49635.0848 | 49635.0848 | 49635.0848 | 49635.0848 | 255035.9258 | 255035.9258 | 255035.9258 | 255035.9258 | 923245.1474 | 923245.1474 | 923245.1474 | 923245.1474 | 499823.475 | 499823.475 | 499823.475 | 499823.475 | 0 | 0 | 0 | 0 | 0 | 0 | 0 | 0 | 0 | 0 | 0 | 0 | 6910958.5322
SCE Third Party Roll-up E3 Calculator - With Carbon Adder | Exterior Lighting | [16 empty] | System | #N/A | [21 empty] | 0 | 0 | 0 | 0 | 0 | 0 | 0 | 0 | 0 | 0 | 0 | 0 | 0 | 0 | 0 | 0 | 0 | 0 | 0 | 0 | 0 | 0 | 0 | 0 | 0 | 0 | 0 | 0 | 0
SCE Third Party Roll-up E3 Calculator - With Carbon Adder | Customized Exterior Lighting | [16 empty] | System | #N/A | [21 empty] | 0 | 0 | 0 | 0 | 0 | 0 | 0 | 0 | 0 | 0 | 0 | 0 | 0 | 0 | 0 | 0 | 0 | 0 | 0 | 0 | 0 | 0 | 0 | 0 | 0 | 0 | 0 | 0 | 0
SCE Third Party Roll-up E3 Calculator - With Carbon Adder | Exterior Lighting Controls | [16 empty] | System | #N/A | [21 empty] | 0 | 0 | 0 | 0 | 0 | 0 | 0 | 0 | 0 | 0 | 0 | 0 | 0 | 0 | 0 | 0 | 0 | 0 | 0 | 0 | 0 | 0 | 0 | 0 | 0 | 0 | 0 | 0 | 0
SCE Third Party Roll-up E3 Calculator - With Carbon Adder | Interior Lighting | [16 empty] | System | #N/A | [21 empty] | 0 | 0 | 0 | 0 | 0 | 0 | 0 | 0 | 0 | 0 | 0 | 0 | 0 | 0 | 0 | 0 | 0 | 0 | 0 | 0 | 0 | 0 | 0 | 0 | 0 | 0 | 0 | 0 | 0
SCE Third Party Roll-up E3 Calculator - With Carbon Adder | Customized Interior Lighting | DEER 2008 or SCE Workpaper | System | NON_RES | DEER:Indoor_Non-CFL_Ltg | TRUE | 10.9 | 100% | Unit | NEW/ROB/RET | 0.403 | 0.10948 | 0 | 0.0007926 | 0 | 0.29273 | 1.0585 | System | kWh | 0.00019146 | [9 empty] | 10.9 | 100% | 0% | 11056275.2397 | 19912930.9012 | 22015715.1021 | 5997881.7 | 0 | 0 | 0 |  | 2764068.8099 | 2764068.8099 | 2764068.8099 | 2764068.8099 | 4978232.7253 | 4978232.7253 | 4978232.7253 | 4978232.7253 | 5503928.7755 | 5503928.7755 | 5503928.7755 | 5503928.7755 | 1499470.425 | 1499470.425 | 1499470.425 | 1499470.425 | 0 | 0 | 0 | 0 | 0 | 0 | 0 | 0 | 0 | 0 | 0 | 0 | 58982802.943
SCE Third Party Roll-up E3 Calculator - With Carbon Adder | Daylighting | DEER 2008 or SCE Workpaper | System | NON_RES | DEER:Indoor_Non-CFL_Ltg | TRUE | 13.4 | 100% | Unit | NEW/ROB/RET | 0.15588 | 0.076892 | 0 | 0.013446 | 0 | 0.065542 | 1 | System | kWh | 0.00023793 | [9 empty] | 13.4 | 100% | 0% | 969740.4258 | 1185240.4258 | 969740.4258 | 0 | 0 | 0 | 0 |  | 242435.1064 | 242435.1064 | 242435.1064 | 242435.1064 | 296310.1064 | 296310.1064 | 296310.1064 | 296310.1064 | 242435.1064 | 242435.1064 | 242435.1064 | 242435.1064 | 0 | 0 | 0 | 0 | 0 | 0 | 0 | 0 | 0 | 0 | 0 | 0 | 0 | 0 | 0 | 0 | 3124721.2774
SCE Third Party Roll-up E3 Calculator - With Carbon Adder | Interior Lighting System Modification | [16 empty] | System | #N/A | [21 empty] | 0 | 0 | 0 | 0 | 0 | 0 | 0 | 0 | 0 | 0 | 0 | 0 | 0 | 0 | 0 | 0 | 0 | 0 | 0 | 0 | 0 | 0 | 0 | 0 | 0 | 0 | 0 | 0 | 0
SCE Third Party Roll-up E3 Calculator - With Carbon Adder | Interior Lighting System Replacement | DEER 2008 or SCE Workpaper | System | NON_RES | DEER:Indoor_Non-CFL_Ltg | TRUE | 11 | 100% | Unit | NEW/ROB/RET | 0.1038 | 0.082 | 0 | 0 | 0 | 0.0218 | 0.78991 | System | kWh | 9.4868e-05 | [9 empty] | 11 | 100% | 0% | 341119.9722 | 511679.9583 | 852799.9305 | 0 | 0 | 0 | 0 |  | 85279.9931 | 85279.9931 | 85279.9931 | 85279.9931 | 127919.9896 | 127919.9896 | 127919.9896 | 127919.9896 | 213199.9826 | 213199.9826 | 213199.9826 | 213199.9826 | 0 | 0 | 0 | 0 | 0 | 0 | 0 | 0 | 0 | 0 | 0 | 0 | 0 | 0 | 0 | 0 | 1705599.8611
SCE Third Party Roll-up E3 Calculator - With Carbon Adder | Interior Controls | DEER 2008 or SCE Workpaper | System | NON_RES | DEER:Indoor_Non-CFL_Ltg | TRUE | 12 | 100% | Unit | NEW/ROB/RET | 0.245 | 0.092141 | 0 | 0 | 0 | 0.15286 | 0.7898 | System | kWh | 0.00019974 | [9 empty] | 12 | 100% | 0% | 89301.5146 | 332562.4874 | 571187.0754 | 0 | 0 | 0 | 0 |  | 22325.3786 | 22325.3786 | 22325.3786 | 22325.3786 | 83140.6218 | 83140.6218 | 83140.6218 | 83140.6218 | 142796.7688 | 142796.7688 | 142796.7688 | 142796.7688 | 0 | 0 | 0 | 0 | 0 | 0 | 0 | 0 | 0 | 0 | 0 | 0 | 0 | 0 | 0 | 0 | 993051.0773
SCE Third Party Roll-up E3 Calculator - With Carbon Adder | LED Interior | DEER 2008 or SCE Workpaper | System | NON_RES | DEER:Indoor_Non-CFL_Ltg | TRUE | 16 | 100% | Unit | NEW/ROB/RET | 0.1038 | 0.084481 | 0 | 0 | 0 | 0.019317 | 0.78989 | System | kWh | 0.00011448 | [9 empty] | 16 | 100% | 0% | 12321.7855 | 43126.2493 | 67769.8203 | 0 | 0 | 0 | 0 |  | 3080.4464 | 3080.4464 | 3080.4464 | 3080.4464 | 10781.5623 | 10781.5623 | 10781.5623 | 10781.5623 | 16942.4551 | 16942.4551 | 16942.4551 | 16942.4551 | 0 | 0 | 0 | 0 | 0 | 0 | 0 | 0 | 0 | 0 | 0 | 0 | 0 | 0 | 0 | 0 | 123217.8551
SCE Third Party Roll-up E3 Calculator - With Carbon Adder | SBD - Light Power Density | DEER 2008 or SCE Workpaper | System | NON_RES | DEER:Indoor_Non-CFL_Ltg | TRUE | 11 | 100% | Unit | NEW/ROB/RET | 0.11 | 0.09 | 0 | 0.02 | 0 | 3.4694e-18 | 1 | System | kWh | 0.00023205 | [9 empty] | 11 | 100% | 0% | 2717028.4245 | 2717028.4245 | 2717028.4245 | 0 | 0 | 0 | 0 |  | 679257.1061 | 679257.1061 | 679257.1061 | 679257.1061 | 679257.1061 | 679257.1061 | 679257.1061 | 679257.1061 | 679257.1061 | 679257.1061 | 679257.1061 | 679257.1061 | 0 | 0 | 0 | 0 | 0 | 0 | 0 | 0 | 0 | 0 | 0 | 0 | 0 | 0 | 0 | 0 | 8151085.2734
SCE Third Party Roll-up E3 Calculator - With Carbon Adder | Refrigeration | DEER 2008 or SCE Workpaper | System | Misc._Commercial | Refrigeration | TRUE | 15.3 | 100% | Unit | NEW/ROB/RET | 0.1606 | 0.16345 | 0 | 0 | 0 | -0.0028507 | 0.78993 | System | kW | 7.4559e-05 | [9 empty] | 15.3 | 100% | 0% | 4361530.5513 | 4631452.5569 | 1349610.0281 | 0 | 0 | 0 | 0 |  | 1090382.6378 | 1090382.6378 | 1090382.6378 | 1090382.6378 | 1157863.1392 | 1157863.1392 | 1157863.1392 | 1157863.1392 | 337402.507 | 337402.507 | 337402.507 | 337402.507 | 0 | 0 | 0 | 0 | 0 | 0 | 0 | 0 | 0 | 0 | 0 | 0 | 0 | 0 | 0 | 0 | 10342593.1364
SCE Third Party Roll-up E3 Calculator - With Carbon Adder | Process | [16 empty] | System | #N/A | [21 empty] | 0 | 0 | 0 | 0 | 0 | 0 | 0 | 0 | 0 | 0 | 0 | 0 | 0 | 0 | 0 | 0 | 0 | 0 | 0 | 0 | 0 | 0 | 0 | 0 | 0 | 0 | 0 | 0 | 0
SCE Third Party Roll-up E3 Calculator - With Carbon Adder | Compressed Air | DEER 2008 or SCE Workpaper | System | Industrial | Industrial | TRUE | 15 | 100% | Unit | NEW/ROB/RET | 0.32344 | 0.10968 | 0 | 0 | 0 | 0.21376 | 0.7899 | System | kW | 0.00010237 | [9 empty] | 15 | 100% | 0% | 14494968.6085 | 15772530.3512 | 6267790.5259 | 0 | 0 | 0 | 0 |  | 3623742.1521 | 3623742.1521 | 3623742.1521 | 3623742.1521 | 3943132.5878 | 3943132.5878 | 3943132.5878 | 3943132.5878 | 1566947.6315 | 1566947.6315 | 1566947.6315 | 1566947.6315 | 0 | 0 | 0 | 0 | 0 | 0 | 0 | 0 | 0 | 0 | 0 | 0 | 0 | 0 | 0 | 0 | 36535289.4855
SCE Third Party Roll-up E3 Calculator - With Carbon Adder | Controls | DEER 2008 or SCE Workpaper | System | Industrial | Industrial | TRUE | 15 | 100% | Unit | NEW/ROB/RET | 0.36874 | 0.13401 | 0 | 0 | 0 | 0.23473 | 1.1208 | System | kW | 0.000122 | [9 empty] | 15 | 100% | 0% | 8824726.0969 | 8824726.0969 | 2 | 0 | 0 | 0 | 0 |  | 2206181.5242 | 2206181.5242 | 2206181.5242 | 2206181.5242 | 2206181.5242 | 2206181.5242 | 2206181.5242 | 2206181.5242 | 0.5 | 0.5 | 0.5 | 0.5 | 0 | 0 | 0 | 0 | 0 | 0 | 0 | 0 | 0 | 0 | 0 | 0 | 0 | 0 | 0 | 0 | 17649454.1938
SCE Third Party Roll-up E3 Calculator - With Carbon Adder | Cooling & Motors | DEER 2008 or SCE Workpaper | System | Misc._Commercial | New_AC-Ret | TRUE | 15 | 100% | Unit | NEW/ROB/RET | 0.42535 | 0.11877 | 0 | 0.0034815 | 0 | 0.3031 | 0.8264 | System | kW | 0.00019774 | [9 empty] | 15 | 100% | 0% | 6648628.7936 | 8335525.0423 | 7934360.6988 | 0 | 0 | 0 | 0 |  | 1662157.1984 | 1662157.1984 | 1662157.1984 | 1662157.1984 | 2083881.2606 | 2083881.2606 | 2083881.2606 | 2083881.2606 | 1983590.1747 | 1983590.1747 | 1983590.1747 | 1983590.1747 | 0 | 0 | 0 | 0 | 0 | 0 | 0 | 0 | 0 | 0 | 0 | 0 | 0 | 0 | 0 | 0 | 22918514.5348
SCE Third Party Roll-up E3 Calculator - With Carbon Adder | Custom | DEER 2008 or SCE Workpaper | System | Industrial | Industrial | TRUE | 14.3 | 100% | Unit | NEW/ROB/RET | 0.2599 | 0.13127 | 0.00042752 | 2.5688e-06 | 0 | 0.1282 | 0.87638 | System | kW | 0.00014675 | [9 empty] | 14.3 | 100% | 0% | 30601957.1504 | 40739800.8374 | 45127550.9996 | 11995763.4 | 0 | 0 | 0 |  | 7650489.2876 | 7650489.2876 | 7650489.2876 | 7650489.2876 | 10184950.2094 | 10184950.2094 | 10184950.2094 | 10184950.2094 | 11281887.7499 | 11281887.7499 | 11281887.7499 | 11281887.7499 | 2998940.85 | 2998940.85 | 2998940.85 | 2998940.85 | 0 | 0 | 0 | 0 | 0 | 0 | 0 | 0 | 0 | 0 | 0 | 0 | 128465072.3874
SCE Third Party Roll-up E3 Calculator - With Carbon Adder | Oil Well Pump-Off Controllers | DEER 2008 or SCE Workpaper | System | Industrial | Industrial | TRUE | 15 | 100% | Unit | NEW/ROB/RET | 0.058665 | 0.10113 | 0 | 0 | 0 | -0.042464 | 0.78991 | System | kW | 8.7996e-05 | [9 empty] | 15 | 100% | 0% | 7520109.3878 | 7520109.3878 | 0 | 0 | 0 | 0 | 0 |  | 1880027.3469 | 1880027.3469 | 1880027.3469 | 1880027.3469 | 1880027.3469 | 1880027.3469 | 1880027.3469 | 1880027.3469 | 0 | 0 | 0 | 0 | 0 | 0 | 0 | 0 | 0 | 0 | 0 | 0 | 0 | 0 | 0 | 0 | 0 | 0 | 0 | 0 | 15040218.7756
SCE Third Party Roll-up E3 Calculator - With Carbon Adder | Pumps & Vacuums | DEER 2008 or SCE Workpaper | System | Industrial | Industrial | TRUE | 11.6 | 100% | Unit | NEW/ROB/RET | 0.28722 | 0.10646 | 0 | 0 | 0 | 0.18076 | 0.78989 | System | kW | 0.0001145 | [9 empty] | 11.6 | 100% | 0% | 3089328.3468 | 3726868.7019 | 1807497.4254 | 0 | 0 | 0 | 0 |  | 772332.0867 | 772332.0867 | 772332.0867 | 772332.0867 | 931717.1755 | 931717.1755 | 931717.1755 | 931717.1755 | 451874.3564 | 451874.3564 | 451874.3564 | 451874.3564 | 0 | 0 | 0 | 0 | 0 | 0 | 0 | 0 | 0 | 0 | 0 | 0 | 0 | 0 | 0 | 0 | 8623694.4741
SCE Third Party Roll-up E3 Calculator - With Carbon Adder | VSD | DEER 2008 or SCE Workpaper | System | Industrial | Industrial | TRUE | 14.9 | 100% | Unit | NEW/ROB/RET | 0.53006 | 0.10551 | 0 | 0 | 0 | 0.42454 | 0.78995 | System | kW | 5.3994e-05 | [9 empty] | 14.9 | 100% | 0% | 4443522.2296 | 5751943.6717 | 6272586.0547 | 0 | 0 | 0 | 0 |  | 1110880.5574 | 1110880.5574 | 1110880.5574 | 1110880.5574 | 1437985.9179 | 1437985.9179 | 1437985.9179 | 1437985.9179 | 1568146.5137 | 1568146.5137 | 1568146.5137 | 1568146.5137 | 0 | 0 | 0 | 0 | 0 | 0 | 0 | 0 | 0 | 0 | 0 | 0 | 0 | 0 | 0 | 0 | 16468051.956
SCE Third Party Roll-up E3 Calculator - With Carbon Adder | Whole Building | DEER 2008 or SCE Workpaper | System | Misc._Commercial | Commercial Whole Building | TRUE | 15 | 100% | Unit | NEW/ROB/RET | 271943.625 | 21875 | 69769.1312 | 0 | 0 | 180299.4938 | 362591.5 | System | kW | 81.25 | [9 empty] | 15 | 100% | 0% | 4 | 2 | 2 | 0 | 0 | 0 | 0 |  | 1 | 1 | 1 | 1 | 0.5 | 0.5 | 0.5 | 0.5 | 0.5 | 0.5 | 0.5 | 0.5 | 0 | 0 | 0 | 0 | 0 | 0 | 0 | 0 | 0 | 0 | 0 | 0 | 0 | 0 | 0 | 0 | 8
SCE Third Party Roll-up E3 Calculator - With Carbon Adder | CODES & STANDARDS | [16 empty] | System | #N/A | [21 empty] | 0 | 0 | 0 | 0 | 0 | 0 | 0 | 0 | 0 | 0 | 0 | 0 | 0 | 0 | 0 | 0 | 0 | 0 | 0 | 0 | 0 | 0 | 0 | 0 | 0 | 0 | 0 | 0 | 0
SCE Third Party Roll-up E3 Calculator - With Carbon Adder | 2008 Title 24 | [16 empty] | System | #N/A | [21 empty] | 0 | 0 | 0 | 0 | 0 | 0 | 0 | 0 | 0 | 0 | 0 | 0 | 0 | 0 | 0 | 0 | 0 | 0 | 0 | 0 | 0 | 0 | 0 | 0 | 0 | 0 | 0 | 0 | 0
SCE Third Party Roll-up E3 Calculator - With Carbon Adder | 2008 Title 20 | [16 empty] | System | #N/A | [21 empty] | 0 | 0 | 0 | 0 | 0 | 0 | 0 | 0 | 0 | 0 | 0 | 0 | 0 | 0 | 0 | 0 | 0 | 0 | 0 | 0 | 0 | 0 | 0 | 0 | 0 | 0 | 0 | 0 | 0
SCE Third Party Roll-up E3 Calculator - With Carbon Adder | 2009 Title 20 | [16 empty] | System | #N/A | [21 empty] | 0 | 0 | 0 | 0 | 0 | 0 | 0 | 0 | 0 | 0 | 0 | 0 | 0 | 0 | 0 | 0 | 0 | 0 | 0 | 0 | 0 | 0 | 0 | 0 | 0 | 0 | 0 | 0 | 0
SCE Third Party Roll-up E3 Calculator - With Carbon Adder | [17 empty] | System | #N/A | [21 empty] | 0 | 0 | 0 | 0 | 0 | 0 | 0 | 0 | 0 | 0 | 0 | 0 | 0 | 0 | 0 | 0 | 0 | 0 | 0 | 0 | 0 | 0 | 0 | 0 | 0 | 0 | 0 | 0 | 0
SCE Third Party Roll-up E3 Calculator - With Carbon Adder | [17 empty] | System | #N/A | [21 empty] | 0 | 0 | 0 | 0 | 0 | 0 | 0 | 0 | 0 | 0 | 0 | 0 | 0 | 0 | 0 | 0 | 0 | 0 | 0 | 0 | 0 | 0 | 0 | 0 | 0 | 0 | 0 | 0 | 0
SCE Third Party Roll-up E3 Calculator - With Carbon Adder | [17 empty] | System | #N/A | [21 empty] | 0 | 0 | 0 | 0 | 0 | 0 | 0 | 0 | 0 | 0 | 0 | 0 | 0 | 0 | 0 | 0 | 0 | 0 | 0 | 0 | 0 | 0 | 0 | 0 | 0 | 0 | 0 | 0 | 0
SCE Third Party Roll-up E3 Calculator - With Carbon Adder | [17 empty] | System | #N/A | [21 empty] | 0 | 0 | 0 | 0 | 0 | 0 | 0 | 0 | 0 | 0 | 0 | 0 | 0 | 0 | 0 | 0 | 0 | 0 | 0 | 0 | 0 | 0 | 0 | 0 | 0 | 0 | 0 | 0 | 0
SCE Third Party Roll-up E3 Calculator - With Carbon Adder | [17 empty] | System | #N/A | [21 empty] | 0 | 0 | 0 | 0 | 0 | 0 | 0 | 0 | 0 | 0 | 0 | 0 | 0 | 0 | 0 | 0 | 0 | 0 | 0 | 0 | 0 | 0 | 0 | 0 | 0 | 0 | 0 | 0 | 0
SCE Third Party Roll-up E3 Calculator - With Carbon Adder | [17 empty] | System | #N/A | [21 empty] | 0 | 0 | 0 | 0 | 0 | 0 | 0 | 0 | 0 | 0 | 0 | 0 | 0 | 0 | 0 | 0 | 0 | 0 | 0 | 0 | 0 | 0 | 0 | 0 | 0 | 0 | 0 | 0 | 0
SCE Third Party Roll-up E3 Calculator - With Carbon Adder | [17 empty] | System | #N/A | [21 empty] | 0 | 0 | 0 | 0 | 0 | 0 | 0 | 0 | 0 | 0 | 0 | 0 | 0 | 0 | 0 | 0 | 0 | 0 | 0 | 0 | 0 | 0 | 0 | 0 | 0 | 0 | 0 | 0 | 0
SCE Third Party Roll-up E3 Calculator - With Carbon Adder | [17 empty] | System | #N/A | [21 empty] | 0 | 0 | 0 | 0 | 0 | 0 | 0 | 0 | 0 | 0 | 0 | 0 | 0 | 0 | 0 | 0 | 0 | 0 | 0 | 0 | 0 | 0 | 0 | 0 | 0 | 0 | 0 | 0 | 0
SCE Third Party Roll-up E3 Calculator - With Carbon Adder | [17 empty] | System | #N/A | [21 empty] | 0 | 0 | 0 | 0 | 0 | 0 | 0 | 0 | 0 | 0 | 0 | 0 | 0 | 0 | 0 | 0 | 0 | 0 | 0 | 0 | 0 | 0 | 0 | 0 | 0 | 0 | 0 | 0 | 0
SCE Third Party Roll-up E3 Calculator - With Carbon Adder | [17 empty] | System | #N/A | [21 empty] | 0 | 0 | 0 | 0 | 0 | 0 | 0 | 0 | 0 | 0 | 0 | 0 | 0 | 0 | 0 | 0 | 0 | 0 | 0 | 0 | 0 | 0 | 0 | 0 | 0 | 0 | 0 | 0 | 0
SCE Third Party Roll-up E3 Calculator - With Carbon Adder | [17 empty] | System | #N/A | [21 empty] | 0 | 0 | 0 | 0 | 0 | 0 | 0 | 0 | 0 | 0 | 0 | 0 | 0 | 0 | 0 | 0 | 0 | 0 | 0 | 0 | 0 | 0 | 0 | 0 | 0 | 0 | 0 | 0 | 0
SCE Third Party Roll-up E3 Calculator - With Carbon Adder | [17 empty] | System | #N/A | [21 empty] | 0 | 0 | 0 | 0 | 0 | 0 | 0 | 0 | 0 | 0 | 0 | 0 | 0 | 0 | 0 | 0 | 0 | 0 | 0 | 0 | 0 | 0 | 0 | 0 | 0 | 0 | 0 | 0 | 0
SCE Third Party Roll-up E3 Calculator - With Carbon Adder | [17 empty] | System | #N/A | [21 empty] | 0 | 0 | 0 | 0 | 0 | 0 | 0 | 0 | 0 | 0 | 0 | 0 | 0 | 0 | 0 | 0 | 0 | 0 | 0 | 0 | 0 | 0 | 0 | 0 | 0 | 0 | 0 | 0 | 0
SCE Third Party Roll-up E3 Calculator - With Carbon Adder | [17 empty] | System | #N/A | [21 empty] | 0 | 0 | 0 | 0 | 0 | 0 | 0 | 0 | 0 | 0 | 0 | 0 | 0 | 0 | 0 | 0 | 0 | 0 | 0 | 0 | 0 | 0 | 0 | 0 | 0 | 0 | 0 | 0 | 0
SCE Third Party Roll-up E3 Calculator - With Carbon Adder | [17 empty] | System | #N/A | [21 empty] | 0 | 0 | 0 | 0 | 0 | 0 | 0 | 0 | 0 | 0 | 0 | 0 | 0 | 0 | 0 | 0 | 0 | 0 | 0 | 0 | 0 | 0 | 0 | 0 | 0 | 0 | 0 | 0 | 0
SCE Third Party Roll-up E3 Calculator - With Carbon Adder | [17 empty] | System | #N/A | [21 empty] | 0 | 0 | 0 | 0 | 0 | 0 | 0 | 0 | 0 | 0 | 0 | 0 | 0 | 0 | 0 | 0 | 0 | 0 | 0 | 0 | 0 | 0 | 0 | 0 | 0 | 0 | 0 | 0 | 0
SCE Third Party Roll-up E3 Calculator - With Carbon Adder | [17 empty] | System | #N/A | [21 empty] | 0 | 0 | 0 | 0 | 0 | 0 | 0 | 0 | 0 | 0 | 0 | 0 | 0 | 0 | 0 | 0 | 0 | 0 | 0 | 0 | 0 | 0 | 0 | 0 | 0 | 0 | 0 | 0 | 0
SCE Third Party Roll-up E3 Calculator - With Carbon Adder | [17 empty] | System | #N/A | [21 empty] | 0 | 0 | 0 | 0 | 0 | 0 | 0 | 0 | 0 | 0 | 0 | 0 | 0 | 0 | 0 | 0 | 0 | 0 | 0 | 0 | 0 | 0 | 0 | 0 | 0 | 0 | 0 | 0 | 0
SCE Third Party Roll-up E3 Calculator - With Carbon Adder | [17 empty] | System | #N/A | [21 empty] | 0 | 0 | 0 | 0 | 0 | 0 | 0 | 0 | 0 | 0 | 0 | 0 | 0 | 0 | 0 | 0 | 0 | 0 | 0 | 0 | 0 | 0 | 0 | 0 | 0 | 0 | 0 | 0 | 0
SCE Third Party Roll-up E3 Calculator - With Carbon Adder | [17 empty] | System | #N/A | [21 empty] | 0 | 0 | 0 | 0 | 0 | 0 | 0 | 0 | 0 | 0 | 0 | 0 | 0 | 0 | 0 | 0 | 0 | 0 | 0 | 0 | 0 | 0 | 0 | 0 | 0 | 0 | 0 | 0 | 0
SCE Third Party Roll-up E3 Calculator - With Carbon Adder | [17 empty] | System | #N/A | [21 empty] | 0 | 0 | 0 | 0 | 0 | 0 | 0 | 0 | 0 | 0 | 0 | 0 | 0 | 0 | 0 | 0 | 0 | 0 | 0 | 0 | 0 | 0 | 0 | 0 | 0 | 0 | 0 | 0 | 0
SCE Third Party Roll-up E3 Calculator - With Carbon Adder | [17 empty] | System | #N/A | [21 empty] | 0 | 0 | 0 | 0 | 0 | 0 | 0 | 0 | 0 | 0 | 0 | 0 | 0 | 0 | 0 | 0 | 0 | 0 | 0 | 0 | 0 | 0 | 0 | 0 | 0 | 0 | 0 | 0 | 0
SCE Third Party Roll-up E3 Calculator - With Carbon Adder | [17 empty] | System | #N/A | [21 empty] | 0 | 0 | 0 | 0 | 0 | 0 | 0 | 0 | 0 | 0 | 0 | 0 | 0 | 0 | 0 | 0 | 0 | 0 | 0 | 0 | 0 | 0 | 0 | 0 | 0 | 0 | 0 | 0 | 0
SCE Third Party Roll-up E3 Calculator - With Carbon Adder | [17 empty] | System | #N/A | [21 empty] | 0 | 0 | 0 | 0 | 0 | 0 | 0 | 0 | 0 | 0 | 0 | 0 | 0 | 0 | 0 | 0 | 0 | 0 | 0 | 0 | 0 | 0 | 0 | 0 | 0 | 0 | 0 | 0 | 0
SCE Third Party Roll-up E3 Calculator - With Carbon Adder | [17 empty] | System | #N/A | [21 empty] | 0 | 0 | 0 | 0 | 0 | 0 | 0 | 0 | 0 | 0 | 0 | 0 | 0 | 0 | 0 | 0 | 0 | 0 | 0 | 0 | 0 | 0 | 0 | 0 | 0 | 0 | 0 | 0 | 0
SCE Third Party Roll-up E3 Calculator - With Carbon Adder | [17 empty] | System | #N/A | [21 empty] | 0 | 0 | 0 | 0 | 0 | 0 | 0 | 0 | 0 | 0 | 0 | 0 | 0 | 0 | 0 | 0 | 0 | 0 | 0 | 0 | 0 | 0 | 0 | 0 | 0 | 0 | 0 | 0 | 0
SCE Third Party Roll-up E3 Calculator - With Carbon Adder | [17 empty] | System | #N/A | [21 empty] | 0 | 0 | 0 | 0 | 0 | 0 | 0 | 0 | 0 | 0 | 0 | 0 | 0 | 0 | 0 | 0 | 0 | 0 | 0 | 0 | 0 | 0 | 0 | 0 | 0 | 0 | 0 | 0 | 0
SCE Third Party Roll-up E3 Calculator - With Carbon Adder | [17 empty] | System | #N/A | [21 empty] | 0 | 0 | 0 | 0 | 0 | 0 | 0 | 0 | 0 | 0 | 0 | 0 | 0 | 0 | 0 | 0 | 0 | 0 | 0 | 0 | 0 | 0 | 0 | 0 | 0 | 0 | 0 | 0 | 0
SCE Third Party Roll-up E3 Calculator - With Carbon Adder | [17 empty] | System | #N/A | [21 empty] | 0 | 0 | 0 | 0 | 0 | 0 | 0 | 0 | 0 | 0 | 0 | 0 | 0 | 0 | 0 | 0 | 0 | 0 | 0 | 0 | 0 | 0 | 0 | 0 | 0 | 0 | 0 | 0 | 0
SCE Third Party Roll-up E3 Calculator - With Carbon Adder | [17 empty] | System | #N/A | [21 empty] | 0 | 0 | 0 | 0 | 0 | 0 | 0 | 0 | 0 | 0 | 0 | 0 | 0 | 0 | 0 | 0 | 0 | 0 | 0 | 0 | 0 | 0 | 0 | 0 | 0 | 0 | 0 | 0 | 0
SCE Third Party Roll-up E3 Calculator - With Carbon Adder | [17 empty] | System | #N/A | [21 empty] | 0 | 0 | 0 | 0 | 0 | 0 | 0 | 0 | 0 | 0 | 0 | 0 | 0 | 0 | 0 | 0 | 0 | 0 | 0 | 0 | 0 | 0 | 0 | 0 | 0 | 0 | 0 | 0 | 0
SCE Third Party Roll-up E3 Calculator - With Carbon Adder | [17 empty] | System | #N/A | [21 empty] | 0 | 0 | 0 | 0 | 0 | 0 | 0 | 0 | 0 | 0 | 0 | 0 | 0 | 0 | 0 | 0 | 0 | 0 | 0 | 0 | 0 | 0 | 0 | 0 | 0 | 0 | 0 | 0 | 0
SCE Third Party Roll-up E3 Calculator - With Carbon Adder | [17 empty] | System | #N/A | [21 empty] | 0 | 0 | 0 | 0 | 0 | 0 | 0 | 0 | 0 | 0 | 0 | 0 | 0 | 0 | 0 | 0 | 0 | 0 | 0 | 0 | 0 | 0 | 0 | 0 | 0 | 0 | 0 | 0 | 0
SCE Third Party Roll-up E3 Calculator - With Carbon Adder | [17 empty] | System | #N/A | [21 empty] | 0 | 0 | 0 | 0 | 0 | 0 | 0 | 0 | 0 | 0 | 0 | 0 | 0 | 0 | 0 | 0 | 0 | 0 | 0 | 0 | 0 | 0 | 0 | 0 | 0 | 0 | 0 | 0 | 0
SCE Third Party Roll-up E3 Calculator - With Carbon Adder | [17 empty] | System | #N/A | [21 empty] | 0 | 0 | 0 | 0 | 0 | 0 | 0 | 0 | 0 | 0 | 0 | 0 | 0 | 0 | 0 | 0 | 0 | 0 | 0 | 0 | 0 | 0 | 0 | 0 | 0 | 0 | 0 | 0 | 0
SCE Third Party Roll-up E3 Calculator - With Carbon Adder | [17 empty] | System | #N/A | [21 empty] | 0 | 0 | 0 | 0 | 0 | 0 | 0 | 0 | 0 | 0 | 0 | 0 | 0 | 0 | 0 | 0 | 0 | 0 | 0 | 0 | 0 | 0 | 0 | 0 | 0 | 0 | 0 | 0 | 0
SCE Third Party Roll-up E3 Calculator - With Carbon Adder | [17 empty] | System | #N/A | [21 empty] | 0 | 0 | 0 | 0 | 0 | 0 | 0 | 0 | 0 | 0 | 0 | 0 | 0 | 0 | 0 | 0 | 0 | 0 | 0 | 0 | 0 | 0 | 0 | 0 | 0 | 0 | 0 | 0 | 0
SCE Third Party Roll-up E3 Calculator - With Carbon Adder | [17 empty] | System | #N/A | [21 empty] | 0 | 0 | 0 | 0 | 0 | 0 | 0 | 0 | 0 | 0 | 0 | 0 | 0 | 0 | 0 | 0 | 0 | 0 | 0 | 0 | 0 | 0 | 0 | 0 | 0 | 0 | 0 | 0 | 0
SCE Third Party Roll-up E3 Calculator - With Carbon Adder | [17 empty] | System | #N/A | [21 empty] | 0 | 0 | 0 | 0 | 0 | 0 | 0 | 0 | 0 | 0 | 0 | 0 | 0 | 0 | 0 | 0 | 0 | 0 | 0 | 0 | 0 | 0 | 0 | 0 | 0 | 0 | 0 | 0 | 0
SCE Third Party Roll-up E3 Calculator - With Carbon Adder | [17 empty] | System | #N/A | [21 empty] | 0 | 0 | 0 | 0 | 0 | 0 | 0 | 0 | 0 | 0 | 0 | 0 | 0 | 0 | 0 | 0 | 0 | 0 | 0 | 0 | 0 | 0 | 0 | 0 | 0 | 0 | 0 | 0 | 0
SCE Third Party Roll-up E3 Calculator - With Carbon Adder | [17 empty] | System | #N/A | [21 empty] | 0 | 0 | 0 | 0 | 0 | 0 | 0 | 0 | 0 | 0 | 0 | 0 | 0 | 0 | 0 | 0 | 0 | 0 | 0 | 0 | 0 | 0 | 0 | 0 | 0 | 0 | 0 | 0 | 0
SCE Third Party Roll-up E3 Calculator - With Carbon Adder | [17 empty] | System | #N/A | [21 empty] | 0 | 0 | 0 | 0 | 0 | 0 | 0 | 0 | 0 | 0 | 0 | 0 | 0 | 0 | 0 | 0 | 0 | 0 | 0 | 0 | 0 | 0 | 0 | 0 | 0 | 0 | 0 | 0 | 0
SCE Third Party Roll-up E3 Calculator - With Carbon Adder | [17 empty] | System | #N/A | [21 empty] | 0 | 0 | 0 | 0 | 0 | 0 | 0 | 0 | 0 | 0 | 0 | 0 | 0 | 0 | 0 | 0 | 0 | 0 | 0 | 0 | 0 | 0 | 0 | 0 | 0 | 0 | 0 | 0 | 0
SCE Third Party Roll-up E3 Calculator - With Carbon Adder | [17 empty] | System | #N/A | [21 empty] | 0 | 0 | 0 | 0 | 0 | 0 | 0 | 0 | 0 | 0 | 0 | 0 | 0 | 0 | 0 | 0 | 0 | 0 | 0 | 0 | 0 | 0 | 0 | 0 | 0 | 0 | 0 | 0 | 0
SCE Third Party Roll-up E3 Calculator - With Carbon Adder | [17 empty] | System | #N/A | [21 empty] | 0 | 0 | 0 | 0 | 0 | 0 | 0 | 0 | 0 | 0 | 0 | 0 | 0 | 0 | 0 | 0 | 0 | 0 | 0 | 0 | 0 | 0 | 0 | 0 | 0 | 0 | 0 | 0 | 0
SCE Third Party Roll-up E3 Calculator - With Carbon Adder | [17 empty] | System | #N/A | [21 empty] | 0 | 0 | 0 | 0 | 0 | 0 | 0 | 0 | 0 | 0 | 0 | 0 | 0 | 0 | 0 | 0 | 0 | 0 | 0 | 0 | 0 | 0 | 0 | 0 | 0 | 0 | 0 | 0 | 0
SCE Third Party Roll-up E3 Calculator - With Carbon Adder | [17 empty] | System | #N/A | [21 empty] | 0 | 0 | 0 | 0 | 0 | 0 | 0 | 0 | 0 | 0 | 0 | 0 | 0 | 0 | 0 | 0 | 0 | 0 | 0 | 0 | 0 | 0 | 0 | 0 | 0 | 0 | 0 | 0 | 0
SCE Third Party Roll-up E3 Calculator - With Carbon Adder | [17 empty] | System | #N/A | [21 empty] | 0 | 0 | 0 | 0 | 0 | 0 | 0 | 0 | 0 | 0 | 0 | 0 | 0 | 0 | 0 | 0 | 0 | 0 | 0 | 0 | 0 | 0 | 0 | 0 | 0 | 0 | 0 | 0 | 0
SCE Third Party Roll-up E3 Calculator - With Carbon Adder | [17 empty] | System | #N/A | [21 empty] | 0 | 0 | 0 | 0 | 0 | 0 | 0 | 0 | 0 | 0 | 0 | 0 | 0 | 0 | 0 | 0 | 0 | 0 | 0 | 0 | 0 | 0 | 0 | 0 | 0 | 0 | 0 | 0 | 0
SCE Third Party Roll-up E3 Calculator - With Carbon Adder | [17 empty] | System | #N/A | [21 empty] | 0 | 0 | 0 | 0 | 0 | 0 | 0 | 0 | 0 | 0 | 0 | 0 | 0 | 0 | 0 | 0 | 0 | 0 | 0 | 0 | 0 | 0 | 0 | 0 | 0 | 0 | 0 | 0 | 0
SCE Third Party Roll-up E3 Calculator - With Carbon Adder | [17 empty] | System | #N/A | [21 empty] | 0 | 0 | 0 | 0 | 0 | 0 | 0 | 0 | 0 | 0 | 0 | 0 | 0 | 0 | 0 | 0 | 0 | 0 | 0 | 0 | 0 | 0 | 0 | 0 | 0 | 0 | 0 | 0 | 0
SCE Third Party Roll-up E3 Calculator - With Carbon Adder | [17 empty] | System | #N/A | [21 empty] | 0 | 0 | 0 | 0 | 0 | 0 | 0 | 0 | 0 | 0 | 0 | 0 | 0 | 0 | 0 | 0 | 0 | 0 | 0 | 0 | 0 | 0 | 0 | 0 | 0 | 0 | 0 | 0 | 0
SCE Third Party Roll-up E3 Calculator - With Carbon Adder | [17 empty] | System | #N/A | [21 empty] | 0 | 0 | 0 | 0 | 0 | 0 | 0 | 0 | 0 | 0 | 0 | 0 | 0 | 0 | 0 | 0 | 0 | 0 | 0 | 0 | 0 | 0 | 0 | 0 | 0 | 0 | 0 | 0 | 0
SCE Third Party Roll-up E3 Calculator - With Carbon Adder | [17 empty] | System | #N/A | [21 empty] | 0 | 0 | 0 | 0 | 0 | 0 | 0 | 0 | 0 | 0 | 0 | 0 | 0 | 0 | 0 | 0 | 0 | 0 | 0 | 0 | 0 | 0 | 0 | 0 | 0 | 0 | 0 | 0 | 0
SCE Third Party Roll-up E3 Calculator - With Carbon Adder | [17 empty] | System | #N/A | [21 empty] | 0 | 0 | 0 | 0 | 0 | 0 | 0 | 0 | 0 | 0 | 0 | 0 | 0 | 0 | 0 | 0 | 0 | 0 | 0 | 0 | 0 | 0 | 0 | 0 | 0 | 0 | 0 | 0 | 0
SCE Third Party Roll-up E3 Calculator - With Carbon Adder | [17 empty] | System | #N/A | [21 empty] | 0 | 0 | 0 | 0 | 0 | 0 | 0 | 0 | 0 | 0 | 0 | 0 | 0 | 0 | 0 | 0 | 0 | 0 | 0 | 0 | 0 | 0 | 0 | 0 | 0 | 0 | 0 | 0 | 0
SCE Third Party Roll-up E3 Calculator - With Carbon Adder | [17 empty] | System | #N/A | [21 empty] | 0 | 0 | 0 | 0 | 0 | 0 | 0 | 0 | 0 | 0 | 0 | 0 | 0 | 0 | 0 | 0 | 0 | 0 | 0 | 0 | 0 | 0 | 0 | 0 | 0 | 0 | 0 | 0 | 0
SCE Third Party Roll-up E3 Calculator - With Carbon Adder | [17 empty] | System | #N/A | [21 empty] | 0 | 0 | 0 | 0 | 0 | 0 | 0 | 0 | 0 | 0 | 0 | 0 | 0 | 0 | 0 | 0 | 0 | 0 | 0 | 0 | 0 | 0 | 0 | 0 | 0 | 0 | 0 | 0 | 0
SCE Third Party Roll-up E3 Calculator - With Carbon Adder | [17 empty] | System | #N/A | [21 empty] | 0 | 0 | 0 | 0 | 0 | 0 | 0 | 0 | 0 | 0 | 0 | 0 | 0 | 0 | 0 | 0 | 0 | 0 | 0 | 0 | 0 | 0 | 0 | 0 | 0 | 0 | 0 | 0 | 0
SCE Third Party Roll-up E3 Calculator - With Carbon Adder | [17 empty] | System | #N/A | [21 empty] | 0 | 0 | 0 | 0 | 0 | 0 | 0 | 0 | 0 | 0 | 0 | 0 | 0 | 0 | 0 | 0 | 0 | 0 | 0 | 0 | 0 | 0 | 0 | 0 | 0 | 0 | 0 | 0 | 0
SCE Third Party Roll-up E3 Calculator - With Carbon Adder | [17 empty] | System | #N/A | [21 empty] | 0 | 0 | 0 | 0 | 0 | 0 | 0 | 0 | 0 | 0 | 0 | 0 | 0 | 0 | 0 | 0 | 0 | 0 | 0 | 0 | 0 | 0 | 0 | 0 | 0 | 0 | 0 | 0 | 0
SCE Third Party Roll-up E3 Calculator - With Carbon Adder | [17 empty] | System | #N/A | [21 empty] | 0 | 0 | 0 | 0 | 0 | 0 | 0 | 0 | 0 | 0 | 0 | 0 | 0 | 0 | 0 | 0 | 0 | 0 | 0 | 0 | 0 | 0 | 0 | 0 | 0 | 0 | 0 | 0 | 0
SCE Third Party Roll-up E3 Calculator - With Carbon Adder | [17 empty] | System | #N/A | [21 empty] | 0 | 0 | 0 | 0 | 0 | 0 | 0 | 0 | 0 | 0 | 0 | 0 | 0 | 0 | 0 | 0 | 0 | 0 | 0 | 0 | 0 | 0 | 0 | 0 | 0 | 0 | 0 | 0 | 0
SCE Third Party Roll-up E3 Calculator - With Carbon Adder | [17 empty] | System | #N/A | [21 empty] | 0 | 0 | 0 | 0 | 0 | 0 | 0 | 0 | 0 | 0 | 0 | 0 | 0 | 0 | 0 | 0 | 0 | 0 | 0 | 0 | 0 | 0 | 0 | 0 | 0 | 0 | 0 | 0 | 0
SCE Third Party Roll-up E3 Calculator - With Carbon Adder | [17 empty] | System | #N/A | [21 empty] | 0 | 0 | 0 | 0 | 0 | 0 | 0 | 0 | 0 | 0 | 0 | 0 | 0 | 0 | 0 | 0 | 0 | 0 | 0 | 0 | 0 | 0 | 0 | 0 | 0 | 0 | 0 | 0 | 0
SCE Third Party Roll-up E3 Calculator - With Carbon Adder | [17 empty] | System | #N/A | [21 empty] | 0 | 0 | 0 | 0 | 0 | 0 | 0 | 0 | 0 | 0 | 0 | 0 | 0 | 0 | 0 | 0 | 0 | 0 | 0 | 0 | 0 | 0 | 0 | 0 | 0 | 0 | 0 | 0 | 0
SCE Third Party Roll-up E3 Calculator - With Carbon Adder | [17 empty] | System | #N/A | [21 empty] | 0 | 0 | 0 | 0 | 0 | 0 | 0 | 0 | 0 | 0 | 0 | 0 | 0 | 0 | 0 | 0 | 0 | 0 | 0 | 0 | 0 | 0 | 0 | 0 | 0 | 0 | 0 | 0 | 0
SCE Third Party Roll-up E3 Calculator - With Carbon Adder | [17 empty] | System | #N/A | [21 empty] | 0 | 0 | 0 | 0 | 0 | 0 | 0 | 0 | 0 | 0 | 0 | 0 | 0 | 0 | 0 | 0 | 0 | 0 | 0 | 0 | 0 | 0 | 0 | 0 | 0 | 0 | 0 | 0 | 0
SCE Third Party Roll-up E3 Calculator - With Carbon Adder | [17 empty] | System | #N/A | [21 empty] | 0 | 0 | 0 | 0 | 0 | 0 | 0 | 0 | 0 | 0 | 0 | 0 | 0 | 0 | 0 | 0 | 0 | 0 | 0 | 0 | 0 | 0 | 0 | 0 | 0 | 0 | 0 | 0 | 0
SCE Third Party Roll-up E3 Calculator - With Carbon Adder | [17 empty] | System | #N/A | [21 empty] | 0 | 0 | 0 | 0 | 0 | 0 | 0 | 0 | 0 | 0 | 0 | 0 | 0 | 0 | 0 | 0 | 0 | 0 | 0 | 0 | 0 | 0 | 0 | 0 | 0 | 0 | 0 | 0 | 0
SCE Third Party Roll-up E3 Calculator - With Carbon Adder | [17 empty] | System | #N/A | [21 empty] | 0 | 0 | 0 | 0 | 0 | 0 | 0 | 0 | 0 | 0 | 0 | 0 | 0 | 0 | 0 | 0 | 0 | 0 | 0 | 0 | 0 | 0 | 0 | 0 | 0 | 0 | 0 | 0 | 0
SCE Third Party Roll-up E3 Calculator - With Carbon Adder | [17 empty] | System | #N/A | [21 empty] | 0 | 0 | 0 | 0 | 0 | 0 | 0 | 0 | 0 | 0 | 0 | 0 | 0 | 0 | 0 | 0 | 0 | 0 | 0 | 0 | 0 | 0 | 0 | 0 | 0 | 0 | 0 | 0 | 0
SCE Third Party Roll-up E3 Calculator - With Carbon Adder | [17 empty] | System | #N/A | [21 empty] | 0 | 0 | 0 | 0 | 0 | 0 | 0 | 0 | 0 | 0 | 0 | 0 | 0 | 0 | 0 | 0 | 0 | 0 | 0 | 0 | 0 | 0 | 0 | 0 | 0 | 0 | 0 | 0 | 0
SCE Third Party Roll-up E3 Calculator - With Carbon Adder | [17 empty] | System | #N/A | [21 empty] | 0 | 0 | 0 | 0 | 0 | 0 | 0 | 0 | 0 | 0 | 0 | 0 | 0 | 0 | 0 | 0 | 0 | 0 | 0 | 0 | 0 | 0 | 0 | 0 | 0 | 0 | 0 | 0 | 0
SCE Third Party Roll-up E3 Calculator - With Carbon Adder | [17 empty] | System | #N/A | [21 empty] | 0 | 0 | 0 | 0 | 0 | 0 | 0 | 0 | 0 | 0 | 0 | 0 | 0 | 0 | 0 | 0 | 0 | 0 | 0 | 0 | 0 | 0 | 0 | 0 | 0 | 0 | 0 | 0 | 0
SCE Third Party Roll-up E3 Calculator - With Carbon Adder | [17 empty] | System | #N/A | [21 empty] | 0 | 0 | 0 | 0 | 0 | 0 | 0 | 0 | 0 | 0 | 0 | 0 | 0 | 0 | 0 | 0 | 0 | 0 | 0 | 0 | 0 | 0 | 0 | 0 | 0 | 0 | 0 | 0 | 0
SCE Third Party Roll-up E3 Calculator - With Carbon Adder | [17 empty] | System | #N/A | [21 empty] | 0 | 0 | 0 | 0 | 0 | 0 | 0 | 0 | 0 | 0 | 0 | 0 | 0 | 0 | 0 | 0 | 0 | 0 | 0 | 0 | 0 | 0 | 0 | 0 | 0 | 0 | 0 | 0 | 0
SCE Third Party Roll-up E3 Calculator - With Carbon Adder | [17 empty] | System | #N/A | [21 empty] | 0 | 0 | 0 | 0 | 0 | 0 | 0 | 0 | 0 | 0 | 0 | 0 | 0 | 0 | 0 | 0 | 0 | 0 | 0 | 0 | 0 | 0 | 0 | 0 | 0 | 0 | 0 | 0 | 0
SCE Third Party Roll-up E3 Calculator - With Carbon Adder | [17 empty] | System | #N/A | [21 empty] | 0 | 0 | 0 | 0 | 0 | 0 | 0 | 0 | 0 | 0 | 0 | 0 | 0 | 0 | 0 | 0 | 0 | 0 | 0 | 0 | 0 | 0 | 0 | 0 | 0 | 0 | 0 | 0 | 0
SCE Third Party Roll-up E3 Calculator - With Carbon Adder | [17 empty] | System | #N/A | [21 empty] | 0 | 0 | 0 | 0 | 0 | 0 | 0 | 0 | 0 | 0 | 0 | 0 | 0 | 0 | 0 | 0 | 0 | 0 | 0 | 0 | 0 | 0 | 0 | 0 | 0 | 0 | 0 | 0 | 0
SCE Third Party Roll-up E3 Calculator - With Carbon Adder | [17 empty] | System | #N/A | [21 empty] | 0 | 0 | 0 | 0 | 0 | 0 | 0 | 0 | 0 | 0 | 0 | 0 | 0 | 0 | 0 | 0 | 0 | 0 | 0 | 0 | 0 | 0 | 0 | 0 | 0 | 0 | 0 | 0 | 0
SCE Third Party Roll-up E3 Calculator - With Carbon Adder | [17 empty] | System | #N/A | [21 empty] | 0 | 0 | 0 | 0 | 0 | 0 | 0 | 0 | 0 | 0 | 0 | 0 | 0 | 0 | 0 | 0 | 0 | 0 | 0 | 0 | 0 | 0 | 0 | 0 | 0 | 0 | 0 | 0 | 0
SCE Third Party Roll-up E3 Calculator - With Carbon Adder | [17 empty] | System | #N/A | [21 empty] | 0 | 0 | 0 | 0 | 0 | 0 | 0 | 0 | 0 | 0 | 0 | 0 | 0 | 0 | 0 | 0 | 0 | 0 | 0 | 0 | 0 | 0 | 0 | 0 | 0 | 0 | 0 | 0 | 0
SCE Third Party Roll-up E3 Calculator - With Carbon Adder | [17 empty] | System | #N/A | [21 empty] | 0 | 0 | 0 | 0 | 0 | 0 | 0 | 0 | 0 | 0 | 0 | 0 | 0 | 0 | 0 | 0 | 0 | 0 | 0 | 0 | 0 | 0 | 0 | 0 | 0 | 0 | 0 | 0 | 0
SCE Third Party Roll-up E3 Calculator - With Carbon Adder | [17 empty] | System | #N/A | [21 empty] | 0 | 0 | 0 | 0 | 0 | 0 | 0 | 0 | 0 | 0 | 0 | 0 | 0 | 0 | 0 | 0 | 0 | 0 | 0 | 0 | 0 | 0 | 0 | 0 | 0 | 0 | 0 | 0 | 0
SCE Third Party Roll-up E3 Calculator - With Carbon Adder | [17 empty] | System | #N/A | [21 empty] | 0 | 0 | 0 | 0 | 0 | 0 | 0 | 0 | 0 | 0 | 0 | 0 | 0 | 0 | 0 | 0 | 0 | 0 | 0 | 0 | 0 | 0 | 0 | 0 | 0 | 0 | 0 | 0 | 0
SCE Third Party Roll-up E3 Calculator - With Carbon Adder | [17 empty] | System | #N/A | [21 empty] | 0 | 0 | 0 | 0 | 0 | 0 | 0 | 0 | 0 | 0 | 0 | 0 | 0 | 0 | 0 | 0 | 0 | 0 | 0 | 0 | 0 | 0 | 0 | 0 | 0 | 0 | 0 | 0 | 0
SCE Third Party Roll-up E3 Calculator - With Carbon Adder | [17 empty] | System | #N/A | [21 empty] | 0 | 0 | 0 | 0 | 0 | 0 | 0 | 0 | 0 | 0 | 0 | 0 | 0 | 0 | 0 | 0 | 0 | 0 | 0 | 0 | 0 | 0 | 0 | 0 | 0 | 0 | 0 | 0 | 0
SCE Third Party Roll-up E3 Calculator - With Carbon Adder | [17 empty] | System | #N/A | [21 empty] | 0 | 0 | 0 | 0 | 0 | 0 | 0 | 0 | 0 | 0 | 0 | 0 | 0 | 0 | 0 | 0 | 0 | 0 | 0 | 0 | 0 | 0 | 0 | 0 | 0 | 0 | 0 | 0 | 0
SCE Third Party Roll-up E3 Calculator - With Carbon Adder | [17 empty] | System | #N/A | [21 empty] | 0 | 0 | 0 | 0 | 0 | 0 | 0 | 0 | 0 | 0 | 0 | 0 | 0 | 0 | 0 | 0 | 0 | 0 | 0 | 0 | 0 | 0 | 0 | 0 | 0 | 0 | 0 | 0 | 0
SCE Third Party Roll-up E3 Calculator - With Carbon Adder | [17 empty] | System | #N/A | [21 empty] | 0 | 0 | 0 | 0 | 0 | 0 | 0 | 0 | 0 | 0 | 0 | 0 | 0 | 0 | 0 | 0 | 0 | 0 | 0 | 0 | 0 | 0 | 0 | 0 | 0 | 0 | 0 | 0 | 0
SCE Third Party Roll-up E3 Calculator - With Carbon Adder | [17 empty] | System | #N/A | [21 empty] | 0 | 0 | 0 | 0 | 0 | 0 | 0 | 0 | 0 | 0 | 0 | 0 | 0 | 0 | 0 | 0 | 0 | 0 | 0 | 0 | 0 | 0 | 0 | 0 | 0 | 0 | 0 | 0 | 0
SCE Third Party Roll-up E3 Calculator - With Carbon Adder | [17 empty] | System | #N/A | [21 empty] | 0 | 0 | 0 | 0 | 0 | 0 | 0 | 0 | 0 | 0 | 0 | 0 | 0 | 0 | 0 | 0 | 0 | 0 | 0 | 0 | 0 | 0 | 0 | 0 | 0 | 0 | 0 | 0 | 0
SCE Third Party Roll-up E3 Calculator - With Carbon Adder | [17 empty] | System | #N/A | [21 empty] | 0 | 0 | 0 | 0 | 0 | 0 | 0 | 0 | 0 | 0 | 0 | 0 | 0 | 0 | 0 | 0 | 0 | 0 | 0 | 0 | 0 | 0 | 0 | 0 | 0 | 0 | 0 | 0 | 0
SCE Third Party Roll-up E3 Calculator - With Carbon Adder | [17 empty] | System | #N/A | [21 empty] | 0 | 0 | 0 | 0 | 0 | 0 | 0 | 0 | 0 | 0 | 0 | 0 | 0 | 0 | 0 | 0 | 0 | 0 | 0 | 0 | 0 | 0 | 0 | 0 | 0 | 0 | 0 | 0 | 0
SCE Third Party Roll-up E3 Calculator - With Carbon Adder | [17 empty] | System | #N/A | [21 empty] | 0 | 0 | 0 | 0 | 0 | 0 | 0 | 0 | 0 | 0 | 0 | 0 | 0 | 0 | 0 | 0 | 0 | 0 | 0 | 0 | 0 | 0 | 0 | 0 | 0 | 0 | 0 | 0 | 0
SCE Third Party Roll-up E3 Calculator - With Carbon Adder | [17 empty] | System | #N/A | [21 empty] | 0 | 0 | 0 | 0 | 0 | 0 | 0 | 0 | 0 | 0 | 0 | 0 | 0 | 0 | 0 | 0 | 0 | 0 | 0 | 0 | 0 | 0 | 0 | 0 | 0 | 0 | 0 | 0 | 0
SCE Third Party Roll-up E3 Calculator - With Carbon Adder | [17 empty] | System | #N/A | [21 empty] | 0 | 0 | 0 | 0 | 0 | 0 | 0 | 0 | 0 | 0 | 0 | 0 | 0 | 0 | 0 | 0 | 0 | 0 | 0 | 0 | 0 | 0 | 0 | 0 | 0 | 0 | 0 | 0 | 0
SCE Third Party Roll-up E3 Calculator - With Carbon Adder | [17 empty] | System | #N/A | [21 empty] | 0 | 0 | 0 | 0 | 0 | 0 | 0 | 0 | 0 | 0 | 0 | 0 | 0 | 0 | 0 | 0 | 0 | 0 | 0 | 0 | 0 | 0 | 0 | 0 | 0 | 0 | 0 | 0 | 0
SCE Third Party Roll-up E3 Calculator - With Carbon Adder | [17 empty] | System | #N/A | [21 empty] | 0 | 0 | 0 | 0 | 0 | 0 | 0 | 0 | 0 | 0 | 0 | 0 | 0 | 0 | 0 | 0 | 0 | 0 | 0 | 0 | 0 | 0 | 0 | 0 | 0 | 0 | 0 | 0 | 0
SCE Third Party Roll-up E3 Calculator - With Carbon Adder | [17 empty] | System | #N/A | [21 empty] | 0 | 0 | 0 | 0 | 0 | 0 | 0 | 0 | 0 | 0 | 0 | 0 | 0 | 0 | 0 | 0 | 0 | 0 | 0 | 0 | 0 | 0 | 0 | 0 | 0 | 0 | 0 | 0 | 0
SCE Third Party Roll-up E3 Calculator - With Carbon Adder | [17 empty] | System | #N/A | [21 empty] | 0 | 0 | 0 | 0 | 0 | 0 | 0 | 0 | 0 | 0 | 0 | 0 | 0 | 0 | 0 | 0 | 0 | 0 | 0 | 0 | 0 | 0 | 0 | 0 | 0 | 0 | 0 | 0 | 0
SCE Third Party Roll-up E3 Calculator - With Carbon Adder | [17 empty] | System | #N/A | [21 empty] | 0 | 0 | 0 | 0 | 0 | 0 | 0 | 0 | 0 | 0 | 0 | 0 | 0 | 0 | 0 | 0 | 0 | 0 | 0 | 0 | 0 | 0 | 0 | 0 | 0 | 0 | 0 | 0 | 0
SCE Third Party Roll-up E3 Calculator - With Carbon Adder | [17 empty] | System | #N/A | [21 empty] | 0 | 0 | 0 | 0 | 0 | 0 | 0 | 0 | 0 | 0 | 0 | 0 | 0 | 0 | 0 | 0 | 0 | 0 | 0 | 0 | 0 | 0 | 0 | 0 | 0 | 0 | 0 | 0 | 0
SCE Third Party Roll-up E3 Calculator - With Carbon Adder | [17 empty] | System | #N/A | [21 empty] | 0 | 0 | 0 | 0 | 0 | 0 | 0 | 0 | 0 | 0 | 0 | 0 | 0 | 0 | 0 | 0 | 0 | 0 | 0 | 0 | 0 | 0 | 0 | 0 | 0 | 0 | 0 | 0 | 0
SCE Third Party Roll-up E3 Calculator - With Carbon Adder | [17 empty] | System | #N/A | [21 empty] | 0 | 0 | 0 | 0 | 0 | 0 | 0 | 0 | 0 | 0 | 0 | 0 | 0 | 0 | 0 | 0 | 0 | 0 | 0 | 0 | 0 | 0 | 0 | 0 | 0 | 0 | 0 | 0 | 0
SCE Third Party Roll-up E3 Calculator - With Carbon Adder | [17 empty] | System | #N/A | [21 empty] | 0 | 0 | 0 | 0 | 0 | 0 | 0 | 0 | 0 | 0 | 0 | 0 | 0 | 0 | 0 | 0 | 0 | 0 | 0 | 0 | 0 | 0 | 0 | 0 | 0 | 0 | 0 | 0 | 0
SCE Third Party Roll-up E3 Calculator - With Carbon Adder | [17 empty] | System | #N/A | [21 empty] | 0 | 0 | 0 | 0 | 0 | 0 | 0 | 0 | 0 | 0 | 0 | 0 | 0 | 0 | 0 | 0 | 0 | 0 | 0 | 0 | 0 | 0 | 0 | 0 | 0 | 0 | 0 | 0 | 0
SCE Third Party Roll-up E3 Calculator - With Carbon Adder | [17 empty] | System | #N/A | [21 empty] | 0 | 0 | 0 | 0 | 0 | 0 | 0 | 0 | 0 | 0 | 0 | 0 | 0 | 0 | 0 | 0 | 0 | 0 | 0 | 0 | 0 | 0 | 0 | 0 | 0 | 0 | 0 | 0 | 0
SCE Third Party Roll-up E3 Calculator - With Carbon Adder | [17 empty] | System | #N/A | [21 empty] | 0 | 0 | 0 | 0 | 0 | 0 | 0 | 0 | 0 | 0 | 0 | 0 | 0 | 0 | 0 | 0 | 0 | 0 | 0 | 0 | 0 | 0 | 0 | 0 | 0 | 0 | 0 | 0 | 0
SCE Third Party Roll-up E3 Calculator - With Carbon Adder | [17 empty] | System | #N/A | [21 empty] | 0 | 0 | 0 | 0 | 0 | 0 | 0 | 0 | 0 | 0 | 0 | 0 | 0 | 0 | 0 | 0 | 0 | 0 | 0 | 0 | 0 | 0 | 0 | 0 | 0 | 0 | 0 | 0 | 0
SCE Third Party Roll-up E3 Calculator - With Carbon Adder | [17 empty] | System | #N/A | [21 empty] | 0 | 0 | 0 | 0 | 0 | 0 | 0 | 0 | 0 | 0 | 0 | 0 | 0 | 0 | 0 | 0 | 0 | 0 | 0 | 0 | 0 | 0 | 0 | 0 | 0 | 0 | 0 | 0 | 0
SCE Third Party Roll-up E3 Calculator - With Carbon Adder | [17 empty] | System | #N/A | [21 empty] | 0 | 0 | 0 | 0 | 0 | 0 | 0 | 0 | 0 | 0 | 0 | 0 | 0 | 0 | 0 | 0 | 0 | 0 | 0 | 0 | 0 | 0 | 0 | 0 | 0 | 0 | 0 | 0 | 0
SCE Third Party Roll-up E3 Calculator - With Carbon Adder | [17 empty] | System | #N/A | [21 empty] | 0 | 0 | 0 | 0 | 0 | 0 | 0 | 0 | 0 | 0 | 0 | 0 | 0 | 0 | 0 | 0 | 0 | 0 | 0 | 0 | 0 | 0 | 0 | 0 | 0 | 0 | 0 | 0 | 0
SCE Third Party Roll-up E3 Calculator - With Carbon Adder | [17 empty] | System | #N/A | [21 empty] | 0 | 0 | 0 | 0 | 0 | 0 | 0 | 0 | 0 | 0 | 0 | 0 | 0 | 0 | 0 | 0 | 0 | 0 | 0 | 0 | 0 | 0 | 0 | 0 | 0 | 0 | 0 | 0 | 0
SCE Third Party Roll-up E3 Calculator - With Carbon Adder | [17 empty] | System | #N/A | [21 empty] | 0 | 0 | 0 | 0 | 0 | 0 | 0 | 0 | 0 | 0 | 0 | 0 | 0 | 0 | 0 | 0 | 0 | 0 | 0 | 0 | 0 | 0 | 0 | 0 | 0 | 0 | 0 | 0 | 0
SCE Third Party Roll-up E3 Calculator - With Carbon Adder | [17 empty] | System | #N/A | [21 empty] | 0 | 0 | 0 | 0 | 0 | 0 | 0 | 0 | 0 | 0 | 0 | 0 | 0 | 0 | 0 | 0 | 0 | 0 | 0 | 0 | 0 | 0 | 0 | 0 | 0 | 0 | 0 | 0 | 0
SCE Third Party Roll-up E3 Calculator - With Carbon Adder | [17 empty] | System | #N/A | [21 empty] | 0 | 0 | 0 | 0 | 0 | 0 | 0 | 0 | 0 | 0 | 0 | 0 | 0 | 0 | 0 | 0 | 0 | 0 | 0 | 0 | 0 | 0 | 0 | 0 | 0 | 0 | 0 | 0 | 0
SCE Third Party Roll-up E3 Calculator - With Carbon Adder | [17 empty] | System | #N/A | [21 empty] | 0 | 0 | 0 | 0 | 0 | 0 | 0 | 0 | 0 | 0 | 0 | 0 | 0 | 0 | 0 | 0 | 0 | 0 | 0 | 0 | 0 | 0 | 0 | 0 | 0 | 0 | 0 | 0 | 0
SCE Third Party Roll-up E3 Calculator - With Carbon Adder | [17 empty] | System | #N/A | [21 empty] | 0 | 0 | 0 | 0 | 0 | 0 | 0 | 0 | 0 | 0 | 0 | 0 | 0 | 0 | 0 | 0 | 0 | 0 | 0 | 0 | 0 | 0 | 0 | 0 | 0 | 0 | 0 | 0 | 0
SCE Third Party Roll-up E3 Calculator - With Carbon Adder | [17 empty] | System | #N/A | [21 empty] | 0 | 0 | 0 | 0 | 0 | 0 | 0 | 0 | 0 | 0 | 0 | 0 | 0 | 0 | 0 | 0 | 0 | 0 | 0 | 0 | 0 | 0 | 0 | 0 | 0 | 0 | 0 | 0 | 0
SCE Third Party Roll-up E3 Calculator - With Carbon Adder | [17 empty] | System | #N/A | [21 empty] | 0 | 0 | 0 | 0 | 0 | 0 | 0 | 0 | 0 | 0 | 0 | 0 | 0 | 0 | 0 | 0 | 0 | 0 | 0 | 0 | 0 | 0 | 0 | 0 | 0 | 0 | 0 | 0 | 0
SCE Third Party Roll-up E3 Calculator - With Carbon Adder | [17 empty] | System | #N/A | [21 empty] | 0 | 0 | 0 | 0 | 0 | 0 | 0 | 0 | 0 | 0 | 0 | 0 | 0 | 0 | 0 | 0 | 0 | 0 | 0 | 0 | 0 | 0 | 0 | 0 | 0 | 0 | 0 | 0 | 0
SCE Third Party Roll-up E3 Calculator - With Carbon Adder | [17 empty] | System | #N/A | [21 empty] | 0 | 0 | 0 | 0 | 0 | 0 | 0 | 0 | 0 | 0 | 0 | 0 | 0 | 0 | 0 | 0 | 0 | 0 | 0 | 0 | 0 | 0 | 0 | 0 | 0 | 0 | 0 | 0 | 0
SCE Third Party Roll-up E3 Calculator - With Carbon Adder | [17 empty] | System | #N/A | [21 empty] | 0 | 0 | 0 | 0 | 0 | 0 | 0 | 0 | 0 | 0 | 0 | 0 | 0 | 0 | 0 | 0 | 0 | 0 | 0 | 0 | 0 | 0 | 0 | 0 | 0 | 0 | 0 | 0 | 0
SCE Third Party Roll-up E3 Calculator - With Carbon Adder | [17 empty] | System | #N/A | [21 empty] | 0 | 0 | 0 | 0 | 0 | 0 | 0 | 0 | 0 | 0 | 0 | 0 | 0 | 0 | 0 | 0 | 0 | 0 | 0 | 0 | 0 | 0 | 0 | 0 | 0 | 0 | 0 | 0 | 0
SCE Third Party Roll-up E3 Calculator - With Carbon Adder | [17 empty] | System | #N/A | [21 empty] | 0 | 0 | 0 | 0 | 0 | 0 | 0 | 0 | 0 | 0 | 0 | 0 | 0 | 0 | 0 | 0 | 0 | 0 | 0 | 0 | 0 | 0 | 0 | 0 | 0 | 0 | 0 | 0 | 0
SCE Third Party Roll-up E3 Calculator - With Carbon Adder | [17 empty] | System | #N/A | [21 empty] | 0 | 0 | 0 | 0 | 0 | 0 | 0 | 0 | 0 | 0 | 0 | 0 | 0 | 0 | 0 | 0 | 0 | 0 | 0 | 0 | 0 | 0 | 0 | 0 | 0 | 0 | 0 | 0 | 0
SCE Third Party Roll-up E3 Calculator - With Carbon Adder | [17 empty] | System | #N/A | [21 empty] | 0 | 0 | 0 | 0 | 0 | 0 | 0 | 0 | 0 | 0 | 0 | 0 | 0 | 0 | 0 | 0 | 0 | 0 | 0 | 0 | 0 | 0 | 0 | 0 | 0 | 0 | 0 | 0 | 0
SCE Third Party Roll-up E3 Calculator - With Carbon Adder | [17 empty] | System | #N/A | [21 empty] | 0 | 0 | 0 | 0 | 0 | 0 | 0 | 0 | 0 | 0 | 0 | 0 | 0 | 0 | 0 | 0 | 0 | 0 | 0 | 0 | 0 | 0 | 0 | 0 | 0 | 0 | 0 | 0 | 0
SCE Third Party Roll-up E3 Calculator - With Carbon Adder | [17 empty] | System | #N/A | [21 empty] | 0 | 0 | 0 | 0 | 0 | 0 | 0 | 0 | 0 | 0 | 0 | 0 | 0 | 0 | 0 | 0 | 0 | 0 | 0 | 0 | 0 | 0 | 0 | 0 | 0 | 0 | 0 | 0 | 0
SCE Third Party Roll-up E3 Calculator - With Carbon Adder | [17 empty] | System | #N/A | [21 empty] | 0 | 0 | 0 | 0 | 0 | 0 | 0 | 0 | 0 | 0 | 0 | 0 | 0 | 0 | 0 | 0 | 0 | 0 | 0 | 0 | 0 | 0 | 0 | 0 | 0 | 0 | 0 | 0 | 0
SCE Third Party Roll-up E3 Calculator - With Carbon Adder | [17 empty] | System | #N/A | [21 empty] | 0 | 0 | 0 | 0 | 0 | 0 | 0 | 0 | 0 | 0 | 0 | 0 | 0 | 0 | 0 | 0 | 0 | 0 | 0 | 0 | 0 | 0 | 0 | 0 | 0 | 0 | 0 | 0 | 0
SCE Third Party Roll-up E3 Calculator - With Carbon Adder | [17 empty] | System | #N/A | [21 empty] | 0 | 0 | 0 | 0 | 0 | 0 | 0 | 0 | 0 | 0 | 0 | 0 | 0 | 0 | 0 | 0 | 0 | 0 | 0 | 0 | 0 | 0 | 0 | 0 | 0 | 0 | 0 | 0 | 0
SCE Third Party Roll-up E3 Calculator - With Carbon Adder | [17 empty] | System | #N/A | [21 empty] | 0 | 0 | 0 | 0 | 0 | 0 | 0 | 0 | 0 | 0 | 0 | 0 | 0 | 0 | 0 | 0 | 0 | 0 | 0 | 0 | 0 | 0 | 0 | 0 | 0 | 0 | 0 | 0 | 0
SCE Third Party Roll-up E3 Calculator - With Carbon Adder | [17 empty] | System | #N/A | [21 empty] | 0 | 0 | 0 | 0 | 0 | 0 | 0 | 0 | 0 | 0 | 0 | 0 | 0 | 0 | 0 | 0 | 0 | 0 | 0 | 0 | 0 | 0 | 0 | 0 | 0 | 0 | 0 | 0 | 0
SCE Third Party Roll-up E3 Calculator - With Carbon Adder | [17 empty] | System | #N/A | [21 empty] | 0 | 0 | 0 | 0 | 0 | 0 | 0 | 0 | 0 | 0 | 0 | 0 | 0 | 0 | 0 | 0 | 0 | 0 | 0 | 0 | 0 | 0 | 0 | 0 | 0 | 0 | 0 | 0 | 0
SCE Third Party Roll-up E3 Calculator - With Carbon Adder | [17 empty] | System | #N/A | [21 empty] | 0 | 0 | 0 | 0 | 0 | 0 | 0 | 0 | 0 | 0 | 0 | 0 | 0 | 0 | 0 | 0 | 0 | 0 | 0 | 0 | 0 | 0 | 0 | 0 | 0 | 0 | 0 | 0 | 0
SCE Third Party Roll-up E3 Calculator - With Carbon Adder | [17 empty] | System | #N/A | [21 empty] | 0 | 0 | 0 | 0 | 0 | 0 | 0 | 0 | 0 | 0 | 0 | 0 | 0 | 0 | 0 | 0 | 0 | 0 | 0 | 0 | 0 | 0 | 0 | 0 | 0 | 0 | 0 | 0 | 0
SCE Third Party Roll-up E3 Calculator - With Carbon Adder | [17 empty] | System | #N/A | [21 empty] | 0 | 0 | 0 | 0 | 0 | 0 | 0 | 0 | 0 | 0 | 0 | 0 | 0 | 0 | 0 | 0 | 0 | 0 | 0 | 0 | 0 | 0 | 0 | 0 | 0 | 0 | 0 | 0 | 0
SCE Third Party Roll-up E3 Calculator - With Carbon Adder | [17 empty] | System | #N/A | [21 empty] | 0 | 0 | 0 | 0 | 0 | 0 | 0 | 0 | 0 | 0 | 0 | 0 | 0 | 0 | 0 | 0 | 0 | 0 | 0 | 0 | 0 | 0 | 0 | 0 | 0 | 0 | 0 | 0 | 0
SCE Third Party Roll-up E3 Calculator - With Carbon Adder | [17 empty] | System | #N/A | [21 empty] | 0 | 0 | 0 | 0 | 0 | 0 | 0 | 0 | 0 | 0 | 0 | 0 | 0 | 0 | 0 | 0 | 0 | 0 | 0 | 0 | 0 | 0 | 0 | 0 | 0 | 0 | 0 | 0 | 0
SCE Third Party Roll-up E3 Calculator - With Carbon Adder | [17 empty] | System | #N/A | [21 empty] | 0 | 0 | 0 | 0 | 0 | 0 | 0 | 0 | 0 | 0 | 0 | 0 | 0 | 0 | 0 | 0 | 0 | 0 | 0 | 0 | 0 | 0 | 0 | 0 | 0 | 0 | 0 | 0 | 0
SCE Third Party Roll-up E3 Calculator - With Carbon Adder | [17 empty] | System | #N/A | [21 empty] | 0 | 0 | 0 | 0 | 0 | 0 | 0 | 0 | 0 | 0 | 0 | 0 | 0 | 0 | 0 | 0 | 0 | 0 | 0 | 0 | 0 | 0 | 0 | 0 | 0 | 0 | 0 | 0 | 0
SCE Third Party Roll-up E3 Calculator - With Carbon Adder | [17 empty] | System | #N/A | [21 empty] | 0 | 0 | 0 | 0 | 0 | 0 | 0 | 0 | 0 | 0 | 0 | 0 | 0 | 0 | 0 | 0 | 0 | 0 | 0 | 0 | 0 | 0 | 0 | 0 | 0 | 0 | 0 | 0 | 0
SCE Third Party Roll-up E3 Calculator - With Carbon Adder | [17 empty] | System | #N/A | [21 empty] | 0 | 0 | 0 | 0 | 0 | 0 | 0 | 0 | 0 | 0 | 0 | 0 | 0 | 0 | 0 | 0 | 0 | 0 | 0 | 0 | 0 | 0 | 0 | 0 | 0 | 0 | 0 | 0 | 0
SCE Third Party Roll-up E3 Calculator - With Carbon Adder | [17 empty] | System | #N/A | [21 empty] | 0 | 0 | 0 | 0 | 0 | 0 | 0 | 0 | 0 | 0 | 0 | 0 | 0 | 0 | 0 | 0 | 0 | 0 | 0 | 0 | 0 | 0 | 0 | 0 | 0 | 0 | 0 | 0 | 0
SCE Third Party Roll-up E3 Calculator - With Carbon Adder | [17 empty] | System | #N/A | [21 empty] | 0 | 0 | 0 | 0 | 0 | 0 | 0 | 0 | 0 | 0 | 0 | 0 | 0 | 0 | 0 | 0 | 0 | 0 | 0 | 0 | 0 | 0 | 0 | 0 | 0 | 0 | 0 | 0 | 0
SCE Third Party Roll-up E3 Calculator - With Carbon Adder | [17 empty] | System | #N/A | [21 empty] | 0 | 0 | 0 | 0 | 0 | 0 | 0 | 0 | 0 | 0 | 0 | 0 | 0 | 0 | 0 | 0 | 0 | 0 | 0 | 0 | 0 | 0 | 0 | 0 | 0 | 0 | 0 | 0 | 0
SCE Third Party Roll-up E3 Calculator - With Carbon Adder | [17 empty] | System | #N/A | [21 empty] | 0 | 0 | 0 | 0 | 0 | 0 | 0 | 0 | 0 | 0 | 0 | 0 | 0 | 0 | 0 | 0 | 0 | 0 | 0 | 0 | 0 | 0 | 0 | 0 | 0 | 0 | 0 | 0 | 0
SCE Third Party Roll-up E3 Calculator - With Carbon Adder | [17 empty] | System | #N/A | [21 empty] | 0 | 0 | 0 | 0 | 0 | 0 | 0 | 0 | 0 | 0 | 0 | 0 | 0 | 0 | 0 | 0 | 0 | 0 | 0 | 0 | 0 | 0 | 0 | 0 | 0 | 0 | 0 | 0 | 0
SCE Third Party Roll-up E3 Calculator - With Carbon Adder | [17 empty] | System | #N/A | [21 empty] | 0 | 0 | 0 | 0 | 0 | 0 | 0 | 0 | 0 | 0 | 0 | 0 | 0 | 0 | 0 | 0 | 0 | 0 | 0 | 0 | 0 | 0 | 0 | 0 | 0 | 0 | 0 | 0 | 0
SCE Third Party Roll-up E3 Calculator - With Carbon Adder | [17 empty] | System | #N/A | [21 empty] | 0 | 0 | 0 | 0 | 0 | 0 | 0 | 0 | 0 | 0 | 0 | 0 | 0 | 0 | 0 | 0 | 0 | 0 | 0 | 0 | 0 | 0 | 0 | 0 | 0 | 0 | 0 | 0 | 0
SCE Third Party Roll-up E3 Calculator - With Carbon Adder | [17 empty] | System | #N/A | [21 empty] | 0 | 0 | 0 | 0 | 0 | 0 | 0 | 0 | 0 | 0 | 0 | 0 | 0 | 0 | 0 | 0 | 0 | 0 | 0 | 0 | 0 | 0 | 0 | 0 | 0 | 0 | 0 | 0 | 0
SCE Third Party Roll-up E3 Calculator - With Carbon Adder | [17 empty] | System | #N/A | [21 empty] | 0 | 0 | 0 | 0 | 0 | 0 | 0 | 0 | 0 | 0 | 0 | 0 | 0 | 0 | 0 | 0 | 0 | 0 | 0 | 0 | 0 | 0 | 0 | 0 | 0 | 0 | 0 | 0 | 0
SCE Third Party Roll-up E3 Calculator - With Carbon Adder | [17 empty] | System | #N/A | [21 empty] | 0 | 0 | 0 | 0 | 0 | 0 | 0 | 0 | 0 | 0 | 0 | 0 | 0 | 0 | 0 | 0 | 0 | 0 | 0 | 0 | 0 | 0 | 0 | 0 | 0 | 0 | 0 | 0 | 0
SCE Third Party Roll-up E3 Calculator - With Carbon Adder | [17 empty] | System | #N/A | [21 empty] | 0 | 0 | 0 | 0 | 0 | 0 | 0 | 0 | 0 | 0 | 0 | 0 | 0 | 0 | 0 | 0 | 0 | 0 | 0 | 0 | 0 | 0 | 0 | 0 | 0 | 0 | 0 | 0 | 0
SCE Third Party Roll-up E3 Calculator - With Carbon Adder | [17 empty] | System | #N/A | [21 empty] | 0 | 0 | 0 | 0 | 0 | 0 | 0 | 0 | 0 | 0 | 0 | 0 | 0 | 0 | 0 | 0 | 0 | 0 | 0 | 0 | 0 | 0 | 0 | 0 | 0 | 0 | 0 | 0 | 0
SCE Third Party Roll-up E3 Calculator - With Carbon Adder | [17 empty] | System | #N/A | [21 empty] | 0 | 0 | 0 | 0 | 0 | 0 | 0 | 0 | 0 | 0 | 0 | 0 | 0 | 0 | 0 | 0 | 0 | 0 | 0 | 0 | 0 | 0 | 0 | 0 | 0 | 0 | 0 | 0 | 0
SCE Third Party Roll-up E3 Calculator - With Carbon Adder | [17 empty] | System | #N/A | [21 empty] | 0 | 0 | 0 | 0 | 0 | 0 | 0 | 0 | 0 | 0 | 0 | 0 | 0 | 0 | 0 | 0 | 0 | 0 | 0 | 0 | 0 | 0 | 0 | 0 | 0 | 0 | 0 | 0 | 0
SCE Third Party Roll-up E3 Calculator - With Carbon Adder | [17 empty] | System | #N/A | [21 empty] | 0 | 0 | 0 | 0 | 0 | 0 | 0 | 0 | 0 | 0 | 0 | 0 | 0 | 0 | 0 | 0 | 0 | 0 | 0 | 0 | 0 | 0 | 0 | 0 | 0 | 0 | 0 | 0 | 0
SCE Third Party Roll-up E3 Calculator - With Carbon Adder | [17 empty] | System | #N/A | [21 empty] | 0 | 0 | 0 | 0 | 0 | 0 | 0 | 0 | 0 | 0 | 0 | 0 | 0 | 0 | 0 | 0 | 0 | 0 | 0 | 0 | 0 | 0 | 0 | 0 | 0 | 0 | 0 | 0 | 0
SCE Third Party Roll-up E3 Calculator - With Carbon Adder | [17 empty] | System | #N/A | [21 empty] | 0 | 0 | 0 | 0 | 0 | 0 | 0 | 0 | 0 | 0 | 0 | 0 | 0 | 0 | 0 | 0 | 0 | 0 | 0 | 0 | 0 | 0 | 0 | 0 | 0 | 0 | 0 | 0 | 0
SCE Third Party Roll-up E3 Calculator - With Carbon Adder | [17 empty] | System | #N/A | [21 empty] | 0 | 0 | 0 | 0 | 0 | 0 | 0 | 0 | 0 | 0 | 0 | 0 | 0 | 0 | 0 | 0 | 0 | 0 | 0 | 0 | 0 | 0 | 0 | 0 | 0 | 0 | 0 | 0 | 0
SCE Third Party Roll-up E3 Calculator - With Carbon Adder | [17 empty] | System | #N/A | [21 empty] | 0 | 0 | 0 | 0 | 0 | 0 | 0 | 0 | 0 | 0 | 0 | 0 | 0 | 0 | 0 | 0 | 0 | 0 | 0 | 0 | 0 | 0 | 0 | 0 | 0 | 0 | 0 | 0 | 0
SCE Third Party Roll-up E3 Calculator - With Carbon Adder | [17 empty] | System | #N/A | [21 empty] | 0 | 0 | 0 | 0 | 0 | 0 | 0 | 0 | 0 | 0 | 0 | 0 | 0 | 0 | 0 | 0 | 0 | 0 | 0 | 0 | 0 | 0 | 0 | 0 | 0 | 0 | 0 | 0 | 0
SCE Third Party Roll-up E3 Calculator - With Carbon Adder | [17 empty] | System | #N/A | [21 empty] | 0 | 0 | 0 | 0 | 0 | 0 | 0 | 0 | 0 | 0 | 0 | 0 | 0 | 0 | 0 | 0 | 0 | 0 | 0 | 0 | 0 | 0 | 0 | 0 | 0 | 0 | 0 | 0 | 0
SCE Third Party Roll-up E3 Calculator - With Carbon Adder | [17 empty] | System | #N/A | [21 empty] | 0 | 0 | 0 | 0 | 0 | 0 | 0 | 0 | 0 | 0 | 0 | 0 | 0 | 0 | 0 | 0 | 0 | 0 | 0 | 0 | 0 | 0 | 0 | 0 | 0 | 0 | 0 | 0 | 0
SCE Third Party Roll-up E3 Calculator - With Carbon Adder | [17 empty] | System | #N/A | [21 empty] | 0 | 0 | 0 | 0 | 0 | 0 | 0 | 0 | 0 | 0 | 0 | 0 | 0 | 0 | 0 | 0 | 0 | 0 | 0 | 0 | 0 | 0 | 0 | 0 | 0 | 0 | 0 | 0 | 0
SCE Third Party Roll-up E3 Calculator - With Carbon Adder | [17 empty] | System | #N/A | [21 empty] | 0 | 0 | 0 | 0 | 0 | 0 | 0 | 0 | 0 | 0 | 0 | 0 | 0 | 0 | 0 | 0 | 0 | 0 | 0 | 0 | 0 | 0 | 0 | 0 | 0 | 0 | 0 | 0 | 0
SCE Third Party Roll-up E3 Calculator - With Carbon Adder | [17 empty] | System | #N/A | [21 empty] | 0 | 0 | 0 | 0 | 0 | 0 | 0 | 0 | 0 | 0 | 0 | 0 | 0 | 0 | 0 | 0 | 0 | 0 | 0 | 0 | 0 | 0 | 0 | 0 | 0 | 0 | 0 | 0 | 0
SCE Third Party Roll-up E3 Calculator - With Carbon Adder | [17 empty] | System | #N/A | [21 empty] | 0 | 0 | 0 | 0 | 0 | 0 | 0 | 0 | 0 | 0 | 0 | 0 | 0 | 0 | 0 | 0 | 0 | 0 | 0 | 0 | 0 | 0 | 0 | 0 | 0 | 0 | 0 | 0 | 0
SCE Third Party Roll-up E3 Calculator - With Carbon Adder | [17 empty] | System | #N/A | [21 empty] | 0 | 0 | 0 | 0 | 0 | 0 | 0 | 0 | 0 | 0 | 0 | 0 | 0 | 0 | 0 | 0 | 0 | 0 | 0 | 0 | 0 | 0 | 0 | 0 | 0 | 0 | 0 | 0 | 0
SCE Third Party Roll-up E3 Calculator - With Carbon Adder | [17 empty] | System | #N/A | [21 empty] | 0 | 0 | 0 | 0 | 0 | 0 | 0 | 0 | 0 | 0 | 0 | 0 | 0 | 0 | 0 | 0 | 0 | 0 | 0 | 0 | 0 | 0 | 0 | 0 | 0 | 0 | 0 | 0 | 0
SCE Third Party Roll-up E3 Calculator - With Carbon Adder | [17 empty] | System | #N/A | [21 empty] | 0 | 0 | 0 | 0 | 0 | 0 | 0 | 0 | 0 | 0 | 0 | 0 | 0 | 0 | 0 | 0 | 0 | 0 | 0 | 0 | 0 | 0 | 0 | 0 | 0 | 0 | 0 | 0 | 0
SCE Third Party Roll-up E3 Calculator - With Carbon Adder | [17 empty] | System | #N/A | [21 empty] | 0 | 0 | 0 | 0 | 0 | 0 | 0 | 0 | 0 | 0 | 0 | 0 | 0 | 0 | 0 | 0 | 0 | 0 | 0 | 0 | 0 | 0 | 0 | 0 | 0 | 0 | 0 | 0 | 0
SCE Third Party Roll-up E3 Calculator - With Carbon Adder | [17 empty] | System | #N/A | [21 empty] | 0 | 0 | 0 | 0 | 0 | 0 | 0 | 0 | 0 | 0 | 0 | 0 | 0 | 0 | 0 | 0 | 0 | 0 | 0 | 0 | 0 | 0 | 0 | 0 | 0 | 0 | 0 | 0 | 0
SCE Third Party Roll-up E3 Calculator - With Carbon Adder | [17 empty] | System | #N/A | [21 empty] | 0 | 0 | 0 | 0 | 0 | 0 | 0 | 0 | 0 | 0 | 0 | 0 | 0 | 0 | 0 | 0 | 0 | 0 | 0 | 0 | 0 | 0 | 0 | 0 | 0 | 0 | 0 | 0 | 0
SCE Third Party Roll-up E3 Calculator - With Carbon Adder | [17 empty] | System | #N/A | [21 empty] | 0 | 0 | 0 | 0 | 0 | 0 | 0 | 0 | 0 | 0 | 0 | 0 | 0 | 0 | 0 | 0 | 0 | 0 | 0 | 0 | 0 | 0 | 0 | 0 | 0 | 0 | 0 | 0 | 0
SCE Third Party Roll-up E3 Calculator - With Carbon Adder | [17 empty] | System | #N/A | [21 empty] | 0 | 0 | 0 | 0 | 0 | 0 | 0 | 0 | 0 | 0 | 0 | 0 | 0 | 0 | 0 | 0 | 0 | 0 | 0 | 0 | 0 | 0 | 0 | 0 | 0 | 0 | 0 | 0 | 0
SCE Third Party Roll-up E3 Calculator - With Carbon Adder | [17 empty] | System | #N/A | [21 empty] | 0 | 0 | 0 | 0 | 0 | 0 | 0 | 0 | 0 | 0 | 0 | 0 | 0 | 0 | 0 | 0 | 0 | 0 | 0 | 0 | 0 | 0 | 0 | 0 | 0 | 0 | 0 | 0 | 0
SCE Third Party Roll-up E3 Calculator - With Carbon Adder | [17 empty] | System | #N/A | [21 empty] | 0 | 0 | 0 | 0 | 0 | 0 | 0 | 0 | 0 | 0 | 0 | 0 | 0 | 0 | 0 | 0 | 0 | 0 | 0 | 0 | 0 | 0 | 0 | 0 | 0 | 0 | 0 | 0 | 0
SCE Third Party Roll-up E3 Calculator - With Carbon Adder | [17 empty] | System | #N/A | [21 empty] | 0 | 0 | 0 | 0 | 0 | 0 | 0 | 0 | 0 | 0 | 0 | 0 | 0 | 0 | 0 | 0 | 0 | 0 | 0 | 0 | 0 | 0 | 0 | 0 | 0 | 0 | 0 | 0 | 0
SCE Third Party Roll-up E3 Calculator - With Carbon Adder | [17 empty] | System | #N/A | [21 empty] | 0 | 0 | 0 | 0 | 0 | 0 | 0 | 0 | 0 | 0 | 0 | 0 | 0 | 0 | 0 | 0 | 0 | 0 | 0 | 0 | 0 | 0 | 0 | 0 | 0 | 0 | 0 | 0 | 0
SCE Third Party Roll-up E3 Calculator - With Carbon Adder | [17 empty] | System | #N/A | [21 empty] | 0 | 0 | 0 | 0 | 0 | 0 | 0 | 0 | 0 | 0 | 0 | 0 | 0 | 0 | 0 | 0 | 0 | 0 | 0 | 0 | 0 | 0 | 0 | 0 | 0 | 0 | 0 | 0 | 0
SCE Third Party Roll-up E3 Calculator - With Carbon Adder | [17 empty] | System | #N/A | [21 empty] | 0 | 0 | 0 | 0 | 0 | 0 | 0 | 0 | 0 | 0 | 0 | 0 | 0 | 0 | 0 | 0 | 0 | 0 | 0 | 0 | 0 | 0 | 0 | 0 | 0 | 0 | 0 | 0 | 0
SCE Third Party Roll-up E3 Calculator - With Carbon Adder | [17 empty] | System | #N/A | [21 empty] | 0 | 0 | 0 | 0 | 0 | 0 | 0 | 0 | 0 | 0 | 0 | 0 | 0 | 0 | 0 | 0 | 0 | 0 | 0 | 0 | 0 | 0 | 0 | 0 | 0 | 0 | 0 | 0 | 0
SCE Third Party Roll-up E3 Calculator - With Carbon Adder | [17 empty] | System | #N/A | [21 empty] | 0 | 0 | 0 | 0 | 0 | 0 | 0 | 0 | 0 | 0 | 0 | 0 | 0 | 0 | 0 | 0 | 0 | 0 | 0 | 0 | 0 | 0 | 0 | 0 | 0 | 0 | 0 | 0 | 0
SCE Third Party Roll-up E3 Calculator - With Carbon Adder | [17 empty] | System | #N/A | [21 empty] | 0 | 0 | 0 | 0 | 0 | 0 | 0 | 0 | 0 | 0 | 0 | 0 | 0 | 0 | 0 | 0 | 0 | 0 | 0 | 0 | 0 | 0 | 0 | 0 | 0 | 0 | 0 | 0 | 0
SCE Third Party Roll-up E3 Calculator - With Carbon Adder | [17 empty] | System | #N/A | [21 empty] | 0 | 0 | 0 | 0 | 0 | 0 | 0 | 0 | 0 | 0 | 0 | 0 | 0 | 0 | 0 | 0 | 0 | 0 | 0 | 0 | 0 | 0 | 0 | 0 | 0 | 0 | 0 | 0 | 0
SCE Third Party Roll-up E3 Calculator - With Carbon Adder | [17 empty] | System | #N/A | [21 empty] | 0 | 0 | 0 | 0 | 0 | 0 | 0 | 0 | 0 | 0 | 0 | 0 | 0 | 0 | 0 | 0 | 0 | 0 | 0 | 0 | 0 | 0 | 0 | 0 | 0 | 0 | 0 | 0 | 0
SCE Third Party Roll-up E3 Calculator - With Carbon Adder | [17 empty] | System | #N/A | [21 empty] | 0 | 0 | 0 | 0 | 0 | 0 | 0 | 0 | 0 | 0 | 0 | 0 | 0 | 0 | 0 | 0 | 0 | 0 | 0 | 0 | 0 | 0 | 0 | 0 | 0 | 0 | 0 | 0 | 0
SCE Third Party Roll-up E3 Calculator - With Carbon Adder | [17 empty] | System | #N/A | [21 empty] | 0 | 0 | 0 | 0 | 0 | 0 | 0 | 0 | 0 | 0 | 0 | 0 | 0 | 0 | 0 | 0 | 0 | 0 | 0 | 0 | 0 | 0 | 0 | 0 | 0 | 0 | 0 | 0 | 0
SCE Third Party Roll-up E3 Calculator - With Carbon Adder | [17 empty] | System | #N/A | [21 empty] | 0 | 0 | 0 | 0 | 0 | 0 | 0 | 0 | 0 | 0 | 0 | 0 | 0 | 0 | 0 | 0 | 0 | 0 | 0 | 0 | 0 | 0 | 0 | 0 | 0 | 0 | 0 | 0 | 0
SCE Third Party Roll-up E3 Calculator - With Carbon Adder | [17 empty] | System | #N/A | [21 empty] | 0 | 0 | 0 | 0 | 0 | 0 | 0 | 0 | 0 | 0 | 0 | 0 | 0 | 0 | 0 | 0 | 0 | 0 | 0 | 0 | 0 | 0 | 0 | 0 | 0 | 0 | 0 | 0 | 0
SCE Third Party Roll-up E3 Calculator - With Carbon Adder | [17 empty] | System | #N/A | [21 empty] | 0 | 0 | 0 | 0 | 0 | 0 | 0 | 0 | 0 | 0 | 0 | 0 | 0 | 0 | 0 | 0 | 0 | 0 | 0 | 0 | 0 | 0 | 0 | 0 | 0 | 0 | 0 | 0 | 0
SCE Third Party Roll-up E3 Calculator - With Carbon Adder | [17 empty] | System | #N/A | [21 empty] | 0 | 0 | 0 | 0 | 0 | 0 | 0 | 0 | 0 | 0 | 0 | 0 | 0 | 0 | 0 | 0 | 0 | 0 | 0 | 0 | 0 | 0 | 0 | 0 | 0 | 0 | 0 | 0 | 0
SCE Third Party Roll-up E3 Calculator - With Carbon Adder | [17 empty] | System | #N/A | [21 empty] | 0 | 0 | 0 | 0 | 0 | 0 | 0 | 0 | 0 | 0 | 0 | 0 | 0 | 0 | 0 | 0 | 0 | 0 | 0 | 0 | 0 | 0 | 0 | 0 | 0 | 0 | 0 | 0 | 0
SCE Third Party Roll-up E3 Calculator - With Carbon Adder | [17 empty] | System | #N/A | [21 empty] | 0 | 0 | 0 | 0 | 0 | 0 | 0 | 0 | 0 | 0 | 0 | 0 | 0 | 0 | 0 | 0 | 0 | 0 | 0 | 0 | 0 | 0 | 0 | 0 | 0 | 0 | 0 | 0 | 0
SCE Third Party Roll-up E3 Calculator - With Carbon Adder | [17 empty] | System | #N/A | [21 empty] | 0 | 0 | 0 | 0 | 0 | 0 | 0 | 0 | 0 | 0 | 0 | 0 | 0 | 0 | 0 | 0 | 0 | 0 | 0 | 0 | 0 | 0 | 0 | 0 | 0 | 0 | 0 | 0 | 0
SCE Third Party Roll-up E3 Calculator - With Carbon Adder | [17 empty] | System | #N/A | [21 empty] | 0 | 0 | 0 | 0 | 0 | 0 | 0 | 0 | 0 | 0 | 0 | 0 | 0 | 0 | 0 | 0 | 0 | 0 | 0 | 0 | 0 | 0 | 0 | 0 | 0 | 0 | 0 | 0 | 0
SCE Third Party Roll-up E3 Calculator - With Carbon Adder | [17 empty] | System | #N/A | [21 empty] | 0 | 0 | 0 | 0 | 0 | 0 | 0 | 0 | 0 | 0 | 0 | 0 | 0 | 0 | 0 | 0 | 0 | 0 | 0 | 0 | 0 | 0 | 0 | 0 | 0 | 0 | 0 | 0 | 0
SCE Third Party Roll-up E3 Calculator - With Carbon Adder | [17 empty] | System | #N/A | [21 empty] | 0 | 0 | 0 | 0 | 0 | 0 | 0 | 0 | 0 | 0 | 0 | 0 | 0 | 0 | 0 | 0 | 0 | 0 | 0 | 0 | 0 | 0 | 0 | 0 | 0 | 0 | 0 | 0 | 0
SCE Third Party Roll-up E3 Calculator - With Carbon Adder | [17 empty] | System | #N/A | [21 empty] | 0 | 0 | 0 | 0 | 0 | 0 | 0 | 0 | 0 | 0 | 0 | 0 | 0 | 0 | 0 | 0 | 0 | 0 | 0 | 0 | 0 | 0 | 0 | 0 | 0 | 0 | 0 | 0 | 0
SCE Third Party Roll-up E3 Calculator - With Carbon Adder | [17 empty] | System | #N/A | [21 empty] | 0 | 0 | 0 | 0 | 0 | 0 | 0 | 0 | 0 | 0 | 0 | 0 | 0 | 0 | 0 | 0 | 0 | 0 | 0 | 0 | 0 | 0 | 0 | 0 | 0 | 0 | 0 | 0 | 0
SCE Third Party Roll-up E3 Calculator - With Carbon Adder | [17 empty] | System | #N/A | [21 empty] | 0 | 0 | 0 | 0 | 0 | 0 | 0 | 0 | 0 | 0 | 0 | 0 | 0 | 0 | 0 | 0 | 0 | 0 | 0 | 0 | 0 | 0 | 0 | 0 | 0 | 0 | 0 | 0 | 0
SCE Third Party Roll-up E3 Calculator - With Carbon Adder | [17 empty] | System | #N/A | [21 empty] | 0 | 0 | 0 | 0 | 0 | 0 | 0 | 0 | 0 | 0 | 0 | 0 | 0 | 0 | 0 | 0 | 0 | 0 | 0 | 0 | 0 | 0 | 0 | 0 | 0 | 0 | 0 | 0 | 0
SCE Third Party Roll-up E3 Calculator - With Carbon Adder | [17 empty] | System | #N/A | [21 empty] | 0 | 0 | 0 | 0 | 0 | 0 | 0 | 0 | 0 | 0 | 0 | 0 | 0 | 0 | 0 | 0 | 0 | 0 | 0 | 0 | 0 | 0 | 0 | 0 | 0 | 0 | 0 | 0 | 0
SCE Third Party Roll-up E3 Calculator - With Carbon Adder | [17 empty] | System | #N/A | [21 empty] | 0 | 0 | 0 | 0 | 0 | 0 | 0 | 0 | 0 | 0 | 0 | 0 | 0 | 0 | 0 | 0 | 0 | 0 | 0 | 0 | 0 | 0 | 0 | 0 | 0 | 0 | 0 | 0 | 0
SCE Third Party Roll-up E3 Calculator - With Carbon Adder | [17 empty] | System | #N/A | [21 empty] | 0 | 0 | 0 | 0 | 0 | 0 | 0 | 0 | 0 | 0 | 0 | 0 | 0 | 0 | 0 | 0 | 0 | 0 | 0 | 0 | 0 | 0 | 0 | 0 | 0 | 0 | 0 | 0 | 0
SCE Third Party Roll-up E3 Calculator - With Carbon Adder | [17 empty] | System | #N/A | [21 empty] | 0 | 0 | 0 | 0 | 0 | 0 | 0 | 0 | 0 | 0 | 0 | 0 | 0 | 0 | 0 | 0 | 0 | 0 | 0 | 0 | 0 | 0 | 0 | 0 | 0 | 0 | 0 | 0 | 0
SCE Third Party Roll-up E3 Calculator - With Carbon Adder | [17 empty] | System | #N/A | [21 empty] | 0 | 0 | 0 | 0 | 0 | 0 | 0 | 0 | 0 | 0 | 0 | 0 | 0 | 0 | 0 | 0 | 0 | 0 | 0 | 0 | 0 | 0 | 0 | 0 | 0 | 0 | 0 | 0 | 0
SCE Third Party Roll-up E3 Calculator - With Carbon Adder | [17 empty] | System | #N/A | [21 empty] | 0 | 0 | 0 | 0 | 0 | 0 | 0 | 0 | 0 | 0 | 0 | 0 | 0 | 0 | 0 | 0 | 0 | 0 | 0 | 0 | 0 | 0 | 0 | 0 | 0 | 0 | 0 | 0 | 0
SCE Third Party Roll-up E3 Calculator - With Carbon Adder | [17 empty] | System | #N/A | [21 empty] | 0 | 0 | 0 | 0 | 0 | 0 | 0 | 0 | 0 | 0 | 0 | 0 | 0 | 0 | 0 | 0 | 0 | 0 | 0 | 0 | 0 | 0 | 0 | 0 | 0 | 0 | 0 | 0 | 0
SCE Third Party Roll-up E3 Calculator - With Carbon Adder | [17 empty] | System | #N/A | [21 empty] | 0 | 0 | 0 | 0 | 0 | 0 | 0 | 0 | 0 | 0 | 0 | 0 | 0 | 0 | 0 | 0 | 0 | 0 | 0 | 0 | 0 | 0 | 0 | 0 | 0 | 0 | 0 | 0 | 0
SCE Third Party Roll-up E3 Calculator - With Carbon Adder | [17 empty] | System | #N/A | [21 empty] | 0 | 0 | 0 | 0 | 0 | 0 | 0 | 0 | 0 | 0 | 0 | 0 | 0 | 0 | 0 | 0 | 0 | 0 | 0 | 0 | 0 | 0 | 0 | 0 | 0 | 0 | 0 | 0 | 0
SCE Third Party Roll-up E3 Calculator - With Carbon Adder | [17 empty] | System | #N/A | [21 empty] | 0 | 0 | 0 | 0 | 0 | 0 | 0 | 0 | 0 | 0 | 0 | 0 | 0 | 0 | 0 | 0 | 0 | 0 | 0 | 0 | 0 | 0 | 0 | 0 | 0 | 0 | 0 | 0 | 0
SCE Third Party Roll-up E3 Calculator - With Carbon Adder | [17 empty] | System | #N/A | [21 empty] | 0 | 0 | 0 | 0 | 0 | 0 | 0 | 0 | 0 | 0 | 0 | 0 | 0 | 0 | 0 | 0 | 0 | 0 | 0 | 0 | 0 | 0 | 0 | 0 | 0 | 0 | 0 | 0 | 0
SCE Third Party Roll-up E3 Calculator - With Carbon Adder | [17 empty] | System | #N/A | [21 empty] | 0 | 0 | 0 | 0 | 0 | 0 | 0 | 0 | 0 | 0 | 0 | 0 | 0 | 0 | 0 | 0 | 0 | 0 | 0 | 0 | 0 | 0 | 0 | 0 | 0 | 0 | 0 | 0 | 0
SCE Third Party Roll-up E3 Calculator - With Carbon Adder | [17 empty] | System | #N/A | [21 empty] | 0 | 0 | 0 | 0 | 0 | 0 | 0 | 0 | 0 | 0 | 0 | 0 | 0 | 0 | 0 | 0 | 0 | 0 | 0 | 0 | 0 | 0 | 0 | 0 | 0 | 0 | 0 | 0 | 0
SCE Third Party Roll-up E3 Calculator - With Carbon Adder | [17 empty] | System | #N/A | [21 empty] | 0 | 0 | 0 | 0 | 0 | 0 | 0 | 0 | 0 | 0 | 0 | 0 | 0 | 0 | 0 | 0 | 0 | 0 | 0 | 0 | 0 | 0 | 0 | 0 | 0 | 0 | 0 | 0 | 0
SCE Third Party Roll-up E3 Calculator - With Carbon Adder | [17 empty] | System | #N/A | [21 empty] | 0 | 0 | 0 | 0 | 0 | 0 | 0 | 0 | 0 | 0 | 0 | 0 | 0 | 0 | 0 | 0 | 0 | 0 | 0 | 0 | 0 | 0 | 0 | 0 | 0 | 0 | 0 | 0 | 0
SCE Third Party Roll-up E3 Calculator - With Carbon Adder | [17 empty] | System | #N/A | [21 empty] | 0 | 0 | 0 | 0 | 0 | 0 | 0 | 0 | 0 | 0 | 0 | 0 | 0 | 0 | 0 | 0 | 0 | 0 | 0 | 0 | 0 | 0 | 0 | 0 | 0 | 0 | 0 | 0 | 0
SCE Third Party Roll-up E3 Calculator - With Carbon Adder | [17 empty] | System | #N/A | [21 empty] | 0 | 0 | 0 | 0 | 0 | 0 | 0 | 0 | 0 | 0 | 0 | 0 | 0 | 0 | 0 | 0 | 0 | 0 | 0 | 0 | 0 | 0 | 0 | 0 | 0 | 0 | 0 | 0 | 0
SCE Third Party Roll-up E3 Calculator - With Carbon Adder | [17 empty] | System | #N/A | [21 empty] | 0 | 0 | 0 | 0 | 0 | 0 | 0 | 0 | 0 | 0 | 0 | 0 | 0 | 0 | 0 | 0 | 0 | 0 | 0 | 0 | 0 | 0 | 0 | 0 | 0 | 0 | 0 | 0 | 0
SCE Third Party Roll-up E3 Calculator - With Carbon Adder | [17 empty] | System | #N/A | [21 empty] | 0 | 0 | 0 | 0 | 0 | 0 | 0 | 0 | 0 | 0 | 0 | 0 | 0 | 0 | 0 | 0 | 0 | 0 | 0 | 0 | 0 | 0 | 0 | 0 | 0 | 0 | 0 | 0 | 0
SCE Third Party Roll-up E3 Calculator - With Carbon Adder | [17 empty] | System | #N/A | [21 empty] | 0 | 0 | 0 | 0 | 0 | 0 | 0 | 0 | 0 | 0 | 0 | 0 | 0 | 0 | 0 | 0 | 0 | 0 | 0 | 0 | 0 | 0 | 0 | 0 | 0 | 0 | 0 | 0 | 0
SCE Third Party Roll-up E3 Calculator - With Carbon Adder | [17 empty] | System | #N/A | [21 empty] | 0 | 0 | 0 | 0 | 0 | 0 | 0 | 0 | 0 | 0 | 0 | 0 | 0 | 0 | 0 | 0 | 0 | 0 | 0 | 0 | 0 | 0 | 0 | 0 | 0 | 0 | 0 | 0 | 0
SCE Third Party Roll-up E3 Calculator - With Carbon Adder | [17 empty] | System | #N/A | [21 empty] | 0 | 0 | 0 | 0 | 0 | 0 | 0 | 0 | 0 | 0 | 0 | 0 | 0 | 0 | 0 | 0 | 0 | 0 | 0 | 0 | 0 | 0 | 0 | 0 | 0 | 0 | 0 | 0 | 0
SCE Third Party Roll-up E3 Calculator - With Carbon Adder | [17 empty] | System | #N/A | [21 empty] | 0 | 0 | 0 | 0 | 0 | 0 | 0 | 0 | 0 | 0 | 0 | 0 | 0 | 0 | 0 | 0 | 0 | 0 | 0 | 0 | 0 | 0 | 0 | 0 | 0 | 0 | 0 | 0 | 0
SCE Third Party Roll-up E3 Calculator - With Carbon Adder | [17 empty] | System | #N/A | [21 empty] | 0 | 0 | 0 | 0 | 0 | 0 | 0 | 0 | 0 | 0 | 0 | 0 | 0 | 0 | 0 | 0 | 0 | 0 | 0 | 0 | 0 | 0 | 0 | 0 | 0 | 0 | 0 | 0 | 0
SCE Third Party Roll-up E3 Calculator - With Carbon Adder | [17 empty] | System | #N/A | [21 empty] | 0 | 0 | 0 | 0 | 0 | 0 | 0 | 0 | 0 | 0 | 0 | 0 | 0 | 0 | 0 | 0 | 0 | 0 | 0 | 0 | 0 | 0 | 0 | 0 | 0 | 0 | 0 | 0 | 0
SCE Third Party Roll-up E3 Calculator - With Carbon Adder | [17 empty] | System | #N/A | [21 empty] | 0 | 0 | 0 | 0 | 0 | 0 | 0 | 0 | 0 | 0 | 0 | 0 | 0 | 0 | 0 | 0 | 0 | 0 | 0 | 0 | 0 | 0 | 0 | 0 | 0 | 0 | 0 | 0 | 0
SCE Third Party Roll-up E3 Calculator - With Carbon Adder | [17 empty] | System | #N/A | [21 empty] | 0 | 0 | 0 | 0 | 0 | 0 | 0 | 0 | 0 | 0 | 0 | 0 | 0 | 0 | 0 | 0 | 0 | 0 | 0 | 0 | 0 | 0 | 0 | 0 | 0 | 0 | 0 | 0 | 0
SCE Third Party Roll-up E3 Calculator - With Carbon Adder | [17 empty] | System | #N/A | [21 empty] | 0 | 0 | 0 | 0 | 0 | 0 | 0 | 0 | 0 | 0 | 0 | 0 | 0 | 0 | 0 | 0 | 0 | 0 | 0 | 0 | 0 | 0 | 0 | 0 | 0 | 0 | 0 | 0 | 0
SCE Third Party Roll-up E3 Calculator - With Carbon Adder | [17 empty] | System | #N/A | [21 empty] | 0 | 0 | 0 | 0 | 0 | 0 | 0 | 0 | 0 | 0 | 0 | 0 | 0 | 0 | 0 | 0 | 0 | 0 | 0 | 0 | 0 | 0 | 0 | 0 | 0 | 0 | 0 | 0 | 0
SCE Third Party Roll-up E3 Calculator - With Carbon Adder | [17 empty] | System | #N/A | [21 empty] | 0 | 0 | 0 | 0 | 0 | 0 | 0 | 0 | 0 | 0 | 0 | 0 | 0 | 0 | 0 | 0 | 0 | 0 | 0 | 0 | 0 | 0 | 0 | 0 | 0 | 0 | 0 | 0 | 0
SCE Third Party Roll-up E3 Calculator - With Carbon Adder | [17 empty] | System | #N/A | [21 empty] | 0 | 0 | 0 | 0 | 0 | 0 | 0 | 0 | 0 | 0 | 0 | 0 | 0 | 0 | 0 | 0 | 0 | 0 | 0 | 0 | 0 | 0 | 0 | 0 | 0 | 0 | 0 | 0 | 0
SCE Third Party Roll-up E3 Calculator - With Carbon Adder | [17 empty] | System | #N/A | [21 empty] | 0 | 0 | 0 | 0 | 0 | 0 | 0 | 0 | 0 | 0 | 0 | 0 | 0 | 0 | 0 | 0 | 0 | 0 | 0 | 0 | 0 | 0 | 0 | 0 | 0 | 0 | 0 | 0 | 0
SCE Third Party Roll-up E3 Calculator - With Carbon Adder | [17 empty] | System | #N/A | [21 empty] | 0 | 0 | 0 | 0 | 0 | 0 | 0 | 0 | 0 | 0 | 0 | 0 | 0 | 0 | 0 | 0 | 0 | 0 | 0 | 0 | 0 | 0 | 0 | 0 | 0 | 0 | 0 | 0 | 0
SCE Third Party Roll-up E3 Calculator - With Carbon Adder | [17 empty] | System | #N/A | [21 empty] | 0 | 0 | 0 | 0 | 0 | 0 | 0 | 0 | 0 | 0 | 0 | 0 | 0 | 0 | 0 | 0 | 0 | 0 | 0 | 0 | 0 | 0 | 0 | 0 | 0 | 0 | 0 | 0 | 0
SCE Third Party Roll-up E3 Calculator - With Carbon Adder | [17 empty] | System | #N/A | [21 empty] | 0 | 0 | 0 | 0 | 0 | 0 | 0 | 0 | 0 | 0 | 0 | 0 | 0 | 0 | 0 | 0 | 0 | 0 | 0 | 0 | 0 | 0 | 0 | 0 | 0 | 0 | 0 | 0 | 0
SCE Third Party Roll-up E3 Calculator - With Carbon Adder | [17 empty] | System | #N/A | [21 empty] | 0 | 0 | 0 | 0 | 0 | 0 | 0 | 0 | 0 | 0 | 0 | 0 | 0 | 0 | 0 | 0 | 0 | 0 | 0 | 0 | 0 | 0 | 0 | 0 | 0 | 0 | 0 | 0 | 0
SCE Third Party Roll-up E3 Calculator - With Carbon Adder | [17 empty] | System | #N/A | [21 empty] | 0 | 0 | 0 | 0 | 0 | 0 | 0 | 0 | 0 | 0 | 0 | 0 | 0 | 0 | 0 | 0 | 0 | 0 | 0 | 0 | 0 | 0 | 0 | 0 | 0 | 0 | 0 | 0 | 0
SCE Third Party Roll-up E3 Calculator - With Carbon Adder | [17 empty] | System | #N/A | [21 empty] | 0 | 0 | 0 | 0 | 0 | 0 | 0 | 0 | 0 | 0 | 0 | 0 | 0 | 0 | 0 | 0 | 0 | 0 | 0 | 0 | 0 | 0 | 0 | 0 | 0 | 0 | 0 | 0 | 0
SCE Third Party Roll-up E3 Calculator - With Carbon Adder | [17 empty] | System | #N/A | [21 empty] | 0 | 0 | 0 | 0 | 0 | 0 | 0 | 0 | 0 | 0 | 0 | 0 | 0 | 0 | 0 | 0 | 0 | 0 | 0 | 0 | 0 | 0 | 0 | 0 | 0 | 0 | 0 | 0 | 0
SCE Third Party Roll-up E3 Calculator - With Carbon Adder | [17 empty] | System | #N/A | [21 empty] | 0 | 0 | 0 | 0 | 0 | 0 | 0 | 0 | 0 | 0 | 0 | 0 | 0 | 0 | 0 | 0 | 0 | 0 | 0 | 0 | 0 | 0 | 0 | 0 | 0 | 0 | 0 | 0 | 0
SCE Third Party Roll-up E3 Calculator - With Carbon Adder | [17 empty] | System | #N/A | [21 empty] | 0 | 0 | 0 | 0 | 0 | 0 | 0 | 0 | 0 | 0 | 0 | 0 | 0 | 0 | 0 | 0 | 0 | 0 | 0 | 0 | 0 | 0 | 0 | 0 | 0 | 0 | 0 | 0 | 0
SCE Third Party Roll-up E3 Calculator - With Carbon Adder | [17 empty] | System | #N/A | [21 empty] | 0 | 0 | 0 | 0 | 0 | 0 | 0 | 0 | 0 | 0 | 0 | 0 | 0 | 0 | 0 | 0 | 0 | 0 | 0 | 0 | 0 | 0 | 0 | 0 | 0 | 0 | 0 | 0 | 0
SCE Third Party Roll-up E3 Calculator - With Carbon Adder | [17 empty] | System | #N/A | [21 empty] | 0 | 0 | 0 | 0 | 0 | 0 | 0 | 0 | 0 | 0 | 0 | 0 | 0 | 0 | 0 | 0 | 0 | 0 | 0 | 0 | 0 | 0 | 0 | 0 | 0 | 0 | 0 | 0 | 0
SCE Third Party Roll-up E3 Calculator - With Carbon Adder | [17 empty] | System | #N/A | [21 empty] | 0 | 0 | 0 | 0 | 0 | 0 | 0 | 0 | 0 | 0 | 0 | 0 | 0 | 0 | 0 | 0 | 0 | 0 | 0 | 0 | 0 | 0 | 0 | 0 | 0 | 0 | 0 | 0 | 0
SCE Third Party Roll-up E3 Calculator - With Carbon Adder | [17 empty] | System | #N/A | [21 empty] | 0 | 0 | 0 | 0 | 0 | 0 | 0 | 0 | 0 | 0 | 0 | 0 | 0 | 0 | 0 | 0 | 0 | 0 | 0 | 0 | 0 | 0 | 0 | 0 | 0 | 0 | 0 | 0 | 0
SCE Third Party Roll-up E3 Calculator - With Carbon Adder | [17 empty] | System | #N/A | [21 empty] | 0 | 0 | 0 | 0 | 0 | 0 | 0 | 0 | 0 | 0 | 0 | 0 | 0 | 0 | 0 | 0 | 0 | 0 | 0 | 0 | 0 | 0 | 0 | 0 | 0 | 0 | 0 | 0 | 0
SCE Third Party Roll-up E3 Calculator - With Carbon Adder | [17 empty] | System | #N/A | [21 empty] | 0 | 0 | 0 | 0 | 0 | 0 | 0 | 0 | 0 | 0 | 0 | 0 | 0 | 0 | 0 | 0 | 0 | 0 | 0 | 0 | 0 | 0 | 0 | 0 | 0 | 0 | 0 | 0 | 0
SCE Third Party Roll-up E3 Calculator - With Carbon Adder | [17 empty] | System | #N/A | [21 empty] | 0 | 0 | 0 | 0 | 0 | 0 | 0 | 0 | 0 | 0 | 0 | 0 | 0 | 0 | 0 | 0 | 0 | 0 | 0 | 0 | 0 | 0 | 0 | 0 | 0 | 0 | 0 | 0 | 0
SCE Third Party Roll-up E3 Calculator - With Carbon Adder | [17 empty] | System | #N/A | [21 empty] | 0 | 0 | 0 | 0 | 0 | 0 | 0 | 0 | 0 | 0 | 0 | 0 | 0 | 0 | 0 | 0 | 0 | 0 | 0 | 0 | 0 | 0 | 0 | 0 | 0 | 0 | 0 | 0 | 0
SCE Third Party Roll-up E3 Calculator - With Carbon Adder | [17 empty] | System | #N/A | [21 empty] | 0 | 0 | 0 | 0 | 0 | 0 | 0 | 0 | 0 | 0 | 0 | 0 | 0 | 0 | 0 | 0 | 0 | 0 | 0 | 0 | 0 | 0 | 0 | 0 | 0 | 0 | 0 | 0 | 0
SCE Third Party Roll-up E3 Calculator - With Carbon Adder | [17 empty] | System | #N/A | [21 empty] | 0 | 0 | 0 | 0 | 0 | 0 | 0 | 0 | 0 | 0 | 0 | 0 | 0 | 0 | 0 | 0 | 0 | 0 | 0 | 0 | 0 | 0 | 0 | 0 | 0 | 0 | 0 | 0 | 0
SCE Third Party Roll-up E3 Calculator - With Carbon Adder | [17 empty] | System | #N/A | [21 empty] | 0 | 0 | 0 | 0 | 0 | 0 | 0 | 0 | 0 | 0 | 0 | 0 | 0 | 0 | 0 | 0 | 0 | 0 | 0 | 0 | 0 | 0 | 0 | 0 | 0 | 0 | 0 | 0 | 0
SCE Third Party Roll-up E3 Calculator - With Carbon Adder | [17 empty] | System | #N/A | [21 empty] | 0 | 0 | 0 | 0 | 0 | 0 | 0 | 0 | 0 | 0 | 0 | 0 | 0 | 0 | 0 | 0 | 0 | 0 | 0 | 0 | 0 | 0 | 0 | 0 | 0 | 0 | 0 | 0 | 0
SCE Third Party Roll-up E3 Calculator - With Carbon Adder | [17 empty] | System | #N/A | [21 empty] | 0 | 0 | 0 | 0 | 0 | 0 | 0 | 0 | 0 | 0 | 0 | 0 | 0 | 0 | 0 | 0 | 0 | 0 | 0 | 0 | 0 | 0 | 0 | 0 | 0 | 0 | 0 | 0 | 0
SCE Third Party Roll-up E3 Calculator - With Carbon Adder | [17 empty] | System | #N/A | [21 empty] | 0 | 0 | 0 | 0 | 0 | 0 | 0 | 0 | 0 | 0 | 0 | 0 | 0 | 0 | 0 | 0 | 0 | 0 | 0 | 0 | 0 | 0 | 0 | 0 | 0 | 0 | 0 | 0 | 0
SCE Third Party Roll-up E3 Calculator - With Carbon Adder | [17 empty] | System | #N/A | [21 empty] | 0 | 0 | 0 | 0 | 0 | 0 | 0 | 0 | 0 | 0 | 0 | 0 | 0 | 0 | 0 | 0 | 0 | 0 | 0 | 0 | 0 | 0 | 0 | 0 | 0 | 0 | 0 | 0 | 0
SCE Third Party Roll-up E3 Calculator - With Carbon Adder | [17 empty] | System | #N/A | [21 empty] | 0 | 0 | 0 | 0 | 0 | 0 | 0 | 0 | 0 | 0 | 0 | 0 | 0 | 0 | 0 | 0 | 0 | 0 | 0 | 0 | 0 | 0 | 0 | 0 | 0 | 0 | 0 | 0 | 0
SCE Third Party Roll-up E3 Calculator - With Carbon Adder | [17 empty] | System | #N/A | [21 empty] | 0 | 0 | 0 | 0 | 0 | 0 | 0 | 0 | 0 | 0 | 0 | 0 | 0 | 0 | 0 | 0 | 0 | 0 | 0 | 0 | 0 | 0 | 0 | 0 | 0 | 0 | 0 | 0 | 0
SCE Third Party Roll-up E3 Calculator - With Carbon Adder | [17 empty] | System | #N/A | [21 empty] | 0 | 0 | 0 | 0 | 0 | 0 | 0 | 0 | 0 | 0 | 0 | 0 | 0 | 0 | 0 | 0 | 0 | 0 | 0 | 0 | 0 | 0 | 0 | 0 | 0 | 0 | 0 | 0 | 0
SCE Third Party Roll-up E3 Calculator - With Carbon Adder | [17 empty] | System | #N/A | [21 empty] | 0 | 0 | 0 | 0 | 0 | 0 | 0 | 0 | 0 | 0 | 0 | 0 | 0 | 0 | 0 | 0 | 0 | 0 | 0 | 0 | 0 | 0 | 0 | 0 | 0 | 0 | 0 | 0 | 0
SCE Third Party Roll-up E3 Calculator - With Carbon Adder | [17 empty] | System | #N/A | [21 empty] | 0 | 0 | 0 | 0 | 0 | 0 | 0 | 0 | 0 | 0 | 0 | 0 | 0 | 0 | 0 | 0 | 0 | 0 | 0 | 0 | 0 | 0 | 0 | 0 | 0 | 0 | 0 | 0 | 0
SCE Third Party Roll-up E3 Calculator - With Carbon Adder | [17 empty] | System | #N/A | [21 empty] | 0 | 0 | 0 | 0 | 0 | 0 | 0 | 0 | 0 | 0 | 0 | 0 | 0 | 0 | 0 | 0 | 0 | 0 | 0 | 0 | 0 | 0 | 0 | 0 | 0 | 0 | 0 | 0 | 0
SCE Third Party Roll-up E3 Calculator - With Carbon Adder | [17 empty] | System | #N/A | [21 empty] | 0 | 0 | 0 | 0 | 0 | 0 | 0 | 0 | 0 | 0 | 0 | 0 | 0 | 0 | 0 | 0 | 0 | 0 | 0 | 0 | 0 | 0 | 0 | 0 | 0 | 0 | 0 | 0 | 0
SCE Third Party Roll-up E3 Calculator - With Carbon Adder | [17 empty] | System | #N/A | [21 empty] | 0 | 0 | 0 | 0 | 0 | 0 | 0 | 0 | 0 | 0 | 0 | 0 | 0 | 0 | 0 | 0 | 0 | 0 | 0 | 0 | 0 | 0 | 0 | 0 | 0 | 0 | 0 | 0 | 0
SCE Third Party Roll-up E3 Calculator - With Carbon Adder | [17 empty] | System | #N/A | [21 empty] | 0 | 0 | 0 | 0 | 0 | 0 | 0 | 0 | 0 | 0 | 0 | 0 | 0 | 0 | 0 | 0 | 0 | 0 | 0 | 0 | 0 | 0 | 0 | 0 | 0 | 0 | 0 | 0 | 0
SCE Third Party Roll-up E3 Calculator - With Carbon Adder | [17 empty] | System | #N/A | [21 empty] | 0 | 0 | 0 | 0 | 0 | 0 | 0 | 0 | 0 | 0 | 0 | 0 | 0 | 0 | 0 | 0 | 0 | 0 | 0 | 0 | 0 | 0 | 0 | 0 | 0 | 0 | 0 | 0 | 0
SCE Third Party Roll-up E3 Calculator - With Carbon Adder | [17 empty] | System | #N/A | [21 empty] | 0 | 0 | 0 | 0 | 0 | 0 | 0 | 0 | 0 | 0 | 0 | 0 | 0 | 0 | 0 | 0 | 0 | 0 | 0 | 0 | 0 | 0 | 0 | 0 | 0 | 0 | 0 | 0 | 0
SCE Third Party Roll-up E3 Calculator - With Carbon Adder | [17 empty] | System | #N/A | [21 empty] | 0 | 0 | 0 | 0 | 0 | 0 | 0 | 0 | 0 | 0 | 0 | 0 | 0 | 0 | 0 | 0 | 0 | 0 | 0 | 0 | 0 | 0 | 0 | 0 | 0 | 0 | 0 | 0 | 0
SCE Third Party Roll-up E3 Calculator - With Carbon Adder | [17 empty] | System | #N/A | [21 empty] | 0 | 0 | 0 | 0 | 0 | 0 | 0 | 0 | 0 | 0 | 0 | 0 | 0 | 0 | 0 | 0 | 0 | 0 | 0 | 0 | 0 | 0 | 0 | 0 | 0 | 0 | 0 | 0 | 0
SCE Third Party Roll-up E3 Calculator - With Carbon Adder | [17 empty] | System | #N/A | [21 empty] | 0 | 0 | 0 | 0 | 0 | 0 | 0 | 0 | 0 | 0 | 0 | 0 | 0 | 0 | 0 | 0 | 0 | 0 | 0 | 0 | 0 | 0 | 0 | 0 | 0 | 0 | 0 | 0 | 0
SCE Third Party Roll-up E3 Calculator - With Carbon Adder | [17 empty] | System | #N/A | [21 empty] | 0 | 0 | 0 | 0 | 0 | 0 | 0 | 0 | 0 | 0 | 0 | 0 | 0 | 0 | 0 | 0 | 0 | 0 | 0 | 0 | 0 | 0 | 0 | 0 | 0 | 0 | 0 | 0 | 0
SCE Third Party Roll-up E3 Calculator - With Carbon Adder | [17 empty] | System | #N/A | [21 empty] | 0 | 0 | 0 | 0 | 0 | 0 | 0 | 0 | 0 | 0 | 0 | 0 | 0 | 0 | 0 | 0 | 0 | 0 | 0 | 0 | 0 | 0 | 0 | 0 | 0 | 0 | 0 | 0 | 0
SCE Third Party Roll-up E3 Calculator - With Carbon Adder | [17 empty] | System | #N/A | [21 empty] | 0 | 0 | 0 | 0 | 0 | 0 | 0 | 0 | 0 | 0 | 0 | 0 | 0 | 0 | 0 | 0 | 0 | 0 | 0 | 0 | 0 | 0 | 0 | 0 | 0 | 0 | 0 | 0 | 0
SCE Third Party Roll-up E3 Calculator - With Carbon Adder | [17 empty] | System | #N/A | [21 empty] | 0 | 0 | 0 | 0 | 0 | 0 | 0 | 0 | 0 | 0 | 0 | 0 | 0 | 0 | 0 | 0 | 0 | 0 | 0 | 0 | 0 | 0 | 0 | 0 | 0 | 0 | 0 | 0 | 0
SCE Third Party Roll-up E3 Calculator - With Carbon Adder | [17 empty] | System | #N/A | [21 empty] | 0 | 0 | 0 | 0 | 0 | 0 | 0 | 0 | 0 | 0 | 0 | 0 | 0 | 0 | 0 | 0 | 0 | 0 | 0 | 0 | 0 | 0 | 0 | 0 | 0 | 0 | 0 | 0 | 0
SCE Third Party Roll-up E3 Calculator - With Carbon Adder | [17 empty] | System | #N/A | [21 empty] | 0 | 0 | 0 | 0 | 0 | 0 | 0 | 0 | 0 | 0 | 0 | 0 | 0 | 0 | 0 | 0 | 0 | 0 | 0 | 0 | 0 | 0 | 0 | 0 | 0 | 0 | 0 | 0 | 0
SCE Third Party Roll-up E3 Calculator - With Carbon Adder | [17 empty] | System | #N/A | [21 empty] | 0 | 0 | 0 | 0 | 0 | 0 | 0 | 0 | 0 | 0 | 0 | 0 | 0 | 0 | 0 | 0 | 0 | 0 | 0 | 0 | 0 | 0 | 0 | 0 | 0 | 0 | 0 | 0 | 0
SCE Third Party Roll-up E3 Calculator - With Carbon Adder | [17 empty] | System | #N/A | [21 empty] | 0 | 0 | 0 | 0 | 0 | 0 | 0 | 0 | 0 | 0 | 0 | 0 | 0 | 0 | 0 | 0 | 0 | 0 | 0 | 0 | 0 | 0 | 0 | 0 | 0 | 0 | 0 | 0 | 0
SCE Third Party Roll-up E3 Calculator - With Carbon Adder | [17 empty] | System | #N/A | [21 empty] | 0 | 0 | 0 | 0 | 0 | 0 | 0 | 0 | 0 | 0 | 0 | 0 | 0 | 0 | 0 | 0 | 0 | 0 | 0 | 0 | 0 | 0 | 0 | 0 | 0 | 0 | 0 | 0 | 0
SCE Third Party Roll-up E3 Calculator - With Carbon Adder | [17 empty] | System | #N/A | [21 empty] | 0 | 0 | 0 | 0 | 0 | 0 | 0 | 0 | 0 | 0 | 0 | 0 | 0 | 0 | 0 | 0 | 0 | 0 | 0 | 0 | 0 | 0 | 0 | 0 | 0 | 0 | 0 | 0 | 0
SCE Third Party Roll-up E3 Calculator - With Carbon Adder | [17 empty] | System | #N/A | [21 empty] | 0 | 0 | 0 | 0 | 0 | 0 | 0 | 0 | 0 | 0 | 0 | 0 | 0 | 0 | 0 | 0 | 0 | 0 | 0 | 0 | 0 | 0 | 0 | 0 | 0 | 0 | 0 | 0 | 0
SCE Third Party Roll-up E3 Calculator - With Carbon Adder | [17 empty] | System | #N/A | [21 empty] | 0 | 0 | 0 | 0 | 0 | 0 | 0 | 0 | 0 | 0 | 0 | 0 | 0 | 0 | 0 | 0 | 0 | 0 | 0 | 0 | 0 | 0 | 0 | 0 | 0 | 0 | 0 | 0 | 0
SCE Third Party Roll-up E3 Calculator - With Carbon Adder | [17 empty] | System | #N/A | [21 empty] | 0 | 0 | 0 | 0 | 0 | 0 | 0 | 0 | 0 | 0 | 0 | 0 | 0 | 0 | 0 | 0 | 0 | 0 | 0 | 0 | 0 | 0 | 0 | 0 | 0 | 0 | 0 | 0 | 0
SCE Third Party Roll-up E3 Calculator - With Carbon Adder | [17 empty] | System | #N/A | [21 empty] | 0 | 0 | 0 | 0 | 0 | 0 | 0 | 0 | 0 | 0 | 0 | 0 | 0 | 0 | 0 | 0 | 0 | 0 | 0 | 0 | 0 | 0 | 0 | 0 | 0 | 0 | 0 | 0 | 0
SCE Third Party Roll-up E3 Calculator - With Carbon Adder | [17 empty] | System | #N/A | [21 empty] | 0 | 0 | 0 | 0 | 0 | 0 | 0 | 0 | 0 | 0 | 0 | 0 | 0 | 0 | 0 | 0 | 0 | 0 | 0 | 0 | 0 | 0 | 0 | 0 | 0 | 0 | 0 | 0 | 0
SCE Third Party Roll-up E3 Calculator - With Carbon Adder | [17 empty] | System | #N/A | [21 empty] | 0 | 0 | 0 | 0 | 0 | 0 | 0 | 0 | 0 | 0 | 0 | 0 | 0 | 0 | 0 | 0 | 0 | 0 | 0 | 0 | 0 | 0 | 0 | 0 | 0 | 0 | 0 | 0 | 0
SCE Third Party Roll-up E3 Calculator - With Carbon Adder | [17 empty] | System | #N/A | [21 empty] | 0 | 0 | 0 | 0 | 0 | 0 | 0 | 0 | 0 | 0 | 0 | 0 | 0 | 0 | 0 | 0 | 0 | 0 | 0 | 0 | 0 | 0 | 0 | 0 | 0 | 0 | 0 | 0 | 0
SCE Third Party Roll-up E3 Calculator - With Carbon Adder | [17 empty] | System | #N/A | [21 empty] | 0 | 0 | 0 | 0 | 0 | 0 | 0 | 0 | 0 | 0 | 0 | 0 | 0 | 0 | 0 | 0 | 0 | 0 | 0 | 0 | 0 | 0 | 0 | 0 | 0 | 0 | 0 | 0 | 0
SCE Third Party Roll-up E3 Calculator - With Carbon Adder | [17 empty] | System | #N/A | [21 empty] | 0 | 0 | 0 | 0 | 0 | 0 | 0 | 0 | 0 | 0 | 0 | 0 | 0 | 0 | 0 | 0 | 0 | 0 | 0 | 0 | 0 | 0 | 0 | 0 | 0 | 0 | 0 | 0 | 0
SCE Third Party Roll-up E3 Calculator - With Carbon Adder | [17 empty] | System | #N/A | [21 empty] | 0 | 0 | 0 | 0 | 0 | 0 | 0 | 0 | 0 | 0 | 0 | 0 | 0 | 0 | 0 | 0 | 0 | 0 | 0 | 0 | 0 | 0 | 0 | 0 | 0 | 0 | 0 | 0 | 0
SCE Third Party Roll-up E3 Calculator - With Carbon Adder | [17 empty] | System | #N/A | [21 empty] | 0 | 0 | 0 | 0 | 0 | 0 | 0 | 0 | 0 | 0 | 0 | 0 | 0 | 0 | 0 | 0 | 0 | 0 | 0 | 0 | 0 | 0 | 0 | 0 | 0 | 0 | 0 | 0 | 0
SCE Third Party Roll-up E3 Calculator - With Carbon Adder | [17 empty] | System | #N/A | [21 empty] | 0 | 0 | 0 | 0 | 0 | 0 | 0 | 0 | 0 | 0 | 0 | 0 | 0 | 0 | 0 | 0 | 0 | 0 | 0 | 0 | 0 | 0 | 0 | 0 | 0 | 0 | 0 | 0 | 0
SCE Third Party Roll-up E3 Calculator - With Carbon Adder | [17 empty] | System | #N/A | [21 empty] | 0 | 0 | 0 | 0 | 0 | 0 | 0 | 0 | 0 | 0 | 0 | 0 | 0 | 0 | 0 | 0 | 0 | 0 | 0 | 0 | 0 | 0 | 0 | 0 | 0 | 0 | 0 | 0 | 0
SCE Third Party Roll-up E3 Calculator - With Carbon Adder | [17 empty] | System | #N/A | [21 empty] | 0 | 0 | 0 | 0 | 0 | 0 | 0 | 0 | 0 | 0 | 0 | 0 | 0 | 0 | 0 | 0 | 0 | 0 | 0 | 0 | 0 | 0 | 0 | 0 | 0 | 0 | 0 | 0 | 0
SCE Third Party Roll-up E3 Calculator - With Carbon Adder | [17 empty] | System | #N/A | [21 empty] | 0 | 0 | 0 | 0 | 0 | 0 | 0 | 0 | 0 | 0 | 0 | 0 | 0 | 0 | 0 | 0 | 0 | 0 | 0 | 0 | 0 | 0 | 0 | 0 | 0 | 0 | 0 | 0 | 0
SCE Third Party Roll-up E3 Calculator - With Carbon Adder | [17 empty] | System | #N/A | [21 empty] | 0 | 0 | 0 | 0 | 0 | 0 | 0 | 0 | 0 | 0 | 0 | 0 | 0 | 0 | 0 | 0 | 0 | 0 | 0 | 0 | 0 | 0 | 0 | 0 | 0 | 0 | 0 | 0 | 0
SCE Third Party Roll-up E3 Calculator - With Carbon Adder | [17 empty] | System | #N/A | [21 empty] | 0 | 0 | 0 | 0 | 0 | 0 | 0 | 0 | 0 | 0 | 0 | 0 | 0 | 0 | 0 | 0 | 0 | 0 | 0 | 0 | 0 | 0 | 0 | 0 | 0 | 0 | 0 | 0 | 0
SCE Third Party Roll-up E3 Calculator - With Carbon Adder | [17 empty] | System | #N/A | [21 empty] | 0 | 0 | 0 | 0 | 0 | 0 | 0 | 0 | 0 | 0 | 0 | 0 | 0 | 0 | 0 | 0 | 0 | 0 | 0 | 0 | 0 | 0 | 0 | 0 | 0 | 0 | 0 | 0 | 0
SCE Third Party Roll-up E3 Calculator - With Carbon Adder | [17 empty] | System | #N/A | [21 empty] | 0 | 0 | 0 | 0 | 0 | 0 | 0 | 0 | 0 | 0 | 0 | 0 | 0 | 0 | 0 | 0 | 0 | 0 | 0 | 0 | 0 | 0 | 0 | 0 | 0 | 0 | 0 | 0 | 0
SCE Third Party Roll-up E3 Calculator - With Carbon Adder | [17 empty] | System | #N/A | [21 empty] | 0 | 0 | 0 | 0 | 0 | 0 | 0 | 0 | 0 | 0 | 0 | 0 | 0 | 0 | 0 | 0 | 0 | 0 | 0 | 0 | 0 | 0 | 0 | 0 | 0 | 0 | 0 | 0 | 0
SCE Third Party Roll-up E3 Calculator - With Carbon Adder | [17 empty] | System | #N/A | [21 empty] | 0 | 0 | 0 | 0 | 0 | 0 | 0 | 0 | 0 | 0 | 0 | 0 | 0 | 0 | 0 | 0 | 0 | 0 | 0 | 0 | 0 | 0 | 0 | 0 | 0 | 0 | 0 | 0 | 0
SCE Third Party Roll-up E3 Calculator - With Carbon Adder | [17 empty] | System | #N/A | [21 empty] | 0 | 0 | 0 | 0 | 0 | 0 | 0 | 0 | 0 | 0 | 0 | 0 | 0 | 0 | 0 | 0 | 0 | 0 | 0 | 0 | 0 | 0 | 0 | 0 | 0 | 0 | 0 | 0 | 0
SCE Third Party Roll-up E3 Calculator - With Carbon Adder | [17 empty] | System | #N/A | [21 empty] | 0 | 0 | 0 | 0 | 0 | 0 | 0 | 0 | 0 | 0 | 0 | 0 | 0 | 0 | 0 | 0 | 0 | 0 | 0 | 0 | 0 | 0 | 0 | 0 | 0 | 0 | 0 | 0 | 0
SCE Third Party Roll-up E3 Calculator - With Carbon Adder | [17 empty] | System | #N/A | [21 empty] | 0 | 0 | 0 | 0 | 0 | 0 | 0 | 0 | 0 | 0 | 0 | 0 | 0 | 0 | 0 | 0 | 0 | 0 | 0 | 0 | 0 | 0 | 0 | 0 | 0 | 0 | 0 | 0 | 0
SCE Third Party Roll-up E3 Calculator - With Carbon Adder | [17 empty] | System | #N/A | [21 empty] | 0 | 0 | 0 | 0 | 0 | 0 | 0 | 0 | 0 | 0 | 0 | 0 | 0 | 0 | 0 | 0 | 0 | 0 | 0 | 0 | 0 | 0 | 0 | 0 | 0 | 0 | 0 | 0 | 0
SCE Third Party Roll-up E3 Calculator - With Carbon Adder | [17 empty] | System | #N/A | [21 empty] | 0 | 0 | 0 | 0 | 0 | 0 | 0 | 0 | 0 | 0 | 0 | 0 | 0 | 0 | 0 | 0 | 0 | 0 | 0 | 0 | 0 | 0 | 0 | 0 | 0 | 0 | 0 | 0 | 0
SCE Third Party Roll-up E3 Calculator - With Carbon Adder | [17 empty] | System | #N/A | [21 empty] | 0 | 0 | 0 | 0 | 0 | 0 | 0 | 0 | 0 | 0 | 0 | 0 | 0 | 0 | 0 | 0 | 0 | 0 | 0 | 0 | 0 | 0 | 0 | 0 | 0 | 0 | 0 | 0 | 0
SCE Third Party Roll-up E3 Calculator - With Carbon Adder | [17 empty] | System | #N/A | [21 empty] | 0 | 0 | 0 | 0 | 0 | 0 | 0 | 0 | 0 | 0 | 0 | 0 | 0 | 0 | 0 | 0 | 0 | 0 | 0 | 0 | 0 | 0 | 0 | 0 | 0 | 0 | 0 | 0 | 0
SCE Third Party Roll-up E3 Calculator - With Carbon Adder | [17 empty] | System | #N/A | [21 empty] | 0 | 0 | 0 | 0 | 0 | 0 | 0 | 0 | 0 | 0 | 0 | 0 | 0 | 0 | 0 | 0 | 0 | 0 | 0 | 0 | 0 | 0 | 0 | 0 | 0 | 0 | 0 | 0 | 0
SCE Third Party Roll-up E3 Calculator - With Carbon Adder | [17 empty] | System | #N/A | [21 empty] | 0 | 0 | 0 | 0 | 0 | 0 | 0 | 0 | 0 | 0 | 0 | 0 | 0 | 0 | 0 | 0 | 0 | 0 | 0 | 0 | 0 | 0 | 0 | 0 | 0 | 0 | 0 | 0 | 0
SCE Third Party Roll-up E3 Calculator - With Carbon Adder | [17 empty] | System | #N/A | [21 empty] | 0 | 0 | 0 | 0 | 0 | 0 | 0 | 0 | 0 | 0 | 0 | 0 | 0 | 0 | 0 | 0 | 0 | 0 | 0 | 0 | 0 | 0 | 0 | 0 | 0 | 0 | 0 | 0 | 0
SCE Third Party Roll-up E3 Calculator - With Carbon Adder | [17 empty] | System | #N/A | [21 empty] | 0 | 0 | 0 | 0 | 0 | 0 | 0 | 0 | 0 | 0 | 0 | 0 | 0 | 0 | 0 | 0 | 0 | 0 | 0 | 0 | 0 | 0 | 0 | 0 | 0 | 0 | 0 | 0 | 0
SCE Third Party Roll-up E3 Calculator - With Carbon Adder | [17 empty] | System | #N/A | [21 empty] | 0 | 0 | 0 | 0 | 0 | 0 | 0 | 0 | 0 | 0 | 0 | 0 | 0 | 0 | 0 | 0 | 0 | 0 | 0 | 0 | 0 | 0 | 0 | 0 | 0 | 0 | 0 | 0 | 0
SCE Third Party Roll-up E3 Calculator - With Carbon Adder | [17 empty] | System | #N/A | [21 empty] | 0 | 0 | 0 | 0 | 0 | 0 | 0 | 0 | 0 | 0 | 0 | 0 | 0 | 0 | 0 | 0 | 0 | 0 | 0 | 0 | 0 | 0 | 0 | 0 | 0 | 0 | 0 | 0 | 0
SCE Third Party Roll-up E3 Calculator - With Carbon Adder | [17 empty] | System | #N/A | [21 empty] | 0 | 0 | 0 | 0 | 0 | 0 | 0 | 0 | 0 | 0 | 0 | 0 | 0 | 0 | 0 | 0 | 0 | 0 | 0 | 0 | 0 | 0 | 0 | 0 | 0 | 0 | 0 | 0 | 0
SCE Third Party Roll-up E3 Calculator - With Carbon Adder | [17 empty] | System | #N/A | [21 empty] | 0 | 0 | 0 | 0 | 0 | 0 | 0 | 0 | 0 | 0 | 0 | 0 | 0 | 0 | 0 | 0 | 0 | 0 | 0 | 0 | 0 | 0 | 0 | 0 | 0 | 0 | 0 | 0 | 0
SCE Third Party Roll-up E3 Calculator - With Carbon Adder | [17 empty] | System | #N/A | [21 empty] | 0 | 0 | 0 | 0 | 0 | 0 | 0 | 0 | 0 | 0 | 0 | 0 | 0 | 0 | 0 | 0 | 0 | 0 | 0 | 0 | 0 | 0 | 0 | 0 | 0 | 0 | 0 | 0 | 0
SCE Third Party Roll-up E3 Calculator - With Carbon Adder | [17 empty] | System | #N/A | [21 empty] | 0 | 0 | 0 | 0 | 0 | 0 | 0 | 0 | 0 | 0 | 0 | 0 | 0 | 0 | 0 | 0 | 0 | 0 | 0 | 0 | 0 | 0 | 0 | 0 | 0 | 0 | 0 | 0 | 0
SCE Third Party Roll-up E3 Calculator - With Carbon Adder | [17 empty] | System | #N/A | [21 empty] | 0 | 0 | 0 | 0 | 0 | 0 | 0 | 0 | 0 | 0 | 0 | 0 | 0 | 0 | 0 | 0 | 0 | 0 | 0 | 0 | 0 | 0 | 0 | 0 | 0 | 0 | 0 | 0 | 0
SCE Third Party Roll-up E3 Calculator - With Carbon Adder | [17 empty] | System | #N/A | [21 empty] | 0 | 0 | 0 | 0 | 0 | 0 | 0 | 0 | 0 | 0 | 0 | 0 | 0 | 0 | 0 | 0 | 0 | 0 | 0 | 0 | 0 | 0 | 0 | 0 | 0 | 0 | 0 | 0 | 0
SCE Third Party Roll-up E3 Calculator - With Carbon Adder | [17 empty] | System | #N/A | [21 empty] | 0 | 0 | 0 | 0 | 0 | 0 | 0 | 0 | 0 | 0 | 0 | 0 | 0 | 0 | 0 | 0 | 0 | 0 | 0 | 0 | 0 | 0 | 0 | 0 | 0 | 0 | 0 | 0 | 0
SCE Third Party Roll-up E3 Calculator - With Carbon Adder | [17 empty] | System | #N/A | [21 empty] | 0 | 0 | 0 | 0 | 0 | 0 | 0 | 0 | 0 | 0 | 0 | 0 | 0 | 0 | 0 | 0 | 0 | 0 | 0 | 0 | 0 | 0 | 0 | 0 | 0 | 0 | 0 | 0 | 0
SCE Third Party Roll-up E3 Calculator - With Carbon Adder | [17 empty] | System | #N/A | [21 empty] | 0 | 0 | 0 | 0 | 0 | 0 | 0 | 0 | 0 | 0 | 0 | 0 | 0 | 0 | 0 | 0 | 0 | 0 | 0 | 0 | 0 | 0 | 0 | 0 | 0 | 0 | 0 | 0 | 0
SCE Third Party Roll-up E3 Calculator - With Carbon Adder | [17 empty] | System | #N/A | [21 empty] | 0 | 0 | 0 | 0 | 0 | 0 | 0 | 0 | 0 | 0 | 0 | 0 | 0 | 0 | 0 | 0 | 0 | 0 | 0 | 0 | 0 | 0 | 0 | 0 | 0 | 0 | 0 | 0 | 0
SCE Third Party Roll-up E3 Calculator - With Carbon Adder | [17 empty] | System | #N/A | [21 empty] | 0 | 0 | 0 | 0 | 0 | 0 | 0 | 0 | 0 | 0 | 0 | 0 | 0 | 0 | 0 | 0 | 0 | 0 | 0 | 0 | 0 | 0 | 0 | 0 | 0 | 0 | 0 | 0 | 0
SCE Third Party Roll-up E3 Calculator - With Carbon Adder | [17 empty] | System | #N/A | [21 empty] | 0 | 0 | 0 | 0 | 0 | 0 | 0 | 0 | 0 | 0 | 0 | 0 | 0 | 0 | 0 | 0 | 0 | 0 | 0 | 0 | 0 | 0 | 0 | 0 | 0 | 0 | 0 | 0 | 0
SCE Third Party Roll-up E3 Calculator - With Carbon Adder | [17 empty] | System | #N/A | [21 empty] | 0 | 0 | 0 | 0 | 0 | 0 | 0 | 0 | 0 | 0 | 0 | 0 | 0 | 0 | 0 | 0 | 0 | 0 | 0 | 0 | 0 | 0 | 0 | 0 | 0 | 0 | 0 | 0 | 0
SCE Third Party Roll-up E3 Calculator - With Carbon Adder | [17 empty] | System | #N/A | [21 empty] | 0 | 0 | 0 | 0 | 0 | 0 | 0 | 0 | 0 | 0 | 0 | 0 | 0 | 0 | 0 | 0 | 0 | 0 | 0 | 0 | 0 | 0 | 0 | 0 | 0 | 0 | 0 | 0 | 0
SCE Third Party Roll-up E3 Calculator - With Carbon Adder | [17 empty] | System | #N/A | [21 empty] | 0 | 0 | 0 | 0 | 0 | 0 | 0 | 0 | 0 | 0 | 0 | 0 | 0 | 0 | 0 | 0 | 0 | 0 | 0 | 0 | 0 | 0 | 0 | 0 | 0 | 0 | 0 | 0 | 0
SCE Third Party Roll-up E3 Calculator - With Carbon Adder | [17 empty] | System | #N/A | [21 empty] | 0 | 0 | 0 | 0 | 0 | 0 | 0 | 0 | 0 | 0 | 0 | 0 | 0 | 0 | 0 | 0 | 0 | 0 | 0 | 0 | 0 | 0 | 0 | 0 | 0 | 0 | 0 | 0 | 0
SCE Third Party Roll-up E3 Calculator - With Carbon Adder | [17 empty] | System | #N/A | [21 empty] | 0 | 0 | 0 | 0 | 0 | 0 | 0 | 0 | 0 | 0 | 0 | 0 | 0 | 0 | 0 | 0 | 0 | 0 | 0 | 0 | 0 | 0 | 0 | 0 | 0 | 0 | 0 | 0 | 0
SCE Third Party Roll-up E3 Calculator - With Carbon Adder | [17 empty] | System | #N/A | [21 empty] | 0 | 0 | 0 | 0 | 0 | 0 | 0 | 0 | 0 | 0 | 0 | 0 | 0 | 0 | 0 | 0 | 0 | 0 | 0 | 0 | 0 | 0 | 0 | 0 | 0 | 0 | 0 | 0 | 0
SCE Third Party Roll-up E3 Calculator - With Carbon Adder | [17 empty] | System | #N/A | [21 empty] | 0 | 0 | 0 | 0 | 0 | 0 | 0 | 0 | 0 | 0 | 0 | 0 | 0 | 0 | 0 | 0 | 0 | 0 | 0 | 0 | 0 | 0 | 0 | 0 | 0 | 0 | 0 | 0 | 0
SCE Third Party Roll-up E3 Calculator - With Carbon Adder | [17 empty] | System | #N/A | [21 empty] | 0 | 0 | 0 | 0 | 0 | 0 | 0 | 0 | 0 | 0 | 0 | 0 | 0 | 0 | 0 | 0 | 0 | 0 | 0 | 0 | 0 | 0 | 0 | 0 | 0 | 0 | 0 | 0 | 0
SCE Third Party Roll-up E3 Calculator - With Carbon Adder | [17 empty] | System | #N/A | [21 empty] | 0 | 0 | 0 | 0 | 0 | 0 | 0 | 0 | 0 | 0 | 0 | 0 | 0 | 0 | 0 | 0 | 0 | 0 | 0 | 0 | 0 | 0 | 0 | 0 | 0 | 0 | 0 | 0 | 0
SCE Third Party Roll-up E3 Calculator - With Carbon Adder | [17 empty] | System | #N/A | [21 empty] | 0 | 0 | 0 | 0 | 0 | 0 | 0 | 0 | 0 | 0 | 0 | 0 | 0 | 0 | 0 | 0 | 0 | 0 | 0 | 0 | 0 | 0 | 0 | 0 | 0 | 0 | 0 | 0 | 0
SCE Third Party Roll-up E3 Calculator - With Carbon Adder | [17 empty] | System | #N/A | [21 empty] | 0 | 0 | 0 | 0 | 0 | 0 | 0 | 0 | 0 | 0 | 0 | 0 | 0 | 0 | 0 | 0 | 0 | 0 | 0 | 0 | 0 | 0 | 0 | 0 | 0 | 0 | 0 | 0 | 0
SCE Third Party Roll-up E3 Calculator - With Carbon Adder | [17 empty] | System | #N/A | [21 empty] | 0 | 0 | 0 | 0 | 0 | 0 | 0 | 0 | 0 | 0 | 0 | 0 | 0 | 0 | 0 | 0 | 0 | 0 | 0 | 0 | 0 | 0 | 0 | 0 | 0 | 0 | 0 | 0 | 0
SCE Third Party Roll-up E3 Calculator - With Carbon Adder | [17 empty] | System | #N/A | [21 empty] | 0 | 0 | 0 | 0 | 0 | 0 | 0 | 0 | 0 | 0 | 0 | 0 | 0 | 0 | 0 | 0 | 0 | 0 | 0 | 0 | 0 | 0 | 0 | 0 | 0 | 0 | 0 | 0 | 0
SCE Third Party Roll-up E3 Calculator - With Carbon Adder | [17 empty] | System | #N/A | [21 empty] | 0 | 0 | 0 | 0 | 0 | 0 | 0 | 0 | 0 | 0 | 0 | 0 | 0 | 0 | 0 | 0 | 0 | 0 | 0 | 0 | 0 | 0 | 0 | 0 | 0 | 0 | 0 | 0 | 0
SCE Third Party Roll-up E3 Calculator - With Carbon Adder | [17 empty] | System | #N/A | [21 empty] | 0 | 0 | 0 | 0 | 0 | 0 | 0 | 0 | 0 | 0 | 0 | 0 | 0 | 0 | 0 | 0 | 0 | 0 | 0 | 0 | 0 | 0 | 0 | 0 | 0 | 0 | 0 | 0 | 0
SCE Third Party Roll-up E3 Calculator - With Carbon Adder | [17 empty] | System | #N/A | [21 empty] | 0 | 0 | 0 | 0 | 0 | 0 | 0 | 0 | 0 | 0 | 0 | 0 | 0 | 0 | 0 | 0 | 0 | 0 | 0 | 0 | 0 | 0 | 0 | 0 | 0 | 0 | 0 | 0 | 0
SCE Third Party Roll-up E3 Calculator - With Carbon Adder | [17 empty] | System | #N/A | [21 empty] | 0 | 0 | 0 | 0 | 0 | 0 | 0 | 0 | 0 | 0 | 0 | 0 | 0 | 0 | 0 | 0 | 0 | 0 | 0 | 0 | 0 | 0 | 0 | 0 | 0 | 0 | 0 | 0 | 0
SCE Third Party Roll-up E3 Calculator - With Carbon Adder | [17 empty] | System | #N/A | [21 empty] | 0 | 0 | 0 | 0 | 0 | 0 | 0 | 0 | 0 | 0 | 0 | 0 | 0 | 0 | 0 | 0 | 0 | 0 | 0 | 0 | 0 | 0 | 0 | 0 | 0 | 0 | 0 | 0 | 0
SCE Third Party Roll-up E3 Calculator - With Carbon Adder | [17 empty] | System | #N/A | [21 empty] | 0 | 0 | 0 | 0 | 0 | 0 | 0 | 0 | 0 | 0 | 0 | 0 | 0 | 0 | 0 | 0 | 0 | 0 | 0 | 0 | 0 | 0 | 0 | 0 | 0 | 0 | 0 | 0 | 0
SCE Third Party Roll-up E3 Calculator - With Carbon Adder | [17 empty] | System | #N/A | [21 empty] | 0 | 0 | 0 | 0 | 0 | 0 | 0 | 0 | 0 | 0 | 0 | 0 | 0 | 0 | 0 | 0 | 0 | 0 | 0 | 0 | 0 | 0 | 0 | 0 | 0 | 0 | 0 | 0 | 0
SCE Third Party Roll-up E3 Calculator - With Carbon Adder | [17 empty] | System | #N/A | [21 empty] | 0 | 0 | 0 | 0 | 0 | 0 | 0 | 0 | 0 | 0 | 0 | 0 | 0 | 0 | 0 | 0 | 0 | 0 | 0 | 0 | 0 | 0 | 0 | 0 | 0 | 0 | 0 | 0 | 0
SCE Third Party Roll-up E3 Calculator - With Carbon Adder | [17 empty] | System | #N/A | [21 empty] | 0 | 0 | 0 | 0 | 0 | 0 | 0 | 0 | 0 | 0 | 0 | 0 | 0 | 0 | 0 | 0 | 0 | 0 | 0 | 0 | 0 | 0 | 0 | 0 | 0 | 0 | 0 | 0 | 0
SCE Third Party Roll-up E3 Calculator - With Carbon Adder | [17 empty] | System | #N/A | [21 empty] | 0 | 0 | 0 | 0 | 0 | 0 | 0 | 0 | 0 | 0 | 0 | 0 | 0 | 0 | 0 | 0 | 0 | 0 | 0 | 0 | 0 | 0 | 0 | 0 | 0 | 0 | 0 | 0 | 0
SCE Third Party Roll-up E3 Calculator - With Carbon Adder | [17 empty] | System | #N/A | [21 empty] | 0 | 0 | 0 | 0 | 0 | 0 | 0 | 0 | 0 | 0 | 0 | 0 | 0 | 0 | 0 | 0 | 0 | 0 | 0 | 0 | 0 | 0 | 0 | 0 | 0 | 0 | 0 | 0 | 0
SCE Third Party Roll-up E3 Calculator - With Carbon Adder | [17 empty] | System | #N/A | [21 empty] | 0 | 0 | 0 | 0 | 0 | 0 | 0 | 0 | 0 | 0 | 0 | 0 | 0 | 0 | 0 | 0 | 0 | 0 | 0 | 0 | 0 | 0 | 0 | 0 | 0 | 0 | 0 | 0 | 0
SCE Third Party Roll-up E3 Calculator - With Carbon Adder | [17 empty] | System | #N/A | [21 empty] | 0 | 0 | 0 | 0 | 0 | 0 | 0 | 0 | 0 | 0 | 0 | 0 | 0 | 0 | 0 | 0 | 0 | 0 | 0 | 0 | 0 | 0 | 0 | 0 | 0 | 0 | 0 | 0 | 0
SCE Third Party Roll-up E3 Calculator - With Carbon Adder | [17 empty] | System | #N/A | [21 empty] | 0 | 0 | 0 | 0 | 0 | 0 | 0 | 0 | 0 | 0 | 0 | 0 | 0 | 0 | 0 | 0 | 0 | 0 | 0 | 0 | 0 | 0 | 0 | 0 | 0 | 0 | 0 | 0 | 0
SCE Third Party Roll-up E3 Calculator - With Carbon Adder | [17 empty] | System | #N/A | [21 empty] | 0 | 0 | 0 | 0 | 0 | 0 | 0 | 0 | 0 | 0 | 0 | 0 | 0 | 0 | 0 | 0 | 0 | 0 | 0 | 0 | 0 | 0 | 0 | 0 | 0 | 0 | 0 | 0 | 0
SCE Third Party Roll-up E3 Calculator - With Carbon Adder | [17 empty] | System | #N/A | [21 empty] | 0 | 0 | 0 | 0 | 0 | 0 | 0 | 0 | 0 | 0 | 0 | 0 | 0 | 0 | 0 | 0 | 0 | 0 | 0 | 0 | 0 | 0 | 0 | 0 | 0 | 0 | 0 | 0 | 0
SCE Third Party Roll-up E3 Calculator - With Carbon Adder | [17 empty] | System | #N/A | [21 empty] | 0 | 0 | 0 | 0 | 0 | 0 | 0 | 0 | 0 | 0 | 0 | 0 | 0 | 0 | 0 | 0 | 0 | 0 | 0 | 0 | 0 | 0 | 0 | 0 | 0 | 0 | 0 | 0 | 0
SCE Third Party Roll-up E3 Calculator - With Carbon Adder | [17 empty] | System | #N/A | [21 empty] | 0 | 0 | 0 | 0 | 0 | 0 | 0 | 0 | 0 | 0 | 0 | 0 | 0 | 0 | 0 | 0 | 0 | 0 | 0 | 0 | 0 | 0 | 0 | 0 | 0 | 0 | 0 | 0 | 0
SCE Third Party Roll-up E3 Calculator - With Carbon Adder | [17 empty] | System | #N/A | [21 empty] | 0 | 0 | 0 | 0 | 0 | 0 | 0 | 0 | 0 | 0 | 0 | 0 | 0 | 0 | 0 | 0 | 0 | 0 | 0 | 0 | 0 | 0 | 0 | 0 | 0 | 0 | 0 | 0 | 0
SCE Third Party Roll-up E3 Calculator - With Carbon Adder | [17 empty] | System | #N/A | [21 empty] | 0 | 0 | 0 | 0 | 0 | 0 | 0 | 0 | 0 | 0 | 0 | 0 | 0 | 0 | 0 | 0 | 0 | 0 | 0 | 0 | 0 | 0 | 0 | 0 | 0 | 0 | 0 | 0 | 0
SCE Third Party Roll-up E3 Calculator - With Carbon Adder | [17 empty] | System | #N/A | [21 empty] | 0 | 0 | 0 | 0 | 0 | 0 | 0 | 0 | 0 | 0 | 0 | 0 | 0 | 0 | 0 | 0 | 0 | 0 | 0 | 0 | 0 | 0 | 0 | 0 | 0 | 0 | 0 | 0 | 0
SCE Third Party Roll-up E3 Calculator - With Carbon Adder | [17 empty] | System | #N/A | [21 empty] | 0 | 0 | 0 | 0 | 0 | 0 | 0 | 0 | 0 | 0 | 0 | 0 | 0 | 0 | 0 | 0 | 0 | 0 | 0 | 0 | 0 | 0 | 0 | 0 | 0 | 0 | 0 | 0 | 0
SCE Third Party Roll-up E3 Calculator - With Carbon Adder | [17 empty] | System | #N/A | [21 empty] | 0 | 0 | 0 | 0 | 0 | 0 | 0 | 0 | 0 | 0 | 0 | 0 | 0 | 0 | 0 | 0 | 0 | 0 | 0 | 0 | 0 | 0 | 0 | 0 | 0 | 0 | 0 | 0 | 0
SCE Third Party Roll-up E3 Calculator - With Carbon Adder | [17 empty] | System | #N/A | [21 empty] | 0 | 0 | 0 | 0 | 0 | 0 | 0 | 0 | 0 | 0 | 0 | 0 | 0 | 0 | 0 | 0 | 0 | 0 | 0 | 0 | 0 | 0 | 0 | 0 | 0 | 0 | 0 | 0 | 0
SCE Third Party Roll-up E3 Calculator - With Carbon Adder | [17 empty] | System | #N/A | [21 empty] | 0 | 0 | 0 | 0 | 0 | 0 | 0 | 0 | 0 | 0 | 0 | 0 | 0 | 0 | 0 | 0 | 0 | 0 | 0 | 0 | 0 | 0 | 0 | 0 | 0 | 0 | 0 | 0 | 0
SCE Third Party Roll-up E3 Calculator - With Carbon Adder | [17 empty] | System | #N/A | [21 empty] | 0 | 0 | 0 | 0 | 0 | 0 | 0 | 0 | 0 | 0 | 0 | 0 | 0 | 0 | 0 | 0 | 0 | 0 | 0 | 0 | 0 | 0 | 0 | 0 | 0 | 0 | 0 | 0 | 0
SCE Third Party Roll-up E3 Calculator - With Carbon Adder | [17 empty] | System | #N/A | [21 empty] | 0 | 0 | 0 | 0 | 0 | 0 | 0 | 0 | 0 | 0 | 0 | 0 | 0 | 0 | 0 | 0 | 0 | 0 | 0 | 0 | 0 | 0 | 0 | 0 | 0 | 0 | 0 | 0 | 0
SCE Third Party Roll-up E3 Calculator - With Carbon Adder | [17 empty] | System | #N/A | [21 empty] | 0 | 0 | 0 | 0 | 0 | 0 | 0 | 0 | 0 | 0 | 0 | 0 | 0 | 0 | 0 | 0 | 0 | 0 | 0 | 0 | 0 | 0 | 0 | 0 | 0 | 0 | 0 | 0 | 0
SCE Third Party Roll-up E3 Calculator - With Carbon Adder | [17 empty] | System | #N/A | [21 empty] | 0 | 0 | 0 | 0 | 0 | 0 | 0 | 0 | 0 | 0 | 0 | 0 | 0 | 0 | 0 | 0 | 0 | 0 | 0 | 0 | 0 | 0 | 0 | 0 | 0 | 0 | 0 | 0 | 0
SCE Third Party Roll-up E3 Calculator - With Carbon Adder | [17 empty] | System | #N/A | [21 empty] | 0 | 0 | 0 | 0 | 0 | 0 | 0 | 0 | 0 | 0 | 0 | 0 | 0 | 0 | 0 | 0 | 0 | 0 | 0 | 0 | 0 | 0 | 0 | 0 | 0 | 0 | 0 | 0 | 0
SCE Third Party Roll-up E3 Calculator - With Carbon Adder | [17 empty] | System | #N/A | [21 empty] | 0 | 0 | 0 | 0 | 0 | 0 | 0 | 0 | 0 | 0 | 0 | 0 | 0 | 0 | 0 | 0 | 0 | 0 | 0 | 0 | 0 | 0 | 0 | 0 | 0 | 0 | 0 | 0 | 0
SCE Third Party Roll-up E3 Calculator - With Carbon Adder | [17 empty] | System | #N/A | [21 empty] | 0 | 0 | 0 | 0 | 0 | 0 | 0 | 0 | 0 | 0 | 0 | 0 | 0 | 0 | 0 | 0 | 0 | 0 | 0 | 0 | 0 | 0 | 0 | 0 | 0 | 0 | 0 | 0 | 0
SCE Third Party Roll-up E3 Calculator - With Carbon Adder | [17 empty] | System | #N/A | [21 empty] | 0 | 0 | 0 | 0 | 0 | 0 | 0 | 0 | 0 | 0 | 0 | 0 | 0 | 0 | 0 | 0 | 0 | 0 | 0 | 0 | 0 | 0 | 0 | 0 | 0 | 0 | 0 | 0 | 0
SCE Third Party Roll-up E3 Calculator - With Carbon Adder | [17 empty] | System | #N/A | [21 empty] | 0 | 0 | 0 | 0 | 0 | 0 | 0 | 0 | 0 | 0 | 0 | 0 | 0 | 0 | 0 | 0 | 0 | 0 | 0 | 0 | 0 | 0 | 0 | 0 | 0 | 0 | 0 | 0 | 0
SCE Third Party Roll-up E3 Calculator - With Carbon Adder | [17 empty] | System | #N/A | [21 empty] | 0 | 0 | 0 | 0 | 0 | 0 | 0 | 0 | 0 | 0 | 0 | 0 | 0 | 0 | 0 | 0 | 0 | 0 | 0 | 0 | 0 | 0 | 0 | 0 | 0 | 0 | 0 | 0 | 0
SCE Third Party Roll-up E3 Calculator - With Carbon Adder | [17 empty] | System | #N/A | [21 empty] | 0 | 0 | 0 | 0 | 0 | 0 | 0 | 0 | 0 | 0 | 0 | 0 | 0 | 0 | 0 | 0 | 0 | 0 | 0 | 0 | 0 | 0 | 0 | 0 | 0 | 0 | 0 | 0 | 0
SCE Third Party Roll-up E3 Calculator - With Carbon Adder | [17 empty] | System | #N/A | [21 empty] | 0 | 0 | 0 | 0 | 0 | 0 | 0 | 0 | 0 | 0 | 0 | 0 | 0 | 0 | 0 | 0 | 0 | 0 | 0 | 0 | 0 | 0 | 0 | 0 | 0 | 0 | 0 | 0 | 0
SCE Third Party Roll-up E3 Calculator - With Carbon Adder | [17 empty] | System | #N/A | [21 empty] | 0 | 0 | 0 | 0 | 0 | 0 | 0 | 0 | 0 | 0 | 0 | 0 | 0 | 0 | 0 | 0 | 0 | 0 | 0 | 0 | 0 | 0 | 0 | 0 | 0 | 0 | 0 | 0 | 0
SCE Third Party Roll-up E3 Calculator - With Carbon Adder | [17 empty] | System | #N/A | [21 empty] | 0 | 0 | 0 | 0 | 0 | 0 | 0 | 0 | 0 | 0 | 0 | 0 | 0 | 0 | 0 | 0 | 0 | 0 | 0 | 0 | 0 | 0 | 0 | 0 | 0 | 0 | 0 | 0 | 0
SCE Third Party Roll-up E3 Calculator - With Carbon Adder | [17 empty] | System | #N/A | [21 empty] | 0 | 0 | 0 | 0 | 0 | 0 | 0 | 0 | 0 | 0 | 0 | 0 | 0 | 0 | 0 | 0 | 0 | 0 | 0 | 0 | 0 | 0 | 0 | 0 | 0 | 0 | 0 | 0 | 0
SCE Third Party Roll-up E3 Calculator - With Carbon Adder | [17 empty] | System | #N/A | [21 empty] | 0 | 0 | 0 | 0 | 0 | 0 | 0 | 0 | 0 | 0 | 0 | 0 | 0 | 0 | 0 | 0 | 0 | 0 | 0 | 0 | 0 | 0 | 0 | 0 | 0 | 0 | 0 | 0 | 0
SCE Third Party Roll-up E3 Calculator - With Carbon Adder | [17 empty] | System | #N/A | [21 empty] | 0 | 0 | 0 | 0 | 0 | 0 | 0 | 0 | 0 | 0 | 0 | 0 | 0 | 0 | 0 | 0 | 0 | 0 | 0 | 0 | 0 | 0 | 0 | 0 | 0 | 0 | 0 | 0 | 0
SCE Third Party Roll-up E3 Calculator - With Carbon Adder | [17 empty] | System | #N/A | [21 empty] | 0 | 0 | 0 | 0 | 0 | 0 | 0 | 0 | 0 | 0 | 0 | 0 | 0 | 0 | 0 | 0 | 0 | 0 | 0 | 0 | 0 | 0 | 0 | 0 | 0 | 0 | 0 | 0 | 0
SCE Third Party Roll-up E3 Calculator - With Carbon Adder | [17 empty] | System | #N/A | [21 empty] | 0 | 0 | 0 | 0 | 0 | 0 | 0 | 0 | 0 | 0 | 0 | 0 | 0 | 0 | 0 | 0 | 0 | 0 | 0 | 0 | 0 | 0 | 0 | 0 | 0 | 0 | 0 | 0 | 0
SCE Third Party Roll-up E3 Calculator - With Carbon Adder | [17 empty] | System | #N/A | [21 empty] | 0 | 0 | 0 | 0 | 0 | 0 | 0 | 0 | 0 | 0 | 0 | 0 | 0 | 0 | 0 | 0 | 0 | 0 | 0 | 0 | 0 | 0 | 0 | 0 | 0 | 0 | 0 | 0 | 0
SCE Third Party Roll-up E3 Calculator - With Carbon Adder | [17 empty] | System | #N/A | [21 empty] | 0 | 0 | 0 | 0 | 0 | 0 | 0 | 0 | 0 | 0 | 0 | 0 | 0 | 0 | 0 | 0 | 0 | 0 | 0 | 0 | 0 | 0 | 0 | 0 | 0 | 0 | 0 | 0 | 0
SCE Third Party Roll-up E3 Calculator - With Carbon Adder | [17 empty] | System | #N/A | [21 empty] | 0 | 0 | 0 | 0 | 0 | 0 | 0 | 0 | 0 | 0 | 0 | 0 | 0 | 0 | 0 | 0 | 0 | 0 | 0 | 0 | 0 | 0 | 0 | 0 | 0 | 0 | 0 | 0 | 0
SCE Third Party Roll-up E3 Calculator - With Carbon Adder | [17 empty] | System | #N/A | [21 empty] | 0 | 0 | 0 | 0 | 0 | 0 | 0 | 0 | 0 | 0 | 0 | 0 | 0 | 0 | 0 | 0 | 0 | 0 | 0 | 0 | 0 | 0 | 0 | 0 | 0 | 0 | 0 | 0 | 0
SCE Third Party Roll-up E3 Calculator - With Carbon Adder | [17 empty] | System | #N/A | [21 empty] | 0 | 0 | 0 | 0 | 0 | 0 | 0 | 0 | 0 | 0 | 0 | 0 | 0 | 0 | 0 | 0 | 0 | 0 | 0 | 0 | 0 | 0 | 0 | 0 | 0 | 0 | 0 | 0 | 0
SCE Third Party Roll-up E3 Calculator - With Carbon Adder | [17 empty] | System | #N/A | [21 empty] | 0 | 0 | 0 | 0 | 0 | 0 | 0 | 0 | 0 | 0 | 0 | 0 | 0 | 0 | 0 | 0 | 0 | 0 | 0 | 0 | 0 | 0 | 0 | 0 | 0 | 0 | 0 | 0 | 0
SCE Third Party Roll-up E3 Calculator - With Carbon Adder | [17 empty] | System | #N/A | [21 empty] | 0 | 0 | 0 | 0 | 0 | 0 | 0 | 0 | 0 | 0 | 0 | 0 | 0 | 0 | 0 | 0 | 0 | 0 | 0 | 0 | 0 | 0 | 0 | 0 | 0 | 0 | 0 | 0 | 0
SCE Third Party Roll-up E3 Calculator - With Carbon Adder | [17 empty] | System | #N/A | [21 empty] | 0 | 0 | 0 | 0 | 0 | 0 | 0 | 0 | 0 | 0 | 0 | 0 | 0 | 0 | 0 | 0 | 0 | 0 | 0 | 0 | 0 | 0 | 0 | 0 | 0 | 0 | 0 | 0 | 0
SCE Third Party Roll-up E3 Calculator - With Carbon Adder | [17 empty] | System | #N/A | [21 empty] | 0 | 0 | 0 | 0 | 0 | 0 | 0 | 0 | 0 | 0 | 0 | 0 | 0 | 0 | 0 | 0 | 0 | 0 | 0 | 0 | 0 | 0 | 0 | 0 | 0 | 0 | 0 | 0 | 0
SCE Third Party Roll-up E3 Calculator - With Carbon Adder | [17 empty] | System | #N/A | [21 empty] | 0 | 0 | 0 | 0 | 0 | 0 | 0 | 0 | 0 | 0 | 0 | 0 | 0 | 0 | 0 | 0 | 0 | 0 | 0 | 0 | 0 | 0 | 0 | 0 | 0 | 0 | 0 | 0 | 0
SCE Third Party Roll-up E3 Calculator - With Carbon Adder | [17 empty] | System | #N/A | [21 empty] | 0 | 0 | 0 | 0 | 0 | 0 | 0 | 0 | 0 | 0 | 0 | 0 | 0 | 0 | 0 | 0 | 0 | 0 | 0 | 0 | 0 | 0 | 0 | 0 | 0 | 0 | 0 | 0 | 0
SCE Third Party Roll-up E3 Calculator - With Carbon Adder | [17 empty] | System | #N/A | [21 empty] | 0 | 0 | 0 | 0 | 0 | 0 | 0 | 0 | 0 | 0 | 0 | 0 | 0 | 0 | 0 | 0 | 0 | 0 | 0 | 0 | 0 | 0 | 0 | 0 | 0 | 0 | 0 | 0 | 0
SCE Third Party Roll-up E3 Calculator - With Carbon Adder | [17 empty] | System | #N/A | [21 empty] | 0 | 0 | 0 | 0 | 0 | 0 | 0 | 0 | 0 | 0 | 0 | 0 | 0 | 0 | 0 | 0 | 0 | 0 | 0 | 0 | 0 | 0 | 0 | 0 | 0 | 0 | 0 | 0 | 0
SCE Third Party Roll-up E3 Calculator - With Carbon Adder | [17 empty] | System | #N/A | [21 empty] | 0 | 0 | 0 | 0 | 0 | 0 | 0 | 0 | 0 | 0 | 0 | 0 | 0 | 0 | 0 | 0 | 0 | 0 | 0 | 0 | 0 | 0 | 0 | 0 | 0 | 0 | 0 | 0 | 0
SCE Third Party Roll-up E3 Calculator - With Carbon Adder | [17 empty] | System | #N/A | [21 empty] | 0 | 0 | 0 | 0 | 0 | 0 | 0 | 0 | 0 | 0 | 0 | 0 | 0 | 0 | 0 | 0 | 0 | 0 | 0 | 0 | 0 | 0 | 0 | 0 | 0 | 0 | 0 | 0 | 0
SCE Third Party Roll-up E3 Calculator - With Carbon Adder | [17 empty] | System | #N/A | [21 empty] | 0 | 0 | 0 | 0 | 0 | 0 | 0 | 0 | 0 | 0 | 0 | 0 | 0 | 0 | 0 | 0 | 0 | 0 | 0 | 0 | 0 | 0 | 0 | 0 | 0 | 0 | 0 | 0 | 0
SCE Third Party Roll-up E3 Calculator - With Carbon Adder | [17 empty] | System | #N/A | [21 empty] | 0 | 0 | 0 | 0 | 0 | 0 | 0 | 0 | 0 | 0 | 0 | 0 | 0 | 0 | 0 | 0 | 0 | 0 | 0 | 0 | 0 | 0 | 0 | 0 | 0 | 0 | 0 | 0 | 0
SCE Third Party Roll-up E3 Calculator - With Carbon Adder | [17 empty] | System | #N/A | [21 empty] | 0 | 0 | 0 | 0 | 0 | 0 | 0 | 0 | 0 | 0 | 0 | 0 | 0 | 0 | 0 | 0 | 0 | 0 | 0 | 0 | 0 | 0 | 0 | 0 | 0 | 0 | 0 | 0 | 0
SCE Third Party Roll-up E3 Calculator - With Carbon Adder | [17 empty] | System | #N/A | [21 empty] | 0 | 0 | 0 | 0 | 0 | 0 | 0 | 0 | 0 | 0 | 0 | 0 | 0 | 0 | 0 | 0 | 0 | 0 | 0 | 0 | 0 | 0 | 0 | 0 | 0 | 0 | 0 | 0 | 0
SCE Third Party Roll-up E3 Calculator - With Carbon Adder | [17 empty] | System | #N/A | [21 empty] | 0 | 0 | 0 | 0 | 0 | 0 | 0 | 0 | 0 | 0 | 0 | 0 | 0 | 0 | 0 | 0 | 0 | 0 | 0 | 0 | 0 | 0 | 0 | 0 | 0 | 0 | 0 | 0 | 0
SCE Third Party Roll-up E3 Calculator - With Carbon Adder | [17 empty] | System | #N/A | [21 empty] | 0 | 0 | 0 | 0 | 0 | 0 | 0 | 0 | 0 | 0 | 0 | 0 | 0 | 0 | 0 | 0 | 0 | 0 | 0 | 0 | 0 | 0 | 0 | 0 | 0 | 0 | 0 | 0 | 0
SCE Third Party Roll-up E3 Calculator - With Carbon Adder | [17 empty] | System | #N/A | [21 empty] | 0 | 0 | 0 | 0 | 0 | 0 | 0 | 0 | 0 | 0 | 0 | 0 | 0 | 0 | 0 | 0 | 0 | 0 | 0 | 0 | 0 | 0 | 0 | 0 | 0 | 0 | 0 | 0 | 0
SCE Third Party Roll-up E3 Calculator - With Carbon Adder | [17 empty] | System | #N/A | [21 empty] | 0 | 0 | 0 | 0 | 0 | 0 | 0 | 0 | 0 | 0 | 0 | 0 | 0 | 0 | 0 | 0 | 0 | 0 | 0 | 0 | 0 | 0 | 0 | 0 | 0 | 0 | 0 | 0 | 0
SCE Third Party Roll-up E3 Calculator - With Carbon Adder | [17 empty] | System | #N/A | [21 empty] | 0 | 0 | 0 | 0 | 0 | 0 | 0 | 0 | 0 | 0 | 0 | 0 | 0 | 0 | 0 | 0 | 0 | 0 | 0 | 0 | 0 | 0 | 0 | 0 | 0 | 0 | 0 | 0 | 0
SCE Third Party Roll-up E3 Calculator - With Carbon Adder | [17 empty] | System | #N/A | [21 empty] | 0 | 0 | 0 | 0 | 0 | 0 | 0 | 0 | 0 | 0 | 0 | 0 | 0 | 0 | 0 | 0 | 0 | 0 | 0 | 0 | 0 | 0 | 0 | 0 | 0 | 0 | 0 | 0 | 0
SCE Third Party Roll-up E3 Calculator - With Carbon Adder | [17 empty] | System | #N/A | [21 empty] | 0 | 0 | 0 | 0 | 0 | 0 | 0 | 0 | 0 | 0 | 0 | 0 | 0 | 0 | 0 | 0 | 0 | 0 | 0 | 0 | 0 | 0 | 0 | 0 | 0 | 0 | 0 | 0 | 0
SCE Third Party Roll-up E3 Calculator - With Carbon Adder | [17 empty] | System | #N/A | [21 empty] | 0 | 0 | 0 | 0 | 0 | 0 | 0 | 0 | 0 | 0 | 0 | 0 | 0 | 0 | 0 | 0 | 0 | 0 | 0 | 0 | 0 | 0 | 0 | 0 | 0 | 0 | 0 | 0 | 0
SCE Third Party Roll-up E3 Calculator - With Carbon Adder | [17 empty] | System | #N/A | [21 empty] | 0 | 0 | 0 | 0 | 0 | 0 | 0 | 0 | 0 | 0 | 0 | 0 | 0 | 0 | 0 | 0 | 0 | 0 | 0 | 0 | 0 | 0 | 0 | 0 | 0 | 0 | 0 | 0 | 0
SCE Third Party Roll-up E3 Calculator - With Carbon Adder | [17 empty] | System | #N/A | [21 empty] | 0 | 0 | 0 | 0 | 0 | 0 | 0 | 0 | 0 | 0 | 0 | 0 | 0 | 0 | 0 | 0 | 0 | 0 | 0 | 0 | 0 | 0 | 0 | 0 | 0 | 0 | 0 | 0 | 0
SCE Third Party Roll-up E3 Calculator - With Carbon Adder | [17 empty] | System | #N/A | [21 empty] | 0 | 0 | 0 | 0 | 0 | 0 | 0 | 0 | 0 | 0 | 0 | 0 | 0 | 0 | 0 | 0 | 0 | 0 | 0 | 0 | 0 | 0 | 0 | 0 | 0 | 0 | 0 | 0 | 0
SCE Third Party Roll-up E3 Calculator - With Carbon Adder | [17 empty] | System | #N/A | [21 empty] | 0 | 0 | 0 | 0 | 0 | 0 | 0 | 0 | 0 | 0 | 0 | 0 | 0 | 0 | 0 | 0 | 0 | 0 | 0 | 0 | 0 | 0 | 0 | 0 | 0 | 0 | 0 | 0 | 0
SCE Third Party Roll-up E3 Calculator - With Carbon Adder | [17 empty] | System | #N/A | [21 empty] | 0 | 0 | 0 | 0 | 0 | 0 | 0 | 0 | 0 | 0 | 0 | 0 | 0 | 0 | 0 | 0 | 0 | 0 | 0 | 0 | 0 | 0 | 0 | 0 | 0 | 0 | 0 | 0 | 0
SCE Third Party Roll-up E3 Calculator - With Carbon Adder | [17 empty] | System | #N/A | [21 empty] | 0 | 0 | 0 | 0 | 0 | 0 | 0 | 0 | 0 | 0 | 0 | 0 | 0 | 0 | 0 | 0 | 0 | 0 | 0 | 0 | 0 | 0 | 0 | 0 | 0 | 0 | 0 | 0 | 0
SCE Third Party Roll-up E3 Calculator - With Carbon Adder | [17 empty] | System | #N/A | [21 empty] | 0 | 0 | 0 | 0 | 0 | 0 | 0 | 0 | 0 | 0 | 0 | 0 | 0 | 0 | 0 | 0 | 0 | 0 | 0 | 0 | 0 | 0 | 0 | 0 | 0 | 0 | 0 | 0 | 0
SCE Third Party Roll-up E3 Calculator - With Carbon Adder | [17 empty] | System | #N/A | [21 empty] | 0 | 0 | 0 | 0 | 0 | 0 | 0 | 0 | 0 | 0 | 0 | 0 | 0 | 0 | 0 | 0 | 0 | 0 | 0 | 0 | 0 | 0 | 0 | 0 | 0 | 0 | 0 | 0 | 0
SCE Third Party Roll-up E3 Calculator - With Carbon Adder | [17 empty] | System | #N/A | [21 empty] | 0 | 0 | 0 | 0 | 0 | 0 | 0 | 0 | 0 | 0 | 0 | 0 | 0 | 0 | 0 | 0 | 0 | 0 | 0 | 0 | 0 | 0 | 0 | 0 | 0 | 0 | 0 | 0 | 0
SCE Third Party Roll-up E3 Calculator - With Carbon Adder | [17 empty] | System | #N/A | [21 empty] | 0 | 0 | 0 | 0 | 0 | 0 | 0 | 0 | 0 | 0 | 0 | 0 | 0 | 0 | 0 | 0 | 0 | 0 | 0 | 0 | 0 | 0 | 0 | 0 | 0 | 0 | 0 | 0 | 0
SCE Third Party Roll-up E3 Calculator - With Carbon Adder | [17 empty] | System | #N/A | [21 empty] | 0 | 0 | 0 | 0 | 0 | 0 | 0 | 0 | 0 | 0 | 0 | 0 | 0 | 0 | 0 | 0 | 0 | 0 | 0 | 0 | 0 | 0 | 0 | 0 | 0 | 0 | 0 | 0 | 0
SCE Third Party Roll-up E3 Calculator - With Carbon Adder | [17 empty] | System | #N/A | [21 empty] | 0 | 0 | 0 | 0 | 0 | 0 | 0 | 0 | 0 | 0 | 0 | 0 | 0 | 0 | 0 | 0 | 0 | 0 | 0 | 0 | 0 | 0 | 0 | 0 | 0 | 0 | 0 | 0 | 0
SCE Third Party Roll-up E3 Calculator - With Carbon Adder | [17 empty] | System | #N/A | [21 empty] | 0 | 0 | 0 | 0 | 0 | 0 | 0 | 0 | 0 | 0 | 0 | 0 | 0 | 0 | 0 | 0 | 0 | 0 | 0 | 0 | 0 | 0 | 0 | 0 | 0 | 0 | 0 | 0 | 0
SCE Third Party Roll-up E3 Calculator - With Carbon Adder | [17 empty] | System | #N/A | [21 empty] | 0 | 0 | 0 | 0 | 0 | 0 | 0 | 0 | 0 | 0 | 0 | 0 | 0 | 0 | 0 | 0 | 0 | 0 | 0 | 0 | 0 | 0 | 0 | 0 | 0 | 0 | 0 | 0 | 0
SCE Third Party Roll-up E3 Calculator - With Carbon Adder | [17 empty] | System | #N/A | [21 empty] | 0 | 0 | 0 | 0 | 0 | 0 | 0 | 0 | 0 | 0 | 0 | 0 | 0 | 0 | 0 | 0 | 0 | 0 | 0 | 0 | 0 | 0 | 0 | 0 | 0 | 0 | 0 | 0 | 0
SCE Third Party Roll-up E3 Calculator - With Carbon Adder | [17 empty] | System | #N/A | [21 empty] | 0 | 0 | 0 | 0 | 0 | 0 | 0 | 0 | 0 | 0 | 0 | 0 | 0 | 0 | 0 | 0 | 0 | 0 | 0 | 0 | 0 | 0 | 0 | 0 | 0 | 0 | 0 | 0 | 0
SCE Third Party Roll-up E3 Calculator - With Carbon Adder | [17 empty] | System | #N/A | [21 empty] | 0 | 0 | 0 | 0 | 0 | 0 | 0 | 0 | 0 | 0 | 0 | 0 | 0 | 0 | 0 | 0 | 0 | 0 | 0 | 0 | 0 | 0 | 0 | 0 | 0 | 0 | 0 | 0 | 0
SCE Third Party Roll-up E3 Calculator - With Carbon Adder | [17 empty] | System | #N/A | [21 empty] | 0 | 0 | 0 | 0 | 0 | 0 | 0 | 0 | 0 | 0 | 0 | 0 | 0 | 0 | 0 | 0 | 0 | 0 | 0 | 0 | 0 | 0 | 0 | 0 | 0 | 0 | 0 | 0 | 0
SCE Third Party Roll-up E3 Calculator - With Carbon Adder | [17 empty] | System | #N/A | [21 empty] | 0 | 0 | 0 | 0 | 0 | 0 | 0 | 0 | 0 | 0 | 0 | 0 | 0 | 0 | 0 | 0 | 0 | 0 | 0 | 0 | 0 | 0 | 0 | 0 | 0 | 0 | 0 | 0 | 0
SCE Third Party Roll-up E3 Calculator - With Carbon Adder | [17 empty] | System | #N/A | [21 empty] | 0 | 0 | 0 | 0 | 0 | 0 | 0 | 0 | 0 | 0 | 0 | 0 | 0 | 0 | 0 | 0 | 0 | 0 | 0 | 0 | 0 | 0 | 0 | 0 | 0 | 0 | 0 | 0 | 0
SCE Third Party Roll-up E3 Calculator - With Carbon Adder | [17 empty] | System | #N/A | [21 empty] | 0 | 0 | 0 | 0 | 0 | 0 | 0 | 0 | 0 | 0 | 0 | 0 | 0 | 0 | 0 | 0 | 0 | 0 | 0 | 0 | 0 | 0 | 0 | 0 | 0 | 0 | 0 | 0 | 0
SCE Third Party Roll-up E3 Calculator - With Carbon Adder | [17 empty] | System | #N/A | [21 empty] | 0 | 0 | 0 | 0 | 0 | 0 | 0 | 0 | 0 | 0 | 0 | 0 | 0 | 0 | 0 | 0 | 0 | 0 | 0 | 0 | 0 | 0 | 0 | 0 | 0 | 0 | 0 | 0 | 0
SCE Third Party Roll-up E3 Calculator - With Carbon Adder | [17 empty] | System | #N/A | [21 empty] | 0 | 0 | 0 | 0 | 0 | 0 | 0 | 0 | 0 | 0 | 0 | 0 | 0 | 0 | 0 | 0 | 0 | 0 | 0 | 0 | 0 | 0 | 0 | 0 | 0 | 0 | 0 | 0 | 0
SCE Third Party Roll-up E3 Calculator - With Carbon Adder | [17 empty] | System | #N/A | [21 empty] | 0 | 0 | 0 | 0 | 0 | 0 | 0 | 0 | 0 | 0 | 0 | 0 | 0 | 0 | 0 | 0 | 0 | 0 | 0 | 0 | 0 | 0 | 0 | 0 | 0 | 0 | 0 | 0 | 0
SCE Third Party Roll-up E3 Calculator - With Carbon Adder | [17 empty] | System | #N/A | [21 empty] | 0 | 0 | 0 | 0 | 0 | 0 | 0 | 0 | 0 | 0 | 0 | 0 | 0 | 0 | 0 | 0 | 0 | 0 | 0 | 0 | 0 | 0 | 0 | 0 | 0 | 0 | 0 | 0 | 0
SCE Third Party Roll-up E3 Calculator - With Carbon Adder | [17 empty] | System | #N/A | [21 empty] | 0 | 0 | 0 | 0 | 0 | 0 | 0 | 0 | 0 | 0 | 0 | 0 | 0 | 0 | 0 | 0 | 0 | 0 | 0 | 0 | 0 | 0 | 0 | 0 | 0 | 0 | 0 | 0 | 0
SCE Third Party Roll-up E3 Calculator - With Carbon Adder | [17 empty] | System | #N/A | [21 empty] | 0 | 0 | 0 | 0 | 0 | 0 | 0 | 0 | 0 | 0 | 0 | 0 | 0 | 0 | 0 | 0 | 0 | 0 | 0 | 0 | 0 | 0 | 0 | 0 | 0 | 0 | 0 | 0 | 0
SCE Third Party Roll-up E3 Calculator - With Carbon Adder | [17 empty] | System | #N/A | [21 empty] | 0 | 0 | 0 | 0 | 0 | 0 | 0 | 0 | 0 | 0 | 0 | 0 | 0 | 0 | 0 | 0 | 0 | 0 | 0 | 0 | 0 | 0 | 0 | 0 | 0 | 0 | 0 | 0 | 0
SCE Third Party Roll-up E3 Calculator - With Carbon Adder | [17 empty] | System | #N/A | [21 empty] | 0 | 0 | 0 | 0 | 0 | 0 | 0 | 0 | 0 | 0 | 0 | 0 | 0 | 0 | 0 | 0 | 0 | 0 | 0 | 0 | 0 | 0 | 0 | 0 | 0 | 0 | 0 | 0 | 0
SCE Third Party Roll-up E3 Calculator - With Carbon Adder | [17 empty] | System | #N/A | [21 empty] | 0 | 0 | 0 | 0 | 0 | 0 | 0 | 0 | 0 | 0 | 0 | 0 | 0 | 0 | 0 | 0 | 0 | 0 | 0 | 0 | 0 | 0 | 0 | 0 | 0 | 0 | 0 | 0 | 0
SCE Third Party Roll-up E3 Calculator - With Carbon Adder | [17 empty] | System | #N/A | [21 empty] | 0 | 0 | 0 | 0 | 0 | 0 | 0 | 0 | 0 | 0 | 0 | 0 | 0 | 0 | 0 | 0 | 0 | 0 | 0 | 0 | 0 | 0 | 0 | 0 | 0 | 0 | 0 | 0 | 0
SCE Third Party Roll-up E3 Calculator - With Carbon Adder | [17 empty] | System | #N/A | [21 empty] | 0 | 0 | 0 | 0 | 0 | 0 | 0 | 0 | 0 | 0 | 0 | 0 | 0 | 0 | 0 | 0 | 0 | 0 | 0 | 0 | 0 | 0 | 0 | 0 | 0 | 0 | 0 | 0 | 0
SCE Third Party Roll-up E3 Calculator - With Carbon Adder | [17 empty] | System | #N/A | [21 empty] | 0 | 0 | 0 | 0 | 0 | 0 | 0 | 0 | 0 | 0 | 0 | 0 | 0 | 0 | 0 | 0 | 0 | 0 | 0 | 0 | 0 | 0 | 0 | 0 | 0 | 0 | 0 | 0 | 0
SCE Third Party Roll-up E3 Calculator - With Carbon Adder | [17 empty] | System | #N/A | [21 empty] | 0 | 0 | 0 | 0 | 0 | 0 | 0 | 0 | 0 | 0 | 0 | 0 | 0 | 0 | 0 | 0 | 0 | 0 | 0 | 0 | 0 | 0 | 0 | 0 | 0 | 0 | 0 | 0 | 0
SCE Third Party Roll-up E3 Calculator - With Carbon Adder | [17 empty] | System | #N/A | [21 empty] | 0 | 0 | 0 | 0 | 0 | 0 | 0 | 0 | 0 | 0 | 0 | 0 | 0 | 0 | 0 | 0 | 0 | 0 | 0 | 0 | 0 | 0 | 0 | 0 | 0 | 0 | 0 | 0 | 0
SCE Third Party Roll-up E3 Calculator - With Carbon Adder | [17 empty] | System | #N/A | [21 empty] | 0 | 0 | 0 | 0 | 0 | 0 | 0 | 0 | 0 | 0 | 0 | 0 | 0 | 0 | 0 | 0 | 0 | 0 | 0 | 0 | 0 | 0 | 0 | 0 | 0 | 0 | 0 | 0 | 0
SCE Third Party Roll-up E3 Calculator - With Carbon Adder | [17 empty] | System | #N/A | [21 empty] | 0 | 0 | 0 | 0 | 0 | 0 | 0 | 0 | 0 | 0 | 0 | 0 | 0 | 0 | 0 | 0 | 0 | 0 | 0 | 0 | 0 | 0 | 0 | 0 | 0 | 0 | 0 | 0 | 0
SCE Third Party Roll-up E3 Calculator - With Carbon Adder | [17 empty] | System | #N/A | [21 empty] | 0 | 0 | 0 | 0 | 0 | 0 | 0 | 0 | 0 | 0 | 0 | 0 | 0 | 0 | 0 | 0 | 0 | 0 | 0 | 0 | 0 | 0 | 0 | 0 | 0 | 0 | 0 | 0 | 0
SCE Third Party Roll-up E3 Calculator - With Carbon Adder | [17 empty] | System | #N/A | [21 empty] | 0 | 0 | 0 | 0 | 0 | 0 | 0 | 0 | 0 | 0 | 0 | 0 | 0 | 0 | 0 | 0 | 0 | 0 | 0 | 0 | 0 | 0 | 0 | 0 | 0 | 0 | 0 | 0 | 0
SCE Third Party Roll-up E3 Calculator - With Carbon Adder | [17 empty] | System | #N/A | [21 empty] | 0 | 0 | 0 | 0 | 0 | 0 | 0 | 0 | 0 | 0 | 0 | 0 | 0 | 0 | 0 | 0 | 0 | 0 | 0 | 0 | 0 | 0 | 0 | 0 | 0 | 0 | 0 | 0 | 0
SCE Third Party Roll-up E3 Calculator - With Carbon Adder | [17 empty] | System | #N/A | [21 empty] | 0 | 0 | 0 | 0 | 0 | 0 | 0 | 0 | 0 | 0 | 0 | 0 | 0 | 0 | 0 | 0 | 0 | 0 | 0 | 0 | 0 | 0 | 0 | 0 | 0 | 0 | 0 | 0 | 0
SCE Third Party Roll-up E3 Calculator - With Carbon Adder | [17 empty] | System | #N/A | [21 empty] | 0 | 0 | 0 | 0 | 0 | 0 | 0 | 0 | 0 | 0 | 0 | 0 | 0 | 0 | 0 | 0 | 0 | 0 | 0 | 0 | 0 | 0 | 0 | 0 | 0 | 0 | 0 | 0 | 0
SCE Third Party Roll-up E3 Calculator - With Carbon Adder | [17 empty] | System | #N/A | [21 empty] | 0 | 0 | 0 | 0 | 0 | 0 | 0 | 0 | 0 | 0 | 0 | 0 | 0 | 0 | 0 | 0 | 0 | 0 | 0 | 0 | 0 | 0 | 0 | 0 | 0 | 0 | 0 | 0 | 0
SCE Third Party Roll-up E3 Calculator - With Carbon Adder | [17 empty] | System | #N/A | [21 empty] | 0 | 0 | 0 | 0 | 0 | 0 | 0 | 0 | 0 | 0 | 0 | 0 | 0 | 0 | 0 | 0 | 0 | 0 | 0 | 0 | 0 | 0 | 0 | 0 | 0 | 0 | 0 | 0 | 0
SCE Third Party Roll-up E3 Calculator - With Carbon Adder | [17 empty] | System | #N/A | [21 empty] | 0 | 0 | 0 | 0 | 0 | 0 | 0 | 0 | 0 | 0 | 0 | 0 | 0 | 0 | 0 | 0 | 0 | 0 | 0 | 0 | 0 | 0 | 0 | 0 | 0 | 0 | 0 | 0 | 0
SCE Third Party Roll-up E3 Calculator - With Carbon Adder | [17 empty] | System | #N/A | [21 empty] | 0 | 0 | 0 | 0 | 0 | 0 | 0 | 0 | 0 | 0 | 0 | 0 | 0 | 0 | 0 | 0 | 0 | 0 | 0 | 0 | 0 | 0 | 0 | 0 | 0 | 0 | 0 | 0 | 0
SCE Third Party Roll-up E3 Calculator - With Carbon Adder | [17 empty] | System | #N/A | [21 empty] | 0 | 0 | 0 | 0 | 0 | 0 | 0 | 0 | 0 | 0 | 0 | 0 | 0 | 0 | 0 | 0 | 0 | 0 | 0 | 0 | 0 | 0 | 0 | 0 | 0 | 0 | 0 | 0 | 0
SCE Third Party Roll-up E3 Calculator - With Carbon Adder | [17 empty] | System | #N/A | [21 empty] | 0 | 0 | 0 | 0 | 0 | 0 | 0 | 0 | 0 | 0 | 0 | 0 | 0 | 0 | 0 | 0 | 0 | 0 | 0 | 0 | 0 | 0 | 0 | 0 | 0 | 0 | 0 | 0 | 0
SCE Third Party Roll-up E3 Calculator - With Carbon Adder | [17 empty] | System | #N/A | [21 empty] | 0 | 0 | 0 | 0 | 0 | 0 | 0 | 0 | 0 | 0 | 0 | 0 | 0 | 0 | 0 | 0 | 0 | 0 | 0 | 0 | 0 | 0 | 0 | 0 | 0 | 0 | 0 | 0 | 0
SCE Third Party Roll-up E3 Calculator - With Carbon Adder | [17 empty] | System | #N/A | [21 empty] | 0 | 0 | 0 | 0 | 0 | 0 | 0 | 0 | 0 | 0 | 0 | 0 | 0 | 0 | 0 | 0 | 0 | 0 | 0 | 0 | 0 | 0 | 0 | 0 | 0 | 0 | 0 | 0 | 0
SCE Third Party Roll-up E3 Calculator - With Carbon Adder | [17 empty] | System | #N/A | [21 empty] | 0 | 0 | 0 | 0 | 0 | 0 | 0 | 0 | 0 | 0 | 0 | 0 | 0 | 0 | 0 | 0 | 0 | 0 | 0 | 0 | 0 | 0 | 0 | 0 | 0 | 0 | 0 | 0 | 0
SCE Third Party Roll-up E3 Calculator - With Carbon Adder | [17 empty] | System | #N/A | [21 empty] | 0 | 0 | 0 | 0 | 0 | 0 | 0 | 0 | 0 | 0 | 0 | 0 | 0 | 0 | 0 | 0 | 0 | 0 | 0 | 0 | 0 | 0 | 0 | 0 | 0 | 0 | 0 | 0 | 0
SCE Third Party Roll-up E3 Calculator - With Carbon Adder | [17 empty] | System | #N/A | [21 empty] | 0 | 0 | 0 | 0 | 0 | 0 | 0 | 0 | 0 | 0 | 0 | 0 | 0 | 0 | 0 | 0 | 0 | 0 | 0 | 0 | 0 | 0 | 0 | 0 | 0 | 0 | 0 | 0 | 0
SCE Third Party Roll-up E3 Calculator - With Carbon Adder | [17 empty] | System | #N/A | [21 empty] | 0 | 0 | 0 | 0 | 0 | 0 | 0 | 0 | 0 | 0 | 0 | 0 | 0 | 0 | 0 | 0 | 0 | 0 | 0 | 0 | 0 | 0 | 0 | 0 | 0 | 0 | 0 | 0 | 0
SCE Third Party Roll-up E3 Calculator - With Carbon Adder | [17 empty] | System | #N/A | [21 empty] | 0 | 0 | 0 | 0 | 0 | 0 | 0 | 0 | 0 | 0 | 0 | 0 | 0 | 0 | 0 | 0 | 0 | 0 | 0 | 0 | 0 | 0 | 0 | 0 | 0 | 0 | 0 | 0 | 0
SCE Third Party Roll-up E3 Calculator - With Carbon Adder | [17 empty] | System | #N/A | [21 empty] | 0 | 0 | 0 | 0 | 0 | 0 | 0 | 0 | 0 | 0 | 0 | 0 | 0 | 0 | 0 | 0 | 0 | 0 | 0 | 0 | 0 | 0 | 0 | 0 | 0 | 0 | 0 | 0 | 0
SCE Third Party Roll-up E3 Calculator - With Carbon Adder | [17 empty] | System | #N/A | [21 empty] | 0 | 0 | 0 | 0 | 0 | 0 | 0 | 0 | 0 | 0 | 0 | 0 | 0 | 0 | 0 | 0 | 0 | 0 | 0 | 0 | 0 | 0 | 0 | 0 | 0 | 0 | 0 | 0 | 0
SCE Third Party Roll-up E3 Calculator - With Carbon Adder | [17 empty] | System | #N/A | [21 empty] | 0 | 0 | 0 | 0 | 0 | 0 | 0 | 0 | 0 | 0 | 0 | 0 | 0 | 0 | 0 | 0 | 0 | 0 | 0 | 0 | 0 | 0 | 0 | 0 | 0 | 0 | 0 | 0 | 0
SCE Third Party Roll-up E3 Calculator - With Carbon Adder | [17 empty] | System | #N/A | [21 empty] | 0 | 0 | 0 | 0 | 0 | 0 | 0 | 0 | 0 | 0 | 0 | 0 | 0 | 0 | 0 | 0 | 0 | 0 | 0 | 0 | 0 | 0 | 0 | 0 | 0 | 0 | 0 | 0 | 0
SCE Third Party Roll-up E3 Calculator - With Carbon Adder | [17 empty] | System | #N/A | [21 empty] | 0 | 0 | 0 | 0 | 0 | 0 | 0 | 0 | 0 | 0 | 0 | 0 | 0 | 0 | 0 | 0 | 0 | 0 | 0 | 0 | 0 | 0 | 0 | 0 | 0 | 0 | 0 | 0 | 0
SCE Third Party Roll-up E3 Calculator - With Carbon Adder | [17 empty] | System | #N/A | [21 empty] | 0 | 0 | 0 | 0 | 0 | 0 | 0 | 0 | 0 | 0 | 0 | 0 | 0 | 0 | 0 | 0 | 0 | 0 | 0 | 0 | 0 | 0 | 0 | 0 | 0 | 0 | 0 | 0 | 0
SCE Third Party Roll-up E3 Calculator - With Carbon Adder | [17 empty] | System | #N/A | [21 empty] | 0 | 0 | 0 | 0 | 0 | 0 | 0 | 0 | 0 | 0 | 0 | 0 | 0 | 0 | 0 | 0 | 0 | 0 | 0 | 0 | 0 | 0 | 0 | 0 | 0 | 0 | 0 | 0 | 0
SCE Third Party Roll-up E3 Calculator - With Carbon Adder | [17 empty] | System | #N/A | [21 empty] | 0 | 0 | 0 | 0 | 0 | 0 | 0 | 0 | 0 | 0 | 0 | 0 | 0 | 0 | 0 | 0 | 0 | 0 | 0 | 0 | 0 | 0 | 0 | 0 | 0 | 0 | 0 | 0 | 0
SCE Third Party Roll-up E3 Calculator - With Carbon Adder | [17 empty] | System | #N/A | [21 empty] | 0 | 0 | 0 | 0 | 0 | 0 | 0 | 0 | 0 | 0 | 0 | 0 | 0 | 0 | 0 | 0 | 0 | 0 | 0 | 0 | 0 | 0 | 0 | 0 | 0 | 0 | 0 | 0 | 0
SCE Third Party Roll-up E3 Calculator - With Carbon Adder | [17 empty] | System | #N/A | [21 empty] | 0 | 0 | 0 | 0 | 0 | 0 | 0 | 0 | 0 | 0 | 0 | 0 | 0 | 0 | 0 | 0 | 0 | 0 | 0 | 0 | 0 | 0 | 0 | 0 | 0 | 0 | 0 | 0 | 0
SCE Third Party Roll-up E3 Calculator - With Carbon Adder | [17 empty] | System | #N/A | [21 empty] | 0 | 0 | 0 | 0 | 0 | 0 | 0 | 0 | 0 | 0 | 0 | 0 | 0 | 0 | 0 | 0 | 0 | 0 | 0 | 0 | 0 | 0 | 0 | 0 | 0 | 0 | 0 | 0 | 0
SCE Third Party Roll-up E3 Calculator - With Carbon Adder | [17 empty] | System | #N/A | [21 empty] | 0 | 0 | 0 | 0 | 0 | 0 | 0 | 0 | 0 | 0 | 0 | 0 | 0 | 0 | 0 | 0 | 0 | 0 | 0 | 0 | 0 | 0 | 0 | 0 | 0 | 0 | 0 | 0 | 0
SCE Third Party Roll-up E3 Calculator - With Carbon Adder | [17 empty] | System | #N/A | [21 empty] | 0 | 0 | 0 | 0 | 0 | 0 | 0 | 0 | 0 | 0 | 0 | 0 | 0 | 0 | 0 | 0 | 0 | 0 | 0 | 0 | 0 | 0 | 0 | 0 | 0 | 0 | 0 | 0 | 0
SCE Third Party Roll-up E3 Calculator - With Carbon Adder | [17 empty] | System | #N/A | [21 empty] | 0 | 0 | 0 | 0 | 0 | 0 | 0 | 0 | 0 | 0 | 0 | 0 | 0 | 0 | 0 | 0 | 0 | 0 | 0 | 0 | 0 | 0 | 0 | 0 | 0 | 0 | 0 | 0 | 0
SCE Third Party Roll-up E3 Calculator - With Carbon Adder | [17 empty] | System | #N/A | [21 empty] | 0 | 0 | 0 | 0 | 0 | 0 | 0 | 0 | 0 | 0 | 0 | 0 | 0 | 0 | 0 | 0 | 0 | 0 | 0 | 0 | 0 | 0 | 0 | 0 | 0 | 0 | 0 | 0 | 0
SCE Third Party Roll-up E3 Calculator - With Carbon Adder | [17 empty] | System | #N/A | [21 empty] | 0 | 0 | 0 | 0 | 0 | 0 | 0 | 0 | 0 | 0 | 0 | 0 | 0 | 0 | 0 | 0 | 0 | 0 | 0 | 0 | 0 | 0 | 0 | 0 | 0 | 0 | 0 | 0 | 0
SCE Third Party Roll-up E3 Calculator - With Carbon Adder | [17 empty] | System | #N/A | [21 empty] | 0 | 0 | 0 | 0 | 0 | 0 | 0 | 0 | 0 | 0 | 0 | 0 | 0 | 0 | 0 | 0 | 0 | 0 | 0 | 0 | 0 | 0 | 0 | 0 | 0 | 0 | 0 | 0 | 0
SCE Third Party Roll-up E3 Calculator - With Carbon Adder | [17 empty] | System | #N/A | [21 empty] | 0 | 0 | 0 | 0 | 0 | 0 | 0 | 0 | 0 | 0 | 0 | 0 | 0 | 0 | 0 | 0 | 0 | 0 | 0 | 0 | 0 | 0 | 0 | 0 | 0 | 0 | 0 | 0 | 0
SCE Third Party Roll-up E3 Calculator - With Carbon Adder | [17 empty] | System | #N/A | [21 empty] | 0 | 0 | 0 | 0 | 0 | 0 | 0 | 0 | 0 | 0 | 0 | 0 | 0 | 0 | 0 | 0 | 0 | 0 | 0 | 0 | 0 | 0 | 0 | 0 | 0 | 0 | 0 | 0 | 0
SCE Third Party Roll-up E3 Calculator - With Carbon Adder | [17 empty] | System | #N/A | [21 empty] | 0 | 0 | 0 | 0 | 0 | 0 | 0 | 0 | 0 | 0 | 0 | 0 | 0 | 0 | 0 | 0 | 0 | 0 | 0 | 0 | 0 | 0 | 0 | 0 | 0 | 0 | 0 | 0 | 0
SCE Third Party Roll-up E3 Calculator - With Carbon Adder | [17 empty] | System | #N/A | [21 empty] | 0 | 0 | 0 | 0 | 0 | 0 | 0 | 0 | 0 | 0 | 0 | 0 | 0 | 0 | 0 | 0 | 0 | 0 | 0 | 0 | 0 | 0 | 0 | 0 | 0 | 0 | 0 | 0 | 0
SCE Third Party Roll-up E3 Calculator - With Carbon Adder | [17 empty] | System | #N/A | [21 empty] | 0 | 0 | 0 | 0 | 0 | 0 | 0 | 0 | 0 | 0 | 0 | 0 | 0 | 0 | 0 | 0 | 0 | 0 | 0 | 0 | 0 | 0 | 0 | 0 | 0 | 0 | 0 | 0 | 0
SCE Third Party Roll-up E3 Calculator - With Carbon Adder | [17 empty] | System | #N/A | [21 empty] | 0 | 0 | 0 | 0 | 0 | 0 | 0 | 0 | 0 | 0 | 0 | 0 | 0 | 0 | 0 | 0 | 0 | 0 | 0 | 0 | 0 | 0 | 0 | 0 | 0 | 0 | 0 | 0 | 0
SCE Third Party Roll-up E3 Calculator - With Carbon Adder | [17 empty] | System | #N/A | [21 empty] | 0 | 0 | 0 | 0 | 0 | 0 | 0 | 0 | 0 | 0 | 0 | 0 | 0 | 0 | 0 | 0 | 0 | 0 | 0 | 0 | 0 | 0 | 0 | 0 | 0 | 0 | 0 | 0 | 0
SCE Third Party Roll-up E3 Calculator - With Carbon Adder | [17 empty] | System | #N/A | [21 empty] | 0 | 0 | 0 | 0 | 0 | 0 | 0 | 0 | 0 | 0 | 0 | 0 | 0 | 0 | 0 | 0 | 0 | 0 | 0 | 0 | 0 | 0 | 0 | 0 | 0 | 0 | 0 | 0 | 0
SCE Third Party Roll-up E3 Calculator - With Carbon Adder | [17 empty] | System | #N/A | [21 empty] | 0 | 0 | 0 | 0 | 0 | 0 | 0 | 0 | 0 | 0 | 0 | 0 | 0 | 0 | 0 | 0 | 0 | 0 | 0 | 0 | 0 | 0 | 0 | 0 | 0 | 0 | 0 | 0 | 0
SCE Third Party Roll-up E3 Calculator - With Carbon Adder | [17 empty] | System | #N/A | [21 empty] | 0 | 0 | 0 | 0 | 0 | 0 | 0 | 0 | 0 | 0 | 0 | 0 | 0 | 0 | 0 | 0 | 0 | 0 | 0 | 0 | 0 | 0 | 0 | 0 | 0 | 0 | 0 | 0 | 0
SCE Third Party Roll-up E3 Calculator - With Carbon Adder | [17 empty] | System | #N/A | [21 empty] | 0 | 0 | 0 | 0 | 0 | 0 | 0 | 0 | 0 | 0 | 0 | 0 | 0 | 0 | 0 | 0 | 0 | 0 | 0 | 0 | 0 | 0 | 0 | 0 | 0 | 0 | 0 | 0 | 0
SCE Third Party Roll-up E3 Calculator - With Carbon Adder | [17 empty] | System | #N/A | [21 empty] | 0 | 0 | 0 | 0 | 0 | 0 | 0 | 0 | 0 | 0 | 0 | 0 | 0 | 0 | 0 | 0 | 0 | 0 | 0 | 0 | 0 | 0 | 0 | 0 | 0 | 0 | 0 | 0 | 0
SCE Third Party Roll-up E3 Calculator - With Carbon Adder | [17 empty] | System | #N/A | [21 empty] | 0 | 0 | 0 | 0 | 0 | 0 | 0 | 0 | 0 | 0 | 0 | 0 | 0 | 0 | 0 | 0 | 0 | 0 | 0 | 0 | 0 | 0 | 0 | 0 | 0 | 0 | 0 | 0 | 0
SCE Third Party Roll-up E3 Calculator - With Carbon Adder | [17 empty] | System | #N/A | [21 empty] | 0 | 0 | 0 | 0 | 0 | 0 | 0 | 0 | 0 | 0 | 0 | 0 | 0 | 0 | 0 | 0 | 0 | 0 | 0 | 0 | 0 | 0 | 0 | 0 | 0 | 0 | 0 | 0 | 0
SCE Third Party Roll-up E3 Calculator - With Carbon Adder | [17 empty] | System | #N/A | [21 empty] | 0 | 0 | 0 | 0 | 0 | 0 | 0 | 0 | 0 | 0 | 0 | 0 | 0 | 0 | 0 | 0 | 0 | 0 | 0 | 0 | 0 | 0 | 0 | 0 | 0 | 0 | 0 | 0 | 0
SCE Third Party Roll-up E3 Calculator - With Carbon Adder | [17 empty] | System | #N/A | [21 empty] | 0 | 0 | 0 | 0 | 0 | 0 | 0 | 0 | 0 | 0 | 0 | 0 | 0 | 0 | 0 | 0 | 0 | 0 | 0 | 0 | 0 | 0 | 0 | 0 | 0 | 0 | 0 | 0 | 0
SCE Third Party Roll-up E3 Calculator - With Carbon Adder | [17 empty] | System | #N/A | [21 empty] | 0 | 0 | 0 | 0 | 0 | 0 | 0 | 0 | 0 | 0 | 0 | 0 | 0 | 0 | 0 | 0 | 0 | 0 | 0 | 0 | 0 | 0 | 0 | 0 | 0 | 0 | 0 | 0 | 0
SCE Third Party Roll-up E3 Calculator - With Carbon Adder | [17 empty] | System | #N/A | [21 empty] | 0 | 0 | 0 | 0 | 0 | 0 | 0 | 0 | 0 | 0 | 0 | 0 | 0 | 0 | 0 | 0 | 0 | 0 | 0 | 0 | 0 | 0 | 0 | 0 | 0 | 0 | 0 | 0 | 0
SCE Third Party Roll-up E3 Calculator - With Carbon Adder | [17 empty] | System | #N/A | [21 empty] | 0 | 0 | 0 | 0 | 0 | 0 | 0 | 0 | 0 | 0 | 0 | 0 | 0 | 0 | 0 | 0 | 0 | 0 | 0 | 0 | 0 | 0 | 0 | 0 | 0 | 0 | 0 | 0 | 0
SCE Third Party Roll-up E3 Calculator - With Carbon Adder | [17 empty] | System | #N/A | [21 empty] | 0 | 0 | 0 | 0 | 0 | 0 | 0 | 0 | 0 | 0 | 0 | 0 | 0 | 0 | 0 | 0 | 0 | 0 | 0 | 0 | 0 | 0 | 0 | 0 | 0 | 0 | 0 | 0 | 0
SCE Third Party Roll-up E3 Calculator - With Carbon Adder | [17 empty] | System | #N/A | [21 empty] | 0 | 0 | 0 | 0 | 0 | 0 | 0 | 0 | 0 | 0 | 0 | 0 | 0 | 0 | 0 | 0 | 0 | 0 | 0 | 0 | 0 | 0 | 0 | 0 | 0 | 0 | 0 | 0 | 0
SCE Third Party Roll-up E3 Calculator - With Carbon Adder | [17 empty] | System | #N/A | [21 empty] | 0 | 0 | 0 | 0 | 0 | 0 | 0 | 0 | 0 | 0 | 0 | 0 | 0 | 0 | 0 | 0 | 0 | 0 | 0 | 0 | 0 | 0 | 0 | 0 | 0 | 0 | 0 | 0 | 0
SCE Third Party Roll-up E3 Calculator - With Carbon Adder | [17 empty] | System | #N/A | [21 empty] | 0 | 0 | 0 | 0 | 0 | 0 | 0 | 0 | 0 | 0 | 0 | 0 | 0 | 0 | 0 | 0 | 0 | 0 | 0 | 0 | 0 | 0 | 0 | 0 | 0 | 0 | 0 | 0 | 0
SCE Third Party Roll-up E3 Calculator - With Carbon Adder | [17 empty] | System | #N/A | [21 empty] | 0 | 0 | 0 | 0 | 0 | 0 | 0 | 0 | 0 | 0 | 0 | 0 | 0 | 0 | 0 | 0 | 0 | 0 | 0 | 0 | 0 | 0 | 0 | 0 | 0 | 0 | 0 | 0 | 0
SCE Third Party Roll-up E3 Calculator - With Carbon Adder | [17 empty] | System | #N/A | [21 empty] | 0 | 0 | 0 | 0 | 0 | 0 | 0 | 0 | 0 | 0 | 0 | 0 | 0 | 0 | 0 | 0 | 0 | 0 | 0 | 0 | 0 | 0 | 0 | 0 | 0 | 0 | 0 | 0 | 0
SCE Third Party Roll-up E3 Calculator - With Carbon Adder | [17 empty] | System | #N/A | [21 empty] | 0 | 0 | 0 | 0 | 0 | 0 | 0 | 0 | 0 | 0 | 0 | 0 | 0 | 0 | 0 | 0 | 0 | 0 | 0 | 0 | 0 | 0 | 0 | 0 | 0 | 0 | 0 | 0 | 0
SCE Third Party Roll-up E3 Calculator - With Carbon Adder | [17 empty] | System | #N/A | [21 empty] | 0 | 0 | 0 | 0 | 0 | 0 | 0 | 0 | 0 | 0 | 0 | 0 | 0 | 0 | 0 | 0 | 0 | 0 | 0 | 0 | 0 | 0 | 0 | 0 | 0 | 0 | 0 | 0 | 0
SCE Third Party Roll-up E3 Calculator - With Carbon Adder | [17 empty] | System | #N/A | [21 empty] | 0 | 0 | 0 | 0 | 0 | 0 | 0 | 0 | 0 | 0 | 0 | 0 | 0 | 0 | 0 | 0 | 0 | 0 | 0 | 0 | 0 | 0 | 0 | 0 | 0 | 0 | 0 | 0 | 0
SCE Third Party Roll-up E3 Calculator - With Carbon Adder | [17 empty] | System | #N/A | [21 empty] | 0 | 0 | 0 | 0 | 0 | 0 | 0 | 0 | 0 | 0 | 0 | 0 | 0 | 0 | 0 | 0 | 0 | 0 | 0 | 0 | 0 | 0 | 0 | 0 | 0 | 0 | 0 | 0 | 0
SCE Third Party Roll-up E3 Calculator - With Carbon Adder | [17 empty] | System | #N/A | [21 empty] | 0 | 0 | 0 | 0 | 0 | 0 | 0 | 0 | 0 | 0 | 0 | 0 | 0 | 0 | 0 | 0 | 0 | 0 | 0 | 0 | 0 | 0 | 0 | 0 | 0 | 0 | 0 | 0 | 0
SCE Third Party Roll-up E3 Calculator - With Carbon Adder | [17 empty] | System | #N/A | [21 empty] | 0 | 0 | 0 | 0 | 0 | 0 | 0 | 0 | 0 | 0 | 0 | 0 | 0 | 0 | 0 | 0 | 0 | 0 | 0 | 0 | 0 | 0 | 0 | 0 | 0 | 0 | 0 | 0 | 0
SCE Third Party Roll-up E3 Calculator - With Carbon Adder | [17 empty] | System | #N/A | [21 empty] | 0 | 0 | 0 | 0 | 0 | 0 | 0 | 0 | 0 | 0 | 0 | 0 | 0 | 0 | 0 | 0 | 0 | 0 | 0 | 0 | 0 | 0 | 0 | 0 | 0 | 0 | 0 | 0 | 0
SCE Third Party Roll-up E3 Calculator - With Carbon Adder | [17 empty] | System | #N/A | [21 empty] | 0 | 0 | 0 | 0 | 0 | 0 | 0 | 0 | 0 | 0 | 0 | 0 | 0 | 0 | 0 | 0 | 0 | 0 | 0 | 0 | 0 | 0 | 0 | 0 | 0 | 0 | 0 | 0 | 0
SCE Third Party Roll-up E3 Calculator - With Carbon Adder | [17 empty] | System | #N/A | [21 empty] | 0 | 0 | 0 | 0 | 0 | 0 | 0 | 0 | 0 | 0 | 0 | 0 | 0 | 0 | 0 | 0 | 0 | 0 | 0 | 0 | 0 | 0 | 0 | 0 | 0 | 0 | 0 | 0 | 0
SCE Third Party Roll-up E3 Calculator - With Carbon Adder | [17 empty] | System | #N/A | [21 empty] | 0 | 0 | 0 | 0 | 0 | 0 | 0 | 0 | 0 | 0 | 0 | 0 | 0 | 0 | 0 | 0 | 0 | 0 | 0 | 0 | 0 | 0 | 0 | 0 | 0 | 0 | 0 | 0 | 0
SCE Third Party Roll-up E3 Calculator - With Carbon Adder | [17 empty] | System | #N/A | [21 empty] | 0 | 0 | 0 | 0 | 0 | 0 | 0 | 0 | 0 | 0 | 0 | 0 | 0 | 0 | 0 | 0 | 0 | 0 | 0 | 0 | 0 | 0 | 0 | 0 | 0 | 0 | 0 | 0 | 0
SCE Third Party Roll-up E3 Calculator - With Carbon Adder | [17 empty] | System | #N/A | [21 empty] | 0 | 0 | 0 | 0 | 0 | 0 | 0 | 0 | 0 | 0 | 0 | 0 | 0 | 0 | 0 | 0 | 0 | 0 | 0 | 0 | 0 | 0 | 0 | 0 | 0 | 0 | 0 | 0 | 0
SCE Third Party Roll-up E3 Calculator - With Carbon Adder | [17 empty] | System | #N/A | [21 empty] | 0 | 0 | 0 | 0 | 0 | 0 | 0 | 0 | 0 | 0 | 0 | 0 | 0 | 0 | 0 | 0 | 0 | 0 | 0 | 0 | 0 | 0 | 0 | 0 | 0 | 0 | 0 | 0 | 0
SCE Third Party Roll-up E3 Calculator - With Carbon Adder | [17 empty] | System | #N/A | [21 empty] | 0 | 0 | 0 | 0 | 0 | 0 | 0 | 0 | 0 | 0 | 0 | 0 | 0 | 0 | 0 | 0 | 0 | 0 | 0 | 0 | 0 | 0 | 0 | 0 | 0 | 0 | 0 | 0 | 0
SCE Third Party Roll-up E3 Calculator - With Carbon Adder | [17 empty] | System | #N/A | [21 empty] | 0 | 0 | 0 | 0 | 0 | 0 | 0 | 0 | 0 | 0 | 0 | 0 | 0 | 0 | 0 | 0 | 0 | 0 | 0 | 0 | 0 | 0 | 0 | 0 | 0 | 0 | 0 | 0 | 0
SCE Third Party Roll-up E3 Calculator - With Carbon Adder | [17 empty] | System | #N/A | [21 empty] | 0 | 0 | 0 | 0 | 0 | 0 | 0 | 0 | 0 | 0 | 0 | 0 | 0 | 0 | 0 | 0 | 0 | 0 | 0 | 0 | 0 | 0 | 0 | 0 | 0 | 0 | 0 | 0 | 0
SCE Third Party Roll-up E3 Calculator - With Carbon Adder | [17 empty] | System | #N/A | [21 empty] | 0 | 0 | 0 | 0 | 0 | 0 | 0 | 0 | 0 | 0 | 0 | 0 | 0 | 0 | 0 | 0 | 0 | 0 | 0 | 0 | 0 | 0 | 0 | 0 | 0 | 0 | 0 | 0 | 0
SCE Third Party Roll-up E3 Calculator - With Carbon Adder | [17 empty] | System | #N/A | [21 empty] | 0 | 0 | 0 | 0 | 0 | 0 | 0 | 0 | 0 | 0 | 0 | 0 | 0 | 0 | 0 | 0 | 0 | 0 | 0 | 0 | 0 | 0 | 0 | 0 | 0 | 0 | 0 | 0 | 0
SCE Third Party Roll-up E3 Calculator - With Carbon Adder | [17 empty] | System | #N/A | [21 empty] | 0 | 0 | 0 | 0 | 0 | 0 | 0 | 0 | 0 | 0 | 0 | 0 | 0 | 0 | 0 | 0 | 0 | 0 | 0 | 0 | 0 | 0 | 0 | 0 | 0 | 0 | 0 | 0 | 0
SCE Third Party Roll-up E3 Calculator - With Carbon Adder | [17 empty] | System | #N/A | [21 empty] | 0 | 0 | 0 | 0 | 0 | 0 | 0 | 0 | 0 | 0 | 0 | 0 | 0 | 0 | 0 | 0 | 0 | 0 | 0 | 0 | 0 | 0 | 0 | 0 | 0 | 0 | 0 | 0 | 0
SCE Third Party Roll-up E3 Calculator - With Carbon Adder | [17 empty] | System | #N/A | [21 empty] | 0 | 0 | 0 | 0 | 0 | 0 | 0 | 0 | 0 | 0 | 0 | 0 | 0 | 0 | 0 | 0 | 0 | 0 | 0 | 0 | 0 | 0 | 0 | 0 | 0 | 0 | 0 | 0 | 0
SCE Third Party Roll-up E3 Calculator - With Carbon Adder | [17 empty] | System | #N/A | [21 empty] | 0 | 0 | 0 | 0 | 0 | 0 | 0 | 0 | 0 | 0 | 0 | 0 | 0 | 0 | 0 | 0 | 0 | 0 | 0 | 0 | 0 | 0 | 0 | 0 | 0 | 0 | 0 | 0 | 0
SCE Third Party Roll-up E3 Calculator - With Carbon Adder | [17 empty] | System | #N/A | [21 empty] | 0 | 0 | 0 | 0 | 0 | 0 | 0 | 0 | 0 | 0 | 0 | 0 | 0 | 0 | 0 | 0 | 0 | 0 | 0 | 0 | 0 | 0 | 0 | 0 | 0 | 0 | 0 | 0 | 0
SCE Third Party Roll-up E3 Calculator - With Carbon Adder | [17 empty] | System | #N/A | [21 empty] | 0 | 0 | 0 | 0 | 0 | 0 | 0 | 0 | 0 | 0 | 0 | 0 | 0 | 0 | 0 | 0 | 0 | 0 | 0 | 0 | 0 | 0 | 0 | 0 | 0 | 0 | 0 | 0 | 0
SCE Third Party Roll-up E3 Calculator - With Carbon Adder | [17 empty] | System | #N/A | [21 empty] | 0 | 0 | 0 | 0 | 0 | 0 | 0 | 0 | 0 | 0 | 0 | 0 | 0 | 0 | 0 | 0 | 0 | 0 | 0 | 0 | 0 | 0 | 0 | 0 | 0 | 0 | 0 | 0 | 0
SCE Third Party Roll-up E3 Calculator - With Carbon Adder | [17 empty] | System | #N/A | [21 empty] | 0 | 0 | 0 | 0 | 0 | 0 | 0 | 0 | 0 | 0 | 0 | 0 | 0 | 0 | 0 | 0 | 0 | 0 | 0 | 0 | 0 | 0 | 0 | 0 | 0 | 0 | 0 | 0 | 0
SCE Third Party Roll-up E3 Calculator - With Carbon Adder | [17 empty] | System | #N/A | [21 empty] | 0 | 0 | 0 | 0 | 0 | 0 | 0 | 0 | 0 | 0 | 0 | 0 | 0 | 0 | 0 | 0 | 0 | 0 | 0 | 0 | 0 | 0 | 0 | 0 | 0 | 0 | 0 | 0 | 0
SCE Third Party Roll-up E3 Calculator - With Carbon Adder | [17 empty] | System | #N/A | [21 empty] | 0 | 0 | 0 | 0 | 0 | 0 | 0 | 0 | 0 | 0 | 0 | 0 | 0 | 0 | 0 | 0 | 0 | 0 | 0 | 0 | 0 | 0 | 0 | 0 | 0 | 0 | 0 | 0 | 0
SCE Third Party Roll-up E3 Calculator - With Carbon Adder | [17 empty] | System | #N/A | [21 empty] | 0 | 0 | 0 | 0 | 0 | 0 | 0 | 0 | 0 | 0 | 0 | 0 | 0 | 0 | 0 | 0 | 0 | 0 | 0 | 0 | 0 | 0 | 0 | 0 | 0 | 0 | 0 | 0 | 0
SCE Third Party Roll-up E3 Calculator - With Carbon Adder | [17 empty] | System | #N/A | [21 empty] | 0 | 0 | 0 | 0 | 0 | 0 | 0 | 0 | 0 | 0 | 0 | 0 | 0 | 0 | 0 | 0 | 0 | 0 | 0 | 0 | 0 | 0 | 0 | 0 | 0 | 0 | 0 | 0 | 0
SCE Third Party Roll-up E3 Calculator - With Carbon Adder | [17 empty] | System | #N/A | [21 empty] | 0 | 0 | 0 | 0 | 0 | 0 | 0 | 0 | 0 | 0 | 0 | 0 | 0 | 0 | 0 | 0 | 0 | 0 | 0 | 0 | 0 | 0 | 0 | 0 | 0 | 0 | 0 | 0 | 0
SCE Third Party Roll-up E3 Calculator - With Carbon Adder | [17 empty] | System | #N/A | [21 empty] | 0 | 0 | 0 | 0 | 0 | 0 | 0 | 0 | 0 | 0 | 0 | 0 | 0 | 0 | 0 | 0 | 0 | 0 | 0 | 0 | 0 | 0 | 0 | 0 | 0 | 0 | 0 | 0 | 0
SCE Third Party Roll-up E3 Calculator - With Carbon Adder | [17 empty] | System | #N/A | [21 empty] | 0 | 0 | 0 | 0 | 0 | 0 | 0 | 0 | 0 | 0 | 0 | 0 | 0 | 0 | 0 | 0 | 0 | 0 | 0 | 0 | 0 | 0 | 0 | 0 | 0 | 0 | 0 | 0 | 0
SCE Third Party Roll-up E3 Calculator - With Carbon Adder | [17 empty] | System | #N/A | [21 empty] | 0 | 0 | 0 | 0 | 0 | 0 | 0 | 0 | 0 | 0 | 0 | 0 | 0 | 0 | 0 | 0 | 0 | 0 | 0 | 0 | 0 | 0 | 0 | 0 | 0 | 0 | 0 | 0 | 0
SCE Third Party Roll-up E3 Calculator - With Carbon Adder | [17 empty] | System | #N/A | [21 empty] | 0 | 0 | 0 | 0 | 0 | 0 | 0 | 0 | 0 | 0 | 0 | 0 | 0 | 0 | 0 | 0 | 0 | 0 | 0 | 0 | 0 | 0 | 0 | 0 | 0 | 0 | 0 | 0 | 0
SCE Third Party Roll-up E3 Calculator - With Carbon Adder | [17 empty] | System | #N/A | [21 empty] | 0 | 0 | 0 | 0 | 0 | 0 | 0 | 0 | 0 | 0 | 0 | 0 | 0 | 0 | 0 | 0 | 0 | 0 | 0 | 0 | 0 | 0 | 0 | 0 | 0 | 0 | 0 | 0 | 0
SCE Third Party Roll-up E3 Calculator - With Carbon Adder | [17 empty] | System | #N/A | [21 empty] | 0 | 0 | 0 | 0 | 0 | 0 | 0 | 0 | 0 | 0 | 0 | 0 | 0 | 0 | 0 | 0 | 0 | 0 | 0 | 0 | 0 | 0 | 0 | 0 | 0 | 0 | 0 | 0 | 0
SCE Third Party Roll-up E3 Calculator - With Carbon Adder | [17 empty] | System | #N/A | [21 empty] | 0 | 0 | 0 | 0 | 0 | 0 | 0 | 0 | 0 | 0 | 0 | 0 | 0 | 0 | 0 | 0 | 0 | 0 | 0 | 0 | 0 | 0 | 0 | 0 | 0 | 0 | 0 | 0 | 0
SCE Third Party Roll-up E3 Calculator - With Carbon Adder | [17 empty] | System | #N/A | [21 empty] | 0 | 0 | 0 | 0 | 0 | 0 | 0 | 0 | 0 | 0 | 0 | 0 | 0 | 0 | 0 | 0 | 0 | 0 | 0 | 0 | 0 | 0 | 0 | 0 | 0 | 0 | 0 | 0 | 0
SCE Third Party Roll-up E3 Calculator - With Carbon Adder | [17 empty] | System | #N/A | [21 empty] | 0 | 0 | 0 | 0 | 0 | 0 | 0 | 0 | 0 | 0 | 0 | 0 | 0 | 0 | 0 | 0 | 0 | 0 | 0 | 0 | 0 | 0 | 0 | 0 | 0 | 0 | 0 | 0 | 0
SCE Third Party Roll-up E3 Calculator - With Carbon Adder | [17 empty] | System | #N/A | [21 empty] | 0 | 0 | 0 | 0 | 0 | 0 | 0 | 0 | 0 | 0 | 0 | 0 | 0 | 0 | 0 | 0 | 0 | 0 | 0 | 0 | 0 | 0 | 0 | 0 | 0 | 0 | 0 | 0 | 0
SCE Third Party Roll-up E3 Calculator - With Carbon Adder | [17 empty] | System | #N/A | [21 empty] | 0 | 0 | 0 | 0 | 0 | 0 | 0 | 0 | 0 | 0 | 0 | 0 | 0 | 0 | 0 | 0 | 0 | 0 | 0 | 0 | 0 | 0 | 0 | 0 | 0 | 0 | 0 | 0 | 0
SCE Third Party Roll-up E3 Calculator - With Carbon Adder | [17 empty] | System | #N/A | [21 empty] | 0 | 0 | 0 | 0 | 0 | 0 | 0 | 0 | 0 | 0 | 0 | 0 | 0 | 0 | 0 | 0 | 0 | 0 | 0 | 0 | 0 | 0 | 0 | 0 | 0 | 0 | 0 | 0 | 0
SCE Third Party Roll-up E3 Calculator - With Carbon Adder | [17 empty] | System | #N/A | [21 empty] | 0 | 0 | 0 | 0 | 0 | 0 | 0 | 0 | 0 | 0 | 0 | 0 | 0 | 0 | 0 | 0 | 0 | 0 | 0 | 0 | 0 | 0 | 0 | 0 | 0 | 0 | 0 | 0 | 0
SCE Third Party Roll-up E3 Calculator - With Carbon Adder | [17 empty] | System | #N/A | [21 empty] | 0 | 0 | 0 | 0 | 0 | 0 | 0 | 0 | 0 | 0 | 0 | 0 | 0 | 0 | 0 | 0 | 0 | 0 | 0 | 0 | 0 | 0 | 0 | 0 | 0 | 0 | 0 | 0 | 0
SCE Third Party Roll-up E3 Calculator - With Carbon Adder | [17 empty] | System | #N/A | [21 empty] | 0 | 0 | 0 | 0 | 0 | 0 | 0 | 0 | 0 | 0 | 0 | 0 | 0 | 0 | 0 | 0 | 0 | 0 | 0 | 0 | 0 | 0 | 0 | 0 | 0 | 0 | 0 | 0 | 0
SCE Third Party Roll-up E3 Calculator - With Carbon Adder | [17 empty] | System | #N/A | [21 empty] | 0 | 0 | 0 | 0 | 0 | 0 | 0 | 0 | 0 | 0 | 0 | 0 | 0 | 0 | 0 | 0 | 0 | 0 | 0 | 0 | 0 | 0 | 0 | 0 | 0 | 0 | 0 | 0 | 0
SCE Third Party Roll-up E3 Calculator - With Carbon Adder | [17 empty] | System | #N/A | [21 empty] | 0 | 0 | 0 | 0 | 0 | 0 | 0 | 0 | 0 | 0 | 0 | 0 | 0 | 0 | 0 | 0 | 0 | 0 | 0 | 0 | 0 | 0 | 0 | 0 | 0 | 0 | 0 | 0 | 0
SCE Third Party Roll-up E3 Calculator - With Carbon Adder | [17 empty] | System | #N/A | [21 empty] | 0 | 0 | 0 | 0 | 0 | 0 | 0 | 0 | 0 | 0 | 0 | 0 | 0 | 0 | 0 | 0 | 0 | 0 | 0 | 0 | 0 | 0 | 0 | 0 | 0 | 0 | 0 | 0 | 0
SCE Third Party Roll-up E3 Calculator - With Carbon Adder | [17 empty] | System | #N/A | [21 empty] | 0 | 0 | 0 | 0 | 0 | 0 | 0 | 0 | 0 | 0 | 0 | 0 | 0 | 0 | 0 | 0 | 0 | 0 | 0 | 0 | 0 | 0 | 0 | 0 | 0 | 0 | 0 | 0 | 0
SCE Third Party Roll-up E3 Calculator - With Carbon Adder | [17 empty] | System | #N/A | [21 empty] | 0 | 0 | 0 | 0 | 0 | 0 | 0 | 0 | 0 | 0 | 0 | 0 | 0 | 0 | 0 | 0 | 0 | 0 | 0 | 0 | 0 | 0 | 0 | 0 | 0 | 0 | 0 | 0 | 0
SCE Third Party Roll-up E3 Calculator - With Carbon Adder | [17 empty] | System | #N/A | [21 empty] | 0 | 0 | 0 | 0 | 0 | 0 | 0 | 0 | 0 | 0 | 0 | 0 | 0 | 0 | 0 | 0 | 0 | 0 | 0 | 0 | 0 | 0 | 0 | 0 | 0 | 0 | 0 | 0 | 0
SCE Third Party Roll-up E3 Calculator - With Carbon Adder | [17 empty] | System | #N/A | [21 empty] | 0 | 0 | 0 | 0 | 0 | 0 | 0 | 0 | 0 | 0 | 0 | 0 | 0 | 0 | 0 | 0 | 0 | 0 | 0 | 0 | 0 | 0 | 0 | 0 | 0 | 0 | 0 | 0 | 0
SCE Third Party Roll-up E3 Calculator - With Carbon Adder | [17 empty] | System | #N/A | [21 empty] | 0 | 0 | 0 | 0 | 0 | 0 | 0 | 0 | 0 | 0 | 0 | 0 | 0 | 0 | 0 | 0 | 0 | 0 | 0 | 0 | 0 | 0 | 0 | 0 | 0 | 0 | 0 | 0 | 0
SCE Third Party Roll-up E3 Calculator - With Carbon Adder | [17 empty] | System | #N/A | [21 empty] | 0 | 0 | 0 | 0 | 0 | 0 | 0 | 0 | 0 | 0 | 0 | 0 | 0 | 0 | 0 | 0 | 0 | 0 | 0 | 0 | 0 | 0 | 0 | 0 | 0 | 0 | 0 | 0 | 0
SCE Third Party Roll-up E3 Calculator - With Carbon Adder | [17 empty] | System | #N/A | [21 empty] | 0 | 0 | 0 | 0 | 0 | 0 | 0 | 0 | 0 | 0 | 0 | 0 | 0 | 0 | 0 | 0 | 0 | 0 | 0 | 0 | 0 | 0 | 0 | 0 | 0 | 0 | 0 | 0 | 0
SCE Third Party Roll-up E3 Calculator - With Carbon Adder | [17 empty] | System | #N/A | [21 empty] | 0 | 0 | 0 | 0 | 0 | 0 | 0 | 0 | 0 | 0 | 0 | 0 | 0 | 0 | 0 | 0 | 0 | 0 | 0 | 0 | 0 | 0 | 0 | 0 | 0 | 0 | 0 | 0 | 0
SCE Third Party Roll-up E3 Calculator - With Carbon Adder | [17 empty] | System | #N/A | [21 empty] | 0 | 0 | 0 | 0 | 0 | 0 | 0 | 0 | 0 | 0 | 0 | 0 | 0 | 0 | 0 | 0 | 0 | 0 | 0 | 0 | 0 | 0 | 0 | 0 | 0 | 0 | 0 | 0 | 0
SCE Third Party Roll-up E3 Calculator - With Carbon Adder | [17 empty] | System | #N/A | [21 empty] | 0 | 0 | 0 | 0 | 0 | 0 | 0 | 0 | 0 | 0 | 0 | 0 | 0 | 0 | 0 | 0 | 0 | 0 | 0 | 0 | 0 | 0 | 0 | 0 | 0 | 0 | 0 | 0 | 0
SCE Third Party Roll-up E3 Calculator - With Carbon Adder | [17 empty] | System | #N/A | [21 empty] | 0 | 0 | 0 | 0 | 0 | 0 | 0 | 0 | 0 | 0 | 0 | 0 | 0 | 0 | 0 | 0 | 0 | 0 | 0 | 0 | 0 | 0 | 0 | 0 | 0 | 0 | 0 | 0 | 0
SCE Third Party Roll-up E3 Calculator - With Carbon Adder | [17 empty] | System | #N/A | [21 empty] | 0 | 0 | 0 | 0 | 0 | 0 | 0 | 0 | 0 | 0 | 0 | 0 | 0 | 0 | 0 | 0 | 0 | 0 | 0 | 0 | 0 | 0 | 0 | 0 | 0 | 0 | 0 | 0 | 0
SCE Third Party Roll-up E3 Calculator - With Carbon Adder | [17 empty] | System | #N/A | [21 empty] | 0 | 0 | 0 | 0 | 0 | 0 | 0 | 0 | 0 | 0 | 0 | 0 | 0 | 0 | 0 | 0 | 0 | 0 | 0 | 0 | 0 | 0 | 0 | 0 | 0 | 0 | 0 | 0 | 0
SCE Third Party Roll-up E3 Calculator - With Carbon Adder | [17 empty] | System | #N/A | [21 empty] | 0 | 0 | 0 | 0 | 0 | 0 | 0 | 0 | 0 | 0 | 0 | 0 | 0 | 0 | 0 | 0 | 0 | 0 | 0 | 0 | 0 | 0 | 0 | 0 | 0 | 0 | 0 | 0 | 0
SCE Third Party Roll-up E3 Calculator - With Carbon Adder | [17 empty] | System | #N/A | [21 empty] | 0 | 0 | 0 | 0 | 0 | 0 | 0 | 0 | 0 | 0 | 0 | 0 | 0 | 0 | 0 | 0 | 0 | 0 | 0 | 0 | 0 | 0 | 0 | 0 | 0 | 0 | 0 | 0 | 0
SCE Third Party Roll-up E3 Calculator - With Carbon Adder | [17 empty] | System | #N/A | [21 empty] | 0 | 0 | 0 | 0 | 0 | 0 | 0 | 0 | 0 | 0 | 0 | 0 | 0 | 0 | 0 | 0 | 0 | 0 | 0 | 0 | 0 | 0 | 0 | 0 | 0 | 0 | 0 | 0 | 0
SCE Third Party Roll-up E3 Calculator - With Carbon Adder | [17 empty] | System | #N/A | [21 empty] | 0 | 0 | 0 | 0 | 0 | 0 | 0 | 0 | 0 | 0 | 0 | 0 | 0 | 0 | 0 | 0 | 0 | 0 | 0 | 0 | 0 | 0 | 0 | 0 | 0 | 0 | 0 | 0 | 0
SCE Third Party Roll-up E3 Calculator - With Carbon Adder | [17 empty] | System | #N/A | [21 empty] | 0 | 0 | 0 | 0 | 0 | 0 | 0 | 0 | 0 | 0 | 0 | 0 | 0 | 0 | 0 | 0 | 0 | 0 | 0 | 0 | 0 | 0 | 0 | 0 | 0 | 0 | 0 | 0 | 0
SCE Third Party Roll-up E3 Calculator - With Carbon Adder | [17 empty] | System | #N/A | [21 empty] | 0 | 0 | 0 | 0 | 0 | 0 | 0 | 0 | 0 | 0 | 0 | 0 | 0 | 0 | 0 | 0 | 0 | 0 | 0 | 0 | 0 | 0 | 0 | 0 | 0 | 0 | 0 | 0 | 0
SCE Third Party Roll-up E3 Calculator - With Carbon Adder | [17 empty] | System | #N/A | [21 empty] | 0 | 0 | 0 | 0 | 0 | 0 | 0 | 0 | 0 | 0 | 0 | 0 | 0 | 0 | 0 | 0 | 0 | 0 | 0 | 0 | 0 | 0 | 0 | 0 | 0 | 0 | 0 | 0 | 0
SCE Third Party Roll-up E3 Calculator - With Carbon Adder | [17 empty] | System | #N/A | [21 empty] | 0 | 0 | 0 | 0 | 0 | 0 | 0 | 0 | 0 | 0 | 0 | 0 | 0 | 0 | 0 | 0 | 0 | 0 | 0 | 0 | 0 | 0 | 0 | 0 | 0 | 0 | 0 | 0 | 0
SCE Third Party Roll-up E3 Calculator - With Carbon Adder | [17 empty] | System | #N/A | [21 empty] | 0 | 0 | 0 | 0 | 0 | 0 | 0 | 0 | 0 | 0 | 0 | 0 | 0 | 0 | 0 | 0 | 0 | 0 | 0 | 0 | 0 | 0 | 0 | 0 | 0 | 0 | 0 | 0 | 0
SCE Third Party Roll-up E3 Calculator - With Carbon Adder | [17 empty] | System | #N/A | [21 empty] | 0 | 0 | 0 | 0 | 0 | 0 | 0 | 0 | 0 | 0 | 0 | 0 | 0 | 0 | 0 | 0 | 0 | 0 | 0 | 0 | 0 | 0 | 0 | 0 | 0 | 0 | 0 | 0 | 0
SCE Third Party Roll-up E3 Calculator - With Carbon Adder | [17 empty] | System | #N/A | [21 empty] | 0 | 0 | 0 | 0 | 0 | 0 | 0 | 0 | 0 | 0 | 0 | 0 | 0 | 0 | 0 | 0 | 0 | 0 | 0 | 0 | 0 | 0 | 0 | 0 | 0 | 0 | 0 | 0 | 0
SCE Third Party Roll-up E3 Calculator - With Carbon Adder | [17 empty] | System | #N/A | [21 empty] | 0 | 0 | 0 | 0 | 0 | 0 | 0 | 0 | 0 | 0 | 0 | 0 | 0 | 0 | 0 | 0 | 0 | 0 | 0 | 0 | 0 | 0 | 0 | 0 | 0 | 0 | 0 | 0 | 0
SCE Third Party Roll-up E3 Calculator - With Carbon Adder | [17 empty] | System | #N/A | [21 empty] | 0 | 0 | 0 | 0 | 0 | 0 | 0 | 0 | 0 | 0 | 0 | 0 | 0 | 0 | 0 | 0 | 0 | 0 | 0 | 0 | 0 | 0 | 0 | 0 | 0 | 0 | 0 | 0 | 0
SCE Third Party Roll-up E3 Calculator - With Carbon Adder | [17 empty] | System | #N/A | [21 empty] | 0 | 0 | 0 | 0 | 0 | 0 | 0 | 0 | 0 | 0 | 0 | 0 | 0 | 0 | 0 | 0 | 0 | 0 | 0 | 0 | 0 | 0 | 0 | 0 | 0 | 0 | 0 | 0 | 0
SCE Third Party Roll-up E3 Calculator - With Carbon Adder | [17 empty] | System | #N/A | [21 empty] | 0 | 0 | 0 | 0 | 0 | 0 | 0 | 0 | 0 | 0 | 0 | 0 | 0 | 0 | 0 | 0 | 0 | 0 | 0 | 0 | 0 | 0 | 0 | 0 | 0 | 0 | 0 | 0 | 0
SCE Third Party Roll-up E3 Calculator - With Carbon Adder | [17 empty] | System | #N/A | [21 empty] | 0 | 0 | 0 | 0 | 0 | 0 | 0 | 0 | 0 | 0 | 0 | 0 | 0 | 0 | 0 | 0 | 0 | 0 | 0 | 0 | 0 | 0 | 0 | 0 | 0 | 0 | 0 | 0 | 0
SCE Third Party Roll-up E3 Calculator - With Carbon Adder | [17 empty] | System | #N/A | [21 empty] | 0 | 0 | 0 | 0 | 0 | 0 | 0 | 0 | 0 | 0 | 0 | 0 | 0 | 0 | 0 | 0 | 0 | 0 | 0 | 0 | 0 | 0 | 0 | 0 | 0 | 0 | 0 | 0 | 0
SCE Third Party Roll-up E3 Calculator - With Carbon Adder | [17 empty] | System | #N/A | [21 empty] | 0 | 0 | 0 | 0 | 0 | 0 | 0 | 0 | 0 | 0 | 0 | 0 | 0 | 0 | 0 | 0 | 0 | 0 | 0 | 0 | 0 | 0 | 0 | 0 | 0 | 0 | 0 | 0 | 0
SCE Third Party Roll-up E3 Calculator - With Carbon Adder | [17 empty] | System | #N/A | [21 empty] | 0 | 0 | 0 | 0 | 0 | 0 | 0 | 0 | 0 | 0 | 0 | 0 | 0 | 0 | 0 | 0 | 0 | 0 | 0 | 0 | 0 | 0 | 0 | 0 | 0 | 0 | 0 | 0 | 0
SCE Third Party Roll-up E3 Calculator - With Carbon Adder | [17 empty] | System | #N/A | [21 empty] | 0 | 0 | 0 | 0 | 0 | 0 | 0 | 0 | 0 | 0 | 0 | 0 | 0 | 0 | 0 | 0 | 0 | 0 | 0 | 0 | 0 | 0 | 0 | 0 | 0 | 0 | 0 | 0 | 0
SCE Third Party Roll-up E3 Calculator - With Carbon Adder | [17 empty] | System | #N/A | [21 empty] | 0 | 0 | 0 | 0 | 0 | 0 | 0 | 0 | 0 | 0 | 0 | 0 | 0 | 0 | 0 | 0 | 0 | 0 | 0 | 0 | 0 | 0 | 0 | 0 | 0 | 0 | 0 | 0 | 0
SCE Third Party Roll-up E3 Calculator - With Carbon Adder | [17 empty] | System | #N/A | [21 empty] | 0 | 0 | 0 | 0 | 0 | 0 | 0 | 0 | 0 | 0 | 0 | 0 | 0 | 0 | 0 | 0 | 0 | 0 | 0 | 0 | 0 | 0 | 0 | 0 | 0 | 0 | 0 | 0 | 0
SCE Third Party Roll-up E3 Calculator - With Carbon Adder | [17 empty] | System | #N/A | [21 empty] | 0 | 0 | 0 | 0 | 0 | 0 | 0 | 0 | 0 | 0 | 0 | 0 | 0 | 0 | 0 | 0 | 0 | 0 | 0 | 0 | 0 | 0 | 0 | 0 | 0 | 0 | 0 | 0 | 0
SCE Third Party Roll-up E3 Calculator - With Carbon Adder | [17 empty] | System | #N/A | [21 empty] | 0 | 0 | 0 | 0 | 0 | 0 | 0 | 0 | 0 | 0 | 0 | 0 | 0 | 0 | 0 | 0 | 0 | 0 | 0 | 0 | 0 | 0 | 0 | 0 | 0 | 0 | 0 | 0 | 0
SCE Third Party Roll-up E3 Calculator - With Carbon Adder | [17 empty] | System | #N/A | [21 empty] | 0 | 0 | 0 | 0 | 0 | 0 | 0 | 0 | 0 | 0 | 0 | 0 | 0 | 0 | 0 | 0 | 0 | 0 | 0 | 0 | 0 | 0 | 0 | 0 | 0 | 0 | 0 | 0 | 0
SCE Third Party Roll-up E3 Calculator - With Carbon Adder | [17 empty] | System | #N/A | [21 empty] | 0 | 0 | 0 | 0 | 0 | 0 | 0 | 0 | 0 | 0 | 0 | 0 | 0 | 0 | 0 | 0 | 0 | 0 | 0 | 0 | 0 | 0 | 0 | 0 | 0 | 0 | 0 | 0 | 0
SCE Third Party Roll-up E3 Calculator - With Carbon Adder | [17 empty] | System | #N/A | [21 empty] | 0 | 0 | 0 | 0 | 0 | 0 | 0 | 0 | 0 | 0 | 0 | 0 | 0 | 0 | 0 | 0 | 0 | 0 | 0 | 0 | 0 | 0 | 0 | 0 | 0 | 0 | 0 | 0 | 0
SCE Third Party Roll-up E3 Calculator - With Carbon Adder | [17 empty] | System | #N/A | [21 empty] | 0 | 0 | 0 | 0 | 0 | 0 | 0 | 0 | 0 | 0 | 0 | 0 | 0 | 0 | 0 | 0 | 0 | 0 | 0 | 0 | 0 | 0 | 0 | 0 | 0 | 0 | 0 | 0 | 0
SCE Third Party Roll-up E3 Calculator - With Carbon Adder | [17 empty] | System | #N/A | [21 empty] | 0 | 0 | 0 | 0 | 0 | 0 | 0 | 0 | 0 | 0 | 0 | 0 | 0 | 0 | 0 | 0 | 0 | 0 | 0 | 0 | 0 | 0 | 0 | 0 | 0 | 0 | 0 | 0 | 0
SCE Third Party Roll-up E3 Calculator - With Carbon Adder | [17 empty] | System | #N/A | [21 empty] | 0 | 0 | 0 | 0 | 0 | 0 | 0 | 0 | 0 | 0 | 0 | 0 | 0 | 0 | 0 | 0 | 0 | 0 | 0 | 0 | 0 | 0 | 0 | 0 | 0 | 0 | 0 | 0 | 0
SCE Third Party Roll-up E3 Calculator - With Carbon Adder | [17 empty] | System | #N/A | [21 empty] | 0 | 0 | 0 | 0 | 0 | 0 | 0 | 0 | 0 | 0 | 0 | 0 | 0 | 0 | 0 | 0 | 0 | 0 | 0 | 0 | 0 | 0 | 0 | 0 | 0 | 0 | 0 | 0 | 0
SCE Third Party Roll-up E3 Calculator - With Carbon Adder | [17 empty] | System | #N/A | [21 empty] | 0 | 0 | 0 | 0 | 0 | 0 | 0 | 0 | 0 | 0 | 0 | 0 | 0 | 0 | 0 | 0 | 0 | 0 | 0 | 0 | 0 | 0 | 0 | 0 | 0 | 0 | 0 | 0 | 0
SCE Third Party Roll-up E3 Calculator - With Carbon Adder | [17 empty] | System | #N/A | [21 empty] | 0 | 0 | 0 | 0 | 0 | 0 | 0 | 0 | 0 | 0 | 0 | 0 | 0 | 0 | 0 | 0 | 0 | 0 | 0 | 0 | 0 | 0 | 0 | 0 | 0 | 0 | 0 | 0 | 0
SCE Third Party Roll-up E3 Calculator - With Carbon Adder | [17 empty] | System | #N/A | [21 empty] | 0 | 0 | 0 | 0 | 0 | 0 | 0 | 0 | 0 | 0 | 0 | 0 | 0 | 0 | 0 | 0 | 0 | 0 | 0 | 0 | 0 | 0 | 0 | 0 | 0 | 0 | 0 | 0 | 0
SCE Third Party Roll-up E3 Calculator - With Carbon Adder | [17 empty] | System | #N/A | [21 empty] | 0 | 0 | 0 | 0 | 0 | 0 | 0 | 0 | 0 | 0 | 0 | 0 | 0 | 0 | 0 | 0 | 0 | 0 | 0 | 0 | 0 | 0 | 0 | 0 | 0 | 0 | 0 | 0 | 0
SCE Third Party Roll-up E3 Calculator - With Carbon Adder | [17 empty] | System | #N/A | [21 empty] | 0 | 0 | 0 | 0 | 0 | 0 | 0 | 0 | 0 | 0 | 0 | 0 | 0 | 0 | 0 | 0 | 0 | 0 | 0 | 0 | 0 | 0 | 0 | 0 | 0 | 0 | 0 | 0 | 0
SCE Third Party Roll-up E3 Calculator - With Carbon Adder | [17 empty] | System | #N/A | [21 empty] | 0 | 0 | 0 | 0 | 0 | 0 | 0 | 0 | 0 | 0 | 0 | 0 | 0 | 0 | 0 | 0 | 0 | 0 | 0 | 0 | 0 | 0 | 0 | 0 | 0 | 0 | 0 | 0 | 0
SCE Third Party Roll-up E3 Calculator - With Carbon Adder | [17 empty] | System | #N/A | [21 empty] | 0 | 0 | 0 | 0 | 0 | 0 | 0 | 0 | 0 | 0 | 0 | 0 | 0 | 0 | 0 | 0 | 0 | 0 | 0 | 0 | 0 | 0 | 0 | 0 | 0 | 0 | 0 | 0 | 0
SCE Third Party Roll-up E3 Calculator - With Carbon Adder | [17 empty] | System | #N/A | [21 empty] | 0 | 0 | 0 | 0 | 0 | 0 | 0 | 0 | 0 | 0 | 0 | 0 | 0 | 0 | 0 | 0 | 0 | 0 | 0 | 0 | 0 | 0 | 0 | 0 | 0 | 0 | 0 | 0 | 0
SCE Third Party Roll-up E3 Calculator - With Carbon Adder | [17 empty] | System | #N/A | [21 empty] | 0 | 0 | 0 | 0 | 0 | 0 | 0 | 0 | 0 | 0 | 0 | 0 | 0 | 0 | 0 | 0 | 0 | 0 | 0 | 0 | 0 | 0 | 0 | 0 | 0 | 0 | 0 | 0 | 0
SCE Third Party Roll-up E3 Calculator - With Carbon Adder | [17 empty] | System | #N/A | [21 empty] | 0 | 0 | 0 | 0 | 0 | 0 | 0 | 0 | 0 | 0 | 0 | 0 | 0 | 0 | 0 | 0 | 0 | 0 | 0 | 0 | 0 | 0 | 0 | 0 | 0 | 0 | 0 | 0 | 0
SCE Third Party Roll-up E3 Calculator - With Carbon Adder | [17 empty] | System | #N/A | [21 empty] | 0 | 0 | 0 | 0 | 0 | 0 | 0 | 0 | 0 | 0 | 0 | 0 | 0 | 0 | 0 | 0 | 0 | 0 | 0 | 0 | 0 | 0 | 0 | 0 | 0 | 0 | 0 | 0 | 0
SCE Third Party Roll-up E3 Calculator - With Carbon Adder | [17 empty] | System | #N/A | [21 empty] | 0 | 0 | 0 | 0 | 0 | 0 | 0 | 0 | 0 | 0 | 0 | 0 | 0 | 0 | 0 | 0 | 0 | 0 | 0 | 0 | 0 | 0 | 0 | 0 | 0 | 0 | 0 | 0 | 0
SCE Third Party Roll-up E3 Calculator - With Carbon Adder | [17 empty] | System | #N/A | [21 empty] | 0 | 0 | 0 | 0 | 0 | 0 | 0 | 0 | 0 | 0 | 0 | 0 | 0 | 0 | 0 | 0 | 0 | 0 | 0 | 0 | 0 | 0 | 0 | 0 | 0 | 0 | 0 | 0 | 0
SCE Third Party Roll-up E3 Calculator - With Carbon Adder | [17 empty] | System | #N/A | [21 empty] | 0 | 0 | 0 | 0 | 0 | 0 | 0 | 0 | 0 | 0 | 0 | 0 | 0 | 0 | 0 | 0 | 0 | 0 | 0 | 0 | 0 | 0 | 0 | 0 | 0 | 0 | 0 | 0 | 0
SCE Third Party Roll-up E3 Calculator - With Carbon Adder | [17 empty] | System | #N/A | [21 empty] | 0 | 0 | 0 | 0 | 0 | 0 | 0 | 0 | 0 | 0 | 0 | 0 | 0 | 0 | 0 | 0 | 0 | 0 | 0 | 0 | 0 | 0 | 0 | 0 | 0 | 0 | 0 | 0 | 0
SCE Third Party Roll-up E3 Calculator - With Carbon Adder | [17 empty] | System | #N/A | [21 empty] | 0 | 0 | 0 | 0 | 0 | 0 | 0 | 0 | 0 | 0 | 0 | 0 | 0 | 0 | 0 | 0 | 0 | 0 | 0 | 0 | 0 | 0 | 0 | 0 | 0 | 0 | 0 | 0 | 0
SCE Third Party Roll-up E3 Calculator - With Carbon Adder | [17 empty] | System | #N/A | [21 empty] | 0 | 0 | 0 | 0 | 0 | 0 | 0 | 0 | 0 | 0 | 0 | 0 | 0 | 0 | 0 | 0 | 0 | 0 | 0 | 0 | 0 | 0 | 0 | 0 | 0 | 0 | 0 | 0 | 0
SCE Third Party Roll-up E3 Calculator - With Carbon Adder | [17 empty] | System | #N/A | [21 empty] | 0 | 0 | 0 | 0 | 0 | 0 | 0 | 0 | 0 | 0 | 0 | 0 | 0 | 0 | 0 | 0 | 0 | 0 | 0 | 0 | 0 | 0 | 0 | 0 | 0 | 0 | 0 | 0 | 0
SCE Third Party Roll-up E3 Calculator - With Carbon Adder | [17 empty] | System | #N/A | [21 empty] | 0 | 0 | 0 | 0 | 0 | 0 | 0 | 0 | 0 | 0 | 0 | 0 | 0 | 0 | 0 | 0 | 0 | 0 | 0 | 0 | 0 | 0 | 0 | 0 | 0 | 0 | 0 | 0 | 0
SCE Third Party Roll-up E3 Calculator - With Carbon Adder | [17 empty] | System | #N/A | [21 empty] | 0 | 0 | 0 | 0 | 0 | 0 | 0 | 0 | 0 | 0 | 0 | 0 | 0 | 0 | 0 | 0 | 0 | 0 | 0 | 0 | 0 | 0 | 0 | 0 | 0 | 0 | 0 | 0 | 0
SCE Third Party Roll-up E3 Calculator - With Carbon Adder | [17 empty] | System | #N/A | [21 empty] | 0 | 0 | 0 | 0 | 0 | 0 | 0 | 0 | 0 | 0 | 0 | 0 | 0 | 0 | 0 | 0 | 0 | 0 | 0 | 0 | 0 | 0 | 0 | 0 | 0 | 0 | 0 | 0 | 0
SCE Third Party Roll-up E3 Calculator - With Carbon Adder | [17 empty] | System | #N/A | [21 empty] | 0 | 0 | 0 | 0 | 0 | 0 | 0 | 0 | 0 | 0 | 0 | 0 | 0 | 0 | 0 | 0 | 0 | 0 | 0 | 0 | 0 | 0 | 0 | 0 | 0 | 0 | 0 | 0 | 0
SCE Third Party Roll-up E3 Calculator - With Carbon Adder | [17 empty] | System | #N/A | [21 empty] | 0 | 0 | 0 | 0 | 0 | 0 | 0 | 0 | 0 | 0 | 0 | 0 | 0 | 0 | 0 | 0 | 0 | 0 | 0 | 0 | 0 | 0 | 0 | 0 | 0 | 0 | 0 | 0 | 0
SCE Third Party Roll-up E3 Calculator - With Carbon Adder | [17 empty] | System | #N/A | [21 empty] | 0 | 0 | 0 | 0 | 0 | 0 | 0 | 0 | 0 | 0 | 0 | 0 | 0 | 0 | 0 | 0 | 0 | 0 | 0 | 0 | 0 | 0 | 0 | 0 | 0 | 0 | 0 | 0 | 0
SCE Third Party Roll-up E3 Calculator - With Carbon Adder | [17 empty] | System | #N/A | [21 empty] | 0 | 0 | 0 | 0 | 0 | 0 | 0 | 0 | 0 | 0 | 0 | 0 | 0 | 0 | 0 | 0 | 0 | 0 | 0 | 0 | 0 | 0 | 0 | 0 | 0 | 0 | 0 | 0 | 0
SCE Third Party Roll-up E3 Calculator - With Carbon Adder | [17 empty] | System | #N/A | [21 empty] | 0 | 0 | 0 | 0 | 0 | 0 | 0 | 0 | 0 | 0 | 0 | 0 | 0 | 0 | 0 | 0 | 0 | 0 | 0 | 0 | 0 | 0 | 0 | 0 | 0 | 0 | 0 | 0 | 0
SCE Third Party Roll-up E3 Calculator - With Carbon Adder | [17 empty] | System | #N/A | [21 empty] | 0 | 0 | 0 | 0 | 0 | 0 | 0 | 0 | 0 | 0 | 0 | 0 | 0 | 0 | 0 | 0 | 0 | 0 | 0 | 0 | 0 | 0 | 0 | 0 | 0 | 0 | 0 | 0 | 0
SCE Third Party Roll-up E3 Calculator - With Carbon Adder | [17 empty] | System | #N/A | [21 empty] | 0 | 0 | 0 | 0 | 0 | 0 | 0 | 0 | 0 | 0 | 0 | 0 | 0 | 0 | 0 | 0 | 0 | 0 | 0 | 0 | 0 | 0 | 0 | 0 | 0 | 0 | 0 | 0 | 0
SCE Third Party Roll-up E3 Calculator - With Carbon Adder | [17 empty] | System | #N/A | [21 empty] | 0 | 0 | 0 | 0 | 0 | 0 | 0 | 0 | 0 | 0 | 0 | 0 | 0 | 0 | 0 | 0 | 0 | 0 | 0 | 0 | 0 | 0 | 0 | 0 | 0 | 0 | 0 | 0 | 0
SCE Third Party Roll-up E3 Calculator - With Carbon Adder | [17 empty] | System | #N/A | [21 empty] | 0 | 0 | 0 | 0 | 0 | 0 | 0 | 0 | 0 | 0 | 0 | 0 | 0 | 0 | 0 | 0 | 0 | 0 | 0 | 0 | 0 | 0 | 0 | 0 | 0 | 0 | 0 | 0 | 0
SCE Third Party Roll-up E3 Calculator - With Carbon Adder | [17 empty] | System | #N/A | [21 empty] | 0 | 0 | 0 | 0 | 0 | 0 | 0 | 0 | 0 | 0 | 0 | 0 | 0 | 0 | 0 | 0 | 0 | 0 | 0 | 0 | 0 | 0 | 0 | 0 | 0 | 0 | 0 | 0 | 0
SCE Third Party Roll-up E3 Calculator - With Carbon Adder | [17 empty] | System | #N/A | [21 empty] | 0 | 0 | 0 | 0 | 0 | 0 | 0 | 0 | 0 | 0 | 0 | 0 | 0 | 0 | 0 | 0 | 0 | 0 | 0 | 0 | 0 | 0 | 0 | 0 | 0 | 0 | 0 | 0 | 0
SCE Third Party Roll-up E3 Calculator - With Carbon Adder | [17 empty] | System | #N/A | [21 empty] | 0 | 0 | 0 | 0 | 0 | 0 | 0 | 0 | 0 | 0 | 0 | 0 | 0 | 0 | 0 | 0 | 0 | 0 | 0 | 0 | 0 | 0 | 0 | 0 | 0 | 0 | 0 | 0 | 0
SCE Third Party Roll-up E3 Calculator - With Carbon Adder | [17 empty] | System | #N/A | [21 empty] | 0 | 0 | 0 | 0 | 0 | 0 | 0 | 0 | 0 | 0 | 0 | 0 | 0 | 0 | 0 | 0 | 0 | 0 | 0 | 0 | 0 | 0 | 0 | 0 | 0 | 0 | 0 | 0 | 0
SCE Third Party Roll-up E3 Calculator - With Carbon Adder | [17 empty] | System | #N/A | [21 empty] | 0 | 0 | 0 | 0 | 0 | 0 | 0 | 0 | 0 | 0 | 0 | 0 | 0 | 0 | 0 | 0 | 0 | 0 | 0 | 0 | 0 | 0 | 0 | 0 | 0 | 0 | 0 | 0 | 0
SCE Third Party Roll-up E3 Calculator - With Carbon Adder | [17 empty] | System | #N/A | [21 empty] | 0 | 0 | 0 | 0 | 0 | 0 | 0 | 0 | 0 | 0 | 0 | 0 | 0 | 0 | 0 | 0 | 0 | 0 | 0 | 0 | 0 | 0 | 0 | 0 | 0 | 0 | 0 | 0 | 0
SCE Third Party Roll-up E3 Calculator - With Carbon Adder | [17 empty] | System | #N/A | [21 empty] | 0 | 0 | 0 | 0 | 0 | 0 | 0 | 0 | 0 | 0 | 0 | 0 | 0 | 0 | 0 | 0 | 0 | 0 | 0 | 0 | 0 | 0 | 0 | 0 | 0 | 0 | 0 | 0 | 0
SCE Third Party Roll-up E3 Calculator - With Carbon Adder | [17 empty] | System | #N/A | [21 empty] | 0 | 0 | 0 | 0 | 0 | 0 | 0 | 0 | 0 | 0 | 0 | 0 | 0 | 0 | 0 | 0 | 0 | 0 | 0 | 0 | 0 | 0 | 0 | 0 | 0 | 0 | 0 | 0 | 0
SCE Third Party Roll-up E3 Calculator - With Carbon Adder | [17 empty] | System | #N/A | [21 empty] | 0 | 0 | 0 | 0 | 0 | 0 | 0 | 0 | 0 | 0 | 0 | 0 | 0 | 0 | 0 | 0 | 0 | 0 | 0 | 0 | 0 | 0 | 0 | 0 | 0 | 0 | 0 | 0 | 0
SCE Third Party Roll-up E3 Calculator - With Carbon Adder | [17 empty] | System | #N/A | [21 empty] | 0 | 0 | 0 | 0 | 0 | 0 | 0 | 0 | 0 | 0 | 0 | 0 | 0 | 0 | 0 | 0 | 0 | 0 | 0 | 0 | 0 | 0 | 0 | 0 | 0 | 0 | 0 | 0 | 0
SCE Third Party Roll-up E3 Calculator - With Carbon Adder | [17 empty] | System | #N/A | [21 empty] | 0 | 0 | 0 | 0 | 0 | 0 | 0 | 0 | 0 | 0 | 0 | 0 | 0 | 0 | 0 | 0 | 0 | 0 | 0 | 0 | 0 | 0 | 0 | 0 | 0 | 0 | 0 | 0 | 0
SCE Third Party Roll-up E3 Calculator - With Carbon Adder | [17 empty] | System | #N/A | [21 empty] | 0 | 0 | 0 | 0 | 0 | 0 | 0 | 0 | 0 | 0 | 0 | 0 | 0 | 0 | 0 | 0 | 0 | 0 | 0 | 0 | 0 | 0 | 0 | 0 | 0 | 0 | 0 | 0 | 0
SCE Third Party Roll-up E3 Calculator - With Carbon Adder | [17 empty] | System | #N/A | [21 empty] | 0 | 0 | 0 | 0 | 0 | 0 | 0 | 0 | 0 | 0 | 0 | 0 | 0 | 0 | 0 | 0 | 0 | 0 | 0 | 0 | 0 | 0 | 0 | 0 | 0 | 0 | 0 | 0 | 0
SCE Third Party Roll-up E3 Calculator - With Carbon Adder | [17 empty] | System | #N/A | [21 empty] | 0 | 0 | 0 | 0 | 0 | 0 | 0 | 0 | 0 | 0 | 0 | 0 | 0 | 0 | 0 | 0 | 0 | 0 | 0 | 0 | 0 | 0 | 0 | 0 | 0 | 0 | 0 | 0 | 0
SCE Third Party Roll-up E3 Calculator - With Carbon Adder | [17 empty] | System | #N/A | [21 empty] | 0 | 0 | 0 | 0 | 0 | 0 | 0 | 0 | 0 | 0 | 0 | 0 | 0 | 0 | 0 | 0 | 0 | 0 | 0 | 0 | 0 | 0 | 0 | 0 | 0 | 0 | 0 | 0 | 0
SCE Third Party Roll-up E3 Calculator - With Carbon Adder | [17 empty] | System | #N/A | [21 empty] | 0 | 0 | 0 | 0 | 0 | 0 | 0 | 0 | 0 | 0 | 0 | 0 | 0 | 0 | 0 | 0 | 0 | 0 | 0 | 0 | 0 | 0 | 0 | 0 | 0 | 0 | 0 | 0 | 0
SCE Third Party Roll-up E3 Calculator - With Carbon Adder | [17 empty] | System | #N/A | [21 empty] | 0 | 0 | 0 | 0 | 0 | 0 | 0 | 0 | 0 | 0 | 0 | 0 | 0 | 0 | 0 | 0 | 0 | 0 | 0 | 0 | 0 | 0 | 0 | 0 | 0 | 0 | 0 | 0 | 0
SCE Third Party Roll-up E3 Calculator - With Carbon Adder | [17 empty] | System | #N/A | [21 empty] | 0 | 0 | 0 | 0 | 0 | 0 | 0 | 0 | 0 | 0 | 0 | 0 | 0 | 0 | 0 | 0 | 0 | 0 | 0 | 0 | 0 | 0 | 0 | 0 | 0 | 0 | 0 | 0 | 0
SCE Third Party Roll-up E3 Calculator - With Carbon Adder | [17 empty] | System | #N/A | [21 empty] | 0 | 0 | 0 | 0 | 0 | 0 | 0 | 0 | 0 | 0 | 0 | 0 | 0 | 0 | 0 | 0 | 0 | 0 | 0 | 0 | 0 | 0 | 0 | 0 | 0 | 0 | 0 | 0 | 0
SCE Third Party Roll-up E3 Calculator - With Carbon Adder | [17 empty] | System | #N/A | [21 empty] | 0 | 0 | 0 | 0 | 0 | 0 | 0 | 0 | 0 | 0 | 0 | 0 | 0 | 0 | 0 | 0 | 0 | 0 | 0 | 0 | 0 | 0 | 0 | 0 | 0 | 0 | 0 | 0 | 0
SCE Third Party Roll-up E3 Calculator - With Carbon Adder | [17 empty] | System | #N/A | [21 empty] | 0 | 0 | 0 | 0 | 0 | 0 | 0 | 0 | 0 | 0 | 0 | 0 | 0 | 0 | 0 | 0 | 0 | 0 | 0 | 0 | 0 | 0 | 0 | 0 | 0 | 0 | 0 | 0 | 0
SCE Third Party Roll-up E3 Calculator - With Carbon Adder | [17 empty] | System | #N/A | [21 empty] | 0 | 0 | 0 | 0 | 0 | 0 | 0 | 0 | 0 | 0 | 0 | 0 | 0 | 0 | 0 | 0 | 0 | 0 | 0 | 0 | 0 | 0 | 0 | 0 | 0 | 0 | 0 | 0 | 0
SCE Third Party Roll-up E3 Calculator - With Carbon Adder | [17 empty] | System | #N/A | [21 empty] | 0 | 0 | 0 | 0 | 0 | 0 | 0 | 0 | 0 | 0 | 0 | 0 | 0 | 0 | 0 | 0 | 0 | 0 | 0 | 0 | 0 | 0 | 0 | 0 | 0 | 0 | 0 | 0 | 0
SCE Third Party Roll-up E3 Calculator - With Carbon Adder | [17 empty] | System | #N/A | [21 empty] | 0 | 0 | 0 | 0 | 0 | 0 | 0 | 0 | 0 | 0 | 0 | 0 | 0 | 0 | 0 | 0 | 0 | 0 | 0 | 0 | 0 | 0 | 0 | 0 | 0 | 0 | 0 | 0 | 0
SCE Third Party Roll-up E3 Calculator - With Carbon Adder | [17 empty] | System | #N/A | [21 empty] | 0 | 0 | 0 | 0 | 0 | 0 | 0 | 0 | 0 | 0 | 0 | 0 | 0 | 0 | 0 | 0 | 0 | 0 | 0 | 0 | 0 | 0 | 0 | 0 | 0 | 0 | 0 | 0 | 0
SCE Third Party Roll-up E3 Calculator - With Carbon Adder | [17 empty] | System | #N/A | [21 empty] | 0 | 0 | 0 | 0 | 0 | 0 | 0 | 0 | 0 | 0 | 0 | 0 | 0 | 0 | 0 | 0 | 0 | 0 | 0 | 0 | 0 | 0 | 0 | 0 | 0 | 0 | 0 | 0 | 0
SCE Third Party Roll-up E3 Calculator - With Carbon Adder | [17 empty] | System | #N/A | [21 empty] | 0 | 0 | 0 | 0 | 0 | 0 | 0 | 0 | 0 | 0 | 0 | 0 | 0 | 0 | 0 | 0 | 0 | 0 | 0 | 0 | 0 | 0 | 0 | 0 | 0 | 0 | 0 | 0 | 0
SCE Third Party Roll-up E3 Calculator - With Carbon Adder | [17 empty] | System | #N/A | [21 empty] | 0 | 0 | 0 | 0 | 0 | 0 | 0 | 0 | 0 | 0 | 0 | 0 | 0 | 0 | 0 | 0 | 0 | 0 | 0 | 0 | 0 | 0 | 0 | 0 | 0 | 0 | 0 | 0 | 0
SCE Third Party Roll-up E3 Calculator - With Carbon Adder | [17 empty] | System | #N/A | [21 empty] | 0 | 0 | 0 | 0 | 0 | 0 | 0 | 0 | 0 | 0 | 0 | 0 | 0 | 0 | 0 | 0 | 0 | 0 | 0 | 0 | 0 | 0 | 0 | 0 | 0 | 0 | 0 | 0 | 0
SCE Third Party Roll-up E3 Calculator - With Carbon Adder | [17 empty] | System | #N/A | [21 empty] | 0 | 0 | 0 | 0 | 0 | 0 | 0 | 0 | 0 | 0 | 0 | 0 | 0 | 0 | 0 | 0 | 0 | 0 | 0 | 0 | 0 | 0 | 0 | 0 | 0 | 0 | 0 | 0 | 0
SCE Third Party Roll-up E3 Calculator - With Carbon Adder | [17 empty] | System | #N/A | [21 empty] | 0 | 0 | 0 | 0 | 0 | 0 | 0 | 0 | 0 | 0 | 0 | 0 | 0 | 0 | 0 | 0 | 0 | 0 | 0 | 0 | 0 | 0 | 0 | 0 | 0 | 0 | 0 | 0 | 0
SCE Third Party Roll-up E3 Calculator - With Carbon Adder | [17 empty] | System | #N/A | [21 empty] | 0 | 0 | 0 | 0 | 0 | 0 | 0 | 0 | 0 | 0 | 0 | 0 | 0 | 0 | 0 | 0 | 0 | 0 | 0 | 0 | 0 | 0 | 0 | 0 | 0 | 0 | 0 | 0 | 0
SCE Third Party Roll-up E3 Calculator - With Carbon Adder | [17 empty] | System | #N/A | [21 empty] | 0 | 0 | 0 | 0 | 0 | 0 | 0 | 0 | 0 | 0 | 0 | 0 | 0 | 0 | 0 | 0 | 0 | 0 | 0 | 0 | 0 | 0 | 0 | 0 | 0 | 0 | 0 | 0 | 0
SCE Third Party Roll-up E3 Calculator - With Carbon Adder | [17 empty] | System | #N/A | [21 empty] | 0 | 0 | 0 | 0 | 0 | 0 | 0 | 0 | 0 | 0 | 0 | 0 | 0 | 0 | 0 | 0 | 0 | 0 | 0 | 0 | 0 | 0 | 0 | 0 | 0 | 0 | 0 | 0 | 0
SCE Third Party Roll-up E3 Calculator - With Carbon Adder | [17 empty] | System | #N/A | [21 empty] | 0 | 0 | 0 | 0 | 0 | 0 | 0 | 0 | 0 | 0 | 0 | 0 | 0 | 0 | 0 | 0 | 0 | 0 | 0 | 0 | 0 | 0 | 0 | 0 | 0 | 0 | 0 | 0 | 0
SCE Third Party Roll-up E3 Calculator - With Carbon Adder | [17 empty] | System | #N/A | [21 empty] | 0 | 0 | 0 | 0 | 0 | 0 | 0 | 0 | 0 | 0 | 0 | 0 | 0 | 0 | 0 | 0 | 0 | 0 | 0 | 0 | 0 | 0 | 0 | 0 | 0 | 0 | 0 | 0 | 0
SCE Third Party Roll-up E3 Calculator - With Carbon Adder | [17 empty] | System | #N/A | [21 empty] | 0 | 0 | 0 | 0 | 0 | 0 | 0 | 0 | 0 | 0 | 0 | 0 | 0 | 0 | 0 | 0 | 0 | 0 | 0 | 0 | 0 | 0 | 0 | 0 | 0 | 0 | 0 | 0 | 0
SCE Third Party Roll-up E3 Calculator - With Carbon Adder | [17 empty] | System | #N/A | [21 empty] | 0 | 0 | 0 | 0 | 0 | 0 | 0 | 0 | 0 | 0 | 0 | 0 | 0 | 0 | 0 | 0 | 0 | 0 | 0 | 0 | 0 | 0 | 0 | 0 | 0 | 0 | 0 | 0 | 0
SCE Third Party Roll-up E3 Calculator - With Carbon Adder | [17 empty] | System | #N/A | [21 empty] | 0 | 0 | 0 | 0 | 0 | 0 | 0 | 0 | 0 | 0 | 0 | 0 | 0 | 0 | 0 | 0 | 0 | 0 | 0 | 0 | 0 | 0 | 0 | 0 | 0 | 0 | 0 | 0 | 0
SCE Third Party Roll-up E3 Calculator - With Carbon Adder | [17 empty] | System | #N/A | [21 empty] | 0 | 0 | 0 | 0 | 0 | 0 | 0 | 0 | 0 | 0 | 0 | 0 | 0 | 0 | 0 | 0 | 0 | 0 | 0 | 0 | 0 | 0 | 0 | 0 | 0 | 0 | 0 | 0 | 0
SCE Third Party Roll-up E3 Calculator - With Carbon Adder | [17 empty] | System | #N/A | [21 empty] | 0 | 0 | 0 | 0 | 0 | 0 | 0 | 0 | 0 | 0 | 0 | 0 | 0 | 0 | 0 | 0 | 0 | 0 | 0 | 0 | 0 | 0 | 0 | 0 | 0 | 0 | 0 | 0 | 0
SCE Third Party Roll-up E3 Calculator - With Carbon Adder | [17 empty] | System | #N/A | [21 empty] | 0 | 0 | 0 | 0 | 0 | 0 | 0 | 0 | 0 | 0 | 0 | 0 | 0 | 0 | 0 | 0 | 0 | 0 | 0 | 0 | 0 | 0 | 0 | 0 | 0 | 0 | 0 | 0 | 0
SCE Third Party Roll-up E3 Calculator - With Carbon Adder | [17 empty] | System | #N/A | [21 empty] | 0 | 0 | 0 | 0 | 0 | 0 | 0 | 0 | 0 | 0 | 0 | 0 | 0 | 0 | 0 | 0 | 0 | 0 | 0 | 0 | 0 | 0 | 0 | 0 | 0 | 0 | 0 | 0 | 0
SCE Third Party Roll-up E3 Calculator - With Carbon Adder | [17 empty] | System | #N/A | [21 empty] | 0 | 0 | 0 | 0 | 0 | 0 | 0 | 0 | 0 | 0 | 0 | 0 | 0 | 0 | 0 | 0 | 0 | 0 | 0 | 0 | 0 | 0 | 0 | 0 | 0 | 0 | 0 | 0 | 0
SCE Third Party Roll-up E3 Calculator - With Carbon Adder | [17 empty] | System | #N/A | [21 empty] | 0 | 0 | 0 | 0 | 0 | 0 | 0 | 0 | 0 | 0 | 0 | 0 | 0 | 0 | 0 | 0 | 0 | 0 | 0 | 0 | 0 | 0 | 0 | 0 | 0 | 0 | 0 | 0 | 0
SCE Third Party Roll-up E3 Calculator - With Carbon Adder | [17 empty] | System | #N/A | [21 empty] | 0 | 0 | 0 | 0 | 0 | 0 | 0 | 0 | 0 | 0 | 0 | 0 | 0 | 0 | 0 | 0 | 0 | 0 | 0 | 0 | 0 | 0 | 0 | 0 | 0 | 0 | 0 | 0 | 0
SCE Third Party Roll-up E3 Calculator - With Carbon Adder | [17 empty] | System | #N/A | [21 empty] | 0 | 0 | 0 | 0 | 0 | 0 | 0 | 0 | 0 | 0 | 0 | 0 | 0 | 0 | 0 | 0 | 0 | 0 | 0 | 0 | 0 | 0 | 0 | 0 | 0 | 0 | 0 | 0 | 0
SCE Third Party Roll-up E3 Calculator - With Carbon Adder | [17 empty] | System | #N/A | [21 empty] | 0 | 0 | 0 | 0 | 0 | 0 | 0 | 0 | 0 | 0 | 0 | 0 | 0 | 0 | 0 | 0 | 0 | 0 | 0 | 0 | 0 | 0 | 0 | 0 | 0 | 0 | 0 | 0 | 0
SCE Third Party Roll-up E3 Calculator - With Carbon Adder | [17 empty] | System | #N/A | [21 empty] | 0 | 0 | 0 | 0 | 0 | 0 | 0 | 0 | 0 | 0 | 0 | 0 | 0 | 0 | 0 | 0 | 0 | 0 | 0 | 0 | 0 | 0 | 0 | 0 | 0 | 0 | 0 | 0 | 0
SCE Third Party Roll-up E3 Calculator - With Carbon Adder | [17 empty] | System | #N/A | [21 empty] | 0 | 0 | 0 | 0 | 0 | 0 | 0 | 0 | 0 | 0 | 0 | 0 | 0 | 0 | 0 | 0 | 0 | 0 | 0 | 0 | 0 | 0 | 0 | 0 | 0 | 0 | 0 | 0 | 0
SCE Third Party Roll-up E3 Calculator - With Carbon Adder | [17 empty] | System | #N/A | [21 empty] | 0 | 0 | 0 | 0 | 0 | 0 | 0 | 0 | 0 | 0 | 0 | 0 | 0 | 0 | 0 | 0 | 0 | 0 | 0 | 0 | 0 | 0 | 0 | 0 | 0 | 0 | 0 | 0 | 0
SCE Third Party Roll-up E3 Calculator - With Carbon Adder | [17 empty] | System | #N/A | [21 empty] | 0 | 0 | 0 | 0 | 0 | 0 | 0 | 0 | 0 | 0 | 0 | 0 | 0 | 0 | 0 | 0 | 0 | 0 | 0 | 0 | 0 | 0 | 0 | 0 | 0 | 0 | 0 | 0 | 0
SCE Third Party Roll-up E3 Calculator - With Carbon Adder | [17 empty] | System | #N/A | [21 empty] | 0 | 0 | 0 | 0 | 0 | 0 | 0 | 0 | 0 | 0 | 0 | 0 | 0 | 0 | 0 | 0 | 0 | 0 | 0 | 0 | 0 | 0 | 0 | 0 | 0 | 0 | 0 | 0 | 0
SCE Third Party Roll-up E3 Calculator - With Carbon Adder | [17 empty] | System | #N/A | [21 empty] | 0 | 0 | 0 | 0 | 0 | 0 | 0 | 0 | 0 | 0 | 0 | 0 | 0 | 0 | 0 | 0 | 0 | 0 | 0 | 0 | 0 | 0 | 0 | 0 | 0 | 0 | 0 | 0 | 0
SCE Third Party Roll-up E3 Calculator - With Carbon Adder | [17 empty] | System | #N/A | [21 empty] | 0 | 0 | 0 | 0 | 0 | 0 | 0 | 0 | 0 | 0 | 0 | 0 | 0 | 0 | 0 | 0 | 0 | 0 | 0 | 0 | 0 | 0 | 0 | 0 | 0 | 0 | 0 | 0 | 0
SCE Third Party Roll-up E3 Calculator - With Carbon Adder | [17 empty] | System | #N/A | [21 empty] | 0 | 0 | 0 | 0 | 0 | 0 | 0 | 0 | 0 | 0 | 0 | 0 | 0 | 0 | 0 | 0 | 0 | 0 | 0 | 0 | 0 | 0 | 0 | 0 | 0 | 0 | 0 | 0 | 0
SCE Third Party Roll-up E3 Calculator - With Carbon Adder | [17 empty] | System | #N/A | [21 empty] | 0 | 0 | 0 | 0 | 0 | 0 | 0 | 0 | 0 | 0 | 0 | 0 | 0 | 0 | 0 | 0 | 0 | 0 | 0 | 0 | 0 | 0 | 0 | 0 | 0 | 0 | 0 | 0 | 0
SCE Third Party Roll-up E3 Calculator - With Carbon Adder | [17 empty] | System | #N/A | [21 empty] | 0 | 0 | 0 | 0 | 0 | 0 | 0 | 0 | 0 | 0 | 0 | 0 | 0 | 0 | 0 | 0 | 0 | 0 | 0 | 0 | 0 | 0 | 0 | 0 | 0 | 0 | 0 | 0 | 0
SCE Third Party Roll-up E3 Calculator - With Carbon Adder | [17 empty] | System | #N/A | [21 empty] | 0 | 0 | 0 | 0 | 0 | 0 | 0 | 0 | 0 | 0 | 0 | 0 | 0 | 0 | 0 | 0 | 0 | 0 | 0 | 0 | 0 | 0 | 0 | 0 | 0 | 0 | 0 | 0 | 0
SCE Third Party Roll-up E3 Calculator - With Carbon Adder | [17 empty] | System | #N/A | [21 empty] | 0 | 0 | 0 | 0 | 0 | 0 | 0 | 0 | 0 | 0 | 0 | 0 | 0 | 0 | 0 | 0 | 0 | 0 | 0 | 0 | 0 | 0 | 0 | 0 | 0 | 0 | 0 | 0 | 0
SCE Third Party Roll-up E3 Calculator - With Carbon Adder | [17 empty] | System | #N/A | [21 empty] | 0 | 0 | 0 | 0 | 0 | 0 | 0 | 0 | 0 | 0 | 0 | 0 | 0 | 0 | 0 | 0 | 0 | 0 | 0 | 0 | 0 | 0 | 0 | 0 | 0 | 0 | 0 | 0 | 0
SCE Third Party Roll-up E3 Calculator - With Carbon Adder | [17 empty] | System | #N/A | [21 empty] | 0 | 0 | 0 | 0 | 0 | 0 | 0 | 0 | 0 | 0 | 0 | 0 | 0 | 0 | 0 | 0 | 0 | 0 | 0 | 0 | 0 | 0 | 0 | 0 | 0 | 0 | 0 | 0 | 0
SCE Third Party Roll-up E3 Calculator - With Carbon Adder | [17 empty] | System | #N/A | [21 empty] | 0 | 0 | 0 | 0 | 0 | 0 | 0 | 0 | 0 | 0 | 0 | 0 | 0 | 0 | 0 | 0 | 0 | 0 | 0 | 0 | 0 | 0 | 0 | 0 | 0 | 0 | 0 | 0 | 0
SCE Third Party Roll-up E3 Calculator - With Carbon Adder | [17 empty] | System | #N/A | [21 empty] | 0 | 0 | 0 | 0 | 0 | 0 | 0 | 0 | 0 | 0 | 0 | 0 | 0 | 0 | 0 | 0 | 0 | 0 | 0 | 0 | 0 | 0 | 0 | 0 | 0 | 0 | 0 | 0 | 0
SCE Third Party Roll-up E3 Calculator - With Carbon Adder | [17 empty] | System | #N/A | [21 empty] | 0 | 0 | 0 | 0 | 0 | 0 | 0 | 0 | 0 | 0 | 0 | 0 | 0 | 0 | 0 | 0 | 0 | 0 | 0 | 0 | 0 | 0 | 0 | 0 | 0 | 0 | 0 | 0 | 0
SCE Third Party Roll-up E3 Calculator - With Carbon Adder | [17 empty] | System | #N/A | [21 empty] | 0 | 0 | 0 | 0 | 0 | 0 | 0 | 0 | 0 | 0 | 0 | 0 | 0 | 0 | 0 | 0 | 0 | 0 | 0 | 0 | 0 | 0 | 0 | 0 | 0 | 0 | 0 | 0 | 0
SCE Third Party Roll-up E3 Calculator - With Carbon Adder | [17 empty] | System | #N/A | [21 empty] | 0 | 0 | 0 | 0 | 0 | 0 | 0 | 0 | 0 | 0 | 0 | 0 | 0 | 0 | 0 | 0 | 0 | 0 | 0 | 0 | 0 | 0 | 0 | 0 | 0 | 0 | 0 | 0 | 0
SCE Third Party Roll-up E3 Calculator - With Carbon Adder | [17 empty] | System | #N/A | [21 empty] | 0 | 0 | 0 | 0 | 0 | 0 | 0 | 0 | 0 | 0 | 0 | 0 | 0 | 0 | 0 | 0 | 0 | 0 | 0 | 0 | 0 | 0 | 0 | 0 | 0 | 0 | 0 | 0 | 0
SCE Third Party Roll-up E3 Calculator - With Carbon Adder | [17 empty] | System | #N/A | [21 empty] | 0 | 0 | 0 | 0 | 0 | 0 | 0 | 0 | 0 | 0 | 0 | 0 | 0 | 0 | 0 | 0 | 0 | 0 | 0 | 0 | 0 | 0 | 0 | 0 | 0 | 0 | 0 | 0 | 0
SCE Third Party Roll-up E3 Calculator - With Carbon Adder | [17 empty] | System | #N/A | [21 empty] | 0 | 0 | 0 | 0 | 0 | 0 | 0 | 0 | 0 | 0 | 0 | 0 | 0 | 0 | 0 | 0 | 0 | 0 | 0 | 0 | 0 | 0 | 0 | 0 | 0 | 0 | 0 | 0 | 0
SCE Third Party Roll-up E3 Calculator - With Carbon Adder | [17 empty] | System | #N/A | [21 empty] | 0 | 0 | 0 | 0 | 0 | 0 | 0 | 0 | 0 | 0 | 0 | 0 | 0 | 0 | 0 | 0 | 0 | 0 | 0 | 0 | 0 | 0 | 0 | 0 | 0 | 0 | 0 | 0 | 0
SCE Third Party Roll-up E3 Calculator - With Carbon Adder | [17 empty] | System | #N/A | [21 empty] | 0 | 0 | 0 | 0 | 0 | 0 | 0 | 0 | 0 | 0 | 0 | 0 | 0 | 0 | 0 | 0 | 0 | 0 | 0 | 0 | 0 | 0 | 0 | 0 | 0 | 0 | 0 | 0 | 0
SCE Third Party Roll-up E3 Calculator - With Carbon Adder | [17 empty] | System | #N/A | [21 empty] | 0 | 0 | 0 | 0 | 0 | 0 | 0 | 0 | 0 | 0 | 0 | 0 | 0 | 0 | 0 | 0 | 0 | 0 | 0 | 0 | 0 | 0 | 0 | 0 | 0 | 0 | 0 | 0 | 0
SCE Third Party Roll-up E3 Calculator - With Carbon Adder | [17 empty] | System | #N/A | [21 empty] | 0 | 0 | 0 | 0 | 0 | 0 | 0 | 0 | 0 | 0 | 0 | 0 | 0 | 0 | 0 | 0 | 0 | 0 | 0 | 0 | 0 | 0 | 0 | 0 | 0 | 0 | 0 | 0 | 0
SCE Third Party Roll-up E3 Calculator - With Carbon Adder | [17 empty] | System | #N/A | [21 empty] | 0 | 0 | 0 | 0 | 0 | 0 | 0 | 0 | 0 | 0 | 0 | 0 | 0 | 0 | 0 | 0 | 0 | 0 | 0 | 0 | 0 | 0 | 0 | 0 | 0 | 0 | 0 | 0 | 0
SCE Third Party Roll-up E3 Calculator - With Carbon Adder | [17 empty] | System | #N/A | [21 empty] | 0 | 0 | 0 | 0 | 0 | 0 | 0 | 0 | 0 | 0 | 0 | 0 | 0 | 0 | 0 | 0 | 0 | 0 | 0 | 0 | 0 | 0 | 0 | 0 | 0 | 0 | 0 | 0 | 0
SCE Third Party Roll-up E3 Calculator - With Carbon Adder | [17 empty] | System | #N/A | [21 empty] | 0 | 0 | 0 | 0 | 0 | 0 | 0 | 0 | 0 | 0 | 0 | 0 | 0 | 0 | 0 | 0 | 0 | 0 | 0 | 0 | 0 | 0 | 0 | 0 | 0 | 0 | 0 | 0 | 0
SCE Third Party Roll-up E3 Calculator - With Carbon Adder | [17 empty] | System | #N/A | [21 empty] | 0 | 0 | 0 | 0 | 0 | 0 | 0 | 0 | 0 | 0 | 0 | 0 | 0 | 0 | 0 | 0 | 0 | 0 | 0 | 0 | 0 | 0 | 0 | 0 | 0 | 0 | 0 | 0 | 0
SCE Third Party Roll-up E3 Calculator - With Carbon Adder | [17 empty] | System | #N/A | [21 empty] | 0 | 0 | 0 | 0 | 0 | 0 | 0 | 0 | 0 | 0 | 0 | 0 | 0 | 0 | 0 | 0 | 0 | 0 | 0 | 0 | 0 | 0 | 0 | 0 | 0 | 0 | 0 | 0 | 0
SCE Third Party Roll-up E3 Calculator - With Carbon Adder | [17 empty] | System | #N/A | [21 empty] | 0 | 0 | 0 | 0 | 0 | 0 | 0 | 0 | 0 | 0 | 0 | 0 | 0 | 0 | 0 | 0 | 0 | 0 | 0 | 0 | 0 | 0 | 0 | 0 | 0 | 0 | 0 | 0 | 0
SCE Third Party Roll-up E3 Calculator - With Carbon Adder | [17 empty] | System | #N/A | [21 empty] | 0 | 0 | 0 | 0 | 0 | 0 | 0 | 0 | 0 | 0 | 0 | 0 | 0 | 0 | 0 | 0 | 0 | 0 | 0 | 0 | 0 | 0 | 0 | 0 | 0 | 0 | 0 | 0 | 0
SCE Third Party Roll-up E3 Calculator - With Carbon Adder | [17 empty] | System | #N/A | [21 empty] | 0 | 0 | 0 | 0 | 0 | 0 | 0 | 0 | 0 | 0 | 0 | 0 | 0 | 0 | 0 | 0 | 0 | 0 | 0 | 0 | 0 | 0 | 0 | 0 | 0 | 0 | 0 | 0 | 0
SCE Third Party Roll-up E3 Calculator - With Carbon Adder | [17 empty] | System | #N/A | [21 empty] | 0 | 0 | 0 | 0 | 0 | 0 | 0 | 0 | 0 | 0 | 0 | 0 | 0 | 0 | 0 | 0 | 0 | 0 | 0 | 0 | 0 | 0 | 0 | 0 | 0 | 0 | 0 | 0 | 0
SCE Third Party Roll-up E3 Calculator - With Carbon Adder | [17 empty] | System | #N/A | [21 empty] | 0 | 0 | 0 | 0 | 0 | 0 | 0 | 0 | 0 | 0 | 0 | 0 | 0 | 0 | 0 | 0 | 0 | 0 | 0 | 0 | 0 | 0 | 0 | 0 | 0 | 0 | 0 | 0 | 0
SCE Third Party Roll-up E3 Calculator - With Carbon Adder | [17 empty] | System | #N/A | [21 empty] | 0 | 0 | 0 | 0 | 0 | 0 | 0 | 0 | 0 | 0 | 0 | 0 | 0 | 0 | 0 | 0 | 0 | 0 | 0 | 0 | 0 | 0 | 0 | 0 | 0 | 0 | 0 | 0 | 0
SCE Third Party Roll-up E3 Calculator - With Carbon Adder | [17 empty] | System | #N/A | [21 empty] | 0 | 0 | 0 | 0 | 0 | 0 | 0 | 0 | 0 | 0 | 0 | 0 | 0 | 0 | 0 | 0 | 0 | 0 | 0 | 0 | 0 | 0 | 0 | 0 | 0 | 0 | 0 | 0 | 0
SCE Third Party Roll-up E3 Calculator - With Carbon Adder | [17 empty] | System | #N/A | [21 empty] | 0 | 0 | 0 | 0 | 0 | 0 | 0 | 0 | 0 | 0 | 0 | 0 | 0 | 0 | 0 | 0 | 0 | 0 | 0 | 0 | 0 | 0 | 0 | 0 | 0 | 0 | 0 | 0 | 0
SCE Third Party Roll-up E3 Calculator - With Carbon Adder | [17 empty] | System | #N/A | [21 empty] | 0 | 0 | 0 | 0 | 0 | 0 | 0 | 0 | 0 | 0 | 0 | 0 | 0 | 0 | 0 | 0 | 0 | 0 | 0 | 0 | 0 | 0 | 0 | 0 | 0 | 0 | 0 | 0 | 0
SCE Third Party Roll-up E3 Calculator - With Carbon Adder | [17 empty] | System | #N/A | [21 empty] | 0 | 0 | 0 | 0 | 0 | 0 | 0 | 0 | 0 | 0 | 0 | 0 | 0 | 0 | 0 | 0 | 0 | 0 | 0 | 0 | 0 | 0 | 0 | 0 | 0 | 0 | 0 | 0 | 0
SCE Third Party Roll-up E3 Calculator - With Carbon Adder | [17 empty] | System | #N/A | [21 empty] | 0 | 0 | 0 | 0 | 0 | 0 | 0 | 0 | 0 | 0 | 0 | 0 | 0 | 0 | 0 | 0 | 0 | 0 | 0 | 0 | 0 | 0 | 0 | 0 | 0 | 0 | 0 | 0 | 0
SCE Third Party Roll-up E3 Calculator - With Carbon Adder | [17 empty] | System | #N/A | [21 empty] | 0 | 0 | 0 | 0 | 0 | 0 | 0 | 0 | 0 | 0 | 0 | 0 | 0 | 0 | 0 | 0 | 0 | 0 | 0 | 0 | 0 | 0 | 0 | 0 | 0 | 0 | 0 | 0 | 0
SCE Third Party Roll-up E3 Calculator - With Carbon Adder | [17 empty] | System | #N/A | [21 empty] | 0 | 0 | 0 | 0 | 0 | 0 | 0 | 0 | 0 | 0 | 0 | 0 | 0 | 0 | 0 | 0 | 0 | 0 | 0 | 0 | 0 | 0 | 0 | 0 | 0 | 0 | 0 | 0 | 0
SCE Third Party Roll-up E3 Calculator - With Carbon Adder | [17 empty] | System | #N/A | [21 empty] | 0 | 0 | 0 | 0 | 0 | 0 | 0 | 0 | 0 | 0 | 0 | 0 | 0 | 0 | 0 | 0 | 0 | 0 | 0 | 0 | 0 | 0 | 0 | 0 | 0 | 0 | 0 | 0 | 0
SCE Third Party Roll-up E3 Calculator - With Carbon Adder | [17 empty] | System | #N/A | [21 empty] | 0 | 0 | 0 | 0 | 0 | 0 | 0 | 0 | 0 | 0 | 0 | 0 | 0 | 0 | 0 | 0 | 0 | 0 | 0 | 0 | 0 | 0 | 0 | 0 | 0 | 0 | 0 | 0 | 0
SCE Third Party Roll-up E3 Calculator - With Carbon Adder | [17 empty] | System | #N/A | [21 empty] | 0 | 0 | 0 | 0 | 0 | 0 | 0 | 0 | 0 | 0 | 0 | 0 | 0 | 0 | 0 | 0 | 0 | 0 | 0 | 0 | 0 | 0 | 0 | 0 | 0 | 0 | 0 | 0 | 0
SCE Third Party Roll-up E3 Calculator - With Carbon Adder | [17 empty] | System | #N/A | [21 empty] | 0 | 0 | 0 | 0 | 0 | 0 | 0 | 0 | 0 | 0 | 0 | 0 | 0 | 0 | 0 | 0 | 0 | 0 | 0 | 0 | 0 | 0 | 0 | 0 | 0 | 0 | 0 | 0 | 0
SCE Third Party Roll-up E3 Calculator - With Carbon Adder | [17 empty] | System | #N/A | [21 empty] | 0 | 0 | 0 | 0 | 0 | 0 | 0 | 0 | 0 | 0 | 0 | 0 | 0 | 0 | 0 | 0 | 0 | 0 | 0 | 0 | 0 | 0 | 0 | 0 | 0 | 0 | 0 | 0 | 0
SCE Third Party Roll-up E3 Calculator - With Carbon Adder | [17 empty] | System | #N/A | [21 empty] | 0 | 0 | 0 | 0 | 0 | 0 | 0 | 0 | 0 | 0 | 0 | 0 | 0 | 0 | 0 | 0 | 0 | 0 | 0 | 0 | 0 | 0 | 0 | 0 | 0 | 0 | 0 | 0 | 0
SCE Third Party Roll-up E3 Calculator - With Carbon Adder | [17 empty] | System | #N/A | [21 empty] | 0 | 0 | 0 | 0 | 0 | 0 | 0 | 0 | 0 | 0 | 0 | 0 | 0 | 0 | 0 | 0 | 0 | 0 | 0 | 0 | 0 | 0 | 0 | 0 | 0 | 0 | 0 | 0 | 0
SCE Third Party Roll-up E3 Calculator - With Carbon Adder | [17 empty] | System | #N/A | [21 empty] | 0 | 0 | 0 | 0 | 0 | 0 | 0 | 0 | 0 | 0 | 0 | 0 | 0 | 0 | 0 | 0 | 0 | 0 | 0 | 0 | 0 | 0 | 0 | 0 | 0 | 0 | 0 | 0 | 0
SCE Third Party Roll-up E3 Calculator - With Carbon Adder | [17 empty] | System | #N/A | [21 empty] | 0 | 0 | 0 | 0 | 0 | 0 | 0 | 0 | 0 | 0 | 0 | 0 | 0 | 0 | 0 | 0 | 0 | 0 | 0 | 0 | 0 | 0 | 0 | 0 | 0 | 0 | 0 | 0 | 0
SCE Third Party Roll-up E3 Calculator - With Carbon Adder | [17 empty] | System | #N/A | [21 empty] | 0 | 0 | 0 | 0 | 0 | 0 | 0 | 0 | 0 | 0 | 0 | 0 | 0 | 0 | 0 | 0 | 0 | 0 | 0 | 0 | 0 | 0 | 0 | 0 | 0 | 0 | 0 | 0 | 0
SCE Third Party Roll-up E3 Calculator - With Carbon Adder | [17 empty] | System | #N/A | [21 empty] | 0 | 0 | 0 | 0 | 0 | 0 | 0 | 0 | 0 | 0 | 0 | 0 | 0 | 0 | 0 | 0 | 0 | 0 | 0 | 0 | 0 | 0 | 0 | 0 | 0 | 0 | 0 | 0 | 0
SCE Third Party Roll-up E3 Calculator - With Carbon Adder | [17 empty] | System | #N/A | [21 empty] | 0 | 0 | 0 | 0 | 0 | 0 | 0 | 0 | 0 | 0 | 0 | 0 | 0 | 0 | 0 | 0 | 0 | 0 | 0 | 0 | 0 | 0 | 0 | 0 | 0 | 0 | 0 | 0 | 0
SCE Third Party Roll-up E3 Calculator - With Carbon Adder | [17 empty] | System | #N/A | [21 empty] | 0 | 0 | 0 | 0 | 0 | 0 | 0 | 0 | 0 | 0 | 0 | 0 | 0 | 0 | 0 | 0 | 0 | 0 | 0 | 0 | 0 | 0 | 0 | 0 | 0 | 0 | 0 | 0 | 0
SCE Third Party Roll-up E3 Calculator - With Carbon Adder | [17 empty] | System | #N/A | [21 empty] | 0 | 0 | 0 | 0 | 0 | 0 | 0 | 0 | 0 | 0 | 0 | 0 | 0 | 0 | 0 | 0 | 0 | 0 | 0 | 0 | 0 | 0 | 0 | 0 | 0 | 0 | 0 | 0 | 0
SCE Third Party Roll-up E3 Calculator - With Carbon Adder | [17 empty] | System | #N/A | [21 empty] | 0 | 0 | 0 | 0 | 0 | 0 | 0 | 0 | 0 | 0 | 0 | 0 | 0 | 0 | 0 | 0 | 0 | 0 | 0 | 0 | 0 | 0 | 0 | 0 | 0 | 0 | 0 | 0 | 0
SCE Third Party Roll-up E3 Calculator - With Carbon Adder | [17 empty] | System | #N/A | [21 empty] | 0 | 0 | 0 | 0 | 0 | 0 | 0 | 0 | 0 | 0 | 0 | 0 | 0 | 0 | 0 | 0 | 0 | 0 | 0 | 0 | 0 | 0 | 0 | 0 | 0 | 0 | 0 | 0 | 0
SCE Third Party Roll-up E3 Calculator - With Carbon Adder | [17 empty] | System | #N/A | [21 empty] | 0 | 0 | 0 | 0 | 0 | 0 | 0 | 0 | 0 | 0 | 0 | 0 | 0 | 0 | 0 | 0 | 0 | 0 | 0 | 0 | 0 | 0 | 0 | 0 | 0 | 0 | 0 | 0 | 0
SCE Third Party Roll-up E3 Calculator - With Carbon Adder | [17 empty] | System | #N/A | [21 empty] | 0 | 0 | 0 | 0 | 0 | 0 | 0 | 0 | 0 | 0 | 0 | 0 | 0 | 0 | 0 | 0 | 0 | 0 | 0 | 0 | 0 | 0 | 0 | 0 | 0 | 0 | 0 | 0 | 0
SCE Third Party Roll-up E3 Calculator - With Carbon Adder | [17 empty] | System | #N/A | [21 empty] | 0 | 0 | 0 | 0 | 0 | 0 | 0 | 0 | 0 | 0 | 0 | 0 | 0 | 0 | 0 | 0 | 0 | 0 | 0 | 0 | 0 | 0 | 0 | 0 | 0 | 0 | 0 | 0 | 0
SCE Third Party Roll-up E3 Calculator - With Carbon Adder | [17 empty] | System | #N/A | [21 empty] | 0 | 0 | 0 | 0 | 0 | 0 | 0 | 0 | 0 | 0 | 0 | 0 | 0 | 0 | 0 | 0 | 0 | 0 | 0 | 0 | 0 | 0 | 0 | 0 | 0 | 0 | 0 | 0 | 0
SCE Third Party Roll-up E3 Calculator - With Carbon Adder | [17 empty] | System | #N/A | [21 empty] | 0 | 0 | 0 | 0 | 0 | 0 | 0 | 0 | 0 | 0 | 0 | 0 | 0 | 0 | 0 | 0 | 0 | 0 | 0 | 0 | 0 | 0 | 0 | 0 | 0 | 0 | 0 | 0 | 0
SCE Third Party Roll-up E3 Calculator - With Carbon Adder | [17 empty] | System | #N/A | [21 empty] | 0 | 0 | 0 | 0 | 0 | 0 | 0 | 0 | 0 | 0 | 0 | 0 | 0 | 0 | 0 | 0 | 0 | 0 | 0 | 0 | 0 | 0 | 0 | 0 | 0 | 0 | 0 | 0 | 0
SCE Third Party Roll-up E3 Calculator - With Carbon Adder | [17 empty] | System | #N/A | [21 empty] | 0 | 0 | 0 | 0 | 0 | 0 | 0 | 0 | 0 | 0 | 0 | 0 | 0 | 0 | 0 | 0 | 0 | 0 | 0 | 0 | 0 | 0 | 0 | 0 | 0 | 0 | 0 | 0 | 0
SCE Third Party Roll-up E3 Calculator - With Carbon Adder | [17 empty] | System | #N/A | [21 empty] | 0 | 0 | 0 | 0 | 0 | 0 | 0 | 0 | 0 | 0 | 0 | 0 | 0 | 0 | 0 | 0 | 0 | 0 | 0 | 0 | 0 | 0 | 0 | 0 | 0 | 0 | 0 | 0 | 0
SCE Third Party Roll-up E3 Calculator - With Carbon Adder | [17 empty] | System | #N/A | [21 empty] | 0 | 0 | 0 | 0 | 0 | 0 | 0 | 0 | 0 | 0 | 0 | 0 | 0 | 0 | 0 | 0 | 0 | 0 | 0 | 0 | 0 | 0 | 0 | 0 | 0 | 0 | 0 | 0 | 0
SCE Third Party Roll-up E3 Calculator - With Carbon Adder | [17 empty] | System | #N/A | [21 empty] | 0 | 0 | 0 | 0 | 0 | 0 | 0 | 0 | 0 | 0 | 0 | 0 | 0 | 0 | 0 | 0 | 0 | 0 | 0 | 0 | 0 | 0 | 0 | 0 | 0 | 0 | 0 | 0 | 0
SCE Third Party Roll-up E3 Calculator - With Carbon Adder | [17 empty] | System | #N/A | [21 empty] | 0 | 0 | 0 | 0 | 0 | 0 | 0 | 0 | 0 | 0 | 0 | 0 | 0 | 0 | 0 | 0 | 0 | 0 | 0 | 0 | 0 | 0 | 0 | 0 | 0 | 0 | 0 | 0 | 0
SCE Third Party Roll-up E3 Calculator - With Carbon Adder | [17 empty] | System | #N/A | [21 empty] | 0 | 0 | 0 | 0 | 0 | 0 | 0 | 0 | 0 | 0 | 0 | 0 | 0 | 0 | 0 | 0 | 0 | 0 | 0 | 0 | 0 | 0 | 0 | 0 | 0 | 0 | 0 | 0 | 0
SCE Third Party Roll-up E3 Calculator - With Carbon Adder | [17 empty] | System | #N/A | [21 empty] | 0 | 0 | 0 | 0 | 0 | 0 | 0 | 0 | 0 | 0 | 0 | 0 | 0 | 0 | 0 | 0 | 0 | 0 | 0 | 0 | 0 | 0 | 0 | 0 | 0 | 0 | 0 | 0 | 0
SCE Third Party Roll-up E3 Calculator - With Carbon Adder | [17 empty] | System | #N/A | [21 empty] | 0 | 0 | 0 | 0 | 0 | 0 | 0 | 0 | 0 | 0 | 0 | 0 | 0 | 0 | 0 | 0 | 0 | 0 | 0 | 0 | 0 | 0 | 0 | 0 | 0 | 0 | 0 | 0 | 0
SCE Third Party Roll-up E3 Calculator - With Carbon Adder | [17 empty] | System | #N/A | [21 empty] | 0 | 0 | 0 | 0 | 0 | 0 | 0 | 0 | 0 | 0 | 0 | 0 | 0 | 0 | 0 | 0 | 0 | 0 | 0 | 0 | 0 | 0 | 0 | 0 | 0 | 0 | 0 | 0 | 0
SCE Third Party Roll-up E3 Calculator - With Carbon Adder | [17 empty] | System | #N/A | [21 empty] | 0 | 0 | 0 | 0 | 0 | 0 | 0 | 0 | 0 | 0 | 0 | 0 | 0 | 0 | 0 | 0 | 0 | 0 | 0 | 0 | 0 | 0 | 0 | 0 | 0 | 0 | 0 | 0 | 0
SCE Third Party Roll-up E3 Calculator - With Carbon Adder | [17 empty] | System | #N/A | [21 empty] | 0 | 0 | 0 | 0 | 0 | 0 | 0 | 0 | 0 | 0 | 0 | 0 | 0 | 0 | 0 | 0 | 0 | 0 | 0 | 0 | 0 | 0 | 0 | 0 | 0 | 0 | 0 | 0 | 0
SCE Third Party Roll-up E3 Calculator - With Carbon Adder | [17 empty] | System | #N/A | [21 empty] | 0 | 0 | 0 | 0 | 0 | 0 | 0 | 0 | 0 | 0 | 0 | 0 | 0 | 0 | 0 | 0 | 0 | 0 | 0 | 0 | 0 | 0 | 0 | 0 | 0 | 0 | 0 | 0 | 0
SCE Third Party Roll-up E3 Calculator - With Carbon Adder | [17 empty] | System | #N/A | [21 empty] | 0 | 0 | 0 | 0 | 0 | 0 | 0 | 0 | 0 | 0 | 0 | 0 | 0 | 0 | 0 | 0 | 0 | 0 | 0 | 0 | 0 | 0 | 0 | 0 | 0 | 0 | 0 | 0 | 0
SCE Third Party Roll-up E3 Calculator - With Carbon Adder | [17 empty] | System | #N/A | [21 empty] | 0 | 0 | 0 | 0 | 0 | 0 | 0 | 0 | 0 | 0 | 0 | 0 | 0 | 0 | 0 | 0 | 0 | 0 | 0 | 0 | 0 | 0 | 0 | 0 | 0 | 0 | 0 | 0 | 0
SCE Third Party Roll-up E3 Calculator - With Carbon Adder | [17 empty] | System | #N/A | [21 empty] | 0 | 0 | 0 | 0 | 0 | 0 | 0 | 0 | 0 | 0 | 0 | 0 | 0 | 0 | 0 | 0 | 0 | 0 | 0 | 0 | 0 | 0 | 0 | 0 | 0 | 0 | 0 | 0 | 0
SCE Third Party Roll-up E3 Calculator - With Carbon Adder | [17 empty] | System | #N/A | [21 empty] | 0 | 0 | 0 | 0 | 0 | 0 | 0 | 0 | 0 | 0 | 0 | 0 | 0 | 0 | 0 | 0 | 0 | 0 | 0 | 0 | 0 | 0 | 0 | 0 | 0 | 0 | 0 | 0 | 0
SCE Third Party Roll-up E3 Calculator - With Carbon Adder | [17 empty] | System | #N/A | [21 empty] | 0 | 0 | 0 | 0 | 0 | 0 | 0 | 0 | 0 | 0 | 0 | 0 | 0 | 0 | 0 | 0 | 0 | 0 | 0 | 0 | 0 | 0 | 0 | 0 | 0 | 0 | 0 | 0 | 0
SCE Third Party Roll-up E3 Calculator - With Carbon Adder | [17 empty] | System | #N/A | [21 empty] | 0 | 0 | 0 | 0 | 0 | 0 | 0 | 0 | 0 | 0 | 0 | 0 | 0 | 0 | 0 | 0 | 0 | 0 | 0 | 0 | 0 | 0 | 0 | 0 | 0 | 0 | 0 | 0 | 0
SCE Third Party Roll-up E3 Calculator - With Carbon Adder | [17 empty] | System | #N/A | [21 empty] | 0 | 0 | 0 | 0 | 0 | 0 | 0 | 0 | 0 | 0 | 0 | 0 | 0 | 0 | 0 | 0 | 0 | 0 | 0 | 0 | 0 | 0 | 0 | 0 | 0 | 0 | 0 | 0 | 0
SCE Third Party Roll-up E3 Calculator - With Carbon Adder | [17 empty] | System | #N/A | [21 empty] | 0 | 0 | 0 | 0 | 0 | 0 | 0 | 0 | 0 | 0 | 0 | 0 | 0 | 0 | 0 | 0 | 0 | 0 | 0 | 0 | 0 | 0 | 0 | 0 | 0 | 0 | 0 | 0 | 0
SCE Third Party Roll-up E3 Calculator - With Carbon Adder | [17 empty] | System | #N/A | [21 empty] | 0 | 0 | 0 | 0 | 0 | 0 | 0 | 0 | 0 | 0 | 0 | 0 | 0 | 0 | 0 | 0 | 0 | 0 | 0 | 0 | 0 | 0 | 0 | 0 | 0 | 0 | 0 | 0 | 0
SCE Third Party Roll-up E3 Calculator - With Carbon Adder | [17 empty] | System | #N/A | [21 empty] | 0 | 0 | 0 | 0 | 0 | 0 | 0 | 0 | 0 | 0 | 0 | 0 | 0 | 0 | 0 | 0 | 0 | 0 | 0 | 0 | 0 | 0 | 0 | 0 | 0 | 0 | 0 | 0 | 0
SCE Third Party Roll-up E3 Calculator - With Carbon Adder | [17 empty] | System | #N/A | [21 empty] | 0 | 0 | 0 | 0 | 0 | 0 | 0 | 0 | 0 | 0 | 0 | 0 | 0 | 0 | 0 | 0 | 0 | 0 | 0 | 0 | 0 | 0 | 0 | 0 | 0 | 0 | 0 | 0 | 0
SCE Third Party Roll-up E3 Calculator - With Carbon Adder | [17 empty] | System | #N/A | [21 empty] | 0 | 0 | 0 | 0 | 0 | 0 | 0 | 0 | 0 | 0 | 0 | 0 | 0 | 0 | 0 | 0 | 0 | 0 | 0 | 0 | 0 | 0 | 0 | 0 | 0 | 0 | 0 | 0 | 0
SCE Third Party Roll-up E3 Calculator - With Carbon Adder | [17 empty] | System | #N/A | [21 empty] | 0 | 0 | 0 | 0 | 0 | 0 | 0 | 0 | 0 | 0 | 0 | 0 | 0 | 0 | 0 | 0 | 0 | 0 | 0 | 0 | 0 | 0 | 0 | 0 | 0 | 0 | 0 | 0 | 0
SCE Third Party Roll-up E3 Calculator - With Carbon Adder | [17 empty] | System | #N/A | [21 empty] | 0 | 0 | 0 | 0 | 0 | 0 | 0 | 0 | 0 | 0 | 0 | 0 | 0 | 0 | 0 | 0 | 0 | 0 | 0 | 0 | 0 | 0 | 0 | 0 | 0 | 0 | 0 | 0 | 0
SCE Third Party Roll-up E3 Calculator - With Carbon Adder | [17 empty] | System | #N/A | [21 empty] | 0 | 0 | 0 | 0 | 0 | 0 | 0 | 0 | 0 | 0 | 0 | 0 | 0 | 0 | 0 | 0 | 0 | 0 | 0 | 0 | 0 | 0 | 0 | 0 | 0 | 0 | 0 | 0 | 0
SCE Third Party Roll-up E3 Calculator - With Carbon Adder | [17 empty] | System | #N/A | [21 empty] | 0 | 0 | 0 | 0 | 0 | 0 | 0 | 0 | 0 | 0 | 0 | 0 | 0 | 0 | 0 | 0 | 0 | 0 | 0 | 0 | 0 | 0 | 0 | 0 | 0 | 0 | 0 | 0 | 0
SCE Third Party Roll-up E3 Calculator - With Carbon Adder | [17 empty] | System | #N/A | [21 empty] | 0 | 0 | 0 | 0 | 0 | 0 | 0 | 0 | 0 | 0 | 0 | 0 | 0 | 0 | 0 | 0 | 0 | 0 | 0 | 0 | 0 | 0 | 0 | 0 | 0 | 0 | 0 | 0 | 0
SCE Third Party Roll-up E3 Calculator - With Carbon Adder | [17 empty] | System | #N/A | [21 empty] | 0 | 0 | 0 | 0 | 0 | 0 | 0 | 0 | 0 | 0 | 0 | 0 | 0 | 0 | 0 | 0 | 0 | 0 | 0 | 0 | 0 | 0 | 0 | 0 | 0 | 0 | 0 | 0 | 0
SCE Third Party Roll-up E3 Calculator - With Carbon Adder | [17 empty] | System | #N/A | [21 empty] | 0 | 0 | 0 | 0 | 0 | 0 | 0 | 0 | 0 | 0 | 0 | 0 | 0 | 0 | 0 | 0 | 0 | 0 | 0 | 0 | 0 | 0 | 0 | 0 | 0 | 0 | 0 | 0 | 0
SCE Third Party Roll-up E3 Calculator - With Carbon Adder | [17 empty] | System | #N/A | [21 empty] | 0 | 0 | 0 | 0 | 0 | 0 | 0 | 0 | 0 | 0 | 0 | 0 | 0 | 0 | 0 | 0 | 0 | 0 | 0 | 0 | 0 | 0 | 0 | 0 | 0 | 0 | 0 | 0 | 0
SCE Third Party Roll-up E3 Calculator - With Carbon Adder | [17 empty] | System | #N/A | [21 empty] | 0 | 0 | 0 | 0 | 0 | 0 | 0 | 0 | 0 | 0 | 0 | 0 | 0 | 0 | 0 | 0 | 0 | 0 | 0 | 0 | 0 | 0 | 0 | 0 | 0 | 0 | 0 | 0 | 0
SCE Third Party Roll-up E3 Calculator - With Carbon Adder | [17 empty] | System | #N/A | [21 empty] | 0 | 0 | 0 | 0 | 0 | 0 | 0 | 0 | 0 | 0 | 0 | 0 | 0 | 0 | 0 | 0 | 0 | 0 | 0 | 0 | 0 | 0 | 0 | 0 | 0 | 0 | 0 | 0 | 0
SCE Third Party Roll-up E3 Calculator - With Carbon Adder | [17 empty] | System | #N/A | [21 empty] | 0 | 0 | 0 | 0 | 0 | 0 | 0 | 0 | 0 | 0 | 0 | 0 | 0 | 0 | 0 | 0 | 0 | 0 | 0 | 0 | 0 | 0 | 0 | 0 | 0 | 0 | 0 | 0 | 0
SCE Third Party Roll-up E3 Calculator - With Carbon Adder | [17 empty] | System | #N/A | [21 empty] | 0 | 0 | 0 | 0 | 0 | 0 | 0 | 0 | 0 | 0 | 0 | 0 | 0 | 0 | 0 | 0 | 0 | 0 | 0 | 0 | 0 | 0 | 0 | 0 | 0 | 0 | 0 | 0 | 0
SCE Third Party Roll-up E3 Calculator - With Carbon Adder | [17 empty] | System | #N/A | [21 empty] | 0 | 0 | 0 | 0 | 0 | 0 | 0 | 0 | 0 | 0 | 0 | 0 | 0 | 0 | 0 | 0 | 0 | 0 | 0 | 0 | 0 | 0 | 0 | 0 | 0 | 0 | 0 | 0 | 0
SCE Third Party Roll-up E3 Calculator - With Carbon Adder | [17 empty] | System | #N/A | [21 empty] | 0 | 0 | 0 | 0 | 0 | 0 | 0 | 0 | 0 | 0 | 0 | 0 | 0 | 0 | 0 | 0 | 0 | 0 | 0 | 0 | 0 | 0 | 0 | 0 | 0 | 0 | 0 | 0 | 0
SCE Third Party Roll-up E3 Calculator - With Carbon Adder | [17 empty] | System | #N/A | [21 empty] | 0 | 0 | 0 | 0 | 0 | 0 | 0 | 0 | 0 | 0 | 0 | 0 | 0 | 0 | 0 | 0 | 0 | 0 | 0 | 0 | 0 | 0 | 0 | 0 | 0 | 0 | 0 | 0 | 0
SCE Third Party Roll-up E3 Calculator - With Carbon Adder | [17 empty] | System | #N/A | [21 empty] | 0 | 0 | 0 | 0 | 0 | 0 | 0 | 0 | 0 | 0 | 0 | 0 | 0 | 0 | 0 | 0 | 0 | 0 | 0 | 0 | 0 | 0 | 0 | 0 | 0 | 0 | 0 | 0 | 0
SCE Third Party Roll-up E3 Calculator - With Carbon Adder | [17 empty] | System | #N/A | [21 empty] | 0 | 0 | 0 | 0 | 0 | 0 | 0 | 0 | 0 | 0 | 0 | 0 | 0 | 0 | 0 | 0 | 0 | 0 | 0 | 0 | 0 | 0 | 0 | 0 | 0 | 0 | 0 | 0 | 0
SCE Third Party Roll-up E3 Calculator - With Carbon Adder | [17 empty] | System | #N/A | [21 empty] | 0 | 0 | 0 | 0 | 0 | 0 | 0 | 0 | 0 | 0 | 0 | 0 | 0 | 0 | 0 | 0 | 0 | 0 | 0 | 0 | 0 | 0 | 0 | 0 | 0 | 0 | 0 | 0 | 0
SCE Third Party Roll-up E3 Calculator - With Carbon Adder | [17 empty] | System | #N/A | [21 empty] | 0 | 0 | 0 | 0 | 0 | 0 | 0 | 0 | 0 | 0 | 0 | 0 | 0 | 0 | 0 | 0 | 0 | 0 | 0 | 0 | 0 | 0 | 0 | 0 | 0 | 0 | 0 | 0 | 0
SCE Third Party Roll-up E3 Calculator - With Carbon Adder | [17 empty] | System | #N/A | [21 empty] | 0 | 0 | 0 | 0 | 0 | 0 | 0 | 0 | 0 | 0 | 0 | 0 | 0 | 0 | 0 | 0 | 0 | 0 | 0 | 0 | 0 | 0 | 0 | 0 | 0 | 0 | 0 | 0 | 0
SCE Third Party Roll-up E3 Calculator - With Carbon Adder | [17 empty] | System | #N/A | [21 empty] | 0 | 0 | 0 | 0 | 0 | 0 | 0 | 0 | 0 | 0 | 0 | 0 | 0 | 0 | 0 | 0 | 0 | 0 | 0 | 0 | 0 | 0 | 0 | 0 | 0 | 0 | 0 | 0 | 0
SCE Third Party Roll-up E3 Calculator - With Carbon Adder | [17 empty] | System | #N/A | [21 empty] | 0 | 0 | 0 | 0 | 0 | 0 | 0 | 0 | 0 | 0 | 0 | 0 | 0 | 0 | 0 | 0 | 0 | 0 | 0 | 0 | 0 | 0 | 0 | 0 | 0 | 0 | 0 | 0 | 0
SCE Third Party Roll-up E3 Calculator - With Carbon Adder | [17 empty] | System | #N/A | [21 empty] | 0 | 0 | 0 | 0 | 0 | 0 | 0 | 0 | 0 | 0 | 0 | 0 | 0 | 0 | 0 | 0 | 0 | 0 | 0 | 0 | 0 | 0 | 0 | 0 | 0 | 0 | 0 | 0 | 0
SCE Third Party Roll-up E3 Calculator - With Carbon Adder | [17 empty] | System | #N/A | [21 empty] | 0 | 0 | 0 | 0 | 0 | 0 | 0 | 0 | 0 | 0 | 0 | 0 | 0 | 0 | 0 | 0 | 0 | 0 | 0 | 0 | 0 | 0 | 0 | 0 | 0 | 0 | 0 | 0 | 0
SCE Third Party Roll-up E3 Calculator - With Carbon Adder | [17 empty] | System | #N/A | [21 empty] | 0 | 0 | 0 | 0 | 0 | 0 | 0 | 0 | 0 | 0 | 0 | 0 | 0 | 0 | 0 | 0 | 0 | 0 | 0 | 0 | 0 | 0 | 0 | 0 | 0 | 0 | 0 | 0 | 0
SCE Third Party Roll-up E3 Calculator - With Carbon Adder | [17 empty] | System | #N/A | [21 empty] | 0 | 0 | 0 | 0 | 0 | 0 | 0 | 0 | 0 | 0 | 0 | 0 | 0 | 0 | 0 | 0 | 0 | 0 | 0 | 0 | 0 | 0 | 0 | 0 | 0 | 0 | 0 | 0 | 0
SCE Third Party Roll-up E3 Calculator - With Carbon Adder | [17 empty] | System | #N/A | [21 empty] | 0 | 0 | 0 | 0 | 0 | 0 | 0 | 0 | 0 | 0 | 0 | 0 | 0 | 0 | 0 | 0 | 0 | 0 | 0 | 0 | 0 | 0 | 0 | 0 | 0 | 0 | 0 | 0 | 0
SCE Third Party Roll-up E3 Calculator - With Carbon Adder | [17 empty] | System | #N/A | [21 empty] | 0 | 0 | 0 | 0 | 0 | 0 | 0 | 0 | 0 | 0 | 0 | 0 | 0 | 0 | 0 | 0 | 0 | 0 | 0 | 0 | 0 | 0 | 0 | 0 | 0 | 0 | 0 | 0 | 0
SCE Third Party Roll-up E3 Calculator - With Carbon Adder | [17 empty] | System | #N/A | [21 empty] | 0 | 0 | 0 | 0 | 0 | 0 | 0 | 0 | 0 | 0 | 0 | 0 | 0 | 0 | 0 | 0 | 0 | 0 | 0 | 0 | 0 | 0 | 0 | 0 | 0 | 0 | 0 | 0 | 0
SCE Third Party Roll-up E3 Calculator - With Carbon Adder | [17 empty] | System | #N/A | [21 empty] | 0 | 0 | 0 | 0 | 0 | 0 | 0 | 0 | 0 | 0 | 0 | 0 | 0 | 0 | 0 | 0 | 0 | 0 | 0 | 0 | 0 | 0 | 0 | 0 | 0 | 0 | 0 | 0 | 0
SCE Third Party Roll-up E3 Calculator - With Carbon Adder | [17 empty] | System | #N/A | [21 empty] | 0 | 0 | 0 | 0 | 0 | 0 | 0 | 0 | 0 | 0 | 0 | 0 | 0 | 0 | 0 | 0 | 0 | 0 | 0 | 0 | 0 | 0 | 0 | 0 | 0 | 0 | 0 | 0 | 0
SCE Third Party Roll-up E3 Calculator - With Carbon Adder | [17 empty] | System | #N/A | [21 empty] | 0 | 0 | 0 | 0 | 0 | 0 | 0 | 0 | 0 | 0 | 0 | 0 | 0 | 0 | 0 | 0 | 0 | 0 | 0 | 0 | 0 | 0 | 0 | 0 | 0 | 0 | 0 | 0 | 0
SCE Third Party Roll-up E3 Calculator - With Carbon Adder | [17 empty] | System | #N/A | [21 empty] | 0 | 0 | 0 | 0 | 0 | 0 | 0 | 0 | 0 | 0 | 0 | 0 | 0 | 0 | 0 | 0 | 0 | 0 | 0 | 0 | 0 | 0 | 0 | 0 | 0 | 0 | 0 | 0 | 0
SCE Third Party Roll-up E3 Calculator - With Carbon Adder | [17 empty] | System | #N/A | [21 empty] | 0 | 0 | 0 | 0 | 0 | 0 | 0 | 0 | 0 | 0 | 0 | 0 | 0 | 0 | 0 | 0 | 0 | 0 | 0 | 0 | 0 | 0 | 0 | 0 | 0 | 0 | 0 | 0 | 0
SCE Third Party Roll-up E3 Calculator - With Carbon Adder | [17 empty] | System | #N/A | [21 empty] | 0 | 0 | 0 | 0 | 0 | 0 | 0 | 0 | 0 | 0 | 0 | 0 | 0 | 0 | 0 | 0 | 0 | 0 | 0 | 0 | 0 | 0 | 0 | 0 | 0 | 0 | 0 | 0 | 0
SCE Third Party Roll-up E3 Calculator - With Carbon Adder | [17 empty] | System | #N/A | [21 empty] | 0 | 0 | 0 | 0 | 0 | 0 | 0 | 0 | 0 | 0 | 0 | 0 | 0 | 0 | 0 | 0 | 0 | 0 | 0 | 0 | 0 | 0 | 0 | 0 | 0 | 0 | 0 | 0 | 0
SCE Third Party Roll-up E3 Calculator - With Carbon Adder | [17 empty] | System | #N/A | [21 empty] | 0 | 0 | 0 | 0 | 0 | 0 | 0 | 0 | 0 | 0 | 0 | 0 | 0 | 0 | 0 | 0 | 0 | 0 | 0 | 0 | 0 | 0 | 0 | 0 | 0 | 0 | 0 | 0 | 0
SCE Third Party Roll-up E3 Calculator - With Carbon Adder | [17 empty] | System | #N/A | [21 empty] | 0 | 0 | 0 | 0 | 0 | 0 | 0 | 0 | 0 | 0 | 0 | 0 | 0 | 0 | 0 | 0 | 0 | 0 | 0 | 0 | 0 | 0 | 0 | 0 | 0 | 0 | 0 | 0 | 0
SCE Third Party Roll-up E3 Calculator - With Carbon Adder | [17 empty] | System | #N/A | [21 empty] | 0 | 0 | 0 | 0 | 0 | 0 | 0 | 0 | 0 | 0 | 0 | 0 | 0 | 0 | 0 | 0 | 0 | 0 | 0 | 0 | 0 | 0 | 0 | 0 | 0 | 0 | 0 | 0 | 0
SCE Third Party Roll-up E3 Calculator - With Carbon Adder | [17 empty] | System | #N/A | [21 empty] | 0 | 0 | 0 | 0 | 0 | 0 | 0 | 0 | 0 | 0 | 0 | 0 | 0 | 0 | 0 | 0 | 0 | 0 | 0 | 0 | 0 | 0 | 0 | 0 | 0 | 0 | 0 | 0 | 0
SCE Third Party Roll-up E3 Calculator - With Carbon Adder | [17 empty] | System | #N/A | [21 empty] | 0 | 0 | 0 | 0 | 0 | 0 | 0 | 0 | 0 | 0 | 0 | 0 | 0 | 0 | 0 | 0 | 0 | 0 | 0 | 0 | 0 | 0 | 0 | 0 | 0 | 0 | 0 | 0 | 0
SCE Third Party Roll-up E3 Calculator - With Carbon Adder | [17 empty] | System | #N/A | [21 empty] | 0 | 0 | 0 | 0 | 0 | 0 | 0 | 0 | 0 | 0 | 0 | 0 | 0 | 0 | 0 | 0 | 0 | 0 | 0 | 0 | 0 | 0 | 0 | 0 | 0 | 0 | 0 | 0 | 0
SCE Third Party Roll-up E3 Calculator - With Carbon Adder | [17 empty] | System | #N/A | [21 empty] | 0 | 0 | 0 | 0 | 0 | 0 | 0 | 0 | 0 | 0 | 0 | 0 | 0 | 0 | 0 | 0 | 0 | 0 | 0 | 0 | 0 | 0 | 0 | 0 | 0 | 0 | 0 | 0 | 0
SCE Third Party Roll-up E3 Calculator - With Carbon Adder | [17 empty] | System | #N/A | [21 empty] | 0 | 0 | 0 | 0 | 0 | 0 | 0 | 0 | 0 | 0 | 0 | 0 | 0 | 0 | 0 | 0 | 0 | 0 | 0 | 0 | 0 | 0 | 0 | 0 | 0 | 0 | 0 | 0 | 0
SCE Third Party Roll-up E3 Calculator - With Carbon Adder | [17 empty] | System | #N/A | [21 empty] | 0 | 0 | 0 | 0 | 0 | 0 | 0 | 0 | 0 | 0 | 0 | 0 | 0 | 0 | 0 | 0 | 0 | 0 | 0 | 0 | 0 | 0 | 0 | 0 | 0 | 0 | 0 | 0 | 0
SCE Third Party Roll-up E3 Calculator - With Carbon Adder | [17 empty] | System | #N/A | [21 empty] | 0 | 0 | 0 | 0 | 0 | 0 | 0 | 0 | 0 | 0 | 0 | 0 | 0 | 0 | 0 | 0 | 0 | 0 | 0 | 0 | 0 | 0 | 0 | 0 | 0 | 0 | 0 | 0 | 0
SCE Third Party Roll-up E3 Calculator - With Carbon Adder | [17 empty] | System | #N/A | [21 empty] | 0 | 0 | 0 | 0 | 0 | 0 | 0 | 0 | 0 | 0 | 0 | 0 | 0 | 0 | 0 | 0 | 0 | 0 | 0 | 0 | 0 | 0 | 0 | 0 | 0 | 0 | 0 | 0 | 0
SCE Third Party Roll-up E3 Calculator - With Carbon Adder | [17 empty] | System | #N/A | [21 empty] | 0 | 0 | 0 | 0 | 0 | 0 | 0 | 0 | 0 | 0 | 0 | 0 | 0 | 0 | 0 | 0 | 0 | 0 | 0 | 0 | 0 | 0 | 0 | 0 | 0 | 0 | 0 | 0 | 0
SCE Third Party Roll-up E3 Calculator - With Carbon Adder | [17 empty] | System | #N/A | [21 empty] | 0 | 0 | 0 | 0 | 0 | 0 | 0 | 0 | 0 | 0 | 0 | 0 | 0 | 0 | 0 | 0 | 0 | 0 | 0 | 0 | 0 | 0 | 0 | 0 | 0 | 0 | 0 | 0 | 0
SCE Third Party Roll-up E3 Calculator - With Carbon Adder | [17 empty] | System | #N/A | [21 empty] | 0 | 0 | 0 | 0 | 0 | 0 | 0 | 0 | 0 | 0 | 0 | 0 | 0 | 0 | 0 | 0 | 0 | 0 | 0 | 0 | 0 | 0 | 0 | 0 | 0 | 0 | 0 | 0 | 0
SCE Third Party Roll-up E3 Calculator - With Carbon Adder | [17 empty] | System | #N/A | [21 empty] | 0 | 0 | 0 | 0 | 0 | 0 | 0 | 0 | 0 | 0 | 0 | 0 | 0 | 0 | 0 | 0 | 0 | 0 | 0 | 0 | 0 | 0 | 0 | 0 | 0 | 0 | 0 | 0 | 0
SCE Third Party Roll-up E3 Calculator - With Carbon Adder | [17 empty] | System | #N/A | [21 empty] | 0 | 0 | 0 | 0 | 0 | 0 | 0 | 0 | 0 | 0 | 0 | 0 | 0 | 0 | 0 | 0 | 0 | 0 | 0 | 0 | 0 | 0 | 0 | 0 | 0 | 0 | 0 | 0 | 0
SCE Third Party Roll-up E3 Calculator - With Carbon Adder | [17 empty] | System | #N/A | [21 empty] | 0 | 0 | 0 | 0 | 0 | 0 | 0 | 0 | 0 | 0 | 0 | 0 | 0 | 0 | 0 | 0 | 0 | 0 | 0 | 0 | 0 | 0 | 0 | 0 | 0 | 0 | 0 | 0 | 0
SCE Third Party Roll-up E3 Calculator - With Carbon Adder | [17 empty] | System | #N/A | [21 empty] | 0 | 0 | 0 | 0 | 0 | 0 | 0 | 0 | 0 | 0 | 0 | 0 | 0 | 0 | 0 | 0 | 0 | 0 | 0 | 0 | 0 | 0 | 0 | 0 | 0 | 0 | 0 | 0 | 0
SCE Third Party Roll-up E3 Calculator - With Carbon Adder | [17 empty] | System | #N/A | [21 empty] | 0 | 0 | 0 | 0 | 0 | 0 | 0 | 0 | 0 | 0 | 0 | 0 | 0 | 0 | 0 | 0 | 0 | 0 | 0 | 0 | 0 | 0 | 0 | 0 | 0 | 0 | 0 | 0 | 0
SCE Third Party Roll-up E3 Calculator - With Carbon Adder | [17 empty] | System | #N/A | [21 empty] | 0 | 0 | 0 | 0 | 0 | 0 | 0 | 0 | 0 | 0 | 0 | 0 | 0 | 0 | 0 | 0 | 0 | 0 | 0 | 0 | 0 | 0 | 0 | 0 | 0 | 0 | 0 | 0 | 0
SCE Third Party Roll-up E3 Calculator - With Carbon Adder | [17 empty] | System | #N/A | [21 empty] | 0 | 0 | 0 | 0 | 0 | 0 | 0 | 0 | 0 | 0 | 0 | 0 | 0 | 0 | 0 | 0 | 0 | 0 | 0 | 0 | 0 | 0 | 0 | 0 | 0 | 0 | 0 | 0 | 0
SCE Third Party Roll-up E3 Calculator - With Carbon Adder | [17 empty] | System | #N/A | [21 empty] | 0 | 0 | 0 | 0 | 0 | 0 | 0 | 0 | 0 | 0 | 0 | 0 | 0 | 0 | 0 | 0 | 0 | 0 | 0 | 0 | 0 | 0 | 0 | 0 | 0 | 0 | 0 | 0 | 0
SCE Third Party Roll-up E3 Calculator - With Carbon Adder | Do NOT enter program data in this row or below. The Spreadsheet will not evaluate any such data.
Lists of Dimensions and their Labels
|  |  | Climate Zones |  |  |  | Measure Types for Measure Life | Measure Types for NTGR | Gas Sector | Gas Savings Profile | Combustor Type |  | RES | DEER:Indoor_CFL_Ltg | DEER:RefgFrzr_HighEff | DEER:RefgFrzr_Recyc-Conditioned | DEER:RefgFrzr_Recyc-UnConditioned | DEER:HVAC_Eff_AC | DEER:HVAC_Duct_Sealing | DEER:HVAC_Refrig_Charge | DEER:Refg_Chrg_Duct_Seal | DEER:RefgFrzr_Recycling
|  |  | 6 |  |  |  | NONRESIDENTIAL MEASURES: |  | Residential | Summer Only | Large Boilers (>100 MMBtu/hr Heat Input):Uncontrolled |  | NON_RES | DEER:Indoor_CFL_Ltg | DEER:Indoor_Non-CFL_Ltg | DEER:HVAC_Chillers | DEER:HVAC_Refrig_Charge | DEER:HVAC_Split-Package_AC | DEER:HVAC_Duct_Sealing
|  |  | 8 |  |  |  | **************************************************************** | Appliance early retirement and replacement 0.80 | Commercial | Winter Only | Large Boilers (>100 MMBtu/hr Heat Input):Controlled Low NOx Burner |  | Residential | AC-NC | Heat_Pump-NC | Refrig-RC | AC_Cooling-RC | HeatPump_Heating_Only-RC | HeatPump_ThroughWall-RC | HeatPump_WtrHt-RC | HorizAxisClothesWasher-RC | CFL-RC | Residential Pool Pumps
|  |  | 9 |  |  |  | Ballast – Dimmable: NR - 11 | California Home Energy Efficiency Rating System (CHEERS) | Core | Annual | Large Boilers (>100 MMBtu/hr Heat Input):Controlled – Flue Gas Recirculation |  | Small_Office | Hi_Perf_Glass-NC | Lo_Gain_Wndw-NC | Wtr_Cool_Chiller-NC | Package_AC-NC | <65K_AC_Split-NC | <65K_AC_Pckg-NC | <65K_EvapCool-NC | 65K-135K_Air_AC-NC | 65K-135_Wtr_AC-NC | >135K_Air_AC-NC | >135K_Wtr_AC-NC | Hi_Eff_AC_Mtr-NC | Var_Spd_AC_Mtr-NC | DayLt_Cntrl-NC | Lighting-NC | Economy_cycle-Ret | New_AC-Ret | New_HtPmp-Ret | Roof_insul-Ret | Wall_insul-Ret | Window_Tint-Ret | Reduce_Cooling_Load-Ret | IndoorLt | Occupancy Sensor | Refrigeration | DayLt & Controls | Perimter Lt Control | 2009 Qtr 1: Pool HtPmp; 2009 Qtr 2: DHW HtPmp
|  |  | 10 |  |  |  | Ballast – Electronic: NR - 11 | Residential Audits 0.72 |  |  | Small Boilers (<100 MMBtu/hr Heat Input):Uncontrolled |  | Large_Office | Hi_Perf_Glass-NC | Lo_Gain_Wndw-NC | Wtr_Cool_Chiller-NC | >135K_Air_AC-NC | >135K_Wtr_AC-NC | Hi_Eff_AC_Mtr-NC | Var_Spd_AC_Mtr-NC | DayLt_Cntrl-NC | Lighting-NC | Economy_cycle-Ret | New_AC-Ret | New_HtPmp-Ret | Roof_insul-Ret | Wall_insul-Ret | Window_Tint-Ret | Reduce_Cooling_Load-Ret | IndoorLt | Occupancy Sensor | Refrigeration | DayLt & Controls | Perimter Lt Control | Pool HtPmp | DHW HtPmp | bar: 2009 Qtr 1 to 2009 Qtr 2
|  |  | 13 |  |  |  | Fluorescent Fixture – T8: C/I/A - 11 | Refrigerator Recycling 0.35 |  |  | Small Boilers (<100 MMBtu/hr Heat Input):Controlled Low NOx Burner |  | Small_Retail_Store | Package_AC-NC | <65K_AC_Split-NC | <65K_AC_Pckg-NC | <65K_EvapCool-NC | 65K-135K_Air_AC-NC | 65K-135_Wtr_AC-NC | Lighting-NC | Economy_cycle-Ret | Evap_Cooling-Ret | Replace_Chiller-Ret | New_AC-Ret | New_HtPmp-Ret | Roof_insul-Ret | Wall_insul-Ret | Reduce_Cooling_Load-Ret | IndoorLt | Occupancy Sensor | Refrigeration | DayLt & Controls | Perimter Lt Control | Pool HtPmp | DHW HtPmp | bar: 2009 Qtr 1 to 2009 Qtr 2
|  |  | 14 |  |  |  | Fixture: T8 Lamp & Electronic Ballast: C/I/A - 11 | Freezer Recycling 0.54 |  |  | Small Boilers (<100 MMBtu/hr Heat Input):Controlled – Flue Gas Recirculation |  | Large_Retail_Store | Wtr_Cool_Chiller-NC | >135K_Air_AC-NC | >135K_Wtr_AC-NC | Hi_Eff_AC_Mtr-NC | Var_Spd_AC_Mtr-NC | Lighting-NC | Economy_cycle-Ret | Evap_Cooling-Ret | Replace_Chiller-Ret | New_AC-Ret | New_HtPmp-Ret | Roof_insul-Ret | Wall_insul-Ret | Reduce_Cooling_Load-Ret | IndoorLt | Occupancy Sensor | Refrigeration | DayLt & Controls | Perimter Lt Control | Pool HtPmp | DHW HtPmp | bar: 2009 Qtr 1 to 2009 Qtr 2
|  |  | 15 |  |  |  | T8 Fixtures – 17 Watt Lamp, 2ft or 32-watt Lamp, 4ft 11 | Residential Contractor Program 0.89 |  |  | Residential Furnaces (<0.3):Uncontrolled |  | Grocery_Store | Hi_Perf_Glass-NC | Lo_Gain_Wndw-NC | Wtr_Cool_Chiller-NC | 65K-135_Wtr_AC-NC | >135K_Air_AC-NC | >135K_Wtr_AC-NC | Hi_Eff_AC_Mtr-NC | Var_Spd_AC_Mtr-NC | DayLt_Cntrl-NC | Lighting-NC | Refrigeration | DayLt & Controls | Perimter Lt Control | Pool HtPmp | DHW HtPmp | bar: 2009 Qtr 1 to 2009 Qtr 2
|  |  | 16 |  |  |  | T8 Lamps: C/I/A - 5 | Emerging Technologies 0.83 |  |  |  |  | Food_Store | New_AC-Ret | New_HtPmp-Ret | Roof_insul-Ret | Wall_insul-Ret | Reduce_Cooling_Load-Ret | Lower_Cond_temp-Ret | IndoorLt | Refrigeration | DayLt & Controls | Perimter Lt Control | Pool HtPmp | DHW HtPmp | bar: 2009 Qtr 1 to 2009 Qtr 2
|  |  | System |  |  |  | High Efficiency Lighting (HID): NR - 16 | All other residential programs 0.80 |  |  |  |  | Restaurant | Economy_cycle-Ret | Evap_Cooling-Ret | New_AC-Ret | New_HtPmp-Ret | IndoorLt | Refrigeration | DayLt & Controls | Perimter Lt Control | Pool HtPmp | DHW HtPmp | bar: 2009 Qtr 1 to 2009 Qtr 2
[7 empty] | High Output T5 Fixture: NR - 16 |  | Electric Rate | Gas Rate |  |  | Fast_Food_Restaurant | Hi_Perf_Glass-NC | Lo_Gain_Wndw-NC | Package_AC-NC | <65K_AC_Split-NC | <65K_AC_Pckg-NC | <65K_EvapCool-NC | 65K-135K_Air_AC-NC | 65K-135_Wtr_AC-NC | DayLt_Cntrl-NC | Lighting-NC | Refrigeration | DayLt & Controls | Perimter Lt Control | Pool HtPmp | DHW HtPmp | bar: 2009 Qtr 1 to 2009 Qtr 2
[7 empty] | Indoor or Outdoor Lighting System Modification: NR - 13.5 | Advanced water heating systems 1.00 | System | System |  |  | Sit_Down_Restaurant | Hi_Perf_Glass-NC | Lo_Gain_Wndw-NC | <65K_AC_Split-NC | <65K_AC_Pckg-NC | <65K_EvapCool-NC | 65K-135K_Air_AC-NC | 65K-135_Wtr_AC-NC | >135K_Air_AC-NC | >135K_Wtr_AC-NC | DayLt_Cntrl-NC | Lighting-NC | Refrigeration | DayLt & Controls | Perimter Lt Control | Pool HtPmp | DHW HtPmp | bar: 2009 Qtr 1 to 2009 Qtr 2
[7 empty] | Lighting Controls: NR - 16 | Agricultural and Dairy Incentives 0.75 | System | System |  |  | Storage_Building | <65K_AC_Split-NC | <65K_AC_Pckg-NC | <65K_EvapCool-NC | >135K_Air_AC-NC | >135K_Wtr_AC-NC | Lighting-NC | Refrigeration | DayLt & Controls | Perimter Lt Control | Pool HtPmp | DHW HtPmp | bar: 2009 Qtr 1 to 2009 Qtr 2
[7 empty] | Daylighting Controls; NR - 16 | Coin Laundry and Dry Cleaner Education 0.70 | System | 0 |  |  | Refrigerated_Warehouse | New_AC-Ret | New_HtPmp-Ret | IndoorLt | Refrigeration | DayLt & Controls | Perimter Lt Control | Pool HtPmp | DHW HtPmp | bar: 2009 Qtr 1 to 2009 Qtr 2
[7 empty] | Lighting Power Density: NR - 11 | Commercial and agricultural information, tools, or design assistance services | System |  |  |  | Non-Refrig._Warehouse | New_AC-Ret | New_HtPmp-Ret | Roof_insul-Ret | Wall_insul-Ret | Reduce_Cooling_Load-Ret | IndoorLt | Occupancy Sensor | Refrigeration | DayLt & Controls | Perimter Lt Control | Pool HtPmp | DHW HtPmp | bar: 2009 Qtr 1 to 2009 Qtr 2
[7 empty] | Exit Sign – CF Hardware Kit/LED/ Electro-Luminescent: NR - 16 | Comprehensive Space Conditioning 1.00 | System |  |  |  | Hotel_Motel | Wtr_Cool_Chiller-NC | Package_AC-NC | >135K_Air_AC-NC | >135K_Wtr_AC-NC | Var_Spd_AC_Mtr-NC | Lighting-NC | Replace_Chiller-Ret | New_AC-Ret | New_HtPmp-Ret | Roof_insul-Ret | Wall_insul-Ret | Reduce_Cooling_Load-Ret | IndoorLt | Occupancy Sensor | Refrigeration | DayLt & Controls | Perimter Lt Control | Pool HtPmp | DHW HtPmp | bar: 2009 Qtr 1 to 2009 Qtr 2
[7 empty] | Occupancy Sensor: NR - 8 | Lodging Education 0.70 |  |  |  |  | Medical_Clinic | Replace_Chiller-Ret | New_AC-Ret | New_HtPmp-Ret | Roof_insul-Ret | Wall_insul-Ret | IndoorLt | Refrigeration | DayLt & Controls | Perimter Lt Control | Pool HtPmp | DHW HtPmp | bar: 2009 Qtr 1 to 2009 Qtr 2
[7 empty] | Photocell: NR - 8 | Express Efficiency (rebates) 0.96 |  |  |  |  | School | Hi_Perf_Glass-NC | Lo_Gain_Wndw-NC | Wtr_Cool_Chiller-NC | Package_AC-NC | >135K_Air_AC-NC | >135K_Wtr_AC-NC | Hi_Eff_AC_Mtr-NC | Var_Spd_AC_Mtr-NC | DayLt_Cntrl-NC | Lighting-NC | Refrigeration | DayLt & Controls | Perimter Lt Control | Pool HtPmp | DHW HtPmp | bar: 2009 Qtr 1 to 2009 Qtr 2
[7 empty] | Time Clock – Lighting: NR - 8 | Energy Management Services, including audits (for small and medium customers) |  |  |  |  | K_thru_12_School | New_AC-Ret | New_HtPmp-Ret | Roof_insul-Ret | Wall_insul-Ret | IndoorLt | Occupancy Sensor | Refrigeration | DayLt & Controls | Perimter Lt Control | Pool HtPmp | DHW HtPmp | bar: 2009 Qtr 1 to 2009 Qtr 2
[7 empty] | Induction Lamps: NR - 2 | Food Services Equipment Retrofit 1.00 |  |  |  |  | College_University | Hi_Perf_Glass-NC | Lo_Gain_Wndw-NC | Wtr_Cool_Chiller-NC | 65K-135K_Air_AC-NC | 65K-135_Wtr_AC-NC | >135K_Air_AC-NC | >135K_Wtr_AC-NC | Hi_Eff_AC_Mtr-NC | Var_Spd_AC_Mtr-NC | DayLt_Cntrl-NC | Lighting-NC | Economy_cycle-Ret | Evap_Cooling-Ret | New_AC-Ret | New_HtPmp-Ret | Roof_insul-Ret | Wall_insul-Ret | Reduce_Cooling_Load-Ret | IndoorLt | Refrigeration | DayLt & Controls | Perimter Lt Control | Pool HtPmp | DHW HtPmp | bar: 2009 Qtr 1 to 2009 Qtr 2
[7 empty] | Induction Fixture: NR - 16 | Industrial Information and Services 0.74 |  |  |  |  | Assembly | Hi_Perf_Glass-NC | Lo_Gain_Wndw-NC | Wtr_Cool_Chiller-NC | >135K_Air_AC-NC | >135K_Wtr_AC-NC | Hi_Eff_AC_Mtr-NC | Var_Spd_AC_Mtr-NC | DayLt_Cntrl-NC | Lighting-NC | Refrigeration | DayLt & Controls | Perimter Lt Control | Pool HtPmp | DHW HtPmp | bar: 2009 Qtr 1 to 2009 Qtr 2
[7 empty] | Delamp/reflectors: C/I - 11 | Large Standard Performance Contract 0.70 |  |  |  |  | Trans_Comm_Util | Replace_Chiller-Ret | New_AC-Ret | New_HtPmp-Ret | Roof_insul-Ret | Wall_insul-Ret | Reduce_Cooling_Load-Ret | IndoorLt | Occupancy Sensor | Refrigeration | DayLt & Controls | Perimter Lt Control | Pool HtPmp | DHW HtPmp | bar: 2009 Qtr 1 to 2009 Qtr 2
[7 empty] | Optical Reflectors- new construction: Ind, NRNC - 12 | All other nonresidential programs 0.80 |  |  |  |  | Misc._Commercial | Economy_cycle-Ret | New_AC-Ret | New_HtPmp-Ret | Roof_insul-Ret | Wall_insul-Ret | Reduce_Cooling_Load-Ret | IndoorLt | Outdoor Lt | DayLt & Controls | Perimter Lt Control | Pool HtPmp | DHW HtPmp | Frig Barrier | Refrigeration | Commercial Whole Building | Occupancy Sensor | bar: 2009 Qtr 1 to 2009 Qtr 2
[7 empty] | Optical Reflectors- retrofit: NR - 10 | New Construction |  |  |  |  | Industrial | Replace_Chiller-Ret | New_AC-Ret | New_HtPmp-Ret | Roof_insul-Ret | Wall_insul-Ret | Reduce_Cooling_Load-Ret | IndoorLt | Industrial | Occupancy Sensor | Refrigeration | DayLt & Controls | Perimter Lt Control | Pool HtPmp | DHW HtPmp | bar: 2009 Qtr 1 to 2009 Qtr 2
[7 empty] | HID fixture: Interior, >= 176 Watts lamp: Ind - 16 | Industrial and Agricultural Process 0.94 |  |  |  |  | Agricultural | Replace_Chiller-Ret | New_AC-Ret | New_HtPmp-Ret | Roof_insul-Ret | Wall_insul-Ret | Reduce_Cooling_Load-Ret | IndoorLt | Ag & Water Pumping | Occupancy Sensor | Refrigeration | DayLt & Controls | Perimter Lt Control | Pool HtPmp | DHW HtPmp | bar: 2009 Qtr 1 to 2009 Qtr 2
[7 empty] | HID fixture: Interior, 251-400 Watt lamp: Com - 16 | Industrial new construction incentives 0.62 |  |  |  |  | Hospital | Hi_Perf_Glass-NC | Lo_Gain_Wndw-NC | Wtr_Cool_Chiller-NC | >135K_Air_AC-NC | >135K_Wtr_AC-NC | Hi_Eff_AC_Mtr-NC | Var_Spd_AC_Mtr-NC | DayLt_Cntrl-NC | Lighting-NC | Replace_Chiller-Ret | New_AC-Ret | New_HtPmp-Ret | Roof_insul-Ret | Wall_insul-Ret | IndoorLt | Refrigeration | DayLt & Controls | Perimter Lt Control | Pool HtPmp | DHW HtPmp | bar: 2009 Qtr 1 to 2009 Qtr 2
[7 empty] | CFL Fixture: Pin based CFL fixture: Com - 12.0 | Savings by Design 0.82
[7 empty] | Screw-in CFL: Education - Primary School: NR - 5.6 | All other new construction programs 0.80
[7 empty] | Screw-in CFL: Education - Secondary School: NR - 3.5 | Large Standard Performance Contract 0.7011
[7 empty] | Screw-in CFL: Education - Community College: NR - 2.1 | Savings by Design 0.8212
Screw-in CFL: Education - University: NR - 2.6
Screw-in CFL: Grocery: NR - 1.4
Screw-in CFL: Health/Medical - Hospital: NR - 0.9
Screw-in CFL: Health/Medical - Nursing Home: NR - 0.9
Screw-in CFL: Lodging - Hotel: NR - 0.9
Screw-in CFL: Lodging - Motel: NR - 0.9
Screw-in CFL: Lodging - Guest Rooms: NR - 7.0
Screw-in CFL: Manufacturing - Light Industrial: NR - 2.8
Screw-in CFL: Office - Large: NR - 2.9
Screw-in CFL: Office - Small: NR - 3.2
Screw-in CFL: Restaurant - Sit-Down: NR - 2.3
Screw-in CFL: Restaurant - Fast-Food: NR - 1.3
Screw-in CFL: Retail - 3-Story Large: NR - 1.9
Screw-in CFL: Retail - Single-Story Large: NR - 1.8
Screw-in CFL: Retail - Small: NR - 2.1
Screw-in CFL: Storage - Conditioned: NR - 2.8
Screw-in CFL: Storage - Unconditioned: NR - 2.8
Screw-in CFL: Warehouse - Refrigerated: NR - 3.1
HVAC/Refrigeration – SPC: NR - 16
Chiller – High Efficiency: NR - 20
Chiller – Variable Speed Drive: NR - 20
Water Cooled Chillers: NR - 20
Air Conditioners – High Efficiency: NR - 15
Packaged HVAC Systems: NR - 15
Install HVAC EMS: Com - 14
AC Packaged Terminal Units: NR - 15
Evaporative Coolers: NR - 15
Boiler – High Efficiency: NR - 20
Cooling Towers/Evaporative Condenser: NR - 15
Heat Pump – Split System: NR - 15
Heat Pump with Integrated Water Heating: NR - 10
Ground Source Heat Pump: NR - 15
Reduce Internal Load: NR - 15
Insulation: NR - 20
Insulation Package: NR - 20
Reflective Window Film: NR - 10
Bypass/Delay Timer(lighting): NR - 8
Set-Back Thermostat: NR - 11
Time Clock - HVAC: NR - 10
HVAC/Space Heating/Efficiency (Gas): NR - 18
Nonresidential Gas – AC: NR - 20
Adjustable speed drive, application unknown: Ag - 10
Adjustable speed drive, application unknown: Com - 10
Adjustable Speed Drive: HVAC fan, 50 HP Max: Com - 10
Pump repair: Ag - 11
Injection molding machines: Ind - 15
Plastic extusion equipment: Ind - 15
Process cooling: Ind - 15
Process equipment insulation: Ind - 15
Horizontal Clothes Washer: NR - 10
Efficient Dishwashing: NR - 5
Water Heater Controls: NR - 15
Cooking measures , Assorted: Com - 12
Water Heater – Gas: NR - 15
Domestic Hot Water Boiler (Gas): NR - 20
Auto Closer for Cooler/Freezer: NR - 8
Door Gaskets: NR - 4
Floating Head Pressure: NR - 16
Heatless Door: NR - 16
Humidistat Control for Anti-Sweat Heater: NR - 12
Insulation on Refrigeration Suction Line: NR - 11
Night Covers for Display Cases: NR - 5
PSC Evaporator Motor – Walkin/ Display: NR - 15
Refrigeration Case Doors – Glass/Acrylic: NR - 12
Refrigerator Case with Doors: NR - 12
Refrigerator Condensate Evaporator – Elec/Non Elec: NR - 8
Strip Curtains for Walk-Ins: NR - 4
Ballast: Electronic, for display case: NR - 11
Defrost: NR - 16
FHP & EFF Conditioner: NR - 16
High-efficiency Liquid Suction Heat Exchangers: NR - 16
Night Shields on Refrigerator and Freezer Cases: NR - 5
Walk-in Refrigerator or Freezer: Evaporative Fan Controller: NR - 5
Multiplec Refrigeration Systems/Supermarket Systems: NR - 10
Kiln/Oven/Furnace: NR - 18
Thermal Night Curtains: NR - 5
Custom Measures – SPC: NR - 15
Local Government Partnership: NR - 11
Audits: NR - 3
Plug Load Sensor: NR - 10
Information: NR - 1
High Efficiency Motors: NR - 15
Process Overhaul: NR - 20
System Controls: NR - 15
RESIDENTIAL MEASURES
****************************************************************
T8 Fixtures ; lamp or ballast: Res - 15
Pin based CFL Fixture: Res - 16
CFL: Indoor Screw in: Res - 9.4
CFL: Outdoor Screw in: Res - 7
Torchiere: Res - 9
Air Conditioners with SEER >= 11.0: Res - 18
Central Air Conditioners: Res - 18
Duct Testing: Res NC - 18
High Energy Efficiency Ducts: Res - 18
Whole House Fan: Res - 15
Evaporative Cooler: Res - 15
Glazing - Low E Double / Low Shade Coefficient: Res - 20
Heat Pump - Electric: Res - 15
Insulation - Ceiling / Floor / Walls: Res - 20
A/C with Integrated Water Heating: Res - 10
Programmable Thermostat: Res - 12
Audits: Res - 3
Gas Cooktops: Res - 20
Gas Dryer Stub: Res - 18
Energy-Efficient Furnaces: Res - 18
Refrigerator Recycling: Res - 10
Refrigerator - Energy Efficient; 20% more efficient: Res - 18
Refrigerators: Res - 18
GENERIC USEFUL LIVES:
****************************************************************
0.1
0.2
0.3
0.4
0.5
0.6
0.7
0.8
0.9
1
1.1
1.2
1.3
1.4
1.5
1.6
1.7
1.8
1.9
2
2.1
2.2
2.3
2.4
2.5
2.6
2.7
2.8
2.9
3
3.1
3.2
3.3
3.4
3.5
3.6
3.7
3.8
3.9
4
4.1
4.2
4.3
4.4
4.5
4.6
4.7
4.8
4.9
5
5.1
5.2
5.3
5.4
5.5
5.6
5.7
5.8
5.9
6
6.1
6.2
6.3
6.4
6.5
6.6
6.7
6.8
6.9
7
7.1
7.2
7.3
7.4
7.5
7.6
7.7
7.8
7.9
8
8.1
8.2
8.3
8.4
8.5
8.6
8.7
8.8
8.9
9
9.1
9.2
9.3
9.4
9.5
9.6
9.7
9.8
9.9
10
10.1
10.2
10.3
10.4
10.5
10.6
10.7
10.8
10.9
11
11.1
11.2
11.3
11.4
11.5
11.6
11.7
11.8
11.9
12
12.1
12.2
12.3
12.4
12.5
12.6
12.7
12.8
12.9
13
13.1
13.2
13.3
13.4
13.5
13.6
13.7
13.8
13.9
14
14.1
14.2
14.3
14.4
14.5
14.6
14.7
14.8
14.9
15
15.1
15.2
15.3
15.4
15.5
15.6
15.7
15.8
15.9
16
16.1
16.2
16.3
16.4
16.5
16.6
16.7
16.8
16.9
17
17.1
17.2
17.3
17.4
17.5
17.6
17.7
17.8
17.9
18
18.1
18.2
18.3
18.4
18.5
18.6
18.7
18.8
18.9
19
19.1
19.2
19.3
19.4
19.5
19.6
19.7
19.8
19.9
20
21
22
23
24
25
26
27
28
29
30