## Export
PROGRAM NAME | SCE Core Roll-up E3 Calculator - With Carbon Adder
BUDGET
Administrative Costs
Overhead and G&A | 48597970.1328
Other Administrative Costs | 30717301.2554
Marketing/Outreach | 40016292.9153
Incentives and Rebates
d.i. User Input Incentive | 7936516
d.ii. Rebate | 223342602.6157
d.iii. Direct Install Labor | 254000
d.iv. Direct Install Materials | 0
d.v. Upstream payments | 110360214.35
Activity | 129682131.9234
Installation | 0
Hardware & Materials | 0
Rebate Processing & Inspection | 7077468.6915
EM&V Costs | 42754766.9338
Budget | 640739264.8178
Costs recovered from other sources | 0
Budget (plus other costs) | 640739264.8178
PROGRAM IMPACTS
Program Reductions for Measures installed through 2011
User Entered kW (kW) | 448334.8276
Net Jul-Sept Peak (kW) | 409214.5947
Net Dec-Feb Peak (kW) | 335646.2859
Net NCP (kW) | 557968.9098
Net CEC (kW) | 527797.3097
Annual Net kWh | 2432245666.801
Lifecycle Net kWh | 22043623834.7926
Annual Net Therms | -35252626.9242
Lifecycle Net Therms | -307166234.4449
Program Reductions for Measures installed through 2015
User Entered kW (kW) | 474290.1184
Net Jul-Sept Peak (kW) | 433583.7666
Net Dec-Feb Peak (kW) | 357127.7331
Net NCP (kW) | 712064.7056
Net CEC (kW) | 555695.3204
Annual Net kWh | 2560807928.0762
Lifecycle Net kWh | 23892961995.133
Annual Net Therms | -37297910.5497
Lifecycle Net Therms | -336648282.7854
Cost Effectiveness for all measures installed through 2015
TRC
Costs | 1035783009.4782
Electric Benefits | 1825832322.2041
Gas Benefits | -192630903.022
Net Benefits (NPV) | 597418409.704
BC Ratio | 1.5768
PAC
Costs | 592277215.2989
Electric Benefits | 1825832322.2041
Gas Benefits | -192630903.022
Net Benefits (NPV) | 1040924203.8832
BC Ratio | 2.7575
Levelized Cost
Levelized Cost TRC ($/kWh )
Discounted kWh | 13694532912.2181
Cost | 0.08348
Benefits | 0.13333
Benefit-Cost | 0.049846
Levelized Cost PAC ($/kWh)
Discounted kWh | 13694532912.2181
Cost | 0.04892
Benefits | 0.13333
Benefit-Cost | 0.084406
Levelized Cost TRC ($/therm)
Discounted Therms | -200682240.48
Cost | 0.57488
Benefits | 0.95988
Benefit-Cost | 0.385
Levelized Cost PAC ($/therm)
Discounted Therms | -200682240.48
Cost | 0.38695
Benefits | 0.95988
Benefit-Cost | 0.57293
Emission Annual Reductions (2009-2011)
Electric Annual CO2 (tons) - 2009 | 404509.3681
2010 | 481065.6305
2011 | 483907.2391
Electric Lifecycle CO2 (tons) - 2009 | 3684842.3238
2010 | 4304480.1982
2011 | 4422438.9907
Electric Annual NOX (tons) - 2009 | 53.9942
2010 | 64.221
2011 | 64.6069
Electric Lifecycle NOX (tons) - 2009 | 491.6636
2010 | 574.6274
2011 | 590.6864
Electric Annual SO2 (lbs) - 2009
2010
2011
Electric Lifecycle SO2 (lbs) - 2009
2010
2011
Gas Annual CO2 (tons) - 2009 | -62432.4243
2010 | -74633.6204
2011 | -69161.8229
Gas Lifecycle CO2 (tons) - 2009 | -542314.472
2010 | -641013.707
2011 | -613594.2926
Gas Annual NOX (tons) - 2009 | -50.0253
2010 | -59.7611
2011 | -55.4852
Gas Lifecycle NOX (tons) - 2009 | -437.5416
2010 | -516.7684
2011 | -495.8165
Gas Annual SO2 (lbs) - 2009
2010
2011
Gas Lifecycle SO2 (lbs) - 2009
2010
2011
Data below not currently used in Energy Division workbook
Levelized Cost RIM ($/therm)
Discounted Therms | -200682240.48
Cost | 1.5744
Benefits | 0.95988
Benefit-Cost | -0.61449
Levelized Cost RIM ($/kWh)
Discounted kWh | 13694532912.2181
Cost | 0.21868
Benefits | 0.13333
Benefit-Cost | -0.61449
RIM
Costs | 2678729671.3783
Electric Benefits | 1825832322.2041
Gas Benefits | -192630903.022
Net Benefits (NPV) | -1045528252.1962
BC Ratio | 0.60969
Impacts for all programs installed through 2015
Net July-Sept Peak (kW)
Clothes Dryer | 0
Clothes Washer | 0
Consumer Electronics | 0
Cooking | 0
Dishwasher | 0
Net Dec-Feb Pk (kW)
Clothes Dryer | 0
Clothes Washer | 0
Consumer Electronics | 0
Cooking | 0
Dishwasher | 0
Net CEC (kW)
Clothes Dryer | 0
Clothes Washer | 0
Consumer Electronics | 0
Cooking | 0
Dishwasher | 0
Annual Net kWh
Clothes Dryer | 0
Clothes Washer | 0
Consumer Electronics | 0
Cooking | 0
Dishwasher | 0
Lifecycle Net kWh
Clothes Dryer | 0
Clothes Washer | 0
Consumer Electronics | 0
Cooking | 0
Dishwasher | 0
Annual Net Therms
Clothes Dryer | 0
Clothes Washer | 0
Consumer Electronics | 0
Cooking | 0
Dishwasher | 0
Lifecycle Net Therms
Clothes Dryer | 0
Clothes Washer | 0
Consumer Electronics | 0
Cooking | 0
Dishwasher | 0

## Output by Measure
Southern California Edison
SCE Core Roll-up E3 Calculator - With Carbon Adder
SCE | [8 empty] | Levelized Benefits less Costs (TRC) |  |  |  | Levelized Benefits less Costs (PAC) |  |  |  | Benefit Cost Ratios
Net Impacts by Measure | [8 empty] | No Allocated Admin |  | w/ Allocated Admin |  | No Allocated Admin |  | w/ Allocated Admin |  | No Allocated Admin |  | w/ Allocated Admin
| Net Avg Jul-Sep (kW) | Net Dec-Feb Pk (kW) | Net CEC (kW) | Net User Entered kW | Annual kWh adj for Net to gross | Lifecycle kWh (Annual * Measure Life) | Annual Therms | Lifecycle Therms | Electric ($/kWh) | Gas ($/Th) | Electric ($/kWh) | Gas ($/Th) | Electric ($/kWh) | Gas ($/Th) | Electric ($/kWh) | Gas ($/Th) | TRC | PAC | TRC | PAC
Total or Average | 433583.7666 | 357127.7331 | 555695.3204 | 474290.1184 | 2560807928.0762 | 23892961995.133 | -37297910.5497 | -336648282.7854 | 0.074242 | 0.56064 | 0.049846 | 0.385 | 0.10945 | 0.75323 | 0.084406 | 0.57293
RESIDENTIAL | 0 | 0 | 0 | 0 | 0 | 0 | 0 | 0 | 0 | 0 | 0 | 0 | 0 | 0 | 0 | 0 | 0 | 0 | 0 | 0
DEEMED MEASURES | 0 | 0 | 0 | 0 | 0 | 0 | 0 | 0 | 0 | 0 | 0 | 0 | 0 | 0 | 0 | 0 | 0 | 0 | 0 | 0
Appliances | 0 | 0 | 0 | 0 | 0 | 0 | 0 | 0 | 0 | 0 | 0 | 0 | 0 | 0 | 0 | 0 | 0 | 0 | 0 | 0
Laundry & Kitchen | 0 | 0 | 0 | 0 | 0 | 0 | 0 | 0 | 0 | 0 | 0 | 0 | 0 | 0 | 0 | 0 | 0 | 0 | 0 | 0
Refrigerators | 4049.4389 | 2302.1066 | 4636.1456 | 4675.4441 | 21364726.215 | 299106167.01 | -590713.4559 | -8269988.3828 | 0.011041 | 0.089144 | -0.012825 | -0.10355 | 0.076867 | 0.62063 | 0.052368 | 0.42282 | 1.0925 | 2.4352 | 0.91047 | 1.6709
Appliances Recycling | 0 | 0 | 0 | 0 | 0 | 0 | 0 | 0 | 0 | 0 | 0 | 0 | 0 | 0 | 0 | 0 | 0 | 0 | 0 | 0
Refrigerators/Freezers | 0 | 0 | 0 | 0 | 0 | 0 | 0 | 0 | 0 | 0 | 0 | 0 | 0 | 0 | 0 | 0 | 0 | 0 | 0 | 0
Room A/C | 0 | 0 | 0 | 0 | 0 | 0 | 0 | 0 | 0 | 0 | 0 | 0 | 0 | 0 | 0 | 0 | 0 | 0 | 0 | 0
Other | 0 | 0 | 0 | 0 | 0 | 0 | 0 | 0 | 0 | 0 | 0 | 0 | 0 | 0 | 0 | 0 | 0 | 0 | 0 | 0
Residential Audits | 0 | 0 | 0 | 0 | 0 | 0 | 0 | 0 | 0 | 0 | 0 | 0 | 0 | 0 | 0 | 0 | 0 | 0 | 0 | 0
Consumer Electronics | 0 | 0 | 0 | 0 | 0 | 0 | 0 | 0 | 0 | 0 | 0 | 0 | 0 | 0 | 0 | 0 | 0 | 0 | 0 | 0
Entertainment | 3466.8474 | 3459.0848 | 5462.0202 | 2409.54 | 25170600 | 188779500 | -776815.8807 | -5826119.105 | 0.05196 | 0.39475 | 0.028013 | 0.21282 | 0.085266 | 0.64778 | 0.060682 | 0.46102 | 1.6585 | 2.8696 | 1.2723 | 1.8645
Home Office | 269.12 | 268.5174 | 423.9987 | 313.9827 | 1953911.281 | 7229471.7399 | -35277.3931 | -130526.3544 | -0.27024 | -2.0857 | -0.29432 | -2.2715 | 0.077264 | 0.59631 | 0.052549 | 0.40556 | 0.32745 | 2.4226 | 0.30894 | 1.665
Other | 0 | 0 | 0 | 0 | 0 | 0 | 0 | 0 | 0 | 0 | 0 | 0 | 0 | 0 | 0 | 0 | 0 | 0 | 0 | 0
Water Heating | 0 | 0 | 0 | 0 | 0 | 0 | 0 | 0 | 0 | 0 | 0 | 0 | 0 | 0 | 0 | 0 | 0 | 0 | 0 | 0
Efficiency | 3.6461 | 6.2137 | 3.5968 | 3.6461 | 16574.9536 | 215474.3971 | 0 | 0 | 0.036836 | 0 | 0.01386 | 0 | 0.086082 | 0 | 0.062496 | 0 | 1.4152 | 3.1803 | 1.1241 | 1.9909
Use Reduction | 0 | 0 | 0 | 0 | 0 | 0 | 0 | 0 | 0 | 0 | 0 | 0 | 0 | 0 | 0 | 0 | 0 | 0 | 0 | 0
Pool Pump | 1122.68 | 1122.68 | 795.9866 | 1122.68 | 3668141 | 36681410 | 0 | 0 | 0.018749 | 0 | -0.0089554 | 0 | 0.12197 | 0 | 0.093526 | 0 | 1.1413 | 5.1431 | 0.94415 | 2.6159
Residential Other | 109.386 | 9.9541 | 5.1401 | 109.386 | 23687.1655 | 473743.3095 | 0 | 0 | 0.35114 | 0 | 0.28091 | 0 | 0.30388 | 0 | 0.2318 | 0 | 11.7595 | 4.8039 | 3.7311 | 2.5252
HVAC | 0 | 0 | 0 | 0 | 0 | 0 | 0 | 0 | 0 | 0 | 0 | 0 | 0 | 0 | 0 | 0 | 0 | 0 | 0 | 0
New Room AC | 21532.1341 | 170.3363 | 5803.8732 | 15585.2515 | 26745959.32 | 240713633.88 | -76560.5407 | -689044.8662 | 0.002978 | 0.016316 | -0.030474 | -0.16696 | 0.13419 | 0.7352 | 0.099851 | 0.54706 | 1.0166 | 3.7597 | 0.85712 | 2.2035
New Package, Split System AC, etc. | 8.048 | 0.063666 | 2.1693 | 12.1341 | 9996.811 | 149952.1654 | -569.9392 | -8549.0876 | -6.827 | -40.3296 | -6.8616 | -40.5338 | -16.1301 | -95.2858 | -16.1656 | -95.4955 | 0.026932 | 0.011579 | 0.0268 | 0.011554
Repair & Maintenance | 0 | 0 | 0 | 0 | 0 | 0 | 0 | 0 | 0 | 0 | 0 | 0 | 0 | 0 | 0 | 0 | 0 | 0 | 0 | 0
HVAC Ducts | 0 | 0 | 0 | 0 | 0 | 0 | 0 | 0 | 0 | 0 | 0 | 0 | 0 | 0 | 0 | 0 | 0 | 0 | 0 | 0
HVAC Envelope | 3.775 | 0.34352 | 2.5878 | 3.775 | 11925.2783 | 238505.5653 | 170334.9956 | 3406699.9111 | 0.15844 | 1.2219 | 0.12911 | 0.99569 | 0.16 | 1.2339 | 0.12988 | 1.0017 | 85.3536 | 494.6117 | 5.1362 | 5.267
HVAC Install - Operation | 0 | 0 | 0 | 0 | 0 | 0 | 0 | 0 | 0 | 0 | 0 | 0 | 0 | 0 | 0 | 0 | 0 | 0 | 0 | 0
HVAC Controls | 0 | 0 | 0 | 0 | 0 | 0 | 0 | 0 | 0 | 0 | 0 | 0 | 0 | 0 | 0 | 0 | 0 | 0 | 0 | 0
New Evap Coolers & Whole House Fans | 3297.7067 | 26.0875 | 888.8794 | 4596.5373 | 4096218.6555 | 63081767.2953 | -8215.1838 | -126513.8311 | 0.022846 | 0.13304 | -0.011508 | -0.067016 | 0.14516 | 0.84538 | 0.1099 | 0.64 | 1.1385 | 4.4094 | 0.94224 | 2.4118
Lighting | 0 | 0 | 0 | 0 | 0 | 0 | 0 | 0 | 0 | 0 | 0 | 0 | 0 | 0 | 0 | 0 | 0 | 0 | 0 | 0
Screw-in CFL Interior (Downstream) | 0 | 0 | 0 | 0 | 0 | 0 | 0 | 0 | 0 | 0 | 0 | 0 | 0 | 0 | 0 | 0 | 0 | 0 | 0 | 0
Screw-in CFL Interior (Upstream - Traditional) | 89562.1478 | 89361.6093 | 141105.2178 | 110605.0854 | 650254460.1252 | 4291679436.8262 | -18362892.9199 | -121195093.2712 | 0.10665 | 0.80903 | 0.082674 | 0.62715 | 0.11006 | 0.83491 | 0.085448 | 0.64819 | 5.3738 | 6.2479 | 2.7095 | 2.8744
Screw-in CFL Interior (Upstream - Specialty) | 11361.6534 | 11336.2135 | 17900.2918 | 14002.5581 | 82489823.7475 | 544432836.7333 | -2828840.0521 | -18670344.3441 | 0.013238 | 0.10038 | -0.010737 | -0.081417 | 0.09184 | 0.69638 | 0.067228 | 0.50976 | 1.1124 | 3.3437 | 0.92426 | 2.0538
Screw-in CFL Interior (Direct Install) | 0 | 0 | 0 | 0 | 0 | 0 | 0 | 0 | 0 | 0 | 0 | 0 | 0 | 0 | 0 | 0 | 0 | 0 | 0 | 0
Screw-in CFL Interior (Midstream) | 1444.7099 | 1441.475 | 2276.1413 | 1782.3583 | 10489130.2981 | 69228259.9674 | -223535.0818 | -1475331.5398 | 0.11381 | 0.86334 | 0.089832 | 0.68144 | 0.091545 | 0.69443 | 0.06693 | 0.50771 | 7.6045 | 3.3177 | 3.1798 | 2.0439
Screw-in CFL Interior (Giveaway) | 0 | 0 | 0 | 0 | 0 | 0 | 0 | 0 | 0 | 0 | 0 | 0 | 0 | 0 | 0 | 0 | 0 | 0 | 0 | 0
CFL Fixture Interior (Midstream) | 5107.3113 | 5095.8755 | 8046.572 | 6296.7643 | 37080976.9145 | 593295630.6317 | -529766.4909 | -8476263.8544 | 0.085158 | 0.70881 | 0.060627 | 0.50463 | 0.03387 | 0.28192 | 0.0086882 | 0.072316 | 2.7414 | 1.3381 | 1.8256 | 1.0693
CFL Fixture Interior (Upstream) | 8019.7085 | 8001.7516 | 12635.0556 | 3469.7183 | 58226062.8647 | 931617005.8344 | -623623.0983 | -9977969.573 | 0.11279 | 0.94036 | 0.088251 | 0.73578 | 0.1128 | 0.94046 | 0.087612 | 0.73044 | 6.2921 | 6.2956 | 2.9247 | 2.8845
CFL Fixture Interior (Direct Install) | 0 | 0 | 0 | 0 | 0 | 0 | 0 | 0 | 0 | 0 | 0 | 0 | 0 | 0 | 0 | 0 | 0 | 0 | 0 | 0
CFL Fixture Interior (Giveaway) | 0 | 0 | 0 | 0 | 0 | 0 | 0 | 0 | 0 | 0 | 0 | 0 | 0 | 0 | 0 | 0 | 0 | 0 | 0 | 0
CFL Exterior | 0 | 0 | 1296.6918 | 0 | 5975538.2508 | 13146184.1518 | 0 | 0 | 0.073311 | 0 | 0.054975 | 0 | 0.08483 | 0 | 0.066007 | 0 | 3.7258 | 6.5167 | 2.2154 | 2.93
CFL Fixture Exterior (Midstream) | 0 | 0 | 12111.7718 | 0 | 55814616.486 | 893033863.776 | 0 | 0 | 0.080552 | 0 | 0.062068 | 0 | 0.084694 | 0 | 0.06572 | 0 | 4.9365 | 6.1894 | 2.5937 | 2.862
CFL Fixture Exterior (Upstream) | 0 | 0 | 13819.3436 | 0 | 63683610.9795 | 1018937775.672 | 0 | 0 | 0.078489 | 0 | 0.06 | 0 | 0.095352 | 0 | 0.076372 | 0 | 4.4804 | 17.762 | 2.462 | 4.096
CFL Fixture Exterior (Direct Install) | 0 | 0 | 0 | 0 | 0 | 0 | 0 | 0 | 0 | 0 | 0 | 0 | 0 | 0 | 0 | 0 | 0 | 0 | 0 | 0
LED Interior | 1508.6879 | 1505.3098 | 2376.9387 | 1803.9116 | 10953634.3594 | 130348248.8763 | -238840.2487 | -2842198.9596 | 0.06626 | 0.51596 | 0.042096 | 0.3278 | 0.10804 | 0.8413 | 0.083236 | 0.64815 | 2.0071 | 5.4993 | 1.468 | 2.705
Interior Controls | 0.35438 | 0.35359 | 0.55833 | 0.204 | 2572.95 | 20583.6 | 0 | 0 | 0.0064429 | 0 | -0.017493 | 0 | 0.11162 | 0 | 0.087047 | 0 | 1.0518 | 6.816 | 0.88205 | 2.989
Interior Exit Signs | 106.9486 | 106.7092 | 168.4976 | 108.0597 | 776486.832 | 12423789.312 | 0 | 0 | 0.10027 | 0 | 0.075736 | 0 | 0.11094 | 0 | 0.085754 | 0 | 3.967 | 5.7975 | 2.2985 | 2.7752
Linear Flourescents Interior | 866.4173 | 864.4773 | 1365.041 | 744.1465 | 6290511.5293 | 71711831.4345 | -222815.9553 | -2540101.8908 | -0.11346 | -0.87944 | -0.13754 | -1.0661 | -0.069507 | -0.53873 | -0.094223 | -0.73031 | 0.53697 | 0.65435 | 0.48893 | 0.58273
Linear Flourescents (parking structures) Exterior | 470.9858 | 469.9312 | 742.0384 | 320.0242 | 3419532.0026 | 38982664.8301 | 0 | 0 | 0.074189 | 0 | 0.050111 | 0 | 0.084833 | 0 | 0.060116 | 0 | 2.2926 | 2.8146 | 1.6151 | 1.8412
Other Interior Lighting | 155.9165 | 155.5673 | 245.6465 | 119.8765 | 1132011.426 | 3169631.9927 | 0 | 0 | 0.029064 | 0 | 0.0049889 | 0 | 0.10554 | 0 | 0.080828 | 0 | 1.2835 | 5.0547 | 1.0394 | 2.5928
Other Exterior Lighting | 0 | 0 | 533.4702 | 0 | 2458388.2057 | 39334211.2916 | 0 | 0 | -0.0066486 | 0 | -0.025173 | 0 | 0.075331 | 0 | 0.056315 | 0 | 0.93837 | 3.9082 | 0.80086 | 2.2537
Refrigeration | 0 | 0 | 0 | 0 | 0 | 0 | 0 | 0 | 0 | 0 | 0 | 0 | 0 | 0 | 0 | 0 | 0 | 0 | 0 | 0
CUSTOMIZED MEASURES | 0 | 0 | 0 | 0 | 0 | 0 | 0 | 0 | 0 | 0 | 0 | 0 | 0 | 0 | 0 | 0 | 0 | 0 | 0 | 0
HVAC Equipment | 0 | 0 | 0 | 0 | 0 | 0 | 0 | 0 | 0 | 0 | 0 | 0 | 0 | 0 | 0 | 0 | 0 | 0 | 0 | 0
HVAC Envelope | 0 | 0 | 0 | 0 | 0 | 0 | 0 | 0 | 0 | 0 | 0 | 0 | 0 | 0 | 0 | 0 | 0 | 0 | 0 | 0
Interior Lighting | 0 | 0 | 0 | 0 | 0 | 0 | 0 | 0 | 0 | 0 | 0 | 0 | 0 | 0 | 0 | 0 | 0 | 0 | 0 | 0
Exterior Lighting | 0 | 0 | 0 | 0 | 0 | 0 | 0 | 0 | 0 | 0 | 0 | 0 | 0 | 0 | 0 | 0 | 0 | 0 | 0 | 0
Whole Building | 0 | 0 | 0 | 0 | 0 | 0 | 0 | 0 | 0 | 0 | 0 | 0 | 0 | 0 | 0 | 0 | 0 | 0 | 0 | 0
Other | 0 | 0 | 0 | 0 | 0 | 0 | 0 | 0 | 0 | 0 | 0 | 0 | 0 | 0 | 0 | 0 | 0 | 0 | 0 | 0
NONRESIDENTIAL | 0 | 0 | 0 | 0 | 0 | 0 | 0 | 0 | 0 | 0 | 0 | 0 | 0 | 0 | 0 | 0 | 0 | 0 | 0 | 0
DEEMED MEASURES | 0 | 0 | 0 | 0 | 0 | 0 | 0 | 0 | 0 | 0 | 0 | 0 | 0 | 0 | 0 | 0 | 0 | 0 | 0 | 0
Nonresidential Audits | 13847.0428 | 13650.5465 | 16296.0477 | 13847.0428 | 75096993.84 | 225290981.52 | 0 | 0 | 0.068885 | 0 | 0.045823 | 0 | 0.12603 | 0 | 0.10236 | 0 | 2.2054 | 0 | 1.5713 | 5.3236
Food Service | 3143.76 | 3099.1485 | 4610.3392 | 3143.76 | 21245802.75 | 254949633 | -539353.5335 | -6472242.4025 | 0.074817 | 0.61373 | 0.051924 | 0.42594 | 0.10578 | 0.86772 | 0.082278 | 0.67494 | 2.4876 | 6.4714 | 1.7095 | 2.9208
Laundry General | 0 | 0 | 0 | 0 | 0 | 0 | 0 | 0 | 0 | 0 | 0 | 0 | 0 | 0 | 0 | 0 | 0 | 0 | 0 | 0
Agricultural | 0 | 0 | 0 | 0 | 0 | 0 | 0 | 0 | 0 | 0 | 0 | 0 | 0 | 0 | 0 | 0 | 0 | 0 | 0 | 0
Greenhouse | 0 | 0 | 0 | 0 | 0 | 0 | 0 | 0 | 0 | 0 | 0 | 0 | 0 | 0 | 0 | 0 | 0 | 0 | 0 | 0
Process | 0 | 0 | 0 | 0 | 0 | 0 | 0 | 0 | 0 | 0 | 0 | 0 | 0 | 0 | 0 | 0 | 0 | 0 | 0 | 0
Pumping | 0 | 0 | 0 | 0 | 0 | 0 | 0 | 0 | 0 | 0 | 0 | 0 | 0 | 0 | 0 | 0 | 0 | 0 | 0 | 0
Municipal Water | 0 | 0 | 0 | 0 | 0 | 0 | 0 | 0 | 0 | 0 | 0 | 0 | 0 | 0 | 0 | 0 | 0 | 0 | 0 | 0
Process | 0 | 0 | 0 | 0 | 0 | 0 | 0 | 0 | 0 | 0 | 0 | 0 | 0 | 0 | 0 | 0 | 0 | 0 | 0 | 0
Pumping | 0 | 0 | 0 | 0 | 0 | 0 | 0 | 0 | 0 | 0 | 0 | 0 | 0 | 0 | 0 | 0 | 0 | 0 | 0 | 0
Refrigeration | 0 | 0 | 0 | 0 | 0 | 0 | 0 | 0 | 0 | 0 | 0 | 0 | 0 | 0 | 0 | 0 | 0 | 0 | 0 | 0
Casework | 3961.2272 | 3683.9413 | 2440.3307 | 3961.2272 | 11245763.8111 | 133824589.3527 | -28018.7173 | -333422.7364 | 0.061905 | 0.38993 | 0.036783 | 0.23169 | 0.11471 | 0.72254 | 0.08892 | 0.56009 | 1.8212 | 6.0795 | 1.366 | 2.8383
Compressors | 25.1973 | 23.4335 | 28.3019 | 25.1973 | 130423.2968 | 2608465.9366 | 0 | 0 | 0.11401 | 0 | 0.089299 | 0 | 0.12736 | 0 | 0.10199 | 0 | 6.4206 | 17.5681 | 2.9522 | 4.0856
Condenser | 0 | 0 | 0 | 0 | 0 | 0 | 0 | 0 | 0 | 0 | 0 | 0 | 0 | 0 | 0 | 0 | 0 | 0 | 0 | 0
Controls & VSDs | 4.77 | 4.4361 | 289.6741 | 4.77 | 1334903.498 | 19356100.721 | -16548.833 | -239958.0781 | 0.10193 | 0.74756 | 0.079626 | 0.584 | 0.099345 | 0.72863 | 0.076453 | 0.56073 | 6.1108 | 5.4106 | 2.8849 | 2.6834
Dist to others | 1595.5387 | 1483.851 | 4588.5324 | 1595.5387 | 21145310.5527 | 175506077.5878 | -206414.3865 | -1713239.408 | 0.013207 | 0.090209 | -0.0093003 | -0.063524 | 0.094306 | 0.64414 | 0.071201 | 0.48633 | 1.1203 | 4.2862 | 0.9297 | 2.3745
Nonresidential Other (Downstream) | 3326.8018 | 3199.4681 | 1800.0875 | 3326.8018 | 8295334.039 | 92907741.2368 | 0 | 0 | 0.028901 | 0 | 0.0040916 | 0 | 0.112 | 0 | 0.086534 | 0 | 1.2709 | 5.7492 | 1.0311 | 2.7641
Nonresidential Other (Upstream) | 1842.9656 | 1547.2424 | 1955.4543 | 1010.415 | 9011310 | 36045240 | -82165.5573 | -328662.2293 | -0.011299 | -0.067222 | -0.03762 | -0.22381 | 0.11881 | 0.70685 | 0.091794 | 0.54611 | 0.92717 | 5.7466 | 0.79269 | 2.7635
Nonresidential Other (Direct Install) | 11653.3596 | 11653.3596 | 7602.3929 | 11653.3596 | 35034068.4975 | 385374753.4725 | 0 | 0 | 0.028935 | 0 | 0.0018524 | 0 | 0.14801 | 0 | 0.1202 | 0 | 1.243 | 0 | 1.0127 | 5.3236
Nonresidential Other (Pump Tests) | 0 | 0 | 0 | 0 | 0 | 0 | 0 | 0 | 0 | 0 | 0 | 0 | 0 | 0 | 0 | 0 | 0 | 0 | 0 | 0
HVAC | 0 | 0 | 0 | 0 | 0 | 0 | 0 | 0 | 0 | 0 | 0 | 0 | 0 | 0 | 0 | 0 | 0 | 0 | 0 | 0
Commissioning | 0 | 0 | 0 | 0 | 0 | 0 | 0 | 0 | 0 | 0 | 0 | 0 | 0 | 0 | 0 | 0 | 0 | 0 | 0 | 0
Retrocommissioing | 0 | 0 | 0 | 0 | 0 | 0 | 0 | 0 | 0 | 0 | 0 | 0 | 0 | 0 | 0 | 0 | 0 | 0 | 0 | 0
New AC Equipment: packaged, split, etc. (Downstream) | 11921.5743 | 2209.5935 | 6124.746 | 14315.2033 | 28224635.7475 | 423369536.2126 | -7834.1669 | -117512.504 | 0.10996 | 0.57153 | 0.078553 | 0.40827 | 0.12432 | 0.64614 | 0.092074 | 0.47855 | 2.7822 | 3.6258 | 1.8436 | 2.1568
New AC Equipment: packaged, split, etc. (Upstream) | 0 | 0 | 0 | 0 | 0 | 0 | 0 | 0 | 0 | 0 | 0 | 0 | 0 | 0 | 0 | 0 | 0 | 0 | 0 | 0
New AC Equipment: packaged, split, etc. (Direct Install) | 0 | 0 | 0 | 0 | 0 | 0 | 0 | 0 | 0 | 0 | 0 | 0 | 0 | 0 | 0 | 0 | 0 | 0 | 0 | 0
Chillers | 0 | 0 | 0 | 0 | 0 | 0 | 0 | 0 | 0 | 0 | 0 | 0 | 0 | 0 | 0 | 0 | 0 | 0 | 0 | 0
Controls & VSDs | 1373.8944 | 852.9457 | 1546.9886 | 1373.8944 | 7128979.5135 | 106934692.7025 | 0 | 0 | 0.12629 | 0 | 0.097165 | 0 | 0.1387 | 0 | 0.10879 | 0 | 4.8388 | 7.7671 | 2.5664 | 3.1587
Cooling Towers | 0 | 0 | 0 | 0 | 0 | 0 | 0 | 0 | 0 | 0 | 0 | 0 | 0 | 0 | 0 | 0 | 0 | 0 | 0 | 0
RCA (Direct Install) | 0 | 0 | 0 | 0 | 0 | 0 | 0 | 0 | 0 | 0 | 0 | 0 | 0 | 0 | 0 | 0 | 0 | 0 | 0 | 0
RCA (Midstream) | 0 | 0 | 0 | 0 | 0 | 0 | 0 | 0 | 0 | 0 | 0 | 0 | 0 | 0 | 0 | 0 | 0 | 0 | 0 | 0
Fans | 259.315 | 160.9888 | 122.0556 | 259.315 | 562468 | 5624680 | 0 | 0 | 0.020099 | 0 | -0.010933 | 0 | 0.14438 | 0 | 0.11253 | 0 | 1.1345 | 6.7283 | 0.93944 | 2.9721
Ducts | 0 | 0 | 0 | 0 | 0 | 0 | 0 | 0 | 0 | 0 | 0 | 0 | 0 | 0 | 0 | 0 | 0 | 0 | 0 | 0
Other Ventilation | 0 | 0 | 0 | 0 | 0 | 0 | 0 | 0 | 0 | 0 | 0 | 0 | 0 | 0 | 0 | 0 | 0 | 0 | 0 | 0
Economizers | 0 | 0 | 0 | 0 | 0 | 0 | 0 | 0 | 0 | 0 | 0 | 0 | 0 | 0 | 0 | 0 | 0 | 0 | 0 | 0
Envelope (Downsteam) | 984.3538 | 611.1098 | 572.0068 | 984.3538 | 2635976.065 | 26359760.65 | -1810.2111 | -18102.1114 | 0.11557 | 0.59635 | 0.0854 | 0.44068 | 0.14731 | 0.76013 | 0.11634 | 0.60032 | 3.344 | 9.3856 | 2.0746 | 3.3969
Envelope (Direct Install) | 0 | 0 | 0 | 0 | 0 | 0 | 0 | 0 | 0 | 0 | 0 | 0 | 0 | 0 | 0 | 0 | 0 | 0 | 0 | 0
HVAC Other (Downstream) | 0 | 0 | 0 | 0 | 0 | 0 | 0 | 0 | 0 | 0 | 0 | 0 | 0 | 0 | 0 | 0 | 0 | 0 | 0 | 0
HVAC Other (Direct Install) | 0 | 0 | 0 | 0 | 0 | 0 | 0 | 0 | 0 | 0 | 0 | 0 | 0 | 0 | 0 | 0 | 0 | 0 | 0 | 0
HVAC Other (Midstream) | 0 | 0 | 0 | 0 | 0 | 0 | 0 | 0 | 0 | 0 | 0 | 0 | 0 | 0 | 0 | 0 | 0 | 0 | 0 | 0
Lighting | 0 | 0 | 0 | 0 | 0 | 0 | 0 | 0 | 0 | 0 | 0 | 0 | 0 | 0 | 0 | 0 | 0 | 0 | 0 | 0
Screw-in CFL Interior (Downstream) | 3017.9716 | 2538.3374 | 3646.76 | 2742.9286 | 16805345.7688 | 36971760.6914 | -76902.1045 | -169184.6299 | 0.10317 | 0.65472 | 0.078061 | 0.49536 | 0.12194 | 0.77382 | 0.096162 | 0.61023 | 4.0284 | 8.9705 | 2.319 | 3.3409
Screw-in CFL Interior (Upstream - Traditional) | 68488.1032 | 57603.5618 | 82757.4639 | 79650.9567 | 381370801.2873 | 1067838243.6045 | -1425741.7437 | -3992076.8823 | 0.12972 | 0.81985 | 0.1046 | 0.6611 | 0.13077 | 0.8265 | 0.10499 | 0.66353 | 18.1738 | 21.1154 | 4.2016 | 4.2517
Screw-in CFL Interior (Upstream - Specialty) | 6244.6856 | 5252.2426 | 7545.7535 | 8458.8189 | 34773057.7645 | 97364561.7407 | -219639.8363 | -614991.5416 | 0.08869 | 0.55992 | 0.063565 | 0.4013 | 0.12112 | 0.76466 | 0.095328 | 0.60183 | 2.8242 | 8.482 | 1.862 | 3.2708
Screw-in CFL Interior (Direct Install) | 0 | 0 | 0 | 0 | 0 | 0 | 0 | 0 | 0 | 0 | 0 | 0 | 0 | 0 | 0 | 0 | 0 | 0 | 0 | 0
CFL Fixture Interior | 404.1759 | 339.9418 | 488.3851 | 527.743 | 2250622.7139 | 26782410.2952 | -6738.739 | -80190.9945 | 0.10983 | 0.68853 | 0.084592 | 0.53031 | 0.1306 | 0.81876 | 0.10469 | 0.65634 | 4.9091 | 18.8332 | 2.5861 | 4.1504
Interior Exit Signs | 1011.2534 | 848.9872 | 1072.9771 | 685.6923 | 4944594.7659 | 79113516.2541 | -118314.0258 | -1893024.4133 | 0.11958 | 0.73128 | 0.092644 | 0.56658 | 0.13235 | 0.80942 | 0.10471 | 0.64034 | 5.3314 | 9.9248 | 2.6987 | 3.465
Linear Flourescents Interior (Downstream) | 23444.4961 | 19682.5804 | 24875.4718 | 27196.1043 | 114633510.7741 | 1685112608.3797 | -1667512.5667 | -24512434.7305 | 0.068735 | 0.41786 | 0.041967 | 0.25513 | 0.12654 | 0.76929 | 0.099062 | 0.60223 | 1.8863 | 7.4081 | 1.4023 | 3.0976
Linear Flourescents Interior (Direct Install) | 0 | 0 | 0 | 0 | 0 | 0 | 0 | 0 | 0 | 0 | 0 | 0 | 0 | 0 | 0 | 0 | 0 | 0 | 0 | 0
HID Interior | 98.6516 | 82.8219 | 104.673 | 39.6492 | 482364.0257 | 7235460.3856 | -5803.5416 | -87053.1239 | 0.053559 | 0.32698 | 0.026631 | 0.16258 | 0.11866 | 0.72442 | 0.091017 | 0.55566 | 1.5722 | 5.1634 | 1.221 | 2.6211
LED Interior | 0 | 0 | 0 | 0 | 0 | 0 | 0 | 0 | 0 | 0 | 0 | 0 | 0 | 0 | 0 | 0 | 0 | 0 | 0 | 0
Interior Controls (Downstream) | 3741.6506 | 3141.2635 | 3970.0288 | 7732.4064 | 18295063.4843 | 146360507.8746 | -721105.3296 | -5768842.6369 | 0.0078401 | 0.045907 | -0.01838 | -0.10762 | 0.1245 | 0.729 | 0.097585 | 0.5714 | 1.0579 | 7.6255 | 0.88631 | 3.135
Interior Controls (Direct Install) | 0 | 0 | 0 | 0 | 0 | 0 | 0 | 0 | 0 | 0 | 0 | 0 | 0 | 0 | 0 | 0 | 0 | 0 | 0 | 0
Interior Day Lighting | 0 | 0 | 0 | 0 | 0 | 0 | 0 | 0 | 0 | 0 | 0 | 0 | 0 | 0 | 0 | 0 | 0 | 0 | 0 | 0
Other Interior Lighting | 1740.1324 | 1460.9099 | 1846.3445 | 1743.593 | 8508499.8116 | 122522397.2865 | -2509.6588 | -36139.087 | 0.10427 | 0.63327 | 0.07752 | 0.4708 | 0.13536 | 0.82206 | 0.1079 | 0.65528 | 3.4869 | 13.4852 | 2.1287 | 3.8168
CFL Lamp Exterior | 0 | 0 | 0 | 0 | 0 | 0 | 0 | 0 | 0 | 0 | 0 | 0 | 0 | 0 | 0 | 0 | 0 | 0 | 0 | 0
CFL Fixture Exterior | 0 | 0 | 15.0678 | 0 | 69437.06 | 937400.31 | 0 | 0 | -0.29123 | 0 | -0.30954 | 0 | 0.06941 | 0 | 0.050617 | 0 | 0.25569 | 3.2657 | 0.24426 | 2.0241
Other Exterior Lighting | 0 | 0 | 1392.0663 | 0 | 6415052.0742 | 96867286.3204 | 0 | 0 | 0.084002 | 0 | 0.065581 | 0 | 0.093247 | 0 | 0.074336 | 0 | 6.0389 | 13.5567 | 2.8688 | 3.8226
Process | 0 | 0 | 0 | 0 | 0 | 0 | 0 | 0 | 0 | 0 | 0 | 0 | 0 | 0 | 0 | 0 | 0 | 0 | 0 | 0
Compressed Air | 0 | 0 | 0 | 0 | 0 | 0 | 0 | 0 | 0 | 0 | 0 | 0 | 0 | 0 | 0 | 0 | 0 | 0 | 0 | 0
Controls | 0 | 0 | 0 | 0 | 0 | 0 | 0 | 0 | 0 | 0 | 0 | 0 | 0 | 0 | 0 | 0 | 0 | 0 | 0 | 0
VSD | 830.2772 | 840.7366 | 717.8943 | 830.2772 | 3308268.6467 | 45654107.324 | 0 | 0 | 0.10995 | 0 | 0.086459 | 0 | 0.11758 | 0 | 0.093473 | 0 | 6.9702 | 11.91 | 3.0633 | 3.6791
Oil Well Pump-Off Controllers | 0 | 0 | 0 | 0 | 0 | 0 | 0 | 0 | 0 | 0 | 0 | 0 | 0 | 0 | 0 | 0 | 0 | 0 | 0 | 0
Custom | 0 | 0 | 0 | 0 | 0 | 0 | 0 | 0 | 0 | 0 | 0 | 0 | 0 | 0 | 0 | 0 | 0 | 0 | 0 | 0
Cooling & Motors | 566.8499 | 351.9137 | 752.324 | 566.8499 | 3466930.75 | 52003961.25 | 0 | 0 | 0.10173 | 0 | 0.072829 | 0 | 0.14699 | 0 | 0.11733 | 0 | 2.81 | 14.4366 | 1.8558 | 3.8894
Pumps & Vacuum | 0 | 0 | 0 | 0 | 0 | 0 | 0 | 0 | 0 | 0 | 0 | 0 | 0 | 0 | 0 | 0 | 0 | 0 | 0 | 0
Water Heating | 0 | 0 | 0 | 0 | 0 | 0 | 0 | 0 | 0 | 0 | 0 | 0 | 0 | 0 | 0 | 0 | 0 | 0 | 0 | 0
Efficiency | 0 | 0 | 0 | 0 | 0 | 0 | 0 | 0 | 0 | 0 | 0 | 0 | 0 | 0 | 0 | 0 | 0 | 0 | 0 | 0
Use Reduction | 0 | 0 | 0 | 0 | 0 | 0 | 0 | 0 | 0 | 0 | 0 | 0 | 0 | 0 | 0 | 0 | 0 | 0 | 0 | 0
CUSTOMIZED MEASURES | 0 | 0 | 0 | 0 | 0 | 0 | 0 | 0 | 0 | 0 | 0 | 0 | 0 | 0 | 0 | 0 | 0 | 0 | 0 | 0
HVAC | 0 | 0 | 0 | 0 | 0 | 0 | 0 | 0 | 0 | 0 | 0 | 0 | 0 | 0 | 0 | 0 | 0 | 0 | 0 | 0
Chillers | 3914.818 | 688.2846 | 2321.3017 | 5422.6546 | 10697242.9828 | 213944859.6559 | -392855.4218 | -7857108.4362 | -0.020896 | -0.1144 | -0.051901 | -0.28416 | 0.13547 | 0.74167 | 0.10364 | 0.56741 | 0.89022 | 4.9869 | 0.76552 | 2.5749
Controls & VSDs | 1211.8142 | 752.3226 | 1749.592 | 1211.8142 | 8062636.0231 | 120939540.3463 | -302376.4293 | -4535646.4399 | 0.071015 | 0.40385 | 0.042203 | 0.24001 | 0.12778 | 0.72666 | 0.098201 | 0.55846 | 1.8215 | 5.3054 | 1.3662 | 2.6572
Cool Roofs | 366.987 | 227.8341 | 146.1214 | 366.987 | 673370.6724 | 10100560.0859 | -25263.6696 | -378955.0445 | -0.99469 | -5.0152 | -1.0272 | -5.179 | 0.13798 | 0.69569 | 0.10462 | 0.52749 | 0.1515 | 4.4828 | 0.14741 | 2.4336
Cooling Towers | 3140.6966 | 1949.8178 | 615.0745 | 3140.6966 | 2834444.5509 | 42516668.2636 | 0 | 0 | 0.066719 | 0 | 0.028965 | 0 | 0.16169 | 0 | 0.12293 | 0 | 1.4779 | 4.622 | 1.1633 | 2.474
Fans | 0 | 0 | 0 | 0 | 0 | 0 | 0 | 0 | 0 | 0 | 0 | 0 | 0 | 0 | 0 | 0 | 0 | 0 | 0 | 0
HVAC Other | 2413.4795 | 1498.3444 | 1144.4847 | 2413.4795 | 5274122.9907 | 79111844.8609 | 0 | 0 | 0.11465 | 0 | 0.082571 | 0 | 0.14912 | 0 | 0.11619 | 0 | 2.8899 | 6.6928 | 1.8903 | 2.9651
New AC Equipment: packaged, split, etc. | 1201.5705 | 222.704 | 617.3106 | 1225.1502 | 2844749.3328 | 42671239.9915 | -6217.1068 | -93256.6019 | -0.3601 | -1.8728 | -0.39161 | -2.0367 | 0.14225 | 0.73982 | 0.10991 | 0.57162 | 0.32347 | 5.7541 | 0.30539 | 2.7652
Other Ventilation | 0 | 0 | 0 | 0 | 0 | 0 | 0 | 0 | 0 | 0 | 0 | 0 | 0 | 0 | 0 | 0 | 0 | 0 | 0 | 0
RCA | 0 | 0 | 0 | 0 | 0 | 0 | 0 | 0 | 0 | 0 | 0 | 0 | 0 | 0 | 0 | 0 | 0 | 0 | 0 | 0
Retrocommissioing | 0 | 0 | 0 | 0 | 0 | 0 | 0 | 0 | 0 | 0 | 0 | 0 | 0 | 0 | 0 | 0 | 0 | 0 | 0 | 0
Space Conditioning | 6559.9454 | 4072.5674 | 5882.4209 | 6559.9454 | 27107930.4777 | 406618957.1653 | -59232.324 | -888484.8601 | 0.030836 | 0.1703 | 0.0011676 | 0.0064486 | 0.13637 | 0.75312 | 0.10591 | 0.58492 | 1.2348 | 6.2918 | 1.0073 | 2.8837
Exterior Lighting | 0 | 0 | 0 | 0 | 0 | 0 | 0 | 0 | 0 | 0 | 0 | 0 | 0 | 0 | 0 | 0 | 0 | 0 | 0 | 0
Customized Exterior Lighting | 0 | 0 | 954.5735 | 0 | 4398956.3886 | 65984345.8291 | 0 | 0 | 0.012487 | 0 | -0.0059693 | 0 | 0.087797 | 0 | 0.06885 | 0 | 1.1413 | 7.7181 | 0.94413 | 3.1505
Exterior Lighting Controls | 0 | 0 | 0 | 0 | 0 | 0 | 0 | 0 | 0 | 0 | 0 | 0 | 0 | 0 | 0 | 0 | 0 | 0 | 0 | 0
Interior Lighting | 0 | 0 | 0 | 0 | 0 | 0 | 0 | 0 | 0 | 0 | 0 | 0 | 0 | 0 | 0 | 0 | 0 | 0 | 0 | 0
Customized Interior Lighting | 0 | 0 | 0 | 0 | 0 | 0 | 0 | 0 | 0 | 0 | 0 | 0 | 0 | 0 | 0 | 0 | 0 | 0 | 0 | 0
Daylighting | 1989.6238 | 1670.3678 | 2111.064 | 3083.936 | 9728405.3802 | 77827243.0414 | -288278.3393 | -2306226.7148 | 0.08992 | 0.52771 | 0.063565 | 0.37304 | 0.11548 | 0.67773 | 0.088428 | 0.51895 | 2.6617 | 5.0452 | 1.7899 | 2.5903
Interior Lighting System Modification | 4002.653 | 3360.3853 | 4246.9619 | 5044.225 | 19571253.0654 | 293568795.981 | -734067.7793 | -11011016.6888 | 0.10277 | 0.62651 | 0.075895 | 0.46266 | 0.12216 | 0.7447 | 0.094571 | 0.5765 | 3.3296 | 5.9405 | 2.069 | 2.8076
Interior Lighting System Replacement | 13484.9155 | 11321.1192 | 14307.9909 | 14833.6768 | 65935441.9134 | 989031628.7005 | -2472989.229 | -37094838.4356 | 0.087295 | 0.53215 | 0.060417 | 0.3683 | 0.1231 | 0.75043 | 0.095509 | 0.58223 | 2.4648 | 6.175 | 1.6987 | 2.8589
Interior Controls | 2794.1308 | 2345.7832 | 2964.6755 | 1496.6307 | 13662099.0873 | 109296792.6987 | -512354.5692 | -4098836.5538 | -0.11797 | -0.69077 | -0.14422 | -0.84446 | 0.11375 | 0.66605 | 0.086808 | 0.50828 | 0.54872 | 4.831 | 0.49865 | 2.5327
LED Interior | 0 | 0 | 0 | 0 | 0 | 0 | 0 | 0 | 0 | 0 | 0 | 0 | 0 | 0 | 0 | 0 | 0 | 0 | 0 | 0
SBD - Light Power Density | 5992.954 | 5031.3216 | 6358.7444 | 7557.2597 | 29302969.6209 | 430753653.4268 | -868273.0608 | -12763613.9934 | 0.11488 | 0.70325 | 0.087767 | 0.53726 | 0.1335 | 0.8172 | 0.10566 | 0.64681 | 4.4492 | 10.0871 | 2.4525 | 3.4846
Refrigeration | 1249.8914 | 1162.399 | 1640.8614 | 1249.8914 | 7561573.3601 | 113423600.4009 | -262860.9949 | -3942914.9237 | -0.021574 | -0.14839 | -0.045396 | -0.31224 | 0.081593 | 0.5612 | 0.057138 | 0.393 | 0.85784 | 2.6791 | 0.74146 | 1.7822
Process | 0 | 0 | 0 | 0 | 0 | 0 | 0 | 0 | 0 | 0 | 0 | 0 | 0 | 0 | 0 | 0 | 0 | 0 | 0 | 0
Compressed Air | 12.309 | 12.464 | 44.5967 | 12.309 | 205514.8459 | 3082722.6882 | 0 | 0 | 0.09103 | 0 | 0.069283 | 0 | 0.091531 | 0 | 0.069207 | 0 | 4.2726 | 4.3511 | 2.3979 | 2.3942
Controls | 0 | 0 | 0 | 0 | 0 | 0 | 0 | 0 | 0 | 0 | 0 | 0 | 0 | 0 | 0 | 0 | 0 | 0 | 0 | 0
Cooling & Motors | 1923.6918 | 1194.2728 | 1458.4782 | 1923.6918 | 6721097.5854 | 100816463.7806 | 0 | 0 | 0.035663 | 0 | 0.0055822 | 0 | 0.13787 | 0 | 0.10699 | 0 | 1.277 | 6.1974 | 1.0352 | 2.8637
Custom | 25778.8966 | 26103.6458 | 48593.8029 | 25778.8966 | 223934575.6912 | 3291838262.6613 | 0 | 0 | 0.037612 | 0 | 0.01533 | 0 | 0.099965 | 0 | 0.077091 | 0 | 1.4469 | 5.5842 | 1.144 | 2.7254
Oil Well Pump-Off Controllers | 0 | 0 | 0 | 0 | 0 | 0 | 0 | 0 | 0 | 0 | 0 | 0 | 0 | 0 | 0 | 0 | 0 | 0 | 0 | 0
Pumps & Vacuums | 9669.1997 | 9791.0073 | 14732.5303 | 9669.1997 | 67891844.7931 | 814702137.5177 | 0 | 0 | 0.039332 | 0 | 0.017087 | 0 | 0.091351 | 0 | 0.068515 | 0 | 1.4783 | 4.0231 | 1.1635 | 2.2914
VSD | 1937.253 | 1961.6576 | 5355.2091 | 1937.253 | 24678382.7932 | 370175741.8975 | 0 | 0 | 0.06831 | 0 | 0.046382 | 0 | 0.097813 | 0 | 0.075303 | 0 | 2.3257 | 5.4413 | 1.6314 | 2.6909
Whole Building | 16069.1117 | 15841.0831 | 13904.3605 | 16069.1117 | 64075394.151 | 961130912.265 | -1898597.429 | -28478961.4343 | 0.083214 | 0.56582 | 0.058733 | 0.39936 | 0.096575 | 0.65667 | 0.071444 | 0.48578 | 2.6453 | 3.595 | 1.7825 | 2.1459
CODES & STANDARDS | 0 | 0 | 0 | 0 | 0 | 0 | 0 | 0 | 0 | 0 | 0 | 0 | 0 | 0 | 0 | 0 | 0 | 0 | 0 | 0
2008 Title 24 | 5608.3653 | 1039.4774 | 2881.3151 | 3676.2134 | 13277949.9605 | 199169249.4078 | 0 | 0 | 0.15284 | 0 | 0.12126 | 0 | 0.1726 | 0 | 0.14018 | 0 | 8.7327 | 0 | 3.3614 | 5.3236
2008 Title 20 | 3110.5579 | 3103.5931 | 4900.6858 | 2700.8839 | 22583805.752 | 67751417.2561 | 0 | 0 | 0.065641 | 0 | 0.041549 | 0 | 0.13166 | 0 | 0.10693 | 0 | 1.9942 | 0 | 1.4611 | 5.3236
2009 Title 20 | 5155.2301 | 3749.2583 | 8953.3225 | 5155.2301 | 41259550.4682 | 247557302.8095 | 0 | 0 | 0.10814 | 0 | 0.08607 | 0 | 0.12064 | 0 | 0.097979 | 0 | 9.6551 | 0 | 3.4897 | 5.3236
0 | 0 | 0 | 0 | 0 | 0 | 0 | 0 | 0 | 0 | 0 | 0 | 0 | 0 | 0 | 0 | 0 | 0 | 0 | 0 | 0
0 | 0 | 0 | 0 | 0 | 0 | 0 | 0 | 0 | 0 | 0 | 0 | 0 | 0 | 0 | 0 | 0 | 0 | 0 | 0 | 0
0 | 0 | 0 | 0 | 0 | 0 | 0 | 0 | 0 | 0 | 0 | 0 | 0 | 0 | 0 | 0 | 0 | 0 | 0 | 0 | 0
0 | 0 | 0 | 0 | 0 | 0 | 0 | 0 | 0 | 0 | 0 | 0 | 0 | 0 | 0 | 0 | 0 | 0 | 0 | 0 | 0
0 | 0 | 0 | 0 | 0 | 0 | 0 | 0 | 0 | 0 | 0 | 0 | 0 | 0 | 0 | 0 | 0 | 0 | 0 | 0 | 0
0 | 0 | 0 | 0 | 0 | 0 | 0 | 0 | 0 | 0 | 0 | 0 | 0 | 0 | 0 | 0 | 0 | 0 | 0 | 0 | 0
0 | 0 | 0 | 0 | 0 | 0 | 0 | 0 | 0 | 0 | 0 | 0 | 0 | 0 | 0 | 0 | 0 | 0 | 0 | 0 | 0
0 | 0 | 0 | 0 | 0 | 0 | 0 | 0 | 0 | 0 | 0 | 0 | 0 | 0 | 0 | 0 | 0 | 0 | 0 | 0 | 0
0 | 0 | 0 | 0 | 0 | 0 | 0 | 0 | 0 | 0 | 0 | 0 | 0 | 0 | 0 | 0 | 0 | 0 | 0 | 0 | 0
0 | 0 | 0 | 0 | 0 | 0 | 0 | 0 | 0 | 0 | 0 | 0 | 0 | 0 | 0 | 0 | 0 | 0 | 0 | 0 | 0
0 | 0 | 0 | 0 | 0 | 0 | 0 | 0 | 0 | 0 | 0 | 0 | 0 | 0 | 0 | 0 | 0 | 0 | 0 | 0 | 0
0 | 0 | 0 | 0 | 0 | 0 | 0 | 0 | 0 | 0 | 0 | 0 | 0 | 0 | 0 | 0 | 0 | 0 | 0 | 0 | 0
0 | 0 | 0 | 0 | 0 | 0 | 0 | 0 | 0 | 0 | 0 | 0 | 0 | 0 | 0 | 0 | 0 | 0 | 0 | 0 | 0
0 | 0 | 0 | 0 | 0 | 0 | 0 | 0 | 0 | 0 | 0 | 0 | 0 | 0 | 0 | 0 | 0 | 0 | 0 | 0 | 0
0 | 0 | 0 | 0 | 0 | 0 | 0 | 0 | 0 | 0 | 0 | 0 | 0 | 0 | 0 | 0 | 0 | 0 | 0 | 0 | 0
0 | 0 | 0 | 0 | 0 | 0 | 0 | 0 | 0 | 0 | 0 | 0 | 0 | 0 | 0 | 0 | 0 | 0 | 0 | 0 | 0
0 | 0 | 0 | 0 | 0 | 0 | 0 | 0 | 0 | 0 | 0 | 0 | 0 | 0 | 0 | 0 | 0 | 0 | 0 | 0 | 0
0 | 0 | 0 | 0 | 0 | 0 | 0 | 0 | 0 | 0 | 0 | 0 | 0 | 0 | 0 | 0 | 0 | 0 | 0 | 0 | 0
0 | 0 | 0 | 0 | 0 | 0 | 0 | 0 | 0 | 0 | 0 | 0 | 0 | 0 | 0 | 0 | 0 | 0 | 0 | 0 | 0
0 | 0 | 0 | 0 | 0 | 0 | 0 | 0 | 0 | 0 | 0 | 0 | 0 | 0 | 0 | 0 | 0 | 0 | 0 | 0 | 0
0 | 0 | 0 | 0 | 0 | 0 | 0 | 0 | 0 | 0 | 0 | 0 | 0 | 0 | 0 | 0 | 0 | 0 | 0 | 0 | 0
0 | 0 | 0 | 0 | 0 | 0 | 0 | 0 | 0 | 0 | 0 | 0 | 0 | 0 | 0 | 0 | 0 | 0 | 0 | 0 | 0
0 | 0 | 0 | 0 | 0 | 0 | 0 | 0 | 0 | 0 | 0 | 0 | 0 | 0 | 0 | 0 | 0 | 0 | 0 | 0 | 0
0 | 0 | 0 | 0 | 0 | 0 | 0 | 0 | 0 | 0 | 0 | 0 | 0 | 0 | 0 | 0 | 0 | 0 | 0 | 0 | 0
0 | 0 | 0 | 0 | 0 | 0 | 0 | 0 | 0 | 0 | 0 | 0 | 0 | 0 | 0 | 0 | 0 | 0 | 0 | 0 | 0
0 | 0 | 0 | 0 | 0 | 0 | 0 | 0 | 0 | 0 | 0 | 0 | 0 | 0 | 0 | 0 | 0 | 0 | 0 | 0 | 0
0 | 0 | 0 | 0 | 0 | 0 | 0 | 0 | 0 | 0 | 0 | 0 | 0 | 0 | 0 | 0 | 0 | 0 | 0 | 0 | 0
0 | 0 | 0 | 0 | 0 | 0 | 0 | 0 | 0 | 0 | 0 | 0 | 0 | 0 | 0 | 0 | 0 | 0 | 0 | 0 | 0
0 | 0 | 0 | 0 | 0 | 0 | 0 | 0 | 0 | 0 | 0 | 0 | 0 | 0 | 0 | 0 | 0 | 0 | 0 | 0 | 0
0 | 0 | 0 | 0 | 0 | 0 | 0 | 0 | 0 | 0 | 0 | 0 | 0 | 0 | 0 | 0 | 0 | 0 | 0 | 0 | 0
0 | 0 | 0 | 0 | 0 | 0 | 0 | 0 | 0 | 0 | 0 | 0 | 0 | 0 | 0 | 0 | 0 | 0 | 0 | 0 | 0
0 | 0 | 0 | 0 | 0 | 0 | 0 | 0 | 0 | 0 | 0 | 0 | 0 | 0 | 0 | 0 | 0 | 0 | 0 | 0 | 0
0 | 0 | 0 | 0 | 0 | 0 | 0 | 0 | 0 | 0 | 0 | 0 | 0 | 0 | 0 | 0 | 0 | 0 | 0 | 0 | 0
0 | 0 | 0 | 0 | 0 | 0 | 0 | 0 | 0 | 0 | 0 | 0 | 0 | 0 | 0 | 0 | 0 | 0 | 0 | 0 | 0
0 | 0 | 0 | 0 | 0 | 0 | 0 | 0 | 0 | 0 | 0 | 0 | 0 | 0 | 0 | 0 | 0 | 0 | 0 | 0 | 0
0 | 0 | 0 | 0 | 0 | 0 | 0 | 0 | 0 | 0 | 0 | 0 | 0 | 0 | 0 | 0 | 0 | 0 | 0 | 0 | 0
0 | 0 | 0 | 0 | 0 | 0 | 0 | 0 | 0 | 0 | 0 | 0 | 0 | 0 | 0 | 0 | 0 | 0 | 0 | 0 | 0
0 | 0 | 0 | 0 | 0 | 0 | 0 | 0 | 0 | 0 | 0 | 0 | 0 | 0 | 0 | 0 | 0 | 0 | 0 | 0 | 0
0 | 0 | 0 | 0 | 0 | 0 | 0 | 0 | 0 | 0 | 0 | 0 | 0 | 0 | 0 | 0 | 0 | 0 | 0 | 0 | 0
0 | 0 | 0 | 0 | 0 | 0 | 0 | 0 | 0 | 0 | 0 | 0 | 0 | 0 | 0 | 0 | 0 | 0 | 0 | 0 | 0
0 | 0 | 0 | 0 | 0 | 0 | 0 | 0 | 0 | 0 | 0 | 0 | 0 | 0 | 0 | 0 | 0 | 0 | 0 | 0 | 0
0 | 0 | 0 | 0 | 0 | 0 | 0 | 0 | 0 | 0 | 0 | 0 | 0 | 0 | 0 | 0 | 0 | 0 | 0 | 0 | 0
0 | 0 | 0 | 0 | 0 | 0 | 0 | 0 | 0 | 0 | 0 | 0 | 0 | 0 | 0 | 0 | 0 | 0 | 0 | 0 | 0
0 | 0 | 0 | 0 | 0 | 0 | 0 | 0 | 0 | 0 | 0 | 0 | 0 | 0 | 0 | 0 | 0 | 0 | 0 | 0 | 0
0 | 0 | 0 | 0 | 0 | 0 | 0 | 0 | 0 | 0 | 0 | 0 | 0 | 0 | 0 | 0 | 0 | 0 | 0 | 0 | 0
0 | 0 | 0 | 0 | 0 | 0 | 0 | 0 | 0 | 0 | 0 | 0 | 0 | 0 | 0 | 0 | 0 | 0 | 0 | 0 | 0
0 | 0 | 0 | 0 | 0 | 0 | 0 | 0 | 0 | 0 | 0 | 0 | 0 | 0 | 0 | 0 | 0 | 0 | 0 | 0 | 0
0 | 0 | 0 | 0 | 0 | 0 | 0 | 0 | 0 | 0 | 0 | 0 | 0 | 0 | 0 | 0 | 0 | 0 | 0 | 0 | 0
0 | 0 | 0 | 0 | 0 | 0 | 0 | 0 | 0 | 0 | 0 | 0 | 0 | 0 | 0 | 0 | 0 | 0 | 0 | 0 | 0
0 | 0 | 0 | 0 | 0 | 0 | 0 | 0 | 0 | 0 | 0 | 0 | 0 | 0 | 0 | 0 | 0 | 0 | 0 | 0 | 0
0 | 0 | 0 | 0 | 0 | 0 | 0 | 0 | 0 | 0 | 0 | 0 | 0 | 0 | 0 | 0 | 0 | 0 | 0 | 0 | 0
0 | 0 | 0 | 0 | 0 | 0 | 0 | 0 | 0 | 0 | 0 | 0 | 0 | 0 | 0 | 0 | 0 | 0 | 0 | 0 | 0
0 | 0 | 0 | 0 | 0 | 0 | 0 | 0 | 0 | 0 | 0 | 0 | 0 | 0 | 0 | 0 | 0 | 0 | 0 | 0 | 0
0 | 0 | 0 | 0 | 0 | 0 | 0 | 0 | 0 | 0 | 0 | 0 | 0 | 0 | 0 | 0 | 0 | 0 | 0 | 0 | 0
0 | 0 | 0 | 0 | 0 | 0 | 0 | 0 | 0 | 0 | 0 | 0 | 0 | 0 | 0 | 0 | 0 | 0 | 0 | 0 | 0
0 | 0 | 0 | 0 | 0 | 0 | 0 | 0 | 0 | 0 | 0 | 0 | 0 | 0 | 0 | 0 | 0 | 0 | 0 | 0 | 0
0 | 0 | 0 | 0 | 0 | 0 | 0 | 0 | 0 | 0 | 0 | 0 | 0 | 0 | 0 | 0 | 0 | 0 | 0 | 0 | 0
0 | 0 | 0 | 0 | 0 | 0 | 0 | 0 | 0 | 0 | 0 | 0 | 0 | 0 | 0 | 0 | 0 | 0 | 0 | 0 | 0
0 | 0 | 0 | 0 | 0 | 0 | 0 | 0 | 0 | 0 | 0 | 0 | 0 | 0 | 0 | 0 | 0 | 0 | 0 | 0 | 0
0 | 0 | 0 | 0 | 0 | 0 | 0 | 0 | 0 | 0 | 0 | 0 | 0 | 0 | 0 | 0 | 0 | 0 | 0 | 0 | 0
0 | 0 | 0 | 0 | 0 | 0 | 0 | 0 | 0 | 0 | 0 | 0 | 0 | 0 | 0 | 0 | 0 | 0 | 0 | 0 | 0
0 | 0 | 0 | 0 | 0 | 0 | 0 | 0 | 0 | 0 | 0 | 0 | 0 | 0 | 0 | 0 | 0 | 0 | 0 | 0 | 0
0 | 0 | 0 | 0 | 0 | 0 | 0 | 0 | 0 | 0 | 0 | 0 | 0 | 0 | 0 | 0 | 0 | 0 | 0 | 0 | 0
0 | 0 | 0 | 0 | 0 | 0 | 0 | 0 | 0 | 0 | 0 | 0 | 0 | 0 | 0 | 0 | 0 | 0 | 0 | 0 | 0
0 | 0 | 0 | 0 | 0 | 0 | 0 | 0 | 0 | 0 | 0 | 0 | 0 | 0 | 0 | 0 | 0 | 0 | 0 | 0 | 0
0 | 0 | 0 | 0 | 0 | 0 | 0 | 0 | 0 | 0 | 0 | 0 | 0 | 0 | 0 | 0 | 0 | 0 | 0 | 0 | 0
0 | 0 | 0 | 0 | 0 | 0 | 0 | 0 | 0 | 0 | 0 | 0 | 0 | 0 | 0 | 0 | 0 | 0 | 0 | 0 | 0
0 | 0 | 0 | 0 | 0 | 0 | 0 | 0 | 0 | 0 | 0 | 0 | 0 | 0 | 0 | 0 | 0 | 0 | 0 | 0 | 0
0 | 0 | 0 | 0 | 0 | 0 | 0 | 0 | 0 | 0 | 0 | 0 | 0 | 0 | 0 | 0 | 0 | 0 | 0 | 0 | 0
0 | 0 | 0 | 0 | 0 | 0 | 0 | 0 | 0 | 0 | 0 | 0 | 0 | 0 | 0 | 0 | 0 | 0 | 0 | 0 | 0
0 | 0 | 0 | 0 | 0 | 0 | 0 | 0 | 0 | 0 | 0 | 0 | 0 | 0 | 0 | 0 | 0 | 0 | 0 | 0 | 0
0 | 0 | 0 | 0 | 0 | 0 | 0 | 0 | 0 | 0 | 0 | 0 | 0 | 0 | 0 | 0 | 0 | 0 | 0 | 0 | 0
0 | 0 | 0 | 0 | 0 | 0 | 0 | 0 | 0 | 0 | 0 | 0 | 0 | 0 | 0 | 0 | 0 | 0 | 0 | 0 | 0
0 | 0 | 0 | 0 | 0 | 0 | 0 | 0 | 0 | 0 | 0 | 0 | 0 | 0 | 0 | 0 | 0 | 0 | 0 | 0 | 0
0 | 0 | 0 | 0 | 0 | 0 | 0 | 0 | 0 | 0 | 0 | 0 | 0 | 0 | 0 | 0 | 0 | 0 | 0 | 0 | 0
0 | 0 | 0 | 0 | 0 | 0 | 0 | 0 | 0 | 0 | 0 | 0 | 0 | 0 | 0 | 0 | 0 | 0 | 0 | 0 | 0
0 | 0 | 0 | 0 | 0 | 0 | 0 | 0 | 0 | 0 | 0 | 0 | 0 | 0 | 0 | 0 | 0 | 0 | 0 | 0 | 0
0 | 0 | 0 | 0 | 0 | 0 | 0 | 0 | 0 | 0 | 0 | 0 | 0 | 0 | 0 | 0 | 0 | 0 | 0 | 0 | 0
0 | 0 | 0 | 0 | 0 | 0 | 0 | 0 | 0 | 0 | 0 | 0 | 0 | 0 | 0 | 0 | 0 | 0 | 0 | 0 | 0
0 | 0 | 0 | 0 | 0 | 0 | 0 | 0 | 0 | 0 | 0 | 0 | 0 | 0 | 0 | 0 | 0 | 0 | 0 | 0 | 0
0 | 0 | 0 | 0 | 0 | 0 | 0 | 0 | 0 | 0 | 0 | 0 | 0 | 0 | 0 | 0 | 0 | 0 | 0 | 0 | 0
0 | 0 | 0 | 0 | 0 | 0 | 0 | 0 | 0 | 0 | 0 | 0 | 0 | 0 | 0 | 0 | 0 | 0 | 0 | 0 | 0
0 | 0 | 0 | 0 | 0 | 0 | 0 | 0 | 0 | 0 | 0 | 0 | 0 | 0 | 0 | 0 | 0 | 0 | 0 | 0 | 0
0 | 0 | 0 | 0 | 0 | 0 | 0 | 0 | 0 | 0 | 0 | 0 | 0 | 0 | 0 | 0 | 0 | 0 | 0 | 0 | 0
0 | 0 | 0 | 0 | 0 | 0 | 0 | 0 | 0 | 0 | 0 | 0 | 0 | 0 | 0 | 0 | 0 | 0 | 0 | 0 | 0
0 | 0 | 0 | 0 | 0 | 0 | 0 | 0 | 0 | 0 | 0 | 0 | 0 | 0 | 0 | 0 | 0 | 0 | 0 | 0 | 0
0 | 0 | 0 | 0 | 0 | 0 | 0 | 0 | 0 | 0 | 0 | 0 | 0 | 0 | 0 | 0 | 0 | 0 | 0 | 0 | 0
0 | 0 | 0 | 0 | 0 | 0 | 0 | 0 | 0 | 0 | 0 | 0 | 0 | 0 | 0 | 0 | 0 | 0 | 0 | 0 | 0
0 | 0 | 0 | 0 | 0 | 0 | 0 | 0 | 0 | 0 | 0 | 0 | 0 | 0 | 0 | 0 | 0 | 0 | 0 | 0 | 0
0 | 0 | 0 | 0 | 0 | 0 | 0 | 0 | 0 | 0 | 0 | 0 | 0 | 0 | 0 | 0 | 0 | 0 | 0 | 0 | 0
0 | 0 | 0 | 0 | 0 | 0 | 0 | 0 | 0 | 0 | 0 | 0 | 0 | 0 | 0 | 0 | 0 | 0 | 0 | 0 | 0
0 | 0 | 0 | 0 | 0 | 0 | 0 | 0 | 0 | 0 | 0 | 0 | 0 | 0 | 0 | 0 | 0 | 0 | 0 | 0 | 0
0 | 0 | 0 | 0 | 0 | 0 | 0 | 0 | 0 | 0 | 0 | 0 | 0 | 0 | 0 | 0 | 0 | 0 | 0 | 0 | 0
0 | 0 | 0 | 0 | 0 | 0 | 0 | 0 | 0 | 0 | 0 | 0 | 0 | 0 | 0 | 0 | 0 | 0 | 0 | 0 | 0
0 | 0 | 0 | 0 | 0 | 0 | 0 | 0 | 0 | 0 | 0 | 0 | 0 | 0 | 0 | 0 | 0 | 0 | 0 | 0 | 0
0 | 0 | 0 | 0 | 0 | 0 | 0 | 0 | 0 | 0 | 0 | 0 | 0 | 0 | 0 | 0 | 0 | 0 | 0 | 0 | 0
0 | 0 | 0 | 0 | 0 | 0 | 0 | 0 | 0 | 0 | 0 | 0 | 0 | 0 | 0 | 0 | 0 | 0 | 0 | 0 | 0
0 | 0 | 0 | 0 | 0 | 0 | 0 | 0 | 0 | 0 | 0 | 0 | 0 | 0 | 0 | 0 | 0 | 0 | 0 | 0 | 0
0 | 0 | 0 | 0 | 0 | 0 | 0 | 0 | 0 | 0 | 0 | 0 | 0 | 0 | 0 | 0 | 0 | 0 | 0 | 0 | 0
0 | 0 | 0 | 0 | 0 | 0 | 0 | 0 | 0 | 0 | 0 | 0 | 0 | 0 | 0 | 0 | 0 | 0 | 0 | 0 | 0
0 | 0 | 0 | 0 | 0 | 0 | 0 | 0 | 0 | 0 | 0 | 0 | 0 | 0 | 0 | 0 | 0 | 0 | 0 | 0 | 0
0 | 0 | 0 | 0 | 0 | 0 | 0 | 0 | 0 | 0 | 0 | 0 | 0 | 0 | 0 | 0 | 0 | 0 | 0 | 0 | 0
0 | 0 | 0 | 0 | 0 | 0 | 0 | 0 | 0 | 0 | 0 | 0 | 0 | 0 | 0 | 0 | 0 | 0 | 0 | 0 | 0
0 | 0 | 0 | 0 | 0 | 0 | 0 | 0 | 0 | 0 | 0 | 0 | 0 | 0 | 0 | 0 | 0 | 0 | 0 | 0 | 0
0 | 0 | 0 | 0 | 0 | 0 | 0 | 0 | 0 | 0 | 0 | 0 | 0 | 0 | 0 | 0 | 0 | 0 | 0 | 0 | 0
0 | 0 | 0 | 0 | 0 | 0 | 0 | 0 | 0 | 0 | 0 | 0 | 0 | 0 | 0 | 0 | 0 | 0 | 0 | 0 | 0
0 | 0 | 0 | 0 | 0 | 0 | 0 | 0 | 0 | 0 | 0 | 0 | 0 | 0 | 0 | 0 | 0 | 0 | 0 | 0 | 0
0 | 0 | 0 | 0 | 0 | 0 | 0 | 0 | 0 | 0 | 0 | 0 | 0 | 0 | 0 | 0 | 0 | 0 | 0 | 0 | 0
0 | 0 | 0 | 0 | 0 | 0 | 0 | 0 | 0 | 0 | 0 | 0 | 0 | 0 | 0 | 0 | 0 | 0 | 0 | 0 | 0
0 | 0 | 0 | 0 | 0 | 0 | 0 | 0 | 0 | 0 | 0 | 0 | 0 | 0 | 0 | 0 | 0 | 0 | 0 | 0 | 0
0 | 0 | 0 | 0 | 0 | 0 | 0 | 0 | 0 | 0 | 0 | 0 | 0 | 0 | 0 | 0 | 0 | 0 | 0 | 0 | 0
0 | 0 | 0 | 0 | 0 | 0 | 0 | 0 | 0 | 0 | 0 | 0 | 0 | 0 | 0 | 0 | 0 | 0 | 0 | 0 | 0
0 | 0 | 0 | 0 | 0 | 0 | 0 | 0 | 0 | 0 | 0 | 0 | 0 | 0 | 0 | 0 | 0 | 0 | 0 | 0 | 0
0 | 0 | 0 | 0 | 0 | 0 | 0 | 0 | 0 | 0 | 0 | 0 | 0 | 0 | 0 | 0 | 0 | 0 | 0 | 0 | 0
0 | 0 | 0 | 0 | 0 | 0 | 0 | 0 | 0 | 0 | 0 | 0 | 0 | 0 | 0 | 0 | 0 | 0 | 0 | 0 | 0
0 | 0 | 0 | 0 | 0 | 0 | 0 | 0 | 0 | 0 | 0 | 0 | 0 | 0 | 0 | 0 | 0 | 0 | 0 | 0 | 0
0 | 0 | 0 | 0 | 0 | 0 | 0 | 0 | 0 | 0 | 0 | 0 | 0 | 0 | 0 | 0 | 0 | 0 | 0 | 0 | 0
0 | 0 | 0 | 0 | 0 | 0 | 0 | 0 | 0 | 0 | 0 | 0 | 0 | 0 | 0 | 0 | 0 | 0 | 0 | 0 | 0
0 | 0 | 0 | 0 | 0 | 0 | 0 | 0 | 0 | 0 | 0 | 0 | 0 | 0 | 0 | 0 | 0 | 0 | 0 | 0 | 0
0 | 0 | 0 | 0 | 0 | 0 | 0 | 0 | 0 | 0 | 0 | 0 | 0 | 0 | 0 | 0 | 0 | 0 | 0 | 0 | 0
0 | 0 | 0 | 0 | 0 | 0 | 0 | 0 | 0 | 0 | 0 | 0 | 0 | 0 | 0 | 0 | 0 | 0 | 0 | 0 | 0
0 | 0 | 0 | 0 | 0 | 0 | 0 | 0 | 0 | 0 | 0 | 0 | 0 | 0 | 0 | 0 | 0 | 0 | 0 | 0 | 0
0 | 0 | 0 | 0 | 0 | 0 | 0 | 0 | 0 | 0 | 0 | 0 | 0 | 0 | 0 | 0 | 0 | 0 | 0 | 0 | 0
0 | 0 | 0 | 0 | 0 | 0 | 0 | 0 | 0 | 0 | 0 | 0 | 0 | 0 | 0 | 0 | 0 | 0 | 0 | 0 | 0
0 | 0 | 0 | 0 | 0 | 0 | 0 | 0 | 0 | 0 | 0 | 0 | 0 | 0 | 0 | 0 | 0 | 0 | 0 | 0 | 0
0 | 0 | 0 | 0 | 0 | 0 | 0 | 0 | 0 | 0 | 0 | 0 | 0 | 0 | 0 | 0 | 0 | 0 | 0 | 0 | 0
0 | 0 | 0 | 0 | 0 | 0 | 0 | 0 | 0 | 0 | 0 | 0 | 0 | 0 | 0 | 0 | 0 | 0 | 0 | 0 | 0
0 | 0 | 0 | 0 | 0 | 0 | 0 | 0 | 0 | 0 | 0 | 0 | 0 | 0 | 0 | 0 | 0 | 0 | 0 | 0 | 0
0 | 0 | 0 | 0 | 0 | 0 | 0 | 0 | 0 | 0 | 0 | 0 | 0 | 0 | 0 | 0 | 0 | 0 | 0 | 0 | 0
0 | 0 | 0 | 0 | 0 | 0 | 0 | 0 | 0 | 0 | 0 | 0 | 0 | 0 | 0 | 0 | 0 | 0 | 0 | 0 | 0
0 | 0 | 0 | 0 | 0 | 0 | 0 | 0 | 0 | 0 | 0 | 0 | 0 | 0 | 0 | 0 | 0 | 0 | 0 | 0 | 0
0 | 0 | 0 | 0 | 0 | 0 | 0 | 0 | 0 | 0 | 0 | 0 | 0 | 0 | 0 | 0 | 0 | 0 | 0 | 0 | 0
0 | 0 | 0 | 0 | 0 | 0 | 0 | 0 | 0 | 0 | 0 | 0 | 0 | 0 | 0 | 0 | 0 | 0 | 0 | 0 | 0
0 | 0 | 0 | 0 | 0 | 0 | 0 | 0 | 0 | 0 | 0 | 0 | 0 | 0 | 0 | 0 | 0 | 0 | 0 | 0 | 0
0 | 0 | 0 | 0 | 0 | 0 | 0 | 0 | 0 | 0 | 0 | 0 | 0 | 0 | 0 | 0 | 0 | 0 | 0 | 0 | 0
0 | 0 | 0 | 0 | 0 | 0 | 0 | 0 | 0 | 0 | 0 | 0 | 0 | 0 | 0 | 0 | 0 | 0 | 0 | 0 | 0
0 | 0 | 0 | 0 | 0 | 0 | 0 | 0 | 0 | 0 | 0 | 0 | 0 | 0 | 0 | 0 | 0 | 0 | 0 | 0 | 0
0 | 0 | 0 | 0 | 0 | 0 | 0 | 0 | 0 | 0 | 0 | 0 | 0 | 0 | 0 | 0 | 0 | 0 | 0 | 0 | 0
0 | 0 | 0 | 0 | 0 | 0 | 0 | 0 | 0 | 0 | 0 | 0 | 0 | 0 | 0 | 0 | 0 | 0 | 0 | 0 | 0
0 | 0 | 0 | 0 | 0 | 0 | 0 | 0 | 0 | 0 | 0 | 0 | 0 | 0 | 0 | 0 | 0 | 0 | 0 | 0 | 0
0 | 0 | 0 | 0 | 0 | 0 | 0 | 0 | 0 | 0 | 0 | 0 | 0 | 0 | 0 | 0 | 0 | 0 | 0 | 0 | 0
0 | 0 | 0 | 0 | 0 | 0 | 0 | 0 | 0 | 0 | 0 | 0 | 0 | 0 | 0 | 0 | 0 | 0 | 0 | 0 | 0
0 | 0 | 0 | 0 | 0 | 0 | 0 | 0 | 0 | 0 | 0 | 0 | 0 | 0 | 0 | 0 | 0 | 0 | 0 | 0 | 0
0 | 0 | 0 | 0 | 0 | 0 | 0 | 0 | 0 | 0 | 0 | 0 | 0 | 0 | 0 | 0 | 0 | 0 | 0 | 0 | 0
0 | 0 | 0 | 0 | 0 | 0 | 0 | 0 | 0 | 0 | 0 | 0 | 0 | 0 | 0 | 0 | 0 | 0 | 0 | 0 | 0
0 | 0 | 0 | 0 | 0 | 0 | 0 | 0 | 0 | 0 | 0 | 0 | 0 | 0 | 0 | 0 | 0 | 0 | 0 | 0 | 0
0 | 0 | 0 | 0 | 0 | 0 | 0 | 0 | 0 | 0 | 0 | 0 | 0 | 0 | 0 | 0 | 0 | 0 | 0 | 0 | 0
0 | 0 | 0 | 0 | 0 | 0 | 0 | 0 | 0 | 0 | 0 | 0 | 0 | 0 | 0 | 0 | 0 | 0 | 0 | 0 | 0
0 | 0 | 0 | 0 | 0 | 0 | 0 | 0 | 0 | 0 | 0 | 0 | 0 | 0 | 0 | 0 | 0 | 0 | 0 | 0 | 0
0 | 0 | 0 | 0 | 0 | 0 | 0 | 0 | 0 | 0 | 0 | 0 | 0 | 0 | 0 | 0 | 0 | 0 | 0 | 0 | 0
0 | 0 | 0 | 0 | 0 | 0 | 0 | 0 | 0 | 0 | 0 | 0 | 0 | 0 | 0 | 0 | 0 | 0 | 0 | 0 | 0
0 | 0 | 0 | 0 | 0 | 0 | 0 | 0 | 0 | 0 | 0 | 0 | 0 | 0 | 0 | 0 | 0 | 0 | 0 | 0 | 0
0 | 0 | 0 | 0 | 0 | 0 | 0 | 0 | 0 | 0 | 0 | 0 | 0 | 0 | 0 | 0 | 0 | 0 | 0 | 0 | 0
0 | 0 | 0 | 0 | 0 | 0 | 0 | 0 | 0 | 0 | 0 | 0 | 0 | 0 | 0 | 0 | 0 | 0 | 0 | 0 | 0
0 | 0 | 0 | 0 | 0 | 0 | 0 | 0 | 0 | 0 | 0 | 0 | 0 | 0 | 0 | 0 | 0 | 0 | 0 | 0 | 0
0 | 0 | 0 | 0 | 0 | 0 | 0 | 0 | 0 | 0 | 0 | 0 | 0 | 0 | 0 | 0 | 0 | 0 | 0 | 0 | 0
0 | 0 | 0 | 0 | 0 | 0 | 0 | 0 | 0 | 0 | 0 | 0 | 0 | 0 | 0 | 0 | 0 | 0 | 0 | 0 | 0
0 | 0 | 0 | 0 | 0 | 0 | 0 | 0 | 0 | 0 | 0 | 0 | 0 | 0 | 0 | 0 | 0 | 0 | 0 | 0 | 0
0 | 0 | 0 | 0 | 0 | 0 | 0 | 0 | 0 | 0 | 0 | 0 | 0 | 0 | 0 | 0 | 0 | 0 | 0 | 0 | 0
0 | 0 | 0 | 0 | 0 | 0 | 0 | 0 | 0 | 0 | 0 | 0 | 0 | 0 | 0 | 0 | 0 | 0 | 0 | 0 | 0
0 | 0 | 0 | 0 | 0 | 0 | 0 | 0 | 0 | 0 | 0 | 0 | 0 | 0 | 0 | 0 | 0 | 0 | 0 | 0 | 0
0 | 0 | 0 | 0 | 0 | 0 | 0 | 0 | 0 | 0 | 0 | 0 | 0 | 0 | 0 | 0 | 0 | 0 | 0 | 0 | 0
0 | 0 | 0 | 0 | 0 | 0 | 0 | 0 | 0 | 0 | 0 | 0 | 0 | 0 | 0 | 0 | 0 | 0 | 0 | 0 | 0
0 | 0 | 0 | 0 | 0 | 0 | 0 | 0 | 0 | 0 | 0 | 0 | 0 | 0 | 0 | 0 | 0 | 0 | 0 | 0 | 0
0 | 0 | 0 | 0 | 0 | 0 | 0 | 0 | 0 | 0 | 0 | 0 | 0 | 0 | 0 | 0 | 0 | 0 | 0 | 0 | 0
0 | 0 | 0 | 0 | 0 | 0 | 0 | 0 | 0 | 0 | 0 | 0 | 0 | 0 | 0 | 0 | 0 | 0 | 0 | 0 | 0
0 | 0 | 0 | 0 | 0 | 0 | 0 | 0 | 0 | 0 | 0 | 0 | 0 | 0 | 0 | 0 | 0 | 0 | 0 | 0 | 0
0 | 0 | 0 | 0 | 0 | 0 | 0 | 0 | 0 | 0 | 0 | 0 | 0 | 0 | 0 | 0 | 0 | 0 | 0 | 0 | 0
0 | 0 | 0 | 0 | 0 | 0 | 0 | 0 | 0 | 0 | 0 | 0 | 0 | 0 | 0 | 0 | 0 | 0 | 0 | 0 | 0
0 | 0 | 0 | 0 | 0 | 0 | 0 | 0 | 0 | 0 | 0 | 0 | 0 | 0 | 0 | 0 | 0 | 0 | 0 | 0 | 0
0 | 0 | 0 | 0 | 0 | 0 | 0 | 0 | 0 | 0 | 0 | 0 | 0 | 0 | 0 | 0 | 0 | 0 | 0 | 0 | 0
0 | 0 | 0 | 0 | 0 | 0 | 0 | 0 | 0 | 0 | 0 | 0 | 0 | 0 | 0 | 0 | 0 | 0 | 0 | 0 | 0
0 | 0 | 0 | 0 | 0 | 0 | 0 | 0 | 0 | 0 | 0 | 0 | 0 | 0 | 0 | 0 | 0 | 0 | 0 | 0 | 0
0 | 0 | 0 | 0 | 0 | 0 | 0 | 0 | 0 | 0 | 0 | 0 | 0 | 0 | 0 | 0 | 0 | 0 | 0 | 0 | 0
0 | 0 | 0 | 0 | 0 | 0 | 0 | 0 | 0 | 0 | 0 | 0 | 0 | 0 | 0 | 0 | 0 | 0 | 0 | 0 | 0
0 | 0 | 0 | 0 | 0 | 0 | 0 | 0 | 0 | 0 | 0 | 0 | 0 | 0 | 0 | 0 | 0 | 0 | 0 | 0 | 0
0 | 0 | 0 | 0 | 0 | 0 | 0 | 0 | 0 | 0 | 0 | 0 | 0 | 0 | 0 | 0 | 0 | 0 | 0 | 0 | 0
0 | 0 | 0 | 0 | 0 | 0 | 0 | 0 | 0 | 0 | 0 | 0 | 0 | 0 | 0 | 0 | 0 | 0 | 0 | 0 | 0
0 | 0 | 0 | 0 | 0 | 0 | 0 | 0 | 0 | 0 | 0 | 0 | 0 | 0 | 0 | 0 | 0 | 0 | 0 | 0 | 0
0 | 0 | 0 | 0 | 0 | 0 | 0 | 0 | 0 | 0 | 0 | 0 | 0 | 0 | 0 | 0 | 0 | 0 | 0 | 0 | 0
0 | 0 | 0 | 0 | 0 | 0 | 0 | 0 | 0 | 0 | 0 | 0 | 0 | 0 | 0 | 0 | 0 | 0 | 0 | 0 | 0
0 | 0 | 0 | 0 | 0 | 0 | 0 | 0 | 0 | 0 | 0 | 0 | 0 | 0 | 0 | 0 | 0 | 0 | 0 | 0 | 0
0 | 0 | 0 | 0 | 0 | 0 | 0 | 0 | 0 | 0 | 0 | 0 | 0 | 0 | 0 | 0 | 0 | 0 | 0 | 0 | 0
0 | 0 | 0 | 0 | 0 | 0 | 0 | 0 | 0 | 0 | 0 | 0 | 0 | 0 | 0 | 0 | 0 | 0 | 0 | 0 | 0
0 | 0 | 0 | 0 | 0 | 0 | 0 | 0 | 0 | 0 | 0 | 0 | 0 | 0 | 0 | 0 | 0 | 0 | 0 | 0 | 0
0 | 0 | 0 | 0 | 0 | 0 | 0 | 0 | 0 | 0 | 0 | 0 | 0 | 0 | 0 | 0 | 0 | 0 | 0 | 0 | 0
0 | 0 | 0 | 0 | 0 | 0 | 0 | 0 | 0 | 0 | 0 | 0 | 0 | 0 | 0 | 0 | 0 | 0 | 0 | 0 | 0
0 | 0 | 0 | 0 | 0 | 0 | 0 | 0 | 0 | 0 | 0 | 0 | 0 | 0 | 0 | 0 | 0 | 0 | 0 | 0 | 0
0 | 0 | 0 | 0 | 0 | 0 | 0 | 0 | 0 | 0 | 0 | 0 | 0 | 0 | 0 | 0 | 0 | 0 | 0 | 0 | 0
0 | 0 | 0 | 0 | 0 | 0 | 0 | 0 | 0 | 0 | 0 | 0 | 0 | 0 | 0 | 0 | 0 | 0 | 0 | 0 | 0
0 | 0 | 0 | 0 | 0 | 0 | 0 | 0 | 0 | 0 | 0 | 0 | 0 | 0 | 0 | 0 | 0 | 0 | 0 | 0 | 0
0 | 0 | 0 | 0 | 0 | 0 | 0 | 0 | 0 | 0 | 0 | 0 | 0 | 0 | 0 | 0 | 0 | 0 | 0 | 0 | 0
0 | 0 | 0 | 0 | 0 | 0 | 0 | 0 | 0 | 0 | 0 | 0 | 0 | 0 | 0 | 0 | 0 | 0 | 0 | 0 | 0
0 | 0 | 0 | 0 | 0 | 0 | 0 | 0 | 0 | 0 | 0 | 0 | 0 | 0 | 0 | 0 | 0 | 0 | 0 | 0 | 0
0 | 0 | 0 | 0 | 0 | 0 | 0 | 0 | 0 | 0 | 0 | 0 | 0 | 0 | 0 | 0 | 0 | 0 | 0 | 0 | 0
0 | 0 | 0 | 0 | 0 | 0 | 0 | 0 | 0 | 0 | 0 | 0 | 0 | 0 | 0 | 0 | 0 | 0 | 0 | 0 | 0
0 | 0 | 0 | 0 | 0 | 0 | 0 | 0 | 0 | 0 | 0 | 0 | 0 | 0 | 0 | 0 | 0 | 0 | 0 | 0 | 0
0 | 0 | 0 | 0 | 0 | 0 | 0 | 0 | 0 | 0 | 0 | 0 | 0 | 0 | 0 | 0 | 0 | 0 | 0 | 0 | 0
0 | 0 | 0 | 0 | 0 | 0 | 0 | 0 | 0 | 0 | 0 | 0 | 0 | 0 | 0 | 0 | 0 | 0 | 0 | 0 | 0
0 | 0 | 0 | 0 | 0 | 0 | 0 | 0 | 0 | 0 | 0 | 0 | 0 | 0 | 0 | 0 | 0 | 0 | 0 | 0 | 0
0 | 0 | 0 | 0 | 0 | 0 | 0 | 0 | 0 | 0 | 0 | 0 | 0 | 0 | 0 | 0 | 0 | 0 | 0 | 0 | 0
0 | 0 | 0 | 0 | 0 | 0 | 0 | 0 | 0 | 0 | 0 | 0 | 0 | 0 | 0 | 0 | 0 | 0 | 0 | 0 | 0
0 | 0 | 0 | 0 | 0 | 0 | 0 | 0 | 0 | 0 | 0 | 0 | 0 | 0 | 0 | 0 | 0 | 0 | 0 | 0 | 0
0 | 0 | 0 | 0 | 0 | 0 | 0 | 0 | 0 | 0 | 0 | 0 | 0 | 0 | 0 | 0 | 0 | 0 | 0 | 0 | 0
0 | 0 | 0 | 0 | 0 | 0 | 0 | 0 | 0 | 0 | 0 | 0 | 0 | 0 | 0 | 0 | 0 | 0 | 0 | 0 | 0
0 | 0 | 0 | 0 | 0 | 0 | 0 | 0 | 0 | 0 | 0 | 0 | 0 | 0 | 0 | 0 | 0 | 0 | 0 | 0 | 0
0 | 0 | 0 | 0 | 0 | 0 | 0 | 0 | 0 | 0 | 0 | 0 | 0 | 0 | 0 | 0 | 0 | 0 | 0 | 0 | 0
0 | 0 | 0 | 0 | 0 | 0 | 0 | 0 | 0 | 0 | 0 | 0 | 0 | 0 | 0 | 0 | 0 | 0 | 0 | 0 | 0
0 | 0 | 0 | 0 | 0 | 0 | 0 | 0 | 0 | 0 | 0 | 0 | 0 | 0 | 0 | 0 | 0 | 0 | 0 | 0 | 0
0 | 0 | 0 | 0 | 0 | 0 | 0 | 0 | 0 | 0 | 0 | 0 | 0 | 0 | 0 | 0 | 0 | 0 | 0 | 0 | 0
0 | 0 | 0 | 0 | 0 | 0 | 0 | 0 | 0 | 0 | 0 | 0 | 0 | 0 | 0 | 0 | 0 | 0 | 0 | 0 | 0
0 | 0 | 0 | 0 | 0 | 0 | 0 | 0 | 0 | 0 | 0 | 0 | 0 | 0 | 0 | 0 | 0 | 0 | 0 | 0 | 0
0 | 0 | 0 | 0 | 0 | 0 | 0 | 0 | 0 | 0 | 0 | 0 | 0 | 0 | 0 | 0 | 0 | 0 | 0 | 0 | 0
0 | 0 | 0 | 0 | 0 | 0 | 0 | 0 | 0 | 0 | 0 | 0 | 0 | 0 | 0 | 0 | 0 | 0 | 0 | 0 | 0
0 | 0 | 0 | 0 | 0 | 0 | 0 | 0 | 0 | 0 | 0 | 0 | 0 | 0 | 0 | 0 | 0 | 0 | 0 | 0 | 0
0 | 0 | 0 | 0 | 0 | 0 | 0 | 0 | 0 | 0 | 0 | 0 | 0 | 0 | 0 | 0 | 0 | 0 | 0 | 0 | 0
0 | 0 | 0 | 0 | 0 | 0 | 0 | 0 | 0 | 0 | 0 | 0 | 0 | 0 | 0 | 0 | 0 | 0 | 0 | 0 | 0
0 | 0 | 0 | 0 | 0 | 0 | 0 | 0 | 0 | 0 | 0 | 0 | 0 | 0 | 0 | 0 | 0 | 0 | 0 | 0 | 0
0 | 0 | 0 | 0 | 0 | 0 | 0 | 0 | 0 | 0 | 0 | 0 | 0 | 0 | 0 | 0 | 0 | 0 | 0 | 0 | 0
0 | 0 | 0 | 0 | 0 | 0 | 0 | 0 | 0 | 0 | 0 | 0 | 0 | 0 | 0 | 0 | 0 | 0 | 0 | 0 | 0
0 | 0 | 0 | 0 | 0 | 0 | 0 | 0 | 0 | 0 | 0 | 0 | 0 | 0 | 0 | 0 | 0 | 0 | 0 | 0 | 0
0 | 0 | 0 | 0 | 0 | 0 | 0 | 0 | 0 | 0 | 0 | 0 | 0 | 0 | 0 | 0 | 0 | 0 | 0 | 0 | 0
0 | 0 | 0 | 0 | 0 | 0 | 0 | 0 | 0 | 0 | 0 | 0 | 0 | 0 | 0 | 0 | 0 | 0 | 0 | 0 | 0
0 | 0 | 0 | 0 | 0 | 0 | 0 | 0 | 0 | 0 | 0 | 0 | 0 | 0 | 0 | 0 | 0 | 0 | 0 | 0 | 0
0 | 0 | 0 | 0 | 0 | 0 | 0 | 0 | 0 | 0 | 0 | 0 | 0 | 0 | 0 | 0 | 0 | 0 | 0 | 0 | 0
0 | 0 | 0 | 0 | 0 | 0 | 0 | 0 | 0 | 0 | 0 | 0 | 0 | 0 | 0 | 0 | 0 | 0 | 0 | 0 | 0
0 | 0 | 0 | 0 | 0 | 0 | 0 | 0 | 0 | 0 | 0 | 0 | 0 | 0 | 0 | 0 | 0 | 0 | 0 | 0 | 0
0 | 0 | 0 | 0 | 0 | 0 | 0 | 0 | 0 | 0 | 0 | 0 | 0 | 0 | 0 | 0 | 0 | 0 | 0 | 0 | 0
0 | 0 | 0 | 0 | 0 | 0 | 0 | 0 | 0 | 0 | 0 | 0 | 0 | 0 | 0 | 0 | 0 | 0 | 0 | 0 | 0
0 | 0 | 0 | 0 | 0 | 0 | 0 | 0 | 0 | 0 | 0 | 0 | 0 | 0 | 0 | 0 | 0 | 0 | 0 | 0 | 0
0 | 0 | 0 | 0 | 0 | 0 | 0 | 0 | 0 | 0 | 0 | 0 | 0 | 0 | 0 | 0 | 0 | 0 | 0 | 0 | 0
0 | 0 | 0 | 0 | 0 | 0 | 0 | 0 | 0 | 0 | 0 | 0 | 0 | 0 | 0 | 0 | 0 | 0 | 0 | 0 | 0
0 | 0 | 0 | 0 | 0 | 0 | 0 | 0 | 0 | 0 | 0 | 0 | 0 | 0 | 0 | 0 | 0 | 0 | 0 | 0 | 0
0 | 0 | 0 | 0 | 0 | 0 | 0 | 0 | 0 | 0 | 0 | 0 | 0 | 0 | 0 | 0 | 0 | 0 | 0 | 0 | 0
0 | 0 | 0 | 0 | 0 | 0 | 0 | 0 | 0 | 0 | 0 | 0 | 0 | 0 | 0 | 0 | 0 | 0 | 0 | 0 | 0
0 | 0 | 0 | 0 | 0 | 0 | 0 | 0 | 0 | 0 | 0 | 0 | 0 | 0 | 0 | 0 | 0 | 0 | 0 | 0 | 0
0 | 0 | 0 | 0 | 0 | 0 | 0 | 0 | 0 | 0 | 0 | 0 | 0 | 0 | 0 | 0 | 0 | 0 | 0 | 0 | 0
0 | 0 | 0 | 0 | 0 | 0 | 0 | 0 | 0 | 0 | 0 | 0 | 0 | 0 | 0 | 0 | 0 | 0 | 0 | 0 | 0
0 | 0 | 0 | 0 | 0 | 0 | 0 | 0 | 0 | 0 | 0 | 0 | 0 | 0 | 0 | 0 | 0 | 0 | 0 | 0 | 0
0 | 0 | 0 | 0 | 0 | 0 | 0 | 0 | 0 | 0 | 0 | 0 | 0 | 0 | 0 | 0 | 0 | 0 | 0 | 0 | 0
0 | 0 | 0 | 0 | 0 | 0 | 0 | 0 | 0 | 0 | 0 | 0 | 0 | 0 | 0 | 0 | 0 | 0 | 0 | 0 | 0
0 | 0 | 0 | 0 | 0 | 0 | 0 | 0 | 0 | 0 | 0 | 0 | 0 | 0 | 0 | 0 | 0 | 0 | 0 | 0 | 0
0 | 0 | 0 | 0 | 0 | 0 | 0 | 0 | 0 | 0 | 0 | 0 | 0 | 0 | 0 | 0 | 0 | 0 | 0 | 0 | 0
0 | 0 | 0 | 0 | 0 | 0 | 0 | 0 | 0 | 0 | 0 | 0 | 0 | 0 | 0 | 0 | 0 | 0 | 0 | 0 | 0
0 | 0 | 0 | 0 | 0 | 0 | 0 | 0 | 0 | 0 | 0 | 0 | 0 | 0 | 0 | 0 | 0 | 0 | 0 | 0 | 0
0 | 0 | 0 | 0 | 0 | 0 | 0 | 0 | 0 | 0 | 0 | 0 | 0 | 0 | 0 | 0 | 0 | 0 | 0 | 0 | 0
0 | 0 | 0 | 0 | 0 | 0 | 0 | 0 | 0 | 0 | 0 | 0 | 0 | 0 | 0 | 0 | 0 | 0 | 0 | 0 | 0
0 | 0 | 0 | 0 | 0 | 0 | 0 | 0 | 0 | 0 | 0 | 0 | 0 | 0 | 0 | 0 | 0 | 0 | 0 | 0 | 0
0 | 0 | 0 | 0 | 0 | 0 | 0 | 0 | 0 | 0 | 0 | 0 | 0 | 0 | 0 | 0 | 0 | 0 | 0 | 0 | 0
0 | 0 | 0 | 0 | 0 | 0 | 0 | 0 | 0 | 0 | 0 | 0 | 0 | 0 | 0 | 0 | 0 | 0 | 0 | 0 | 0
0 | 0 | 0 | 0 | 0 | 0 | 0 | 0 | 0 | 0 | 0 | 0 | 0 | 0 | 0 | 0 | 0 | 0 | 0 | 0 | 0
0 | 0 | 0 | 0 | 0 | 0 | 0 | 0 | 0 | 0 | 0 | 0 | 0 | 0 | 0 | 0 | 0 | 0 | 0 | 0 | 0
0 | 0 | 0 | 0 | 0 | 0 | 0 | 0 | 0 | 0 | 0 | 0 | 0 | 0 | 0 | 0 | 0 | 0 | 0 | 0 | 0
0 | 0 | 0 | 0 | 0 | 0 | 0 | 0 | 0 | 0 | 0 | 0 | 0 | 0 | 0 | 0 | 0 | 0 | 0 | 0 | 0
0 | 0 | 0 | 0 | 0 | 0 | 0 | 0 | 0 | 0 | 0 | 0 | 0 | 0 | 0 | 0 | 0 | 0 | 0 | 0 | 0
0 | 0 | 0 | 0 | 0 | 0 | 0 | 0 | 0 | 0 | 0 | 0 | 0 | 0 | 0 | 0 | 0 | 0 | 0 | 0 | 0
0 | 0 | 0 | 0 | 0 | 0 | 0 | 0 | 0 | 0 | 0 | 0 | 0 | 0 | 0 | 0 | 0 | 0 | 0 | 0 | 0
0 | 0 | 0 | 0 | 0 | 0 | 0 | 0 | 0 | 0 | 0 | 0 | 0 | 0 | 0 | 0 | 0 | 0 | 0 | 0 | 0
0 | 0 | 0 | 0 | 0 | 0 | 0 | 0 | 0 | 0 | 0 | 0 | 0 | 0 | 0 | 0 | 0 | 0 | 0 | 0 | 0
0 | 0 | 0 | 0 | 0 | 0 | 0 | 0 | 0 | 0 | 0 | 0 | 0 | 0 | 0 | 0 | 0 | 0 | 0 | 0 | 0
0 | 0 | 0 | 0 | 0 | 0 | 0 | 0 | 0 | 0 | 0 | 0 | 0 | 0 | 0 | 0 | 0 | 0 | 0 | 0 | 0
0 | 0 | 0 | 0 | 0 | 0 | 0 | 0 | 0 | 0 | 0 | 0 | 0 | 0 | 0 | 0 | 0 | 0 | 0 | 0 | 0
0 | 0 | 0 | 0 | 0 | 0 | 0 | 0 | 0 | 0 | 0 | 0 | 0 | 0 | 0 | 0 | 0 | 0 | 0 | 0 | 0
0 | 0 | 0 | 0 | 0 | 0 | 0 | 0 | 0 | 0 | 0 | 0 | 0 | 0 | 0 | 0 | 0 | 0 | 0 | 0 | 0
0 | 0 | 0 | 0 | 0 | 0 | 0 | 0 | 0 | 0 | 0 | 0 | 0 | 0 | 0 | 0 | 0 | 0 | 0 | 0 | 0
0 | 0 | 0 | 0 | 0 | 0 | 0 | 0 | 0 | 0 | 0 | 0 | 0 | 0 | 0 | 0 | 0 | 0 | 0 | 0 | 0
0 | 0 | 0 | 0 | 0 | 0 | 0 | 0 | 0 | 0 | 0 | 0 | 0 | 0 | 0 | 0 | 0 | 0 | 0 | 0 | 0
0 | 0 | 0 | 0 | 0 | 0 | 0 | 0 | 0 | 0 | 0 | 0 | 0 | 0 | 0 | 0 | 0 | 0 | 0 | 0 | 0
0 | 0 | 0 | 0 | 0 | 0 | 0 | 0 | 0 | 0 | 0 | 0 | 0 | 0 | 0 | 0 | 0 | 0 | 0 | 0 | 0
0 | 0 | 0 | 0 | 0 | 0 | 0 | 0 | 0 | 0 | 0 | 0 | 0 | 0 | 0 | 0 | 0 | 0 | 0 | 0 | 0
0 | 0 | 0 | 0 | 0 | 0 | 0 | 0 | 0 | 0 | 0 | 0 | 0 | 0 | 0 | 0 | 0 | 0 | 0 | 0 | 0
0 | 0 | 0 | 0 | 0 | 0 | 0 | 0 | 0 | 0 | 0 | 0 | 0 | 0 | 0 | 0 | 0 | 0 | 0 | 0 | 0
0 | 0 | 0 | 0 | 0 | 0 | 0 | 0 | 0 | 0 | 0 | 0 | 0 | 0 | 0 | 0 | 0 | 0 | 0 | 0 | 0
0 | 0 | 0 | 0 | 0 | 0 | 0 | 0 | 0 | 0 | 0 | 0 | 0 | 0 | 0 | 0 | 0 | 0 | 0 | 0 | 0
0 | 0 | 0 | 0 | 0 | 0 | 0 | 0 | 0 | 0 | 0 | 0 | 0 | 0 | 0 | 0 | 0 | 0 | 0 | 0 | 0
0 | 0 | 0 | 0 | 0 | 0 | 0 | 0 | 0 | 0 | 0 | 0 | 0 | 0 | 0 | 0 | 0 | 0 | 0 | 0 | 0
0 | 0 | 0 | 0 | 0 | 0 | 0 | 0 | 0 | 0 | 0 | 0 | 0 | 0 | 0 | 0 | 0 | 0 | 0 | 0 | 0
0 | 0 | 0 | 0 | 0 | 0 | 0 | 0 | 0 | 0 | 0 | 0 | 0 | 0 | 0 | 0 | 0 | 0 | 0 | 0 | 0
0 | 0 | 0 | 0 | 0 | 0 | 0 | 0 | 0 | 0 | 0 | 0 | 0 | 0 | 0 | 0 | 0 | 0 | 0 | 0 | 0
0 | 0 | 0 | 0 | 0 | 0 | 0 | 0 | 0 | 0 | 0 | 0 | 0 | 0 | 0 | 0 | 0 | 0 | 0 | 0 | 0
0 | 0 | 0 | 0 | 0 | 0 | 0 | 0 | 0 | 0 | 0 | 0 | 0 | 0 | 0 | 0 | 0 | 0 | 0 | 0 | 0
0 | 0 | 0 | 0 | 0 | 0 | 0 | 0 | 0 | 0 | 0 | 0 | 0 | 0 | 0 | 0 | 0 | 0 | 0 | 0 | 0
0 | 0 | 0 | 0 | 0 | 0 | 0 | 0 | 0 | 0 | 0 | 0 | 0 | 0 | 0 | 0 | 0 | 0 | 0 | 0 | 0
0 | 0 | 0 | 0 | 0 | 0 | 0 | 0 | 0 | 0 | 0 | 0 | 0 | 0 | 0 | 0 | 0 | 0 | 0 | 0 | 0
0 | 0 | 0 | 0 | 0 | 0 | 0 | 0 | 0 | 0 | 0 | 0 | 0 | 0 | 0 | 0 | 0 | 0 | 0 | 0 | 0
0 | 0 | 0 | 0 | 0 | 0 | 0 | 0 | 0 | 0 | 0 | 0 | 0 | 0 | 0 | 0 | 0 | 0 | 0 | 0 | 0
0 | 0 | 0 | 0 | 0 | 0 | 0 | 0 | 0 | 0 | 0 | 0 | 0 | 0 | 0 | 0 | 0 | 0 | 0 | 0 | 0
0 | 0 | 0 | 0 | 0 | 0 | 0 | 0 | 0 | 0 | 0 | 0 | 0 | 0 | 0 | 0 | 0 | 0 | 0 | 0 | 0
0 | 0 | 0 | 0 | 0 | 0 | 0 | 0 | 0 | 0 | 0 | 0 | 0 | 0 | 0 | 0 | 0 | 0 | 0 | 0 | 0
0 | 0 | 0 | 0 | 0 | 0 | 0 | 0 | 0 | 0 | 0 | 0 | 0 | 0 | 0 | 0 | 0 | 0 | 0 | 0 | 0
0 | 0 | 0 | 0 | 0 | 0 | 0 | 0 | 0 | 0 | 0 | 0 | 0 | 0 | 0 | 0 | 0 | 0 | 0 | 0 | 0
0 | 0 | 0 | 0 | 0 | 0 | 0 | 0 | 0 | 0 | 0 | 0 | 0 | 0 | 0 | 0 | 0 | 0 | 0 | 0 | 0
0 | 0 | 0 | 0 | 0 | 0 | 0 | 0 | 0 | 0 | 0 | 0 | 0 | 0 | 0 | 0 | 0 | 0 | 0 | 0 | 0
0 | 0 | 0 | 0 | 0 | 0 | 0 | 0 | 0 | 0 | 0 | 0 | 0 | 0 | 0 | 0 | 0 | 0 | 0 | 0 | 0
0 | 0 | 0 | 0 | 0 | 0 | 0 | 0 | 0 | 0 | 0 | 0 | 0 | 0 | 0 | 0 | 0 | 0 | 0 | 0 | 0
0 | 0 | 0 | 0 | 0 | 0 | 0 | 0 | 0 | 0 | 0 | 0 | 0 | 0 | 0 | 0 | 0 | 0 | 0 | 0 | 0
0 | 0 | 0 | 0 | 0 | 0 | 0 | 0 | 0 | 0 | 0 | 0 | 0 | 0 | 0 | 0 | 0 | 0 | 0 | 0 | 0
0 | 0 | 0 | 0 | 0 | 0 | 0 | 0 | 0 | 0 | 0 | 0 | 0 | 0 | 0 | 0 | 0 | 0 | 0 | 0 | 0
0 | 0 | 0 | 0 | 0 | 0 | 0 | 0 | 0 | 0 | 0 | 0 | 0 | 0 | 0 | 0 | 0 | 0 | 0 | 0 | 0
0 | 0 | 0 | 0 | 0 | 0 | 0 | 0 | 0 | 0 | 0 | 0 | 0 | 0 | 0 | 0 | 0 | 0 | 0 | 0 | 0
0 | 0 | 0 | 0 | 0 | 0 | 0 | 0 | 0 | 0 | 0 | 0 | 0 | 0 | 0 | 0 | 0 | 0 | 0 | 0 | 0
0 | 0 | 0 | 0 | 0 | 0 | 0 | 0 | 0 | 0 | 0 | 0 | 0 | 0 | 0 | 0 | 0 | 0 | 0 | 0 | 0
0 | 0 | 0 | 0 | 0 | 0 | 0 | 0 | 0 | 0 | 0 | 0 | 0 | 0 | 0 | 0 | 0 | 0 | 0 | 0 | 0
0 | 0 | 0 | 0 | 0 | 0 | 0 | 0 | 0 | 0 | 0 | 0 | 0 | 0 | 0 | 0 | 0 | 0 | 0 | 0 | 0
0 | 0 | 0 | 0 | 0 | 0 | 0 | 0 | 0 | 0 | 0 | 0 | 0 | 0 | 0 | 0 | 0 | 0 | 0 | 0 | 0
0 | 0 | 0 | 0 | 0 | 0 | 0 | 0 | 0 | 0 | 0 | 0 | 0 | 0 | 0 | 0 | 0 | 0 | 0 | 0 | 0
0 | 0 | 0 | 0 | 0 | 0 | 0 | 0 | 0 | 0 | 0 | 0 | 0 | 0 | 0 | 0 | 0 | 0 | 0 | 0 | 0
0 | 0 | 0 | 0 | 0 | 0 | 0 | 0 | 0 | 0 | 0 | 0 | 0 | 0 | 0 | 0 | 0 | 0 | 0 | 0 | 0
0 | 0 | 0 | 0 | 0 | 0 | 0 | 0 | 0 | 0 | 0 | 0 | 0 | 0 | 0 | 0 | 0 | 0 | 0 | 0 | 0
0 | 0 | 0 | 0 | 0 | 0 | 0 | 0 | 0 | 0 | 0 | 0 | 0 | 0 | 0 | 0 | 0 | 0 | 0 | 0 | 0
0 | 0 | 0 | 0 | 0 | 0 | 0 | 0 | 0 | 0 | 0 | 0 | 0 | 0 | 0 | 0 | 0 | 0 | 0 | 0 | 0
0 | 0 | 0 | 0 | 0 | 0 | 0 | 0 | 0 | 0 | 0 | 0 | 0 | 0 | 0 | 0 | 0 | 0 | 0 | 0 | 0
0 | 0 | 0 | 0 | 0 | 0 | 0 | 0 | 0 | 0 | 0 | 0 | 0 | 0 | 0 | 0 | 0 | 0 | 0 | 0 | 0
0 | 0 | 0 | 0 | 0 | 0 | 0 | 0 | 0 | 0 | 0 | 0 | 0 | 0 | 0 | 0 | 0 | 0 | 0 | 0 | 0
0 | 0 | 0 | 0 | 0 | 0 | 0 | 0 | 0 | 0 | 0 | 0 | 0 | 0 | 0 | 0 | 0 | 0 | 0 | 0 | 0
0 | 0 | 0 | 0 | 0 | 0 | 0 | 0 | 0 | 0 | 0 | 0 | 0 | 0 | 0 | 0 | 0 | 0 | 0 | 0 | 0
0 | 0 | 0 | 0 | 0 | 0 | 0 | 0 | 0 | 0 | 0 | 0 | 0 | 0 | 0 | 0 | 0 | 0 | 0 | 0 | 0
0 | 0 | 0 | 0 | 0 | 0 | 0 | 0 | 0 | 0 | 0 | 0 | 0 | 0 | 0 | 0 | 0 | 0 | 0 | 0 | 0
0 | 0 | 0 | 0 | 0 | 0 | 0 | 0 | 0 | 0 | 0 | 0 | 0 | 0 | 0 | 0 | 0 | 0 | 0 | 0 | 0
0 | 0 | 0 | 0 | 0 | 0 | 0 | 0 | 0 | 0 | 0 | 0 | 0 | 0 | 0 | 0 | 0 | 0 | 0 | 0 | 0
0 | 0 | 0 | 0 | 0 | 0 | 0 | 0 | 0 | 0 | 0 | 0 | 0 | 0 | 0 | 0 | 0 | 0 | 0 | 0 | 0
0 | 0 | 0 | 0 | 0 | 0 | 0 | 0 | 0 | 0 | 0 | 0 | 0 | 0 | 0 | 0 | 0 | 0 | 0 | 0 | 0
0 | 0 | 0 | 0 | 0 | 0 | 0 | 0 | 0 | 0 | 0 | 0 | 0 | 0 | 0 | 0 | 0 | 0 | 0 | 0 | 0
0 | 0 | 0 | 0 | 0 | 0 | 0 | 0 | 0 | 0 | 0 | 0 | 0 | 0 | 0 | 0 | 0 | 0 | 0 | 0 | 0
0 | 0 | 0 | 0 | 0 | 0 | 0 | 0 | 0 | 0 | 0 | 0 | 0 | 0 | 0 | 0 | 0 | 0 | 0 | 0 | 0
0 | 0 | 0 | 0 | 0 | 0 | 0 | 0 | 0 | 0 | 0 | 0 | 0 | 0 | 0 | 0 | 0 | 0 | 0 | 0 | 0
0 | 0 | 0 | 0 | 0 | 0 | 0 | 0 | 0 | 0 | 0 | 0 | 0 | 0 | 0 | 0 | 0 | 0 | 0 | 0 | 0
0 | 0 | 0 | 0 | 0 | 0 | 0 | 0 | 0 | 0 | 0 | 0 | 0 | 0 | 0 | 0 | 0 | 0 | 0 | 0 | 0
0 | 0 | 0 | 0 | 0 | 0 | 0 | 0 | 0 | 0 | 0 | 0 | 0 | 0 | 0 | 0 | 0 | 0 | 0 | 0 | 0
0 | 0 | 0 | 0 | 0 | 0 | 0 | 0 | 0 | 0 | 0 | 0 | 0 | 0 | 0 | 0 | 0 | 0 | 0 | 0 | 0
0 | 0 | 0 | 0 | 0 | 0 | 0 | 0 | 0 | 0 | 0 | 0 | 0 | 0 | 0 | 0 | 0 | 0 | 0 | 0 | 0
0 | 0 | 0 | 0 | 0 | 0 | 0 | 0 | 0 | 0 | 0 | 0 | 0 | 0 | 0 | 0 | 0 | 0 | 0 | 0 | 0
0 | 0 | 0 | 0 | 0 | 0 | 0 | 0 | 0 | 0 | 0 | 0 | 0 | 0 | 0 | 0 | 0 | 0 | 0 | 0 | 0
0 | 0 | 0 | 0 | 0 | 0 | 0 | 0 | 0 | 0 | 0 | 0 | 0 | 0 | 0 | 0 | 0 | 0 | 0 | 0 | 0
0 | 0 | 0 | 0 | 0 | 0 | 0 | 0 | 0 | 0 | 0 | 0 | 0 | 0 | 0 | 0 | 0 | 0 | 0 | 0 | 0
0 | 0 | 0 | 0 | 0 | 0 | 0 | 0 | 0 | 0 | 0 | 0 | 0 | 0 | 0 | 0 | 0 | 0 | 0 | 0 | 0
0 | 0 | 0 | 0 | 0 | 0 | 0 | 0 | 0 | 0 | 0 | 0 | 0 | 0 | 0 | 0 | 0 | 0 | 0 | 0 | 0
0 | 0 | 0 | 0 | 0 | 0 | 0 | 0 | 0 | 0 | 0 | 0 | 0 | 0 | 0 | 0 | 0 | 0 | 0 | 0 | 0
0 | 0 | 0 | 0 | 0 | 0 | 0 | 0 | 0 | 0 | 0 | 0 | 0 | 0 | 0 | 0 | 0 | 0 | 0 | 0 | 0
0 | 0 | 0 | 0 | 0 | 0 | 0 | 0 | 0 | 0 | 0 | 0 | 0 | 0 | 0 | 0 | 0 | 0 | 0 | 0 | 0
0 | 0 | 0 | 0 | 0 | 0 | 0 | 0 | 0 | 0 | 0 | 0 | 0 | 0 | 0 | 0 | 0 | 0 | 0 | 0 | 0
0 | 0 | 0 | 0 | 0 | 0 | 0 | 0 | 0 | 0 | 0 | 0 | 0 | 0 | 0 | 0 | 0 | 0 | 0 | 0 | 0
0 | 0 | 0 | 0 | 0 | 0 | 0 | 0 | 0 | 0 | 0 | 0 | 0 | 0 | 0 | 0 | 0 | 0 | 0 | 0 | 0
0 | 0 | 0 | 0 | 0 | 0 | 0 | 0 | 0 | 0 | 0 | 0 | 0 | 0 | 0 | 0 | 0 | 0 | 0 | 0 | 0
0 | 0 | 0 | 0 | 0 | 0 | 0 | 0 | 0 | 0 | 0 | 0 | 0 | 0 | 0 | 0 | 0 | 0 | 0 | 0 | 0
0 | 0 | 0 | 0 | 0 | 0 | 0 | 0 | 0 | 0 | 0 | 0 | 0 | 0 | 0 | 0 | 0 | 0 | 0 | 0 | 0
0 | 0 | 0 | 0 | 0 | 0 | 0 | 0 | 0 | 0 | 0 | 0 | 0 | 0 | 0 | 0 | 0 | 0 | 0 | 0 | 0
0 | 0 | 0 | 0 | 0 | 0 | 0 | 0 | 0 | 0 | 0 | 0 | 0 | 0 | 0 | 0 | 0 | 0 | 0 | 0 | 0
0 | 0 | 0 | 0 | 0 | 0 | 0 | 0 | 0 | 0 | 0 | 0 | 0 | 0 | 0 | 0 | 0 | 0 | 0 | 0 | 0
0 | 0 | 0 | 0 | 0 | 0 | 0 | 0 | 0 | 0 | 0 | 0 | 0 | 0 | 0 | 0 | 0 | 0 | 0 | 0 | 0
0 | 0 | 0 | 0 | 0 | 0 | 0 | 0 | 0 | 0 | 0 | 0 | 0 | 0 | 0 | 0 | 0 | 0 | 0 | 0 | 0
0 | 0 | 0 | 0 | 0 | 0 | 0 | 0 | 0 | 0 | 0 | 0 | 0 | 0 | 0 | 0 | 0 | 0 | 0 | 0 | 0
0 | 0 | 0 | 0 | 0 | 0 | 0 | 0 | 0 | 0 | 0 | 0 | 0 | 0 | 0 | 0 | 0 | 0 | 0 | 0 | 0
0 | 0 | 0 | 0 | 0 | 0 | 0 | 0 | 0 | 0 | 0 | 0 | 0 | 0 | 0 | 0 | 0 | 0 | 0 | 0 | 0
0 | 0 | 0 | 0 | 0 | 0 | 0 | 0 | 0 | 0 | 0 | 0 | 0 | 0 | 0 | 0 | 0 | 0 | 0 | 0 | 0
0 | 0 | 0 | 0 | 0 | 0 | 0 | 0 | 0 | 0 | 0 | 0 | 0 | 0 | 0 | 0 | 0 | 0 | 0 | 0 | 0
0 | 0 | 0 | 0 | 0 | 0 | 0 | 0 | 0 | 0 | 0 | 0 | 0 | 0 | 0 | 0 | 0 | 0 | 0 | 0 | 0
0 | 0 | 0 | 0 | 0 | 0 | 0 | 0 | 0 | 0 | 0 | 0 | 0 | 0 | 0 | 0 | 0 | 0 | 0 | 0 | 0
0 | 0 | 0 | 0 | 0 | 0 | 0 | 0 | 0 | 0 | 0 | 0 | 0 | 0 | 0 | 0 | 0 | 0 | 0 | 0 | 0
0 | 0 | 0 | 0 | 0 | 0 | 0 | 0 | 0 | 0 | 0 | 0 | 0 | 0 | 0 | 0 | 0 | 0 | 0 | 0 | 0
0 | 0 | 0 | 0 | 0 | 0 | 0 | 0 | 0 | 0 | 0 | 0 | 0 | 0 | 0 | 0 | 0 | 0 | 0 | 0 | 0
0 | 0 | 0 | 0 | 0 | 0 | 0 | 0 | 0 | 0 | 0 | 0 | 0 | 0 | 0 | 0 | 0 | 0 | 0 | 0 | 0
0 | 0 | 0 | 0 | 0 | 0 | 0 | 0 | 0 | 0 | 0 | 0 | 0 | 0 | 0 | 0 | 0 | 0 | 0 | 0 | 0
0 | 0 | 0 | 0 | 0 | 0 | 0 | 0 | 0 | 0 | 0 | 0 | 0 | 0 | 0 | 0 | 0 | 0 | 0 | 0 | 0
0 | 0 | 0 | 0 | 0 | 0 | 0 | 0 | 0 | 0 | 0 | 0 | 0 | 0 | 0 | 0 | 0 | 0 | 0 | 0 | 0
0 | 0 | 0 | 0 | 0 | 0 | 0 | 0 | 0 | 0 | 0 | 0 | 0 | 0 | 0 | 0 | 0 | 0 | 0 | 0 | 0
0 | 0 | 0 | 0 | 0 | 0 | 0 | 0 | 0 | 0 | 0 | 0 | 0 | 0 | 0 | 0 | 0 | 0 | 0 | 0 | 0
0 | 0 | 0 | 0 | 0 | 0 | 0 | 0 | 0 | 0 | 0 | 0 | 0 | 0 | 0 | 0 | 0 | 0 | 0 | 0 | 0
0 | 0 | 0 | 0 | 0 | 0 | 0 | 0 | 0 | 0 | 0 | 0 | 0 | 0 | 0 | 0 | 0 | 0 | 0 | 0 | 0
0 | 0 | 0 | 0 | 0 | 0 | 0 | 0 | 0 | 0 | 0 | 0 | 0 | 0 | 0 | 0 | 0 | 0 | 0 | 0 | 0
0 | 0 | 0 | 0 | 0 | 0 | 0 | 0 | 0 | 0 | 0 | 0 | 0 | 0 | 0 | 0 | 0 | 0 | 0 | 0 | 0
0 | 0 | 0 | 0 | 0 | 0 | 0 | 0 | 0 | 0 | 0 | 0 | 0 | 0 | 0 | 0 | 0 | 0 | 0 | 0 | 0
0 | 0 | 0 | 0 | 0 | 0 | 0 | 0 | 0 | 0 | 0 | 0 | 0 | 0 | 0 | 0 | 0 | 0 | 0 | 0 | 0
0 | 0 | 0 | 0 | 0 | 0 | 0 | 0 | 0 | 0 | 0 | 0 | 0 | 0 | 0 | 0 | 0 | 0 | 0 | 0 | 0
0 | 0 | 0 | 0 | 0 | 0 | 0 | 0 | 0 | 0 | 0 | 0 | 0 | 0 | 0 | 0 | 0 | 0 | 0 | 0 | 0
0 | 0 | 0 | 0 | 0 | 0 | 0 | 0 | 0 | 0 | 0 | 0 | 0 | 0 | 0 | 0 | 0 | 0 | 0 | 0 | 0
0 | 0 | 0 | 0 | 0 | 0 | 0 | 0 | 0 | 0 | 0 | 0 | 0 | 0 | 0 | 0 | 0 | 0 | 0 | 0 | 0
0 | 0 | 0 | 0 | 0 | 0 | 0 | 0 | 0 | 0 | 0 | 0 | 0 | 0 | 0 | 0 | 0 | 0 | 0 | 0 | 0
0 | 0 | 0 | 0 | 0 | 0 | 0 | 0 | 0 | 0 | 0 | 0 | 0 | 0 | 0 | 0 | 0 | 0 | 0 | 0 | 0
0 | 0 | 0 | 0 | 0 | 0 | 0 | 0 | 0 | 0 | 0 | 0 | 0 | 0 | 0 | 0 | 0 | 0 | 0 | 0 | 0
0 | 0 | 0 | 0 | 0 | 0 | 0 | 0 | 0 | 0 | 0 | 0 | 0 | 0 | 0 | 0 | 0 | 0 | 0 | 0 | 0
0 | 0 | 0 | 0 | 0 | 0 | 0 | 0 | 0 | 0 | 0 | 0 | 0 | 0 | 0 | 0 | 0 | 0 | 0 | 0 | 0
0 | 0 | 0 | 0 | 0 | 0 | 0 | 0 | 0 | 0 | 0 | 0 | 0 | 0 | 0 | 0 | 0 | 0 | 0 | 0 | 0
0 | 0 | 0 | 0 | 0 | 0 | 0 | 0 | 0 | 0 | 0 | 0 | 0 | 0 | 0 | 0 | 0 | 0 | 0 | 0 | 0
0 | 0 | 0 | 0 | 0 | 0 | 0 | 0 | 0 | 0 | 0 | 0 | 0 | 0 | 0 | 0 | 0 | 0 | 0 | 0 | 0
0 | 0 | 0 | 0 | 0 | 0 | 0 | 0 | 0 | 0 | 0 | 0 | 0 | 0 | 0 | 0 | 0 | 0 | 0 | 0 | 0
0 | 0 | 0 | 0 | 0 | 0 | 0 | 0 | 0 | 0 | 0 | 0 | 0 | 0 | 0 | 0 | 0 | 0 | 0 | 0 | 0
0 | 0 | 0 | 0 | 0 | 0 | 0 | 0 | 0 | 0 | 0 | 0 | 0 | 0 | 0 | 0 | 0 | 0 | 0 | 0 | 0
0 | 0 | 0 | 0 | 0 | 0 | 0 | 0 | 0 | 0 | 0 | 0 | 0 | 0 | 0 | 0 | 0 | 0 | 0 | 0 | 0
0 | 0 | 0 | 0 | 0 | 0 | 0 | 0 | 0 | 0 | 0 | 0 | 0 | 0 | 0 | 0 | 0 | 0 | 0 | 0 | 0
0 | 0 | 0 | 0 | 0 | 0 | 0 | 0 | 0 | 0 | 0 | 0 | 0 | 0 | 0 | 0 | 0 | 0 | 0 | 0 | 0
0 | 0 | 0 | 0 | 0 | 0 | 0 | 0 | 0 | 0 | 0 | 0 | 0 | 0 | 0 | 0 | 0 | 0 | 0 | 0 | 0
0 | 0 | 0 | 0 | 0 | 0 | 0 | 0 | 0 | 0 | 0 | 0 | 0 | 0 | 0 | 0 | 0 | 0 | 0 | 0 | 0
0 | 0 | 0 | 0 | 0 | 0 | 0 | 0 | 0 | 0 | 0 | 0 | 0 | 0 | 0 | 0 | 0 | 0 | 0 | 0 | 0
0 | 0 | 0 | 0 | 0 | 0 | 0 | 0 | 0 | 0 | 0 | 0 | 0 | 0 | 0 | 0 | 0 | 0 | 0 | 0 | 0
0 | 0 | 0 | 0 | 0 | 0 | 0 | 0 | 0 | 0 | 0 | 0 | 0 | 0 | 0 | 0 | 0 | 0 | 0 | 0 | 0
0 | 0 | 0 | 0 | 0 | 0 | 0 | 0 | 0 | 0 | 0 | 0 | 0 | 0 | 0 | 0 | 0 | 0 | 0 | 0 | 0
0 | 0 | 0 | 0 | 0 | 0 | 0 | 0 | 0 | 0 | 0 | 0 | 0 | 0 | 0 | 0 | 0 | 0 | 0 | 0 | 0
0 | 0 | 0 | 0 | 0 | 0 | 0 | 0 | 0 | 0 | 0 | 0 | 0 | 0 | 0 | 0 | 0 | 0 | 0 | 0 | 0
0 | 0 | 0 | 0 | 0 | 0 | 0 | 0 | 0 | 0 | 0 | 0 | 0 | 0 | 0 | 0 | 0 | 0 | 0 | 0 | 0
0 | 0 | 0 | 0 | 0 | 0 | 0 | 0 | 0 | 0 | 0 | 0 | 0 | 0 | 0 | 0 | 0 | 0 | 0 | 0 | 0
0 | 0 | 0 | 0 | 0 | 0 | 0 | 0 | 0 | 0 | 0 | 0 | 0 | 0 | 0 | 0 | 0 | 0 | 0 | 0 | 0
0 | 0 | 0 | 0 | 0 | 0 | 0 | 0 | 0 | 0 | 0 | 0 | 0 | 0 | 0 | 0 | 0 | 0 | 0 | 0 | 0
0 | 0 | 0 | 0 | 0 | 0 | 0 | 0 | 0 | 0 | 0 | 0 | 0 | 0 | 0 | 0 | 0 | 0 | 0 | 0 | 0
0 | 0 | 0 | 0 | 0 | 0 | 0 | 0 | 0 | 0 | 0 | 0 | 0 | 0 | 0 | 0 | 0 | 0 | 0 | 0 | 0
0 | 0 | 0 | 0 | 0 | 0 | 0 | 0 | 0 | 0 | 0 | 0 | 0 | 0 | 0 | 0 | 0 | 0 | 0 | 0 | 0
0 | 0 | 0 | 0 | 0 | 0 | 0 | 0 | 0 | 0 | 0 | 0 | 0 | 0 | 0 | 0 | 0 | 0 | 0 | 0 | 0
0 | 0 | 0 | 0 | 0 | 0 | 0 | 0 | 0 | 0 | 0 | 0 | 0 | 0 | 0 | 0 | 0 | 0 | 0 | 0 | 0
0 | 0 | 0 | 0 | 0 | 0 | 0 | 0 | 0 | 0 | 0 | 0 | 0 | 0 | 0 | 0 | 0 | 0 | 0 | 0 | 0
0 | 0 | 0 | 0 | 0 | 0 | 0 | 0 | 0 | 0 | 0 | 0 | 0 | 0 | 0 | 0 | 0 | 0 | 0 | 0 | 0
0 | 0 | 0 | 0 | 0 | 0 | 0 | 0 | 0 | 0 | 0 | 0 | 0 | 0 | 0 | 0 | 0 | 0 | 0 | 0 | 0
0 | 0 | 0 | 0 | 0 | 0 | 0 | 0 | 0 | 0 | 0 | 0 | 0 | 0 | 0 | 0 | 0 | 0 | 0 | 0 | 0
0 | 0 | 0 | 0 | 0 | 0 | 0 | 0 | 0 | 0 | 0 | 0 | 0 | 0 | 0 | 0 | 0 | 0 | 0 | 0 | 0
0 | 0 | 0 | 0 | 0 | 0 | 0 | 0 | 0 | 0 | 0 | 0 | 0 | 0 | 0 | 0 | 0 | 0 | 0 | 0 | 0
0 | 0 | 0 | 0 | 0 | 0 | 0 | 0 | 0 | 0 | 0 | 0 | 0 | 0 | 0 | 0 | 0 | 0 | 0 | 0 | 0
0 | 0 | 0 | 0 | 0 | 0 | 0 | 0 | 0 | 0 | 0 | 0 | 0 | 0 | 0 | 0 | 0 | 0 | 0 | 0 | 0
0 | 0 | 0 | 0 | 0 | 0 | 0 | 0 | 0 | 0 | 0 | 0 | 0 | 0 | 0 | 0 | 0 | 0 | 0 | 0 | 0
0 | 0 | 0 | 0 | 0 | 0 | 0 | 0 | 0 | 0 | 0 | 0 | 0 | 0 | 0 | 0 | 0 | 0 | 0 | 0 | 0
0 | 0 | 0 | 0 | 0 | 0 | 0 | 0 | 0 | 0 | 0 | 0 | 0 | 0 | 0 | 0 | 0 | 0 | 0 | 0 | 0
0 | 0 | 0 | 0 | 0 | 0 | 0 | 0 | 0 | 0 | 0 | 0 | 0 | 0 | 0 | 0 | 0 | 0 | 0 | 0 | 0
0 | 0 | 0 | 0 | 0 | 0 | 0 | 0 | 0 | 0 | 0 | 0 | 0 | 0 | 0 | 0 | 0 | 0 | 0 | 0 | 0
0 | 0 | 0 | 0 | 0 | 0 | 0 | 0 | 0 | 0 | 0 | 0 | 0 | 0 | 0 | 0 | 0 | 0 | 0 | 0 | 0
0 | 0 | 0 | 0 | 0 | 0 | 0 | 0 | 0 | 0 | 0 | 0 | 0 | 0 | 0 | 0 | 0 | 0 | 0 | 0 | 0
0 | 0 | 0 | 0 | 0 | 0 | 0 | 0 | 0 | 0 | 0 | 0 | 0 | 0 | 0 | 0 | 0 | 0 | 0 | 0 | 0
0 | 0 | 0 | 0 | 0 | 0 | 0 | 0 | 0 | 0 | 0 | 0 | 0 | 0 | 0 | 0 | 0 | 0 | 0 | 0 | 0
0 | 0 | 0 | 0 | 0 | 0 | 0 | 0 | 0 | 0 | 0 | 0 | 0 | 0 | 0 | 0 | 0 | 0 | 0 | 0 | 0
0 | 0 | 0 | 0 | 0 | 0 | 0 | 0 | 0 | 0 | 0 | 0 | 0 | 0 | 0 | 0 | 0 | 0 | 0 | 0 | 0
0 | 0 | 0 | 0 | 0 | 0 | 0 | 0 | 0 | 0 | 0 | 0 | 0 | 0 | 0 | 0 | 0 | 0 | 0 | 0 | 0
0 | 0 | 0 | 0 | 0 | 0 | 0 | 0 | 0 | 0 | 0 | 0 | 0 | 0 | 0 | 0 | 0 | 0 | 0 | 0 | 0
0 | 0 | 0 | 0 | 0 | 0 | 0 | 0 | 0 | 0 | 0 | 0 | 0 | 0 | 0 | 0 | 0 | 0 | 0 | 0 | 0
0 | 0 | 0 | 0 | 0 | 0 | 0 | 0 | 0 | 0 | 0 | 0 | 0 | 0 | 0 | 0 | 0 | 0 | 0 | 0 | 0
0 | 0 | 0 | 0 | 0 | 0 | 0 | 0 | 0 | 0 | 0 | 0 | 0 | 0 | 0 | 0 | 0 | 0 | 0 | 0 | 0
0 | 0 | 0 | 0 | 0 | 0 | 0 | 0 | 0 | 0 | 0 | 0 | 0 | 0 | 0 | 0 | 0 | 0 | 0 | 0 | 0
0 | 0 | 0 | 0 | 0 | 0 | 0 | 0 | 0 | 0 | 0 | 0 | 0 | 0 | 0 | 0 | 0 | 0 | 0 | 0 | 0
0 | 0 | 0 | 0 | 0 | 0 | 0 | 0 | 0 | 0 | 0 | 0 | 0 | 0 | 0 | 0 | 0 | 0 | 0 | 0 | 0
0 | 0 | 0 | 0 | 0 | 0 | 0 | 0 | 0 | 0 | 0 | 0 | 0 | 0 | 0 | 0 | 0 | 0 | 0 | 0 | 0
0 | 0 | 0 | 0 | 0 | 0 | 0 | 0 | 0 | 0 | 0 | 0 | 0 | 0 | 0 | 0 | 0 | 0 | 0 | 0 | 0
0 | 0 | 0 | 0 | 0 | 0 | 0 | 0 | 0 | 0 | 0 | 0 | 0 | 0 | 0 | 0 | 0 | 0 | 0 | 0 | 0
0 | 0 | 0 | 0 | 0 | 0 | 0 | 0 | 0 | 0 | 0 | 0 | 0 | 0 | 0 | 0 | 0 | 0 | 0 | 0 | 0
0 | 0 | 0 | 0 | 0 | 0 | 0 | 0 | 0 | 0 | 0 | 0 | 0 | 0 | 0 | 0 | 0 | 0 | 0 | 0 | 0
0 | 0 | 0 | 0 | 0 | 0 | 0 | 0 | 0 | 0 | 0 | 0 | 0 | 0 | 0 | 0 | 0 | 0 | 0 | 0 | 0
0 | 0 | 0 | 0 | 0 | 0 | 0 | 0 | 0 | 0 | 0 | 0 | 0 | 0 | 0 | 0 | 0 | 0 | 0 | 0 | 0
0 | 0 | 0 | 0 | 0 | 0 | 0 | 0 | 0 | 0 | 0 | 0 | 0 | 0 | 0 | 0 | 0 | 0 | 0 | 0 | 0
0 | 0 | 0 | 0 | 0 | 0 | 0 | 0 | 0 | 0 | 0 | 0 | 0 | 0 | 0 | 0 | 0 | 0 | 0 | 0 | 0
0 | 0 | 0 | 0 | 0 | 0 | 0 | 0 | 0 | 0 | 0 | 0 | 0 | 0 | 0 | 0 | 0 | 0 | 0 | 0 | 0
0 | 0 | 0 | 0 | 0 | 0 | 0 | 0 | 0 | 0 | 0 | 0 | 0 | 0 | 0 | 0 | 0 | 0 | 0 | 0 | 0
0 | 0 | 0 | 0 | 0 | 0 | 0 | 0 | 0 | 0 | 0 | 0 | 0 | 0 | 0 | 0 | 0 | 0 | 0 | 0 | 0
0 | 0 | 0 | 0 | 0 | 0 | 0 | 0 | 0 | 0 | 0 | 0 | 0 | 0 | 0 | 0 | 0 | 0 | 0 | 0 | 0
0 | 0 | 0 | 0 | 0 | 0 | 0 | 0 | 0 | 0 | 0 | 0 | 0 | 0 | 0 | 0 | 0 | 0 | 0 | 0 | 0
0 | 0 | 0 | 0 | 0 | 0 | 0 | 0 | 0 | 0 | 0 | 0 | 0 | 0 | 0 | 0 | 0 | 0 | 0 | 0 | 0
0 | 0 | 0 | 0 | 0 | 0 | 0 | 0 | 0 | 0 | 0 | 0 | 0 | 0 | 0 | 0 | 0 | 0 | 0 | 0 | 0
0 | 0 | 0 | 0 | 0 | 0 | 0 | 0 | 0 | 0 | 0 | 0 | 0 | 0 | 0 | 0 | 0 | 0 | 0 | 0 | 0
0 | 0 | 0 | 0 | 0 | 0 | 0 | 0 | 0 | 0 | 0 | 0 | 0 | 0 | 0 | 0 | 0 | 0 | 0 | 0 | 0
0 | 0 | 0 | 0 | 0 | 0 | 0 | 0 | 0 | 0 | 0 | 0 | 0 | 0 | 0 | 0 | 0 | 0 | 0 | 0 | 0
0 | 0 | 0 | 0 | 0 | 0 | 0 | 0 | 0 | 0 | 0 | 0 | 0 | 0 | 0 | 0 | 0 | 0 | 0 | 0 | 0
0 | 0 | 0 | 0 | 0 | 0 | 0 | 0 | 0 | 0 | 0 | 0 | 0 | 0 | 0 | 0 | 0 | 0 | 0 | 0 | 0
0 | 0 | 0 | 0 | 0 | 0 | 0 | 0 | 0 | 0 | 0 | 0 | 0 | 0 | 0 | 0 | 0 | 0 | 0 | 0 | 0
0 | 0 | 0 | 0 | 0 | 0 | 0 | 0 | 0 | 0 | 0 | 0 | 0 | 0 | 0 | 0 | 0 | 0 | 0 | 0 | 0
0 | 0 | 0 | 0 | 0 | 0 | 0 | 0 | 0 | 0 | 0 | 0 | 0 | 0 | 0 | 0 | 0 | 0 | 0 | 0 | 0
0 | 0 | 0 | 0 | 0 | 0 | 0 | 0 | 0 | 0 | 0 | 0 | 0 | 0 | 0 | 0 | 0 | 0 | 0 | 0 | 0
0 | 0 | 0 | 0 | 0 | 0 | 0 | 0 | 0 | 0 | 0 | 0 | 0 | 0 | 0 | 0 | 0 | 0 | 0 | 0 | 0
0 | 0 | 0 | 0 | 0 | 0 | 0 | 0 | 0 | 0 | 0 | 0 | 0 | 0 | 0 | 0 | 0 | 0 | 0 | 0 | 0
0 | 0 | 0 | 0 | 0 | 0 | 0 | 0 | 0 | 0 | 0 | 0 | 0 | 0 | 0 | 0 | 0 | 0 | 0 | 0 | 0
0 | 0 | 0 | 0 | 0 | 0 | 0 | 0 | 0 | 0 | 0 | 0 | 0 | 0 | 0 | 0 | 0 | 0 | 0 | 0 | 0
0 | 0 | 0 | 0 | 0 | 0 | 0 | 0 | 0 | 0 | 0 | 0 | 0 | 0 | 0 | 0 | 0 | 0 | 0 | 0 | 0
0 | 0 | 0 | 0 | 0 | 0 | 0 | 0 | 0 | 0 | 0 | 0 | 0 | 0 | 0 | 0 | 0 | 0 | 0 | 0 | 0
0 | 0 | 0 | 0 | 0 | 0 | 0 | 0 | 0 | 0 | 0 | 0 | 0 | 0 | 0 | 0 | 0 | 0 | 0 | 0 | 0
0 | 0 | 0 | 0 | 0 | 0 | 0 | 0 | 0 | 0 | 0 | 0 | 0 | 0 | 0 | 0 | 0 | 0 | 0 | 0 | 0
0 | 0 | 0 | 0 | 0 | 0 | 0 | 0 | 0 | 0 | 0 | 0 | 0 | 0 | 0 | 0 | 0 | 0 | 0 | 0 | 0
0 | 0 | 0 | 0 | 0 | 0 | 0 | 0 | 0 | 0 | 0 | 0 | 0 | 0 | 0 | 0 | 0 | 0 | 0 | 0 | 0
0 | 0 | 0 | 0 | 0 | 0 | 0 | 0 | 0 | 0 | 0 | 0 | 0 | 0 | 0 | 0 | 0 | 0 | 0 | 0 | 0
0 | 0 | 0 | 0 | 0 | 0 | 0 | 0 | 0 | 0 | 0 | 0 | 0 | 0 | 0 | 0 | 0 | 0 | 0 | 0 | 0
0 | 0 | 0 | 0 | 0 | 0 | 0 | 0 | 0 | 0 | 0 | 0 | 0 | 0 | 0 | 0 | 0 | 0 | 0 | 0 | 0
0 | 0 | 0 | 0 | 0 | 0 | 0 | 0 | 0 | 0 | 0 | 0 | 0 | 0 | 0 | 0 | 0 | 0 | 0 | 0 | 0
0 | 0 | 0 | 0 | 0 | 0 | 0 | 0 | 0 | 0 | 0 | 0 | 0 | 0 | 0 | 0 | 0 | 0 | 0 | 0 | 0
0 | 0 | 0 | 0 | 0 | 0 | 0 | 0 | 0 | 0 | 0 | 0 | 0 | 0 | 0 | 0 | 0 | 0 | 0 | 0 | 0
0 | 0 | 0 | 0 | 0 | 0 | 0 | 0 | 0 | 0 | 0 | 0 | 0 | 0 | 0 | 0 | 0 | 0 | 0 | 0 | 0
0 | 0 | 0 | 0 | 0 | 0 | 0 | 0 | 0 | 0 | 0 | 0 | 0 | 0 | 0 | 0 | 0 | 0 | 0 | 0 | 0
0 | 0 | 0 | 0 | 0 | 0 | 0 | 0 | 0 | 0 | 0 | 0 | 0 | 0 | 0 | 0 | 0 | 0 | 0 | 0 | 0
0 | 0 | 0 | 0 | 0 | 0 | 0 | 0 | 0 | 0 | 0 | 0 | 0 | 0 | 0 | 0 | 0 | 0 | 0 | 0 | 0
0 | 0 | 0 | 0 | 0 | 0 | 0 | 0 | 0 | 0 | 0 | 0 | 0 | 0 | 0 | 0 | 0 | 0 | 0 | 0 | 0
0 | 0 | 0 | 0 | 0 | 0 | 0 | 0 | 0 | 0 | 0 | 0 | 0 | 0 | 0 | 0 | 0 | 0 | 0 | 0 | 0
0 | 0 | 0 | 0 | 0 | 0 | 0 | 0 | 0 | 0 | 0 | 0 | 0 | 0 | 0 | 0 | 0 | 0 | 0 | 0 | 0
0 | 0 | 0 | 0 | 0 | 0 | 0 | 0 | 0 | 0 | 0 | 0 | 0 | 0 | 0 | 0 | 0 | 0 | 0 | 0 | 0
0 | 0 | 0 | 0 | 0 | 0 | 0 | 0 | 0 | 0 | 0 | 0 | 0 | 0 | 0 | 0 | 0 | 0 | 0 | 0 | 0
0 | 0 | 0 | 0 | 0 | 0 | 0 | 0 | 0 | 0 | 0 | 0 | 0 | 0 | 0 | 0 | 0 | 0 | 0 | 0 | 0
0 | 0 | 0 | 0 | 0 | 0 | 0 | 0 | 0 | 0 | 0 | 0 | 0 | 0 | 0 | 0 | 0 | 0 | 0 | 0 | 0
0 | 0 | 0 | 0 | 0 | 0 | 0 | 0 | 0 | 0 | 0 | 0 | 0 | 0 | 0 | 0 | 0 | 0 | 0 | 0 | 0
0 | 0 | 0 | 0 | 0 | 0 | 0 | 0 | 0 | 0 | 0 | 0 | 0 | 0 | 0 | 0 | 0 | 0 | 0 | 0 | 0
0 | 0 | 0 | 0 | 0 | 0 | 0 | 0 | 0 | 0 | 0 | 0 | 0 | 0 | 0 | 0 | 0 | 0 | 0 | 0 | 0
0 | 0 | 0 | 0 | 0 | 0 | 0 | 0 | 0 | 0 | 0 | 0 | 0 | 0 | 0 | 0 | 0 | 0 | 0 | 0 | 0
0 | 0 | 0 | 0 | 0 | 0 | 0 | 0 | 0 | 0 | 0 | 0 | 0 | 0 | 0 | 0 | 0 | 0 | 0 | 0 | 0
0 | 0 | 0 | 0 | 0 | 0 | 0 | 0 | 0 | 0 | 0 | 0 | 0 | 0 | 0 | 0 | 0 | 0 | 0 | 0 | 0
0 | 0 | 0 | 0 | 0 | 0 | 0 | 0 | 0 | 0 | 0 | 0 | 0 | 0 | 0 | 0 | 0 | 0 | 0 | 0 | 0
0 | 0 | 0 | 0 | 0 | 0 | 0 | 0 | 0 | 0 | 0 | 0 | 0 | 0 | 0 | 0 | 0 | 0 | 0 | 0 | 0
0 | 0 | 0 | 0 | 0 | 0 | 0 | 0 | 0 | 0 | 0 | 0 | 0 | 0 | 0 | 0 | 0 | 0 | 0 | 0 | 0
0 | 0 | 0 | 0 | 0 | 0 | 0 | 0 | 0 | 0 | 0 | 0 | 0 | 0 | 0 | 0 | 0 | 0 | 0 | 0 | 0
0 | 0 | 0 | 0 | 0 | 0 | 0 | 0 | 0 | 0 | 0 | 0 | 0 | 0 | 0 | 0 | 0 | 0 | 0 | 0 | 0
0 | 0 | 0 | 0 | 0 | 0 | 0 | 0 | 0 | 0 | 0 | 0 | 0 | 0 | 0 | 0 | 0 | 0 | 0 | 0 | 0
0 | 0 | 0 | 0 | 0 | 0 | 0 | 0 | 0 | 0 | 0 | 0 | 0 | 0 | 0 | 0 | 0 | 0 | 0 | 0 | 0
0 | 0 | 0 | 0 | 0 | 0 | 0 | 0 | 0 | 0 | 0 | 0 | 0 | 0 | 0 | 0 | 0 | 0 | 0 | 0 | 0
0 | 0 | 0 | 0 | 0 | 0 | 0 | 0 | 0 | 0 | 0 | 0 | 0 | 0 | 0 | 0 | 0 | 0 | 0 | 0 | 0
0 | 0 | 0 | 0 | 0 | 0 | 0 | 0 | 0 | 0 | 0 | 0 | 0 | 0 | 0 | 0 | 0 | 0 | 0 | 0 | 0
0 | 0 | 0 | 0 | 0 | 0 | 0 | 0 | 0 | 0 | 0 | 0 | 0 | 0 | 0 | 0 | 0 | 0 | 0 | 0 | 0
0 | 0 | 0 | 0 | 0 | 0 | 0 | 0 | 0 | 0 | 0 | 0 | 0 | 0 | 0 | 0 | 0 | 0 | 0 | 0 | 0
0 | 0 | 0 | 0 | 0 | 0 | 0 | 0 | 0 | 0 | 0 | 0 | 0 | 0 | 0 | 0 | 0 | 0 | 0 | 0 | 0
0 | 0 | 0 | 0 | 0 | 0 | 0 | 0 | 0 | 0 | 0 | 0 | 0 | 0 | 0 | 0 | 0 | 0 | 0 | 0 | 0
0 | 0 | 0 | 0 | 0 | 0 | 0 | 0 | 0 | 0 | 0 | 0 | 0 | 0 | 0 | 0 | 0 | 0 | 0 | 0 | 0
0 | 0 | 0 | 0 | 0 | 0 | 0 | 0 | 0 | 0 | 0 | 0 | 0 | 0 | 0 | 0 | 0 | 0 | 0 | 0 | 0
0 | 0 | 0 | 0 | 0 | 0 | 0 | 0 | 0 | 0 | 0 | 0 | 0 | 0 | 0 | 0 | 0 | 0 | 0 | 0 | 0
0 | 0 | 0 | 0 | 0 | 0 | 0 | 0 | 0 | 0 | 0 | 0 | 0 | 0 | 0 | 0 | 0 | 0 | 0 | 0 | 0
0 | 0 | 0 | 0 | 0 | 0 | 0 | 0 | 0 | 0 | 0 | 0 | 0 | 0 | 0 | 0 | 0 | 0 | 0 | 0 | 0
0 | 0 | 0 | 0 | 0 | 0 | 0 | 0 | 0 | 0 | 0 | 0 | 0 | 0 | 0 | 0 | 0 | 0 | 0 | 0 | 0
0 | 0 | 0 | 0 | 0 | 0 | 0 | 0 | 0 | 0 | 0 | 0 | 0 | 0 | 0 | 0 | 0 | 0 | 0 | 0 | 0
0 | 0 | 0 | 0 | 0 | 0 | 0 | 0 | 0 | 0 | 0 | 0 | 0 | 0 | 0 | 0 | 0 | 0 | 0 | 0 | 0
0 | 0 | 0 | 0 | 0 | 0 | 0 | 0 | 0 | 0 | 0 | 0 | 0 | 0 | 0 | 0 | 0 | 0 | 0 | 0 | 0
0 | 0 | 0 | 0 | 0 | 0 | 0 | 0 | 0 | 0 | 0 | 0 | 0 | 0 | 0 | 0 | 0 | 0 | 0 | 0 | 0
0 | 0 | 0 | 0 | 0 | 0 | 0 | 0 | 0 | 0 | 0 | 0 | 0 | 0 | 0 | 0 | 0 | 0 | 0 | 0 | 0
0 | 0 | 0 | 0 | 0 | 0 | 0 | 0 | 0 | 0 | 0 | 0 | 0 | 0 | 0 | 0 | 0 | 0 | 0 | 0 | 0
0 | 0 | 0 | 0 | 0 | 0 | 0 | 0 | 0 | 0 | 0 | 0 | 0 | 0 | 0 | 0 | 0 | 0 | 0 | 0 | 0
0 | 0 | 0 | 0 | 0 | 0 | 0 | 0 | 0 | 0 | 0 | 0 | 0 | 0 | 0 | 0 | 0 | 0 | 0 | 0 | 0
0 | 0 | 0 | 0 | 0 | 0 | 0 | 0 | 0 | 0 | 0 | 0 | 0 | 0 | 0 | 0 | 0 | 0 | 0 | 0 | 0
0 | 0 | 0 | 0 | 0 | 0 | 0 | 0 | 0 | 0 | 0 | 0 | 0 | 0 | 0 | 0 | 0 | 0 | 0 | 0 | 0
0 | 0 | 0 | 0 | 0 | 0 | 0 | 0 | 0 | 0 | 0 | 0 | 0 | 0 | 0 | 0 | 0 | 0 | 0 | 0 | 0
0 | 0 | 0 | 0 | 0 | 0 | 0 | 0 | 0 | 0 | 0 | 0 | 0 | 0 | 0 | 0 | 0 | 0 | 0 | 0 | 0
0 | 0 | 0 | 0 | 0 | 0 | 0 | 0 | 0 | 0 | 0 | 0 | 0 | 0 | 0 | 0 | 0 | 0 | 0 | 0 | 0
0 | 0 | 0 | 0 | 0 | 0 | 0 | 0 | 0 | 0 | 0 | 0 | 0 | 0 | 0 | 0 | 0 | 0 | 0 | 0 | 0
0 | 0 | 0 | 0 | 0 | 0 | 0 | 0 | 0 | 0 | 0 | 0 | 0 | 0 | 0 | 0 | 0 | 0 | 0 | 0 | 0
0 | 0 | 0 | 0 | 0 | 0 | 0 | 0 | 0 | 0 | 0 | 0 | 0 | 0 | 0 | 0 | 0 | 0 | 0 | 0 | 0
0 | 0 | 0 | 0 | 0 | 0 | 0 | 0 | 0 | 0 | 0 | 0 | 0 | 0 | 0 | 0 | 0 | 0 | 0 | 0 | 0
0 | 0 | 0 | 0 | 0 | 0 | 0 | 0 | 0 | 0 | 0 | 0 | 0 | 0 | 0 | 0 | 0 | 0 | 0 | 0 | 0
0 | 0 | 0 | 0 | 0 | 0 | 0 | 0 | 0 | 0 | 0 | 0 | 0 | 0 | 0 | 0 | 0 | 0 | 0 | 0 | 0
0 | 0 | 0 | 0 | 0 | 0 | 0 | 0 | 0 | 0 | 0 | 0 | 0 | 0 | 0 | 0 | 0 | 0 | 0 | 0 | 0
0 | 0 | 0 | 0 | 0 | 0 | 0 | 0 | 0 | 0 | 0 | 0 | 0 | 0 | 0 | 0 | 0 | 0 | 0 | 0 | 0
0 | 0 | 0 | 0 | 0 | 0 | 0 | 0 | 0 | 0 | 0 | 0 | 0 | 0 | 0 | 0 | 0 | 0 | 0 | 0 | 0
0 | 0 | 0 | 0 | 0 | 0 | 0 | 0 | 0 | 0 | 0 | 0 | 0 | 0 | 0 | 0 | 0 | 0 | 0 | 0 | 0
0 | 0 | 0 | 0 | 0 | 0 | 0 | 0 | 0 | 0 | 0 | 0 | 0 | 0 | 0 | 0 | 0 | 0 | 0 | 0 | 0
0 | 0 | 0 | 0 | 0 | 0 | 0 | 0 | 0 | 0 | 0 | 0 | 0 | 0 | 0 | 0 | 0 | 0 | 0 | 0 | 0
0 | 0 | 0 | 0 | 0 | 0 | 0 | 0 | 0 | 0 | 0 | 0 | 0 | 0 | 0 | 0 | 0 | 0 | 0 | 0 | 0
0 | 0 | 0 | 0 | 0 | 0 | 0 | 0 | 0 | 0 | 0 | 0 | 0 | 0 | 0 | 0 | 0 | 0 | 0 | 0 | 0
0 | 0 | 0 | 0 | 0 | 0 | 0 | 0 | 0 | 0 | 0 | 0 | 0 | 0 | 0 | 0 | 0 | 0 | 0 | 0 | 0
0 | 0 | 0 | 0 | 0 | 0 | 0 | 0 | 0 | 0 | 0 | 0 | 0 | 0 | 0 | 0 | 0 | 0 | 0 | 0 | 0
0 | 0 | 0 | 0 | 0 | 0 | 0 | 0 | 0 | 0 | 0 | 0 | 0 | 0 | 0 | 0 | 0 | 0 | 0 | 0 | 0
0 | 0 | 0 | 0 | 0 | 0 | 0 | 0 | 0 | 0 | 0 | 0 | 0 | 0 | 0 | 0 | 0 | 0 | 0 | 0 | 0
0 | 0 | 0 | 0 | 0 | 0 | 0 | 0 | 0 | 0 | 0 | 0 | 0 | 0 | 0 | 0 | 0 | 0 | 0 | 0 | 0
0 | 0 | 0 | 0 | 0 | 0 | 0 | 0 | 0 | 0 | 0 | 0 | 0 | 0 | 0 | 0 | 0 | 0 | 0 | 0 | 0
0 | 0 | 0 | 0 | 0 | 0 | 0 | 0 | 0 | 0 | 0 | 0 | 0 | 0 | 0 | 0 | 0 | 0 | 0 | 0 | 0
0 | 0 | 0 | 0 | 0 | 0 | 0 | 0 | 0 | 0 | 0 | 0 | 0 | 0 | 0 | 0 | 0 | 0 | 0 | 0 | 0
0 | 0 | 0 | 0 | 0 | 0 | 0 | 0 | 0 | 0 | 0 | 0 | 0 | 0 | 0 | 0 | 0 | 0 | 0 | 0 | 0
0 | 0 | 0 | 0 | 0 | 0 | 0 | 0 | 0 | 0 | 0 | 0 | 0 | 0 | 0 | 0 | 0 | 0 | 0 | 0 | 0
0 | 0 | 0 | 0 | 0 | 0 | 0 | 0 | 0 | 0 | 0 | 0 | 0 | 0 | 0 | 0 | 0 | 0 | 0 | 0 | 0
0 | 0 | 0 | 0 | 0 | 0 | 0 | 0 | 0 | 0 | 0 | 0 | 0 | 0 | 0 | 0 | 0 | 0 | 0 | 0 | 0
0 | 0 | 0 | 0 | 0 | 0 | 0 | 0 | 0 | 0 | 0 | 0 | 0 | 0 | 0 | 0 | 0 | 0 | 0 | 0 | 0
0 | 0 | 0 | 0 | 0 | 0 | 0 | 0 | 0 | 0 | 0 | 0 | 0 | 0 | 0 | 0 | 0 | 0 | 0 | 0 | 0
0 | 0 | 0 | 0 | 0 | 0 | 0 | 0 | 0 | 0 | 0 | 0 | 0 | 0 | 0 | 0 | 0 | 0 | 0 | 0 | 0
0 | 0 | 0 | 0 | 0 | 0 | 0 | 0 | 0 | 0 | 0 | 0 | 0 | 0 | 0 | 0 | 0 | 0 | 0 | 0 | 0
0 | 0 | 0 | 0 | 0 | 0 | 0 | 0 | 0 | 0 | 0 | 0 | 0 | 0 | 0 | 0 | 0 | 0 | 0 | 0 | 0
0 | 0 | 0 | 0 | 0 | 0 | 0 | 0 | 0 | 0 | 0 | 0 | 0 | 0 | 0 | 0 | 0 | 0 | 0 | 0 | 0
0 | 0 | 0 | 0 | 0 | 0 | 0 | 0 | 0 | 0 | 0 | 0 | 0 | 0 | 0 | 0 | 0 | 0 | 0 | 0 | 0
0 | 0 | 0 | 0 | 0 | 0 | 0 | 0 | 0 | 0 | 0 | 0 | 0 | 0 | 0 | 0 | 0 | 0 | 0 | 0 | 0
0 | 0 | 0 | 0 | 0 | 0 | 0 | 0 | 0 | 0 | 0 | 0 | 0 | 0 | 0 | 0 | 0 | 0 | 0 | 0 | 0
0 | 0 | 0 | 0 | 0 | 0 | 0 | 0 | 0 | 0 | 0 | 0 | 0 | 0 | 0 | 0 | 0 | 0 | 0 | 0 | 0
0 | 0 | 0 | 0 | 0 | 0 | 0 | 0 | 0 | 0 | 0 | 0 | 0 | 0 | 0 | 0 | 0 | 0 | 0 | 0 | 0
0 | 0 | 0 | 0 | 0 | 0 | 0 | 0 | 0 | 0 | 0 | 0 | 0 | 0 | 0 | 0 | 0 | 0 | 0 | 0 | 0
0 | 0 | 0 | 0 | 0 | 0 | 0 | 0 | 0 | 0 | 0 | 0 | 0 | 0 | 0 | 0 | 0 | 0 | 0 | 0 | 0
0 | 0 | 0 | 0 | 0 | 0 | 0 | 0 | 0 | 0 | 0 | 0 | 0 | 0 | 0 | 0 | 0 | 0 | 0 | 0 | 0
0 | 0 | 0 | 0 | 0 | 0 | 0 | 0 | 0 | 0 | 0 | 0 | 0 | 0 | 0 | 0 | 0 | 0 | 0 | 0 | 0
0 | 0 | 0 | 0 | 0 | 0 | 0 | 0 | 0 | 0 | 0 | 0 | 0 | 0 | 0 | 0 | 0 | 0 | 0 | 0 | 0
0 | 0 | 0 | 0 | 0 | 0 | 0 | 0 | 0 | 0 | 0 | 0 | 0 | 0 | 0 | 0 | 0 | 0 | 0 | 0 | 0
0 | 0 | 0 | 0 | 0 | 0 | 0 | 0 | 0 | 0 | 0 | 0 | 0 | 0 | 0 | 0 | 0 | 0 | 0 | 0 | 0
0 | 0 | 0 | 0 | 0 | 0 | 0 | 0 | 0 | 0 | 0 | 0 | 0 | 0 | 0 | 0 | 0 | 0 | 0 | 0 | 0
0 | 0 | 0 | 0 | 0 | 0 | 0 | 0 | 0 | 0 | 0 | 0 | 0 | 0 | 0 | 0 | 0 | 0 | 0 | 0 | 0
0 | 0 | 0 | 0 | 0 | 0 | 0 | 0 | 0 | 0 | 0 | 0 | 0 | 0 | 0 | 0 | 0 | 0 | 0 | 0 | 0
0 | 0 | 0 | 0 | 0 | 0 | 0 | 0 | 0 | 0 | 0 | 0 | 0 | 0 | 0 | 0 | 0 | 0 | 0 | 0 | 0
0 | 0 | 0 | 0 | 0 | 0 | 0 | 0 | 0 | 0 | 0 | 0 | 0 | 0 | 0 | 0 | 0 | 0 | 0 | 0 | 0
0 | 0 | 0 | 0 | 0 | 0 | 0 | 0 | 0 | 0 | 0 | 0 | 0 | 0 | 0 | 0 | 0 | 0 | 0 | 0 | 0
0 | 0 | 0 | 0 | 0 | 0 | 0 | 0 | 0 | 0 | 0 | 0 | 0 | 0 | 0 | 0 | 0 | 0 | 0 | 0 | 0
0 | 0 | 0 | 0 | 0 | 0 | 0 | 0 | 0 | 0 | 0 | 0 | 0 | 0 | 0 | 0 | 0 | 0 | 0 | 0 | 0
0 | 0 | 0 | 0 | 0 | 0 | 0 | 0 | 0 | 0 | 0 | 0 | 0 | 0 | 0 | 0 | 0 | 0 | 0 | 0 | 0
0 | 0 | 0 | 0 | 0 | 0 | 0 | 0 | 0 | 0 | 0 | 0 | 0 | 0 | 0 | 0 | 0 | 0 | 0 | 0 | 0
0 | 0 | 0 | 0 | 0 | 0 | 0 | 0 | 0 | 0 | 0 | 0 | 0 | 0 | 0 | 0 | 0 | 0 | 0 | 0 | 0
0 | 0 | 0 | 0 | 0 | 0 | 0 | 0 | 0 | 0 | 0 | 0 | 0 | 0 | 0 | 0 | 0 | 0 | 0 | 0 | 0
0 | 0 | 0 | 0 | 0 | 0 | 0 | 0 | 0 | 0 | 0 | 0 | 0 | 0 | 0 | 0 | 0 | 0 | 0 | 0 | 0
0 | 0 | 0 | 0 | 0 | 0 | 0 | 0 | 0 | 0 | 0 | 0 | 0 | 0 | 0 | 0 | 0 | 0 | 0 | 0 | 0
0 | 0 | 0 | 0 | 0 | 0 | 0 | 0 | 0 | 0 | 0 | 0 | 0 | 0 | 0 | 0 | 0 | 0 | 0 | 0 | 0
0 | 0 | 0 | 0 | 0 | 0 | 0 | 0 | 0 | 0 | 0 | 0 | 0 | 0 | 0 | 0 | 0 | 0 | 0 | 0 | 0
0 | 0 | 0 | 0 | 0 | 0 | 0 | 0 | 0 | 0 | 0 | 0 | 0 | 0 | 0 | 0 | 0 | 0 | 0 | 0 | 0
0 | 0 | 0 | 0 | 0 | 0 | 0 | 0 | 0 | 0 | 0 | 0 | 0 | 0 | 0 | 0 | 0 | 0 | 0 | 0 | 0
0 | 0 | 0 | 0 | 0 | 0 | 0 | 0 | 0 | 0 | 0 | 0 | 0 | 0 | 0 | 0 | 0 | 0 | 0 | 0 | 0
0 | 0 | 0 | 0 | 0 | 0 | 0 | 0 | 0 | 0 | 0 | 0 | 0 | 0 | 0 | 0 | 0 | 0 | 0 | 0 | 0
0 | 0 | 0 | 0 | 0 | 0 | 0 | 0 | 0 | 0 | 0 | 0 | 0 | 0 | 0 | 0 | 0 | 0 | 0 | 0 | 0
0 | 0 | 0 | 0 | 0 | 0 | 0 | 0 | 0 | 0 | 0 | 0 | 0 | 0 | 0 | 0 | 0 | 0 | 0 | 0 | 0
0 | 0 | 0 | 0 | 0 | 0 | 0 | 0 | 0 | 0 | 0 | 0 | 0 | 0 | 0 | 0 | 0 | 0 | 0 | 0 | 0
0 | 0 | 0 | 0 | 0 | 0 | 0 | 0 | 0 | 0 | 0 | 0 | 0 | 0 | 0 | 0 | 0 | 0 | 0 | 0 | 0
0 | 0 | 0 | 0 | 0 | 0 | 0 | 0 | 0 | 0 | 0 | 0 | 0 | 0 | 0 | 0 | 0 | 0 | 0 | 0 | 0
0 | 0 | 0 | 0 | 0 | 0 | 0 | 0 | 0 | 0 | 0 | 0 | 0 | 0 | 0 | 0 | 0 | 0 | 0 | 0 | 0
0 | 0 | 0 | 0 | 0 | 0 | 0 | 0 | 0 | 0 | 0 | 0 | 0 | 0 | 0 | 0 | 0 | 0 | 0 | 0 | 0
0 | 0 | 0 | 0 | 0 | 0 | 0 | 0 | 0 | 0 | 0 | 0 | 0 | 0 | 0 | 0 | 0 | 0 | 0 | 0 | 0
0 | 0 | 0 | 0 | 0 | 0 | 0 | 0 | 0 | 0 | 0 | 0 | 0 | 0 | 0 | 0 | 0 | 0 | 0 | 0 | 0
0 | 0 | 0 | 0 | 0 | 0 | 0 | 0 | 0 | 0 | 0 | 0 | 0 | 0 | 0 | 0 | 0 | 0 | 0 | 0 | 0
0 | 0 | 0 | 0 | 0 | 0 | 0 | 0 | 0 | 0 | 0 | 0 | 0 | 0 | 0 | 0 | 0 | 0 | 0 | 0 | 0
0 | 0 | 0 | 0 | 0 | 0 | 0 | 0 | 0 | 0 | 0 | 0 | 0 | 0 | 0 | 0 | 0 | 0 | 0 | 0 | 0
0 | 0 | 0 | 0 | 0 | 0 | 0 | 0 | 0 | 0 | 0 | 0 | 0 | 0 | 0 | 0 | 0 | 0 | 0 | 0 | 0
0 | 0 | 0 | 0 | 0 | 0 | 0 | 0 | 0 | 0 | 0 | 0 | 0 | 0 | 0 | 0 | 0 | 0 | 0 | 0 | 0
0 | 0 | 0 | 0 | 0 | 0 | 0 | 0 | 0 | 0 | 0 | 0 | 0 | 0 | 0 | 0 | 0 | 0 | 0 | 0 | 0
0 | 0 | 0 | 0 | 0 | 0 | 0 | 0 | 0 | 0 | 0 | 0 | 0 | 0 | 0 | 0 | 0 | 0 | 0 | 0 | 0
0 | 0 | 0 | 0 | 0 | 0 | 0 | 0 | 0 | 0 | 0 | 0 | 0 | 0 | 0 | 0 | 0 | 0 | 0 | 0 | 0
0 | 0 | 0 | 0 | 0 | 0 | 0 | 0 | 0 | 0 | 0 | 0 | 0 | 0 | 0 | 0 | 0 | 0 | 0 | 0 | 0
0 | 0 | 0 | 0 | 0 | 0 | 0 | 0 | 0 | 0 | 0 | 0 | 0 | 0 | 0 | 0 | 0 | 0 | 0 | 0 | 0
0 | 0 | 0 | 0 | 0 | 0 | 0 | 0 | 0 | 0 | 0 | 0 | 0 | 0 | 0 | 0 | 0 | 0 | 0 | 0 | 0
0 | 0 | 0 | 0 | 0 | 0 | 0 | 0 | 0 | 0 | 0 | 0 | 0 | 0 | 0 | 0 | 0 | 0 | 0 | 0 | 0
0 | 0 | 0 | 0 | 0 | 0 | 0 | 0 | 0 | 0 | 0 | 0 | 0 | 0 | 0 | 0 | 0 | 0 | 0 | 0 | 0
0 | 0 | 0 | 0 | 0 | 0 | 0 | 0 | 0 | 0 | 0 | 0 | 0 | 0 | 0 | 0 | 0 | 0 | 0 | 0 | 0
0 | 0 | 0 | 0 | 0 | 0 | 0 | 0 | 0 | 0 | 0 | 0 | 0 | 0 | 0 | 0 | 0 | 0 | 0 | 0 | 0
0 | 0 | 0 | 0 | 0 | 0 | 0 | 0 | 0 | 0 | 0 | 0 | 0 | 0 | 0 | 0 | 0 | 0 | 0 | 0 | 0
0 | 0 | 0 | 0 | 0 | 0 | 0 | 0 | 0 | 0 | 0 | 0 | 0 | 0 | 0 | 0 | 0 | 0 | 0 | 0 | 0
0 | 0 | 0 | 0 | 0 | 0 | 0 | 0 | 0 | 0 | 0 | 0 | 0 | 0 | 0 | 0 | 0 | 0 | 0 | 0 | 0
0 | 0 | 0 | 0 | 0 | 0 | 0 | 0 | 0 | 0 | 0 | 0 | 0 | 0 | 0 | 0 | 0 | 0 | 0 | 0 | 0
0 | 0 | 0 | 0 | 0 | 0 | 0 | 0 | 0 | 0 | 0 | 0 | 0 | 0 | 0 | 0 | 0 | 0 | 0 | 0 | 0
0 | 0 | 0 | 0 | 0 | 0 | 0 | 0 | 0 | 0 | 0 | 0 | 0 | 0 | 0 | 0 | 0 | 0 | 0 | 0 | 0
0 | 0 | 0 | 0 | 0 | 0 | 0 | 0 | 0 | 0 | 0 | 0 | 0 | 0 | 0 | 0 | 0 | 0 | 0 | 0 | 0
0 | 0 | 0 | 0 | 0 | 0 | 0 | 0 | 0 | 0 | 0 | 0 | 0 | 0 | 0 | 0 | 0 | 0 | 0 | 0 | 0
0 | 0 | 0 | 0 | 0 | 0 | 0 | 0 | 0 | 0 | 0 | 0 | 0 | 0 | 0 | 0 | 0 | 0 | 0 | 0 | 0
0 | 0 | 0 | 0 | 0 | 0 | 0 | 0 | 0 | 0 | 0 | 0 | 0 | 0 | 0 | 0 | 0 | 0 | 0 | 0 | 0
0 | 0 | 0 | 0 | 0 | 0 | 0 | 0 | 0 | 0 | 0 | 0 | 0 | 0 | 0 | 0 | 0 | 0 | 0 | 0 | 0
0 | 0 | 0 | 0 | 0 | 0 | 0 | 0 | 0 | 0 | 0 | 0 | 0 | 0 | 0 | 0 | 0 | 0 | 0 | 0 | 0
0 | 0 | 0 | 0 | 0 | 0 | 0 | 0 | 0 | 0 | 0 | 0 | 0 | 0 | 0 | 0 | 0 | 0 | 0 | 0 | 0
0 | 0 | 0 | 0 | 0 | 0 | 0 | 0 | 0 | 0 | 0 | 0 | 0 | 0 | 0 | 0 | 0 | 0 | 0 | 0 | 0
0 | 0 | 0 | 0 | 0 | 0 | 0 | 0 | 0 | 0 | 0 | 0 | 0 | 0 | 0 | 0 | 0 | 0 | 0 | 0 | 0
0 | 0 | 0 | 0 | 0 | 0 | 0 | 0 | 0 | 0 | 0 | 0 | 0 | 0 | 0 | 0 | 0 | 0 | 0 | 0 | 0
0 | 0 | 0 | 0 | 0 | 0 | 0 | 0 | 0 | 0 | 0 | 0 | 0 | 0 | 0 | 0 | 0 | 0 | 0 | 0 | 0
0 | 0 | 0 | 0 | 0 | 0 | 0 | 0 | 0 | 0 | 0 | 0 | 0 | 0 | 0 | 0 | 0 | 0 | 0 | 0 | 0
0 | 0 | 0 | 0 | 0 | 0 | 0 | 0 | 0 | 0 | 0 | 0 | 0 | 0 | 0 | 0 | 0 | 0 | 0 | 0 | 0
0 | 0 | 0 | 0 | 0 | 0 | 0 | 0 | 0 | 0 | 0 | 0 | 0 | 0 | 0 | 0 | 0 | 0 | 0 | 0 | 0
0 | 0 | 0 | 0 | 0 | 0 | 0 | 0 | 0 | 0 | 0 | 0 | 0 | 0 | 0 | 0 | 0 | 0 | 0 | 0 | 0
0 | 0 | 0 | 0 | 0 | 0 | 0 | 0 | 0 | 0 | 0 | 0 | 0 | 0 | 0 | 0 | 0 | 0 | 0 | 0 | 0
0 | 0 | 0 | 0 | 0 | 0 | 0 | 0 | 0 | 0 | 0 | 0 | 0 | 0 | 0 | 0 | 0 | 0 | 0 | 0 | 0
0 | 0 | 0 | 0 | 0 | 0 | 0 | 0 | 0 | 0 | 0 | 0 | 0 | 0 | 0 | 0 | 0 | 0 | 0 | 0 | 0
0 | 0 | 0 | 0 | 0 | 0 | 0 | 0 | 0 | 0 | 0 | 0 | 0 | 0 | 0 | 0 | 0 | 0 | 0 | 0 | 0
0 | 0 | 0 | 0 | 0 | 0 | 0 | 0 | 0 | 0 | 0 | 0 | 0 | 0 | 0 | 0 | 0 | 0 | 0 | 0 | 0
0 | 0 | 0 | 0 | 0 | 0 | 0 | 0 | 0 | 0 | 0 | 0 | 0 | 0 | 0 | 0 | 0 | 0 | 0 | 0 | 0
0 | 0 | 0 | 0 | 0 | 0 | 0 | 0 | 0 | 0 | 0 | 0 | 0 | 0 | 0 | 0 | 0 | 0 | 0 | 0 | 0
0 | 0 | 0 | 0 | 0 | 0 | 0 | 0 | 0 | 0 | 0 | 0 | 0 | 0 | 0 | 0 | 0 | 0 | 0 | 0 | 0
0 | 0 | 0 | 0 | 0 | 0 | 0 | 0 | 0 | 0 | 0 | 0 | 0 | 0 | 0 | 0 | 0 | 0 | 0 | 0 | 0
0 | 0 | 0 | 0 | 0 | 0 | 0 | 0 | 0 | 0 | 0 | 0 | 0 | 0 | 0 | 0 | 0 | 0 | 0 | 0 | 0
0 | 0 | 0 | 0 | 0 | 0 | 0 | 0 | 0 | 0 | 0 | 0 | 0 | 0 | 0 | 0 | 0 | 0 | 0 | 0 | 0
0 | 0 | 0 | 0 | 0 | 0 | 0 | 0 | 0 | 0 | 0 | 0 | 0 | 0 | 0 | 0 | 0 | 0 | 0 | 0 | 0
0 | 0 | 0 | 0 | 0 | 0 | 0 | 0 | 0 | 0 | 0 | 0 | 0 | 0 | 0 | 0 | 0 | 0 | 0 | 0 | 0
0 | 0 | 0 | 0 | 0 | 0 | 0 | 0 | 0 | 0 | 0 | 0 | 0 | 0 | 0 | 0 | 0 | 0 | 0 | 0 | 0
0 | 0 | 0 | 0 | 0 | 0 | 0 | 0 | 0 | 0 | 0 | 0 | 0 | 0 | 0 | 0 | 0 | 0 | 0 | 0 | 0
0 | 0 | 0 | 0 | 0 | 0 | 0 | 0 | 0 | 0 | 0 | 0 | 0 | 0 | 0 | 0 | 0 | 0 | 0 | 0 | 0
0 | 0 | 0 | 0 | 0 | 0 | 0 | 0 | 0 | 0 | 0 | 0 | 0 | 0 | 0 | 0 | 0 | 0 | 0 | 0 | 0
0 | 0 | 0 | 0 | 0 | 0 | 0 | 0 | 0 | 0 | 0 | 0 | 0 | 0 | 0 | 0 | 0 | 0 | 0 | 0 | 0
0 | 0 | 0 | 0 | 0 | 0 | 0 | 0 | 0 | 0 | 0 | 0 | 0 | 0 | 0 | 0 | 0 | 0 | 0 | 0 | 0
0 | 0 | 0 | 0 | 0 | 0 | 0 | 0 | 0 | 0 | 0 | 0 | 0 | 0 | 0 | 0 | 0 | 0 | 0 | 0 | 0
0 | 0 | 0 | 0 | 0 | 0 | 0 | 0 | 0 | 0 | 0 | 0 | 0 | 0 | 0 | 0 | 0 | 0 | 0 | 0 | 0
0 | 0 | 0 | 0 | 0 | 0 | 0 | 0 | 0 | 0 | 0 | 0 | 0 | 0 | 0 | 0 | 0 | 0 | 0 | 0 | 0
0 | 0 | 0 | 0 | 0 | 0 | 0 | 0 | 0 | 0 | 0 | 0 | 0 | 0 | 0 | 0 | 0 | 0 | 0 | 0 | 0
0 | 0 | 0 | 0 | 0 | 0 | 0 | 0 | 0 | 0 | 0 | 0 | 0 | 0 | 0 | 0 | 0 | 0 | 0 | 0 | 0
0 | 0 | 0 | 0 | 0 | 0 | 0 | 0 | 0 | 0 | 0 | 0 | 0 | 0 | 0 | 0 | 0 | 0 | 0 | 0 | 0
0 | 0 | 0 | 0 | 0 | 0 | 0 | 0 | 0 | 0 | 0 | 0 | 0 | 0 | 0 | 0 | 0 | 0 | 0 | 0 | 0
0 | 0 | 0 | 0 | 0 | 0 | 0 | 0 | 0 | 0 | 0 | 0 | 0 | 0 | 0 | 0 | 0 | 0 | 0 | 0 | 0
0 | 0 | 0 | 0 | 0 | 0 | 0 | 0 | 0 | 0 | 0 | 0 | 0 | 0 | 0 | 0 | 0 | 0 | 0 | 0 | 0
0 | 0 | 0 | 0 | 0 | 0 | 0 | 0 | 0 | 0 | 0 | 0 | 0 | 0 | 0 | 0 | 0 | 0 | 0 | 0 | 0
0 | 0 | 0 | 0 | 0 | 0 | 0 | 0 | 0 | 0 | 0 | 0 | 0 | 0 | 0 | 0 | 0 | 0 | 0 | 0 | 0
0 | 0 | 0 | 0 | 0 | 0 | 0 | 0 | 0 | 0 | 0 | 0 | 0 | 0 | 0 | 0 | 0 | 0 | 0 | 0 | 0
0 | 0 | 0 | 0 | 0 | 0 | 0 | 0 | 0 | 0 | 0 | 0 | 0 | 0 | 0 | 0 | 0 | 0 | 0 | 0 | 0
0 | 0 | 0 | 0 | 0 | 0 | 0 | 0 | 0 | 0 | 0 | 0 | 0 | 0 | 0 | 0 | 0 | 0 | 0 | 0 | 0
0 | 0 | 0 | 0 | 0 | 0 | 0 | 0 | 0 | 0 | 0 | 0 | 0 | 0 | 0 | 0 | 0 | 0 | 0 | 0 | 0
0 | 0 | 0 | 0 | 0 | 0 | 0 | 0 | 0 | 0 | 0 | 0 | 0 | 0 | 0 | 0 | 0 | 0 | 0 | 0 | 0
0 | 0 | 0 | 0 | 0 | 0 | 0 | 0 | 0 | 0 | 0 | 0 | 0 | 0 | 0 | 0 | 0 | 0 | 0 | 0 | 0
0 | 0 | 0 | 0 | 0 | 0 | 0 | 0 | 0 | 0 | 0 | 0 | 0 | 0 | 0 | 0 | 0 | 0 | 0 | 0 | 0
0 | 0 | 0 | 0 | 0 | 0 | 0 | 0 | 0 | 0 | 0 | 0 | 0 | 0 | 0 | 0 | 0 | 0 | 0 | 0 | 0
0 | 0 | 0 | 0 | 0 | 0 | 0 | 0 | 0 | 0 | 0 | 0 | 0 | 0 | 0 | 0 | 0 | 0 | 0 | 0 | 0
0 | 0 | 0 | 0 | 0 | 0 | 0 | 0 | 0 | 0 | 0 | 0 | 0 | 0 | 0 | 0 | 0 | 0 | 0 | 0 | 0
0 | 0 | 0 | 0 | 0 | 0 | 0 | 0 | 0 | 0 | 0 | 0 | 0 | 0 | 0 | 0 | 0 | 0 | 0 | 0 | 0
0 | 0 | 0 | 0 | 0 | 0 | 0 | 0 | 0 | 0 | 0 | 0 | 0 | 0 | 0 | 0 | 0 | 0 | 0 | 0 | 0
0 | 0 | 0 | 0 | 0 | 0 | 0 | 0 | 0 | 0 | 0 | 0 | 0 | 0 | 0 | 0 | 0 | 0 | 0 | 0 | 0
0 | 0 | 0 | 0 | 0 | 0 | 0 | 0 | 0 | 0 | 0 | 0 | 0 | 0 | 0 | 0 | 0 | 0 | 0 | 0 | 0
0 | 0 | 0 | 0 | 0 | 0 | 0 | 0 | 0 | 0 | 0 | 0 | 0 | 0 | 0 | 0 | 0 | 0 | 0 | 0 | 0
0 | 0 | 0 | 0 | 0 | 0 | 0 | 0 | 0 | 0 | 0 | 0 | 0 | 0 | 0 | 0 | 0 | 0 | 0 | 0 | 0
0 | 0 | 0 | 0 | 0 | 0 | 0 | 0 | 0 | 0 | 0 | 0 | 0 | 0 | 0 | 0 | 0 | 0 | 0 | 0 | 0
0 | 0 | 0 | 0 | 0 | 0 | 0 | 0 | 0 | 0 | 0 | 0 | 0 | 0 | 0 | 0 | 0 | 0 | 0 | 0 | 0
0 | 0 | 0 | 0 | 0 | 0 | 0 | 0 | 0 | 0 | 0 | 0 | 0 | 0 | 0 | 0 | 0 | 0 | 0 | 0 | 0
0 | 0 | 0 | 0 | 0 | 0 | 0 | 0 | 0 | 0 | 0 | 0 | 0 | 0 | 0 | 0 | 0 | 0 | 0 | 0 | 0
0 | 0 | 0 | 0 | 0 | 0 | 0 | 0 | 0 | 0 | 0 | 0 | 0 | 0 | 0 | 0 | 0 | 0 | 0 | 0 | 0
0 | 0 | 0 | 0 | 0 | 0 | 0 | 0 | 0 | 0 | 0 | 0 | 0 | 0 | 0 | 0 | 0 | 0 | 0 | 0 | 0
0 | 0 | 0 | 0 | 0 | 0 | 0 | 0 | 0 | 0 | 0 | 0 | 0 | 0 | 0 | 0 | 0 | 0 | 0 | 0 | 0
0 | 0 | 0 | 0 | 0 | 0 | 0 | 0 | 0 | 0 | 0 | 0 | 0 | 0 | 0 | 0 | 0 | 0 | 0 | 0 | 0
0 | 0 | 0 | 0 | 0 | 0 | 0 | 0 | 0 | 0 | 0 | 0 | 0 | 0 | 0 | 0 | 0 | 0 | 0 | 0 | 0
0 | 0 | 0 | 0 | 0 | 0 | 0 | 0 | 0 | 0 | 0 | 0 | 0 | 0 | 0 | 0 | 0 | 0 | 0 | 0 | 0
0 | 0 | 0 | 0 | 0 | 0 | 0 | 0 | 0 | 0 | 0 | 0 | 0 | 0 | 0 | 0 | 0 | 0 | 0 | 0 | 0
0 | 0 | 0 | 0 | 0 | 0 | 0 | 0 | 0 | 0 | 0 | 0 | 0 | 0 | 0 | 0 | 0 | 0 | 0 | 0 | 0
0 | 0 | 0 | 0 | 0 | 0 | 0 | 0 | 0 | 0 | 0 | 0 | 0 | 0 | 0 | 0 | 0 | 0 | 0 | 0 | 0
0 | 0 | 0 | 0 | 0 | 0 | 0 | 0 | 0 | 0 | 0 | 0 | 0 | 0 | 0 | 0 | 0 | 0 | 0 | 0 | 0
0 | 0 | 0 | 0 | 0 | 0 | 0 | 0 | 0 | 0 | 0 | 0 | 0 | 0 | 0 | 0 | 0 | 0 | 0 | 0 | 0
0 | 0 | 0 | 0 | 0 | 0 | 0 | 0 | 0 | 0 | 0 | 0 | 0 | 0 | 0 | 0 | 0 | 0 | 0 | 0 | 0
0 | 0 | 0 | 0 | 0 | 0 | 0 | 0 | 0 | 0 | 0 | 0 | 0 | 0 | 0 | 0 | 0 | 0 | 0 | 0 | 0
0 | 0 | 0 | 0 | 0 | 0 | 0 | 0 | 0 | 0 | 0 | 0 | 0 | 0 | 0 | 0 | 0 | 0 | 0 | 0 | 0
0 | 0 | 0 | 0 | 0 | 0 | 0 | 0 | 0 | 0 | 0 | 0 | 0 | 0 | 0 | 0 | 0 | 0 | 0 | 0 | 0
0 | 0 | 0 | 0 | 0 | 0 | 0 | 0 | 0 | 0 | 0 | 0 | 0 | 0 | 0 | 0 | 0 | 0 | 0 | 0 | 0
0 | 0 | 0 | 0 | 0 | 0 | 0 | 0 | 0 | 0 | 0 | 0 | 0 | 0 | 0 | 0 | 0 | 0 | 0 | 0 | 0
0 | 0 | 0 | 0 | 0 | 0 | 0 | 0 | 0 | 0 | 0 | 0 | 0 | 0 | 0 | 0 | 0 | 0 | 0 | 0 | 0
0 | 0 | 0 | 0 | 0 | 0 | 0 | 0 | 0 | 0 | 0 | 0 | 0 | 0 | 0 | 0 | 0 | 0 | 0 | 0 | 0
0 | 0 | 0 | 0 | 0 | 0 | 0 | 0 | 0 | 0 | 0 | 0 | 0 | 0 | 0 | 0 | 0 | 0 | 0 | 0 | 0
0 | 0 | 0 | 0 | 0 | 0 | 0 | 0 | 0 | 0 | 0 | 0 | 0 | 0 | 0 | 0 | 0 | 0 | 0 | 0 | 0
0 | 0 | 0 | 0 | 0 | 0 | 0 | 0 | 0 | 0 | 0 | 0 | 0 | 0 | 0 | 0 | 0 | 0 | 0 | 0 | 0
0 | 0 | 0 | 0 | 0 | 0 | 0 | 0 | 0 | 0 | 0 | 0 | 0 | 0 | 0 | 0 | 0 | 0 | 0 | 0 | 0
0 | 0 | 0 | 0 | 0 | 0 | 0 | 0 | 0 | 0 | 0 | 0 | 0 | 0 | 0 | 0 | 0 | 0 | 0 | 0 | 0
0 | 0 | 0 | 0 | 0 | 0 | 0 | 0 | 0 | 0 | 0 | 0 | 0 | 0 | 0 | 0 | 0 | 0 | 0 | 0 | 0
0 | 0 | 0 | 0 | 0 | 0 | 0 | 0 | 0 | 0 | 0 | 0 | 0 | 0 | 0 | 0 | 0 | 0 | 0 | 0 | 0
0 | 0 | 0 | 0 | 0 | 0 | 0 | 0 | 0 | 0 | 0 | 0 | 0 | 0 | 0 | 0 | 0 | 0 | 0 | 0 | 0
0 | 0 | 0 | 0 | 0 | 0 | 0 | 0 | 0 | 0 | 0 | 0 | 0 | 0 | 0 | 0 | 0 | 0 | 0 | 0 | 0
0 | 0 | 0 | 0 | 0 | 0 | 0 | 0 | 0 | 0 | 0 | 0 | 0 | 0 | 0 | 0 | 0 | 0 | 0 | 0 | 0
0 | 0 | 0 | 0 | 0 | 0 | 0 | 0 | 0 | 0 | 0 | 0 | 0 | 0 | 0 | 0 | 0 | 0 | 0 | 0 | 0
0 | 0 | 0 | 0 | 0 | 0 | 0 | 0 | 0 | 0 | 0 | 0 | 0 | 0 | 0 | 0 | 0 | 0 | 0 | 0 | 0
0 | 0 | 0 | 0 | 0 | 0 | 0 | 0 | 0 | 0 | 0 | 0 | 0 | 0 | 0 | 0 | 0 | 0 | 0 | 0 | 0
0 | 0 | 0 | 0 | 0 | 0 | 0 | 0 | 0 | 0 | 0 | 0 | 0 | 0 | 0 | 0 | 0 | 0 | 0 | 0 | 0
0 | 0 | 0 | 0 | 0 | 0 | 0 | 0 | 0 | 0 | 0 | 0 | 0 | 0 | 0 | 0 | 0 | 0 | 0 | 0 | 0
0 | 0 | 0 | 0 | 0 | 0 | 0 | 0 | 0 | 0 | 0 | 0 | 0 | 0 | 0 | 0 | 0 | 0 | 0 | 0 | 0
0 | 0 | 0 | 0 | 0 | 0 | 0 | 0 | 0 | 0 | 0 | 0 | 0 | 0 | 0 | 0 | 0 | 0 | 0 | 0 | 0
0 | 0 | 0 | 0 | 0 | 0 | 0 | 0 | 0 | 0 | 0 | 0 | 0 | 0 | 0 | 0 | 0 | 0 | 0 | 0 | 0
0 | 0 | 0 | 0 | 0 | 0 | 0 | 0 | 0 | 0 | 0 | 0 | 0 | 0 | 0 | 0 | 0 | 0 | 0 | 0 | 0
0 | 0 | 0 | 0 | 0 | 0 | 0 | 0 | 0 | 0 | 0 | 0 | 0 | 0 | 0 | 0 | 0 | 0 | 0 | 0 | 0
0 | 0 | 0 | 0 | 0 | 0 | 0 | 0 | 0 | 0 | 0 | 0 | 0 | 0 | 0 | 0 | 0 | 0 | 0 | 0 | 0
0 | 0 | 0 | 0 | 0 | 0 | 0 | 0 | 0 | 0 | 0 | 0 | 0 | 0 | 0 | 0 | 0 | 0 | 0 | 0 | 0
0 | 0 | 0 | 0 | 0 | 0 | 0 | 0 | 0 | 0 | 0 | 0 | 0 | 0 | 0 | 0 | 0 | 0 | 0 | 0 | 0
0 | 0 | 0 | 0 | 0 | 0 | 0 | 0 | 0 | 0 | 0 | 0 | 0 | 0 | 0 | 0 | 0 | 0 | 0 | 0 | 0
0 | 0 | 0 | 0 | 0 | 0 | 0 | 0 | 0 | 0 | 0 | 0 | 0 | 0 | 0 | 0 | 0 | 0 | 0 | 0 | 0
0 | 0 | 0 | 0 | 0 | 0 | 0 | 0 | 0 | 0 | 0 | 0 | 0 | 0 | 0 | 0 | 0 | 0 | 0 | 0 | 0
0 | 0 | 0 | 0 | 0 | 0 | 0 | 0 | 0 | 0 | 0 | 0 | 0 | 0 | 0 | 0 | 0 | 0 | 0 | 0 | 0
0 | 0 | 0 | 0 | 0 | 0 | 0 | 0 | 0 | 0 | 0 | 0 | 0 | 0 | 0 | 0 | 0 | 0 | 0 | 0 | 0
0 | 0 | 0 | 0 | 0 | 0 | 0 | 0 | 0 | 0 | 0 | 0 | 0 | 0 | 0 | 0 | 0 | 0 | 0 | 0 | 0
0 | 0 | 0 | 0 | 0 | 0 | 0 | 0 | 0 | 0 | 0 | 0 | 0 | 0 | 0 | 0 | 0 | 0 | 0 | 0 | 0
0 | 0 | 0 | 0 | 0 | 0 | 0 | 0 | 0 | 0 | 0 | 0 | 0 | 0 | 0 | 0 | 0 | 0 | 0 | 0 | 0
0 | 0 | 0 | 0 | 0 | 0 | 0 | 0 | 0 | 0 | 0 | 0 | 0 | 0 | 0 | 0 | 0 | 0 | 0 | 0 | 0
0 | 0 | 0 | 0 | 0 | 0 | 0 | 0 | 0 | 0 | 0 | 0 | 0 | 0 | 0 | 0 | 0 | 0 | 0 | 0 | 0
0 | 0 | 0 | 0 | 0 | 0 | 0 | 0 | 0 | 0 | 0 | 0 | 0 | 0 | 0 | 0 | 0 | 0 | 0 | 0 | 0
0 | 0 | 0 | 0 | 0 | 0 | 0 | 0 | 0 | 0 | 0 | 0 | 0 | 0 | 0 | 0 | 0 | 0 | 0 | 0 | 0
0 | 0 | 0 | 0 | 0 | 0 | 0 | 0 | 0 | 0 | 0 | 0 | 0 | 0 | 0 | 0 | 0 | 0 | 0 | 0 | 0
0 | 0 | 0 | 0 | 0 | 0 | 0 | 0 | 0 | 0 | 0 | 0 | 0 | 0 | 0 | 0 | 0 | 0 | 0 | 0 | 0
0 | 0 | 0 | 0 | 0 | 0 | 0 | 0 | 0 | 0 | 0 | 0 | 0 | 0 | 0 | 0 | 0 | 0 | 0 | 0 | 0
0 | 0 | 0 | 0 | 0 | 0 | 0 | 0 | 0 | 0 | 0 | 0 | 0 | 0 | 0 | 0 | 0 | 0 | 0 | 0 | 0
0 | 0 | 0 | 0 | 0 | 0 | 0 | 0 | 0 | 0 | 0 | 0 | 0 | 0 | 0 | 0 | 0 | 0 | 0 | 0 | 0
0 | 0 | 0 | 0 | 0 | 0 | 0 | 0 | 0 | 0 | 0 | 0 | 0 | 0 | 0 | 0 | 0 | 0 | 0 | 0 | 0
0 | 0 | 0 | 0 | 0 | 0 | 0 | 0 | 0 | 0 | 0 | 0 | 0 | 0 | 0 | 0 | 0 | 0 | 0 | 0 | 0
0 | 0 | 0 | 0 | 0 | 0 | 0 | 0 | 0 | 0 | 0 | 0 | 0 | 0 | 0 | 0 | 0 | 0 | 0 | 0 | 0
0 | 0 | 0 | 0 | 0 | 0 | 0 | 0 | 0 | 0 | 0 | 0 | 0 | 0 | 0 | 0 | 0 | 0 | 0 | 0 | 0
0 | 0 | 0 | 0 | 0 | 0 | 0 | 0 | 0 | 0 | 0 | 0 | 0 | 0 | 0 | 0 | 0 | 0 | 0 | 0 | 0
0 | 0 | 0 | 0 | 0 | 0 | 0 | 0 | 0 | 0 | 0 | 0 | 0 | 0 | 0 | 0 | 0 | 0 | 0 | 0 | 0
0 | 0 | 0 | 0 | 0 | 0 | 0 | 0 | 0 | 0 | 0 | 0 | 0 | 0 | 0 | 0 | 0 | 0 | 0 | 0 | 0
0 | 0 | 0 | 0 | 0 | 0 | 0 | 0 | 0 | 0 | 0 | 0 | 0 | 0 | 0 | 0 | 0 | 0 | 0 | 0 | 0
0 | 0 | 0 | 0 | 0 | 0 | 0 | 0 | 0 | 0 | 0 | 0 | 0 | 0 | 0 | 0 | 0 | 0 | 0 | 0 | 0
0 | 0 | 0 | 0 | 0 | 0 | 0 | 0 | 0 | 0 | 0 | 0 | 0 | 0 | 0 | 0 | 0 | 0 | 0 | 0 | 0
0 | 0 | 0 | 0 | 0 | 0 | 0 | 0 | 0 | 0 | 0 | 0 | 0 | 0 | 0 | 0 | 0 | 0 | 0 | 0 | 0
0 | 0 | 0 | 0 | 0 | 0 | 0 | 0 | 0 | 0 | 0 | 0 | 0 | 0 | 0 | 0 | 0 | 0 | 0 | 0 | 0
0 | 0 | 0 | 0 | 0 | 0 | 0 | 0 | 0 | 0 | 0 | 0 | 0 | 0 | 0 | 0 | 0 | 0 | 0 | 0 | 0
0 | 0 | 0 | 0 | 0 | 0 | 0 | 0 | 0 | 0 | 0 | 0 | 0 | 0 | 0 | 0 | 0 | 0 | 0 | 0 | 0
0 | 0 | 0 | 0 | 0 | 0 | 0 | 0 | 0 | 0 | 0 | 0 | 0 | 0 | 0 | 0 | 0 | 0 | 0 | 0 | 0
0 | 0 | 0 | 0 | 0 | 0 | 0 | 0 | 0 | 0 | 0 | 0 | 0 | 0 | 0 | 0 | 0 | 0 | 0 | 0 | 0
0 | 0 | 0 | 0 | 0 | 0 | 0 | 0 | 0 | 0 | 0 | 0 | 0 | 0 | 0 | 0 | 0 | 0 | 0 | 0 | 0
0 | 0 | 0 | 0 | 0 | 0 | 0 | 0 | 0 | 0 | 0 | 0 | 0 | 0 | 0 | 0 | 0 | 0 | 0 | 0 | 0
0 | 0 | 0 | 0 | 0 | 0 | 0 | 0 | 0 | 0 | 0 | 0 | 0 | 0 | 0 | 0 | 0 | 0 | 0 | 0 | 0
0 | 0 | 0 | 0 | 0 | 0 | 0 | 0 | 0 | 0 | 0 | 0 | 0 | 0 | 0 | 0 | 0 | 0 | 0 | 0 | 0
0 | 0 | 0 | 0 | 0 | 0 | 0 | 0 | 0 | 0 | 0 | 0 | 0 | 0 | 0 | 0 | 0 | 0 | 0 | 0 | 0
0 | 0 | 0 | 0 | 0 | 0 | 0 | 0 | 0 | 0 | 0 | 0 | 0 | 0 | 0 | 0 | 0 | 0 | 0 | 0 | 0
0 | 0 | 0 | 0 | 0 | 0 | 0 | 0 | 0 | 0 | 0 | 0 | 0 | 0 | 0 | 0 | 0 | 0 | 0 | 0 | 0
0 | 0 | 0 | 0 | 0 | 0 | 0 | 0 | 0 | 0 | 0 | 0 | 0 | 0 | 0 | 0 | 0 | 0 | 0 | 0 | 0
0 | 0 | 0 | 0 | 0 | 0 | 0 | 0 | 0 | 0 | 0 | 0 | 0 | 0 | 0 | 0 | 0 | 0 | 0 | 0 | 0
0 | 0 | 0 | 0 | 0 | 0 | 0 | 0 | 0 | 0 | 0 | 0 | 0 | 0 | 0 | 0 | 0 | 0 | 0 | 0 | 0
0 | 0 | 0 | 0 | 0 | 0 | 0 | 0 | 0 | 0 | 0 | 0 | 0 | 0 | 0 | 0 | 0 | 0 | 0 | 0 | 0
0 | 0 | 0 | 0 | 0 | 0 | 0 | 0 | 0 | 0 | 0 | 0 | 0 | 0 | 0 | 0 | 0 | 0 | 0 | 0 | 0
0 | 0 | 0 | 0 | 0 | 0 | 0 | 0 | 0 | 0 | 0 | 0 | 0 | 0 | 0 | 0 | 0 | 0 | 0 | 0 | 0
0 | 0 | 0 | 0 | 0 | 0 | 0 | 0 | 0 | 0 | 0 | 0 | 0 | 0 | 0 | 0 | 0 | 0 | 0 | 0 | 0
0 | 0 | 0 | 0 | 0 | 0 | 0 | 0 | 0 | 0 | 0 | 0 | 0 | 0 | 0 | 0 | 0 | 0 | 0 | 0 | 0
0 | 0 | 0 | 0 | 0 | 0 | 0 | 0 | 0 | 0 | 0 | 0 | 0 | 0 | 0 | 0 | 0 | 0 | 0 | 0 | 0
0 | 0 | 0 | 0 | 0 | 0 | 0 | 0 | 0 | 0 | 0 | 0 | 0 | 0 | 0 | 0 | 0 | 0 | 0 | 0 | 0
0 | 0 | 0 | 0 | 0 | 0 | 0 | 0 | 0 | 0 | 0 | 0 | 0 | 0 | 0 | 0 | 0 | 0 | 0 | 0 | 0
0 | 0 | 0 | 0 | 0 | 0 | 0 | 0 | 0 | 0 | 0 | 0 | 0 | 0 | 0 | 0 | 0 | 0 | 0 | 0 | 0
0 | 0 | 0 | 0 | 0 | 0 | 0 | 0 | 0 | 0 | 0 | 0 | 0 | 0 | 0 | 0 | 0 | 0 | 0 | 0 | 0
0 | 0 | 0 | 0 | 0 | 0 | 0 | 0 | 0 | 0 | 0 | 0 | 0 | 0 | 0 | 0 | 0 | 0 | 0 | 0 | 0
0 | 0 | 0 | 0 | 0 | 0 | 0 | 0 | 0 | 0 | 0 | 0 | 0 | 0 | 0 | 0 | 0 | 0 | 0 | 0 | 0
0 | 0 | 0 | 0 | 0 | 0 | 0 | 0 | 0 | 0 | 0 | 0 | 0 | 0 | 0 | 0 | 0 | 0 | 0 | 0 | 0
0 | 0 | 0 | 0 | 0 | 0 | 0 | 0 | 0 | 0 | 0 | 0 | 0 | 0 | 0 | 0 | 0 | 0 | 0 | 0 | 0
0 | 0 | 0 | 0 | 0 | 0 | 0 | 0 | 0 | 0 | 0 | 0 | 0 | 0 | 0 | 0 | 0 | 0 | 0 | 0 | 0
0 | 0 | 0 | 0 | 0 | 0 | 0 | 0 | 0 | 0 | 0 | 0 | 0 | 0 | 0 | 0 | 0 | 0 | 0 | 0 | 0
0 | 0 | 0 | 0 | 0 | 0 | 0 | 0 | 0 | 0 | 0 | 0 | 0 | 0 | 0 | 0 | 0 | 0 | 0 | 0 | 0
0 | 0 | 0 | 0 | 0 | 0 | 0 | 0 | 0 | 0 | 0 | 0 | 0 | 0 | 0 | 0 | 0 | 0 | 0 | 0 | 0
0 | 0 | 0 | 0 | 0 | 0 | 0 | 0 | 0 | 0 | 0 | 0 | 0 | 0 | 0 | 0 | 0 | 0 | 0 | 0 | 0
0 | 0 | 0 | 0 | 0 | 0 | 0 | 0 | 0 | 0 | 0 | 0 | 0 | 0 | 0 | 0 | 0 | 0 | 0 | 0 | 0
0 | 0 | 0 | 0 | 0 | 0 | 0 | 0 | 0 | 0 | 0 | 0 | 0 | 0 | 0 | 0 | 0 | 0 | 0 | 0 | 0
0 | 0 | 0 | 0 | 0 | 0 | 0 | 0 | 0 | 0 | 0 | 0 | 0 | 0 | 0 | 0 | 0 | 0 | 0 | 0 | 0
0 | 0 | 0 | 0 | 0 | 0 | 0 | 0 | 0 | 0 | 0 | 0 | 0 | 0 | 0 | 0 | 0 | 0 | 0 | 0 | 0
0 | 0 | 0 | 0 | 0 | 0 | 0 | 0 | 0 | 0 | 0 | 0 | 0 | 0 | 0 | 0 | 0 | 0 | 0 | 0 | 0
0 | 0 | 0 | 0 | 0 | 0 | 0 | 0 | 0 | 0 | 0 | 0 | 0 | 0 | 0 | 0 | 0 | 0 | 0 | 0 | 0
0 | 0 | 0 | 0 | 0 | 0 | 0 | 0 | 0 | 0 | 0 | 0 | 0 | 0 | 0 | 0 | 0 | 0 | 0 | 0 | 0
0 | 0 | 0 | 0 | 0 | 0 | 0 | 0 | 0 | 0 | 0 | 0 | 0 | 0 | 0 | 0 | 0 | 0 | 0 | 0 | 0
0 | 0 | 0 | 0 | 0 | 0 | 0 | 0 | 0 | 0 | 0 | 0 | 0 | 0 | 0 | 0 | 0 | 0 | 0 | 0 | 0
0 | 0 | 0 | 0 | 0 | 0 | 0 | 0 | 0 | 0 | 0 | 0 | 0 | 0 | 0 | 0 | 0 | 0 | 0 | 0 | 0
0 | 0 | 0 | 0 | 0 | 0 | 0 | 0 | 0 | 0 | 0 | 0 | 0 | 0 | 0 | 0 | 0 | 0 | 0 | 0 | 0
0 | 0 | 0 | 0 | 0 | 0 | 0 | 0 | 0 | 0 | 0 | 0 | 0 | 0 | 0 | 0 | 0 | 0 | 0 | 0 | 0
0 | 0 | 0 | 0 | 0 | 0 | 0 | 0 | 0 | 0 | 0 | 0 | 0 | 0 | 0 | 0 | 0 | 0 | 0 | 0 | 0
0 | 0 | 0 | 0 | 0 | 0 | 0 | 0 | 0 | 0 | 0 | 0 | 0 | 0 | 0 | 0 | 0 | 0 | 0 | 0 | 0
0 | 0 | 0 | 0 | 0 | 0 | 0 | 0 | 0 | 0 | 0 | 0 | 0 | 0 | 0 | 0 | 0 | 0 | 0 | 0 | 0
0 | 0 | 0 | 0 | 0 | 0 | 0 | 0 | 0 | 0 | 0 | 0 | 0 | 0 | 0 | 0 | 0 | 0 | 0 | 0 | 0
0 | 0 | 0 | 0 | 0 | 0 | 0 | 0 | 0 | 0 | 0 | 0 | 0 | 0 | 0 | 0 | 0 | 0 | 0 | 0 | 0
0 | 0 | 0 | 0 | 0 | 0 | 0 | 0 | 0 | 0 | 0 | 0 | 0 | 0 | 0 | 0 | 0 | 0 | 0 | 0 | 0
0 | 0 | 0 | 0 | 0 | 0 | 0 | 0 | 0 | 0 | 0 | 0 | 0 | 0 | 0 | 0 | 0 | 0 | 0 | 0 | 0
0 | 0 | 0 | 0 | 0 | 0 | 0 | 0 | 0 | 0 | 0 | 0 | 0 | 0 | 0 | 0 | 0 | 0 | 0 | 0 | 0
0 | 0 | 0 | 0 | 0 | 0 | 0 | 0 | 0 | 0 | 0 | 0 | 0 | 0 | 0 | 0 | 0 | 0 | 0 | 0 | 0
0 | 0 | 0 | 0 | 0 | 0 | 0 | 0 | 0 | 0 | 0 | 0 | 0 | 0 | 0 | 0 | 0 | 0 | 0 | 0 | 0
0 | 0 | 0 | 0 | 0 | 0 | 0 | 0 | 0 | 0 | 0 | 0 | 0 | 0 | 0 | 0 | 0 | 0 | 0 | 0 | 0
0 | 0 | 0 | 0 | 0 | 0 | 0 | 0 | 0 | 0 | 0 | 0 | 0 | 0 | 0 | 0 | 0 | 0 | 0 | 0 | 0
0 | 0 | 0 | 0 | 0 | 0 | 0 | 0 | 0 | 0 | 0 | 0 | 0 | 0 | 0 | 0 | 0 | 0 | 0 | 0 | 0
0 | 0 | 0 | 0 | 0 | 0 | 0 | 0 | 0 | 0 | 0 | 0 | 0 | 0 | 0 | 0 | 0 | 0 | 0 | 0 | 0
0 | 0 | 0 | 0 | 0 | 0 | 0 | 0 | 0 | 0 | 0 | 0 | 0 | 0 | 0 | 0 | 0 | 0 | 0 | 0 | 0
0 | 0 | 0 | 0 | 0 | 0 | 0 | 0 | 0 | 0 | 0 | 0 | 0 | 0 | 0 | 0 | 0 | 0 | 0 | 0 | 0
0 | 0 | 0 | 0 | 0 | 0 | 0 | 0 | 0 | 0 | 0 | 0 | 0 | 0 | 0 | 0 | 0 | 0 | 0 | 0 | 0
0 | 0 | 0 | 0 | 0 | 0 | 0 | 0 | 0 | 0 | 0 | 0 | 0 | 0 | 0 | 0 | 0 | 0 | 0 | 0 | 0
0 | 0 | 0 | 0 | 0 | 0 | 0 | 0 | 0 | 0 | 0 | 0 | 0 | 0 | 0 | 0 | 0 | 0 | 0 | 0 | 0
0 | 0 | 0 | 0 | 0 | 0 | 0 | 0 | 0 | 0 | 0 | 0 | 0 | 0 | 0 | 0 | 0 | 0 | 0 | 0 | 0
0 | 0 | 0 | 0 | 0 | 0 | 0 | 0 | 0 | 0 | 0 | 0 | 0 | 0 | 0 | 0 | 0 | 0 | 0 | 0 | 0
0 | 0 | 0 | 0 | 0 | 0 | 0 | 0 | 0 | 0 | 0 | 0 | 0 | 0 | 0 | 0 | 0 | 0 | 0 | 0 | 0
0 | 0 | 0 | 0 | 0 | 0 | 0 | 0 | 0 | 0 | 0 | 0 | 0 | 0 | 0 | 0 | 0 | 0 | 0 | 0 | 0
0 | 0 | 0 | 0 | 0 | 0 | 0 | 0 | 0 | 0 | 0 | 0 | 0 | 0 | 0 | 0 | 0 | 0 | 0 | 0 | 0
0 | 0 | 0 | 0 | 0 | 0 | 0 | 0 | 0 | 0 | 0 | 0 | 0 | 0 | 0 | 0 | 0 | 0 | 0 | 0 | 0
0 | 0 | 0 | 0 | 0 | 0 | 0 | 0 | 0 | 0 | 0 | 0 | 0 | 0 | 0 | 0 | 0 | 0 | 0 | 0 | 0
0 | 0 | 0 | 0 | 0 | 0 | 0 | 0 | 0 | 0 | 0 | 0 | 0 | 0 | 0 | 0 | 0 | 0 | 0 | 0 | 0
0 | 0 | 0 | 0 | 0 | 0 | 0 | 0 | 0 | 0 | 0 | 0 | 0 | 0 | 0 | 0 | 0 | 0 | 0 | 0 | 0
0 | 0 | 0 | 0 | 0 | 0 | 0 | 0 | 0 | 0 | 0 | 0 | 0 | 0 | 0 | 0 | 0 | 0 | 0 | 0 | 0
0 | 0 | 0 | 0 | 0 | 0 | 0 | 0 | 0 | 0 | 0 | 0 | 0 | 0 | 0 | 0 | 0 | 0 | 0 | 0 | 0
0 | 0 | 0 | 0 | 0 | 0 | 0 | 0 | 0 | 0 | 0 | 0 | 0 | 0 | 0 | 0 | 0 | 0 | 0 | 0 | 0
0 | 0 | 0 | 0 | 0 | 0 | 0 | 0 | 0 | 0 | 0 | 0 | 0 | 0 | 0 | 0 | 0 | 0 | 0 | 0 | 0

## Output
Program Summary |  | Nominal | Present Value |  | Performance Earnings Basis |  |  |  | Avoided Cost Version
Proposer Name |  | Southern California Edison |  |  | Resource Benefit, net. |  | 1633201419.1821 |  | 2008-05-10
Program Name |  | SCE Core Roll-up E3 Calculator - With Carbon Adder |  |  | Incr Measure Cost, net. |  | 443505794.1792 |  | 2008-05-22
Total Program Budget ($) |  | 640739264.8178 | 592277215.2989 |  | Program Incentive Cost, net |  | 0 |  | Base Year
[5 empty] | Program Admin Cost |  | 640739264.8178 |  | 2009
Net Participant Cost ($) |  | 521070416.1747 | 443505794.1792 |  | Performance Earnings Basis |  | 696791624.9114 |  | SCE PlannerTOU(1000)1e2.xls
Program Impacts | [9 empty] | Program Impacts (Gross)
| Annual Net kWh | Lifecycle Net kWh | Annual Net Therms | Lifecycle Net Therms | Net Jul-Sept Pk (kW) | Net Dec-Feb Pk (kW) | Net CEC (kW) | User Entered kW |  |  | Annual Gross kWh | Lifecycle Gross kWh | Annual Gross Therms | Lifecycle Gross Therms | User Entered kW
2009-2011 | 2432245666.801 | 22043623834.7926 | -35252626.9242 | -307166234.4449 | 409214.5947 | 335646.2859 | 527797.3097 | 448334.8276 |  | 2009-2011 | 3708851724.9633 | 32469064012.5518 | -53934119.7639 | -459626454.6861 | 687573.7456
2012-2015 | 128562261.2752 | 1849338160.3404 | -2045283.6256 | -29482048.3405 | 24369.1719 | 21481.4472 | 27898.0107 | 25955.2908 |  | 2012-2015 | 194121599.0916 | 2782273631.0381 | -2954383.5048 | -42466426.0512 | 38467.6087
Total 2009-2015 | 2560807928.0762 | 23892961995.133 | -37297910.5497 | -336648282.7854 | 433583.7666 | 357127.7331 | 555695.3204 | 474290.1184 |  | Total 2009-2015 | 3902973324.0549 | 35251337643.5899 | -56888503.2687 | -502092880.7373 | 726041.3543
Cost Effectiveness (Lifecycle Present Value Dollars)
|  | Benefits |  |  | Benefit - Cost
| Cost | Electric | Gas | Incentives | NPV | B/C Ratio | Notes
Program TRC ($) | 1035783009.4782 | 1825832322.2041 | -192630903.022 | NA | 597418409.704 | 1.5768 | *1
Program PAC ($) | 592277215.2989 | 1825832322.2041 | -192630903.022 | NA | 1040924203.8832 | 2.7575 | *1,2
Program RIM ($) | 2678729671.3783 | 1825832322.2041 | -192630903.022 | NA | -1045528252.1962 | 0.60969 | *1
*1 B/C Ratio is an approximation because any supply cost increases are treated as negative benefits rather than as a cost as in the Standard Practice Manual
*2 PAC benefits include environmental costs. This is to be consistent with the TRC benefits, but is not strictly consistent with the Standard Practice Manual.
Levelized Cost and Benefit (All Measures Installed through 2012)
| Discounted Savings |  |  |  | Benefit - Cost
| kWh | Therms | Cost | Benefits | NPV
TRC ($/kWh ) | 13694532912.2181 |  | 0.08348 | 0.13333 | 0.049846
PAC ($/kWh) | 13694532912.2181 |  | 0.04892 | 0.13333 | 0.084406
RIM ($/kWh) | 13694532912.2181 |  | 0.21868 | 0.13333 | -0.085351
TRC ($/therm) |  | -200682240.48 | 0.57488 | 0.95988 | 0.385
PAC ($/therm) |  | -200682240.48 | 0.38695 | 0.95988 | 0.57293
RIM ($/therm) |  | -200682240.48 | 1.5744 | 0.95988 | -0.61449
Emissions Reductions | [9 empty] | Emissions Reductions (Gross)
| Electric Reductions |  |  | Gas Reductions | [6 empty] | Electric Reductions |  |  | Gas Reductions
Annual Reductions | CO2 (tons) | NOX (lbs) | PM-10 (lbs) | CO2 (tons) | NOX (lbs) |  |  |  |  | Annual Reductions | CO2 (tons) | NOX (lbs) | PM-10 (lbs) | CO2 (tons) | NOX (lbs)
2009 | 404509.3681 | 107988.3218 | 52134.0334 | -62432.4243 | -100050.5277 | * annual reductions are the units |  |  |  | 2009 | 625690.5999 | 167107.1962 | 80631.2654 | -95905.5784 | -153564.7175 | * annual reductions are the units
2010 | 481065.6305 | 128442.0536 | 61998.7303 | -74633.6204 | -119522.2798 | implemented in the year, times |  |  |  | 2010 | 739193.3917 | 197407.0338 | 95259.8753 | -114602.2773 | -183378.2488 | implemented in the year, times
2011 | 483907.2391 | 129213.7511 | 62363.3127 | -69161.8229 | -110970.4455 | the annual emission reduction |  |  |  | 2011 | 724332.1274 | 193491.8765 | 93337.944 | -105006.7449 | -168345.0448 | the annual emission reduction
2012 | 44566.8144 | 11977.034 | 5733.86 | -6622.635 | -11094.3287 | for the measure. |  |  |  | 2012 | 68389.989 | 18365.4751 | 8800.6414 | -9702.9416 | -16254.5004 | for the measure.
2013 | 21440.0113 | 5763.0031 | 2758.2767 | -3844.0068 | -6439.5327 |  |  |  |  | 2013 | 31765.74 | 8531.3044 | 4087.6006 | -5501.4477 | -9216.1003
2014 | 5805.0376 | 1557.694 | 747.161 | -1248.5562 | -2091.5984 |  |  |  |  | 2014 | 8262.8533 | 2214.0455 | 1063.9031 | -1732.2952 | -2901.9647
2015 | 1161.0075 | 311.5388 | 149.4322 | -249.7112 | -418.3197 |  |  |  |  | 2015 | 1652.5707 | 442.8091 | 212.7806 | -346.459 | -580.3929
Total Annual | 1442455.1086 | 385253.3964 | 185884.8063 | -218192.7767 | -350587.0325 |  |  |  |  | Total Annual | 2199287.272 | 587559.7406 | 283394.0104 | -332797.7441 | -534240.9695
Lifecycle Reductions | [9 empty] | Lifecycle Reductions
2009 | 3684842.3238 | 983327.1514 | 474958.6123 | -542314.472 | -875083.2215 |  |  |  |  | 2009 | 5482708.1597 | 1464611.4076 | 706504.6286 | -814966.0295 | -1314007.3193
2010 | 4304480.1982 | 1149254.8934 | 554754.8087 | -641013.707 | -1033536.8048 |  |  |  |  | 2010 | 6375724.7683 | 1703401.5692 | 821549.4677 | -962310.2406 | -1550287.9568
2011 | 4422438.9907 | 1181372.859 | 569878.5262 | -613594.2926 | -991632.9187 |  |  |  |  | 2011 | 6441616.4349 | 1722034.3927 | 829910.4065 | -911538.4898 | -1472073.3346
2012 | 639158.2977 | 171856.6764 | 82221.6021 | -95696.7286 | -160312.4685 |  |  |  |  | 2012 | 976740.0406 | 262434.5675 | 125672.3262 | -139885.7794 | -234338.5707
2013 | 310452.1537 | 83457.9208 | 39938.7608 | -55327.7361 | -92685.7801 |  |  |  |  | 2013 | 458890.878 | 123257.0854 | 59048.2189 | -78930.4732 | -132225.4081
2014 | 83746.4298 | 22465.3833 | 10779.7703 | -17871.2651 | -29938.1876 |  |  |  |  | 2014 | 118848.552 | 31833.5695 | 15304.1496 | -24676.9498 | -41339.1638
2015 | 16749.286 | 4493.0767 | 2155.9541 | -3574.253 | -5987.6375 |  |  |  |  | 2015 | 23769.7104 | 6366.7139 | 3060.8299 | -4935.39 | -8267.8328
Total Lifecycle | 13461867.6798 | 3596227.961 | 1734688.0345 | -1969392.4543 | -3189177.0188 |  |  |  |  | Total Lifecycle | 19878298.544 | 5313939.3059 | 2561050.0274 | -2937243.3523 | -4752539.5859
Reductions based on total annual installations | [9 empty] | Reductions (Gross) based on total annual installations
| Annual Net kWh | Lifecycle Net kWh | Annual Net Therms | Lifecycle Net Therms | Net July-Sept Peak (kW) | Net Dec-Feb (kW) | Net CEC (kW) | User Entered kW | Net Annual NCP (kW) |  | Annual Gross kWh | Lifecycle Gross kWh | Annual Gross Therms | Lifecycle Gross Therms | User Entered kW
2009 | 718536203.9697 | 6548736530.1818 | -10672209.2766 | -92703328.5409 | 120147.1083 | 99147.6253 | 155922.3563 | 132734.2712 | 135576.3695 | 2009 | 1110816509.4109 | 9731471907.0039 | -16394115.9677 | -139310432.3991 | 205932.9841
2010 | 854385366.9812 | 7645248656.3151 | -12757883.8247 | -109574992.6456 | 143870.6238 | 118864.5946 | 185401.6246 | 157986.1984 | 209124.6071 | 2010 | 1312428423.6004 | 11314527706.5831 | -19590132.8794 | -164497477.0246 | 243697.7302
2011 | 859324095.8501 | 7849638648.2957 | -11822533.8229 | -104887913.2585 | 145196.8626 | 117634.066 | 186473.3288 | 157614.358 | 213267.9332 | 2011 | 1285606791.952 | 11423064398.9648 | -17949870.9168 | -155818545.2625 | 237943.0313
2012 | 78508300.0729 | 1125224402.7673 | -1132074.3599 | -16358415.1497 | 14474.3769 | 12641.5279 | 17036.3011 | 15299.4515 | 87374.1101 | 2012 | 120587443.8888 | 1721078426.0437 | -1658622.4907 | -23912099.0477 | 23135.4427
2013 | 37759390.5219 | 546680695.4417 | -657095.172 | -9457732.6662 | 7301.9762 | 6465.2544 | 8193.7877 | 7832.3011 | -30425.6614 | 2013 | 56003293.2107 | 808922579.8557 | -940418.4023 | -13492388.5794 | 11381.1254
2014 | 10245475.567 | 147860885.1095 | -213428.4114 | -3054917.1039 | 2160.6823 | 1978.8874 | 2223.2682 | 2352.9485 | -40364.2515 | 2014 | 14609051.6601 | 210227187.6156 | -296118.8432 | -4218282.02 | 3292.5338
2015 | 2049095.1134 | 29572177.0219 | -42685.6823 | -610983.4208 | 432.1365 | 395.7775 | 444.6536 | 470.5897 | -20307.3976 | 2015 | 2921810.332 | 42045437.5231 | -59223.7686 | -843656.404 | 658.5068
Total | 2560807928.0762 | 23892961995.133 | -37297910.5497 | -336648282.7854 | 433583.7666 | 357127.7331 | 555695.3204 | 474290.1184 | 554245.7095 | Total | 3902973324.0549 | 35251337643.5899 | -56888503.2687 | -502092880.7373 | 726041.3543
Net Impacts by Sector (All Measures Installed through 2012)
| Annual Net kWh | Lifecycle Net kWh | Annual Net Therms | Lifecycle Net Therms | Net July-Sept Peak (kW) | Net Dec-Feb (kW) | Net CEC (kW) | User Entered kW | TRC Lifecycle Net Benefits* ($)
Total | 813447589.5055 | 10254260460.1194 | -3170141.5328 | -43595227.5278 | 118300.3807 | 109071.7449 | 176518.1269 | 118300.3807 | 167215473.9124
Residential | 44979878.8656 | 285166436.0813 | 170334.9956 | 3406699.9111 | 6394.7172 | 4888.4497 | 9760.6337 | 6394.7172 | 15267657.1461
Small_Office | 0 | 0 | 0 | 0 | 0 | 0 | 0 | 0 | 0
Large_Office | 0 | 0 | 0 | 0 | 0 | 0 | 0 | 0 | 0
Small_Retail_Store | 0 | 0 | 0 | 0 | 0 | 0 | 0 | 0 | 0
Large_Retail_Store | 0 | 0 | 0 | 0 | 0 | 0 | 0 | 0 | 0
Grocery_Store | 0 | 0 | 0 | 0 | 0 | 0 | 0 | 0 | 0
Food_Store | 0 | 0 | 0 | 0 | 0 | 0 | 0 | 0 | 0
Restaurant | 0 | 0 | 0 | 0 | 0 | 0 | 0 | 0 | 0
Fast_Food_Restaurant | 0 | 0 | 0 | 0 | 0 | 0 | 0 | 0 | 0
Sit_Down_Restaurant | 0 | 0 | 0 | 0 | 0 | 0 | 0 | 0 | 0
Storage_Building | 0 | 0 | 0 | 0 | 0 | 0 | 0 | 0 | 0
Refrigerated_Warehouse | 0 | 0 | 0 | 0 | 0 | 0 | 0 | 0 | 0
Non-Refrig._Warehouse | 0 | 0 | 0 | 0 | 0 | 0 | 0 | 0 | 0
Hotel_Motel | 0 | 0 | 0 | 0 | 0 | 0 | 0 | 0 | 0
Medical_Clinic | 0 | 0 | 0 | 0 | 0 | 0 | 0 | 0 | 0
School | 0 | 0 | 0 | 0 | 0 | 0 | 0 | 0 | 0
K_thru_12_School | 0 | 0 | 0 | 0 | 0 | 0 | 0 | 0 | 0
College_University | 0 | 0 | 0 | 0 | 0 | 0 | 0 | 0 | 0
Assembly | 0 | 0 | 0 | 0 | 0 | 0 | 0 | 0 | 0
Trans_Comm_Util | 0 | 0 | 0 | 0 | 0 | 0 | 0 | 0 | 0
Misc._Commercial | 440153789.8308 | 5350733310.7125 | -3340476.5283 | -47001927.439 | 70350.9262 | 62274.3158 | 95513.3724 | 70350.9262 | 107908199.7777
Industrial | 320018586.7701 | 4525452972.0888 | 0 | 0 | 38227.9355 | 38709.5113 | 69444.0333 | 38227.9355 | 43825659.6016
Agricultural | 8295334.039 | 92907741.2368 | 0 | 0 | 3326.8018 | 3199.4681 | 1800.0875 | 3326.8018 | 213957.3869
Hospital | 0 | 0 | 0 | 0 | 0 | 0 | 0 | 0 | 0
* Include program-level and admin costs allocated based to total gas and electric programs at the measure level.
Net Impacts by CPUC End Use Categories (All Measures Installed through 2012)
| Annual Net kWh | Lifecycle Net kWh | Annual Net Therms | Lifecycle Net Therms | Net July-Sept Peak (kW) | Net Dec-Feb Pk (kW) | Net CEC (kW) | User Entered kW | TRC Lifecycle Net Benefits* ($)
Total | 2560807928.0762 | 23892961995.133 | -37297910.5497 | -336648282.7854 | 433583.7666 | 357127.7331 | 555695.3204 | 474290.1184 | 605354925.704
Clothes Dryer | 0 | 0 | 0 | 0 | 0 | 0 | 0 | 0 | 0
Clothes Washer | 0 | 0 | 0 | 0 | 0 | 0 | 0 | 0 | 0
Consumer Electronics | 0 | 0 | 0 | 0 | 0 | 0 | 0 | 0 | 0
Cooking | 0 | 0 | 0 | 0 | 0 | 0 | 0 | 0 | 0
Dishwasher | 0 | 0 | 0 | 0 | 0 | 0 | 0 | 0 | 0
Other Appliance | 0 | 0 | 0 | 0 | 0 | 0 | 0 | 0 | 0
Office Equipment | 0 | 0 | 0 | 0 | 0 | 0 | 0 | 0 | 0
Building shell | 0 | 0 | 0 | 0 | 0 | 0 | 0 | 0 | 0
Space Cooling | 150400321.8826 | 2134839616.5883 | -710599.9978 | -11306473.8719 | 66398.4055 | 16038.9617 | 32636.8698 | 63747.3329 | 23649034.278
Space Heating | 0 | 0 | 0 | 0 | 0 | 0 | 0 | 0 | 0
Ventilation | 0 | 0 | 0 | 0 | 0 | 0 | 0 | 0 | 0
Interior Lighting | 1675132928.043 | 12541869882.8677 | -33044803.2018 | -275891081.5477 | 275403.0897 | 253050.6943 | 363503.8454 | 318134.5089 | 428603135.5965
Exterior Lighting | 138815599.4448 | 2128241067.3509 | 0 | 0 | 0 | 0 | 30122.9851 | 0 | 61192826.7305
Daylighting | 0 | 0 | 0 | 0 | 0 | 0 | 0 | 0 | 0
Motors | 0 | 0 | 0 | 0 | 0 | 0 | 0 | 0 | 0
Process | 320018586.7701 | 4525452972.0888 | 0 | 0 | 38227.9355 | 38709.5113 | 69444.0333 | 38227.9355 | 43825659.6016
Compressed Air | 0 | 0 | 0 | 0 | 0 | 0 | 0 | 0 | 0
Food Processor | 0 | 0 | 0 | 0 | 0 | 0 | 0 | 0 | 0
Refrigeration | 104042251.202 | 991382303.8185 | -1104556.3876 | -14499523.5289 | 16041.2936 | 12409.4258 | 22577.1685 | 16667.2989 | 12932814.7359
Freezers | 0 | 0 | 0 | 0 | 0 | 0 | 0 | 0 | 0
Pumps | 8295334.039 | 92907741.2368 | 0 | 0 | 3326.8018 | 3199.4681 | 1800.0875 | 3326.8018 | 213957.3869
Pool Pump | 3668141 | 36681410 | 0 | 0 | 1122.68 | 1122.68 | 795.9866 | 1122.68 | -201269.2887
Domestic Hot Water | 0 | 0 | 0 | 0 | 0 | 0 | 0 | 0 | 0
Water Heating | 16574.9536 | 215474.3971 | 0 | 0 | 3.6461 | 6.2137 | 3.5968 | 3.6461 | 1643.5716
Other | 160418190.741 | 1441371526.785 | -2437950.9625 | -34951203.8368 | 33059.9145 | 32590.7781 | 34810.7474 | 33059.9145 | 35137123.0917
* Include program-level and admin costs allocated based to total gas and electric programs at the measure level.
Net Impacts by Climate Zone (All Measures Installed through 2012)
| Annual Net kWh | Lifecycle Net kWh | Annual Net Therms | Lifecycle Net Therms | Net July-Sept Peak (kW) | Net dec-Feb Pk (kW) | Net CEC (kW) | User Entered kW | TRC Lifecycle Net Benefits* ($)
Total | 2560807928.0762 | 23892961995.133 | -37297910.5497 | -37297910.5497 | 433583.7666 | 357127.7331 | 555695.3204 | 555695.3204 | 605354925.704
6 | 0 | 0 | 0 | 0 | 0 | 0 | 0 | 0 | 0
8 | 0 | 0 | 0 | 0 | 0 | 0 | 0 | 0 | 0
9 | 0 | 0 | 0 | 0 | 0 | 0 | 0 | 0 | 0
10 | 0 | 0 | 0 | 0 | 0 | 0 | 0 | 0 | 0
13 | 0 | 0 | 0 | 0 | 0 | 0 | 0 | 0 | 0
14 | 0 | 0 | 0 | 0 | 0 | 0 | 0 | 0 | 0
15 | 0 | 0 | 0 | 0 | 0 | 0 | 0 | 0 | 0
16 | 0 | 0 | 0 | 0 | 0 | 0 | 0 | 0 | 0
System | 2560807928.0762 | 23892961995.133 | -37297910.5497 | -37297910.5497 | 433583.7666 | 357127.7331 | 555695.3204 | 555695.3204 | 605354925.704
0 | 0 | 0 | 0 | 0 | 0 | 0 | 0 | 0 | 0
0 | 0 | 0 | 0 | 0 | 0 | 0 | 0 | 0 | 0
* Include program-level and admin costs allocated based to total gas and electric programs at the measure level.
Persistent reductions in the summer (3rd Qtr) or winter (4th Qtr) of each year
| Net July-Sept Peak (kW) | Net Annual Dec-Feb (kW)
2009 | 60073.5542 | 99147.6253
2010 | 192082.4203 | 218012.2199
2011 | 336376.1937 | 335040.7889
2012 | 401506.3655 | 323053.796
2013 | 380298.6164 | 298603.4369
2014 | 351349.0239 | 273203.7909
2015 | 336725.3183 | 265216.0207
2016 | 313178.6328 | 231786.891
Monthly Impacts
First Year for Impact Table: | 2009
| Quarter | Monthly Five Hour Avg or TOU Peak | Net Monthly NCP (kW) |  | Monthly Net kWh | Monthly Net Therms
2009-01-01 | 1 | 0 | 0 |  | 0 | 0
2009-02-01 | 1 | 0 | 0 |  | 0 | 0
2009-03-01 | 1 | 0 | 0 |  | 0 | 0
2009-04-01 | 2 | 19674.7755 | 41833.6411 |  | 13984099.9582 | -64798.6922
2009-05-01 | 2 | 27178.0531 | 40848.3049 |  | 14767037.642 | -64798.6922
2009-06-01 | 2 | 20062.0589 | 43750.5681 |  | 15151649.1084 | -64798.6922
2009-07-01 | 3 | 58685.8882 | 90024.3378 |  | 32867328.6433 | -129597.3844
2009-08-01 | 3 | 62353.427 | 91837.9318 |  | 33143764.7394 | -129597.3844
2009-09-01 | 3 | 59181.3474 | 96888.5361 |  | 32052634.6202 | -129597.3844
2009-10-01 | 4 | 76325.4045 | 135576.3695 |  | 45672219.1834 | -1139630.083
2009-11-01 | 4 | 73783.5798 | 124278.784 |  | 43815738.3768 | -1139630.083
2009-12-01 | 4 | 70647.9382 | 116203.3603 |  | 43147211.7056 | -1139630.083
2010-01-01 | 5 | 102364.3112 | 167531.9019 |  | 58302841.018 | -1519506.7773
2010-02-01 | 5 | 100881.3137 | 161449.8938 |  | 55422306.3089 | -1519506.7773
2010-03-01 | 5 | 90709.8724 | 155539.8611 |  | 56136876.3896 | -1519506.7773
2010-04-01 | 6 | 102287.7752 | 217965.5338 |  | 72527490.474 | -333838.8173
2010-05-01 | 6 | 141313.2531 | 212858.9238 |  | 76626580.4369 | -333838.8173
2010-06-01 | 6 | 104171.3022 | 227871.3986 |  | 78629870.1489 | -333838.8173
2010-07-01 | 7 | 187611.1937 | 288861.5939 |  | 104894199.0746 | -408482.8658
2010-08-01 | 7 | 199446.7287 | 294593.918 |  | 105773023.6867 | -408482.8658
2010-09-01 | 7 | 189189.3384 | 310712.3523 |  | 102243609.5775 | -408482.8658
2010-10-01 | 8 | 193648.5459 | 344700.9766 |  | 115238428.7889 | -2890310.1099
2010-11-01 | 8 | 186825.8312 | 315874.2178 |  | 110543219.9709 | -2890310.1099
2010-12-01 | 8 | 178702.1998 | 295378.0718 |  | 108817709.7552 | -2890310.1099
2011-01-01 | 9 | 225105.3584 | 370438.0903 |  | 127617720.4755 | -3347244.554
2011-02-01 | 9 | 222060.7853 | 356817.4809 |  | 121231535.7936 | -3347244.554
2011-03-01 | 9 | 199587.9644 | 343929.5659 |  | 122714585.3786 | -3347244.554
2011-04-01 | 10 | 196851.8478 | 418911.4814 |  | 138974024.535 | -634268.6835
2011-05-01 | 10 | 271634.7055 | 409244.4782 |  | 146890590.2464 | -634268.6835
2011-06-01 | 10 | 200641.1164 | 438314.9843 |  | 151037225.6639 | -634268.6835
2011-07-01 | 11 | 328717.0279 | 503956.3423 |  | 183551967.8593 | -710256.8405
2011-08-01 | 11 | 349157.0013 | 513860.3278 |  | 185082024.325 | -710256.8405
2011-09-01 | 11 | 331254.5518 | 541857.6527 |  | 178922480.1355 | -710256.8405
2011-10-01 | 12 | 314786.5145 | 557968.9098 |  | 187414092.202 | -4594548.9927
2011-11-01 | 12 | 303505.8837 | 510863.9757 |  | 179680700.4167 | -4594548.9927
2011-12-01 | 12 | 290394.6995 | 477314.6497 |  | 176835952.4574 | -4594548.9927
2012-01-01 | 13 | 345810.3462 | 563983.1017 |  | 196334777.9829 | -5010147.2843
2012-02-01 | 13 | 341141.1755 | 544995.7539 |  | 186794294.6383 | -5010147.2843
2012-03-01 | 13 | 307232.844 | 525401.3579 |  | 189061497.2205 | -5010147.2843
2012-04-01 | 14 | 266157.3869 | 559798.3745 |  | 186824504.6673 | -874886.2195
2012-05-01 | 14 | 363433.8625 | 547088.3026 |  | 197302941.9004 | -874886.2195
2012-06-01 | 14 | 273425.9247 | 587915.0883 |  | 203998924.1885 | -874886.2195
2012-07-01 | 15 | 392740.0954 | 601113.773 |  | 219523842.7119 | -887520.0807
2012-08-01 | 15 | 416055.2009 | 611478.5475 |  | 221167904.5701 | -887520.0807
2012-09-01 | 15 | 395723.8002 | 645343.0199 |  | 213817600.7389 | -887520.0807
2012-10-01 | 16 | 336579.699 | 594188.1231 |  | 199575164.6364 | -5048068.0716
2012-11-01 | 16 | 323610.2563 | 543676.5018 |  | 191985494.4996 | -5048068.0716
2012-12-01 | 16 | 309552.541 | 507461.9167 |  | 189233925.7069 | -5048068.0716
2013-01-01 | 17 | 332886.3978 | 533369.2057 |  | 189940088.3008 | -5060218.1507
2013-02-01 | 17 | 329617.6428 | 524715.8621 |  | 180824471.3959 | -5060218.1507
2013-03-01 | 17 | 298345.9918 | 505237.1266 |  | 182067250.5359 | -5060218.1507
2013-04-01 | 18 | 256910.8335 | 533972.27 |  | 178308360.485 | -912576.9546
2013-05-01 | 18 | 340104.3523 | 521863.7864 |  | 188063355.9736 | -912576.9546
2013-06-01 | 18 | 266992.8674 | 563357.2049 |  | 195762664.014 | -912576.9546
2013-07-01 | 19 | 372486.0982 | 574466.8329 |  | 209056193.4861 | -912332.93
2013-08-01 | 19 | 392831.1724 | 581193.6861 |  | 210217457.6044 | -912332.93
2013-09-01 | 19 | 375578.5787 | 614917.3586 |  | 203117134.3981 | -912332.93
2013-10-01 | 20 | 316236.5803 | 558174.8994 |  | 186479405.4555 | -5058067.9066
2013-11-01 | 20 | 302393.8278 | 509886.4129 |  | 180443991.2389 | -5058067.9066
2013-12-01 | 20 | 288942.202 | 475050.5281 |  | 178326402.3182 | -5058067.9066
2014-01-01 | 21 | 307042.3997 | 483349.3774 |  | 176957938.829 | -5057335.2621
2014-02-01 | 21 | 305735.2055 | 487112.921 |  | 168494371.1975 | -5057335.2621
2014-03-01 | 21 | 278335.0625 | 467894.357 |  | 168389255.0176 | -5057335.2621
2014-04-01 | 22 | 239519.2705 | 494476.273 |  | 164643151.089 | -904110.7349
2014-05-01 | 22 | 305242.2965 | 483170.6488 |  | 173456777.5467 | -904110.7349
2014-06-01 | 22 | 252047.5142 | 524619.7616 |  | 181949380.1377 | -904110.7349
2014-07-01 | 23 | 344651.2111 | 538306.0175 |  | 194604348.928 | -896936.6795
2014-08-01 | 23 | 361610.823 | 541167.133 |  | 195247626.3343 | -896936.6795
2014-09-01 | 23 | 347785.0376 | 574553.1071 |  | 188463293.0057 | -896936.6795
2014-10-01 | 24 | 291920.3398 | 517514.4882 |  | 171556781.7678 | -5033787.1455
2014-11-01 | 24 | 277306.5326 | 471554.3099 |  | 167036716.9038 | -5033787.1455
2014-12-01 | 24 | 264532.3387 | 438271.5988 |  | 165535381.2933 | -5033787.1455
2015-01-01 | 25 | 280383.6405 | 435334.6928 |  | 163716579.1826 | -5026115.6008
2015-02-01 | 25 | 280790.8294 | 449371.8357 |  | 155860891.6433 | -5026115.6008
2015-03-01 | 25 | 256888.329 | 430435.1047 |  | 154605059.7904 | -5026115.6008
2015-04-01 | 26 | 225707.9082 | 465191.569 |  | 154506227.5618 | -882897.8813
2015-05-01 | 26 | 279686.9438 | 454451.9119 |  | 162670110.9294 | -882897.8813
2015-06-01 | 26 | 239605.1289 | 495625.2974 |  | 171530441.8639 | -882897.8813
2015-07-01 | 27 | 330571.8072 | 519984.1738 |  | 187326950.6435 | -883209.0467
2015-08-01 | 27 | 345905.8722 | 521060.9691 |  | 187730286.0311 | -883209.0467
2015-09-01 | 27 | 333698.2756 | 554245.7095 |  | 181103608.885 | -883209.0467
2015-10-01 | 28 | 285689.5272 | 507031.2638 |  | 167759104.434 | -5025554.7763
2015-11-01 | 28 | 270883.6496 | 461666.1083 |  | 163619563.018 | -5025554.7763
2015-12-01 | 28 | 258288.8158 | 428816.3528 |  | 162271735.7176 | -5025554.7763

## Input
| SCE PlannerTOU(1000)1e2.xls |  |  |  | Program Budget ($) |  |  | NPV Factor for lump-sum admin costs: | 100%
a. Administrative Costs
| Proposer General Information |  |  |  | a.i. Overhead and G&A | 48597970.1328 | d. Incentives and Rebates ($) | Nominal | NPV
| Proposer Name |  | Southern California Edison |  | a.ii. Other Admin costs | 30717301.2554 | d.i. User Input Incentive | 7936516 | 7936516
| Program Name |  | SCE Core Roll-up E3 Calculator - With Carbon Adder |  | b. Marketing/Outreach | 40016292.9153 | d.ii. Rebate | 223342602.6157 | 189447823.9799
| Service Territory |  | SCE |  | c. Direct Implementation (non incentive) |  | d.iii. Direct Install Labor | 254000 | 220537.6902
| First Year of Program Implementation |  |  | 2009 | c.i. Activity | 129682131.9234 | d.iv. Direct Install Materials | 0 | 0
| Contact Information |  |  |  | c.ii. Installation | 0 | d.v. Upstream payments | 110360214.35 | 95826405.7766
| Name |  | Don Arambula |  | c.iii. Hardware & Materials | 0 | Subtotal Direct Install | 341893332.9657 | 293431283.4467
| Address |  | 6042 N. Irwindale Ave, Blg. A |  | c.iv. Rebate Processing and Inspection | 7077468.6915
| ZIP code |  | 91702 |  | d. Total Incentives and Rebates | 341893332.9657
| Telephone |  | 626-633-3146 |  | e. EM&V | 42754766.9338 | f. Costs recovered from other sources |  | 0
| Email |  | don.arambula@sce.com |  | Total | 640739264.8178 | Program Budget w/ Other Costs (a to f) | 640739264.8178 | 592277215.2989
Quarterly Installation Schedule
| Program Inputs |  |  |  | CO2 Cost Scenario | 2 | (1 = 2006 Adopted costs, 2 = $30/tonne Scearnio) |  |  |  |  | Transfer | Admin | Admin | Admin | [9 empty] | Placeholders, not currently used | [7 empty] | Annual Installation Schedule | [7 empty] | 2009 |  |  |  | 2010 |  |  |  | 2011 |  |  |  | 2012 |  |  |  | 2013 |  |  |  | 2014 |  |  |  | 2015
| Measure Name | DEER RunID | Climate Zone | Target sector | Measure Electric End Use Shape | CZ, Sector, Measure combination found? | Measure Type (To Look up Measure Life) | Program Type (To look up Net-to-gross Ratio) | Unit Definition (e.g. homes) | Program Type (NEW/ROB or Early Repl(RET)) | Gross Measure Cost ($/unit) | Rebate to end use customer or its assignee ($/unit) | Incentives to entities other than the end use customer or its assignee($/unit) | Direct Install Labor ($/unit) | Direct Install Material ($/unit) | Participant cost ($/unit) | Gross Unit Annual Electricity Savings (kwh/unit) | Electric Rate Schedule | Demand Scaler | User Entered kW Savings per unit (kW/unit) | Gross Unit Annual Gas Savings (therm/unit) | Gas Sector | Gas Rate Schedule | Gas Savings Profile | Avg remaining life on replaced units (yrs) | Early retrofit incremental kWh savings (kWh/unit) | Early retrofit incremental kW savings (kW/unit) | Early retrofit incremental Th savings (Th/unit) | Combustion Type | Effective Useful Life (years) | Net-to-Gross Ratio | % Eligible for TOU AC adjustment | 2009 | 2010 | 2011 | 2012 | 2013 | 2014 | 2015 |  | Qtr 1 | Qtr 2 | Qtr 3 | Qtr 4 | Qtr 1 | Qtr 2 | Qtr 3 | Qtr 4 | Qtr 1 | Qtr 2 | Qtr 3 | Qtr 4 | Qtr 1 | Qtr 2 | Qtr 3 | Qtr 4 | Qtr 1 | Qtr 2 | Qtr 3 | Qtr 4 | Qtr 1 | Qtr 2 | Qtr 3 | Qtr 4 | Qtr 1 | Qtr 2 | Qtr 3 | Qtr 4 | Total Number of Units | Comments
SCE Core Roll-up E3 Calculator - With Carbon Adder | RESIDENTIAL | [16 empty] | System | #N/A | [21 empty] | 0 | 0 | 0 | 0 | 0 | 0 | 0 | 0 | 0 | 0 | 0 | 0 | 0 | 0 | 0 | 0 | 0 | 0 | 0 | 0 | 0 | 0 | 0 | 0 | 0 | 0 | 0 | 0 | 0
SCE Core Roll-up E3 Calculator - With Carbon Adder | DEEMED MEASURES | [16 empty] | System | #N/A | [21 empty] | 0 | 0 | 0 | 0 | 0 | 0 | 0 | 0 | 0 | 0 | 0 | 0 | 0 | 0 | 0 | 0 | 0 | 0 | 0 | 0 | 0 | 0 | 0 | 0 | 0 | 0 | 0 | 0 | 0
SCE Core Roll-up E3 Calculator - With Carbon Adder | Appliances | [16 empty] | System | #N/A | [21 empty] | 0 | 0 | 0 | 0 | 0 | 0 | 0 | 0 | 0 | 0 | 0 | 0 | 0 | 0 | 0 | 0 | 0 | 0 | 0 | 0 | 0 | 0 | 0 | 0 | 0 | 0 | 0 | 0 | 0
SCE Core Roll-up E3 Calculator - With Carbon Adder | Laundry & Kitchen | [16 empty] | System | #N/A | [21 empty] | 0 | 0 | 0 | 0 | 0 | 0 | 0 | 0 | 0 | 0 | 0 | 0 | 0 | 0 | 0 | 0 | 0 | 0 | 0 | 0 | 0 | 0 | 0 | 0 | 0 | 0 | 0 | 0 | 0
SCE Core Roll-up E3 Calculator - With Carbon Adder | Refrigerators | DEER 2008 or SCE Workpaper | System | RES | DEER:RefgFrzr_HighEff | TRUE | 14 | 75% | Unit | NEW/ROB/RET | 131.9326 | 50 | 0 | 0 | 0 | 81.9326 | 186.589 | System | kWh | 0.040833 | -5.159 | Residential | System | Winter Only |  |  |  |  | Residential Furnaces (<0.3):Uncontrolled | 14 | 75% | 0% | 48431 | 50850 | 53380 | 0 | 0 | 0 | 0 |  | 12107.75 | 12107.75 | 12107.75 | 12107.75 | 12712.5 | 12712.5 | 12712.5 | 12712.5 | 13345 | 13345 | 13345 | 13345 | 0 | 0 | 0 | 0 | 0 | 0 | 0 | 0 | 0 | 0 | 0 | 0 | 0 | 0 | 0 | 0 | 152661
SCE Core Roll-up E3 Calculator - With Carbon Adder | Appliances Recycling | [16 empty] | System | #N/A | [21 empty] | 0 | 0 | 0 | 0 | 0 | 0 | 0 | 0 | 0 | 0 | 0 | 0 | 0 | 0 | 0 | 0 | 0 | 0 | 0 | 0 | 0 | 0 | 0 | 0 | 0 | 0 | 0 | 0 | 0
SCE Core Roll-up E3 Calculator - With Carbon Adder | Refrigerators/Freezers | [16 empty] | System | #N/A | [21 empty] | 0 | 0 | 0 | 0 | 0 | 0 | 0 | 0 | 0 | 0 | 0 | 0 | 0 | 0 | 0 | 0 | 0 | 0 | 0 | 0 | 0 | 0 | 0 | 0 | 0 | 0 | 0 | 0 | 0
SCE Core Roll-up E3 Calculator - With Carbon Adder | Room A/C | [16 empty] | System | #N/A | [21 empty] | 0 | 0 | 0 | 0 | 0 | 0 | 0 | 0 | 0 | 0 | 0 | 0 | 0 | 0 | 0 | 0 | 0 | 0 | 0 | 0 | 0 | 0 | 0 | 0 | 0 | 0 | 0 | 0 | 0
SCE Core Roll-up E3 Calculator - With Carbon Adder | Other | [16 empty] | System | #N/A | [21 empty] | 0 | 0 | 0 | 0 | 0 | 0 | 0 | 0 | 0 | 0 | 0 | 0 | 0 | 0 | 0 | 0 | 0 | 0 | 0 | 0 | 0 | 0 | 0 | 0 | 0 | 0 | 0 | 0 | 0
SCE Core Roll-up E3 Calculator - With Carbon Adder | Residential Audits | [16 empty] | System | #N/A | [21 empty] | 0 | 0 | 0 | 0 | 0 | 0 | 0 | 0 | 0 | 0 | 0 | 0 | 0 | 0 | 0 | 0 | 0 | 0 | 0 | 0 | 0 | 0 | 0 | 0 | 0 | 0 | 0 | 0 | 0
SCE Core Roll-up E3 Calculator - With Carbon Adder | Consumer Electronics | [16 empty] | System | #N/A | [21 empty] | 0 | 0 | 0 | 0 | 0 | 0 | 0 | 0 | 0 | 0 | 0 | 0 | 0 | 0 | 0 | 0 | 0 | 0 | 0 | 0 | 0 | 0 | 0 | 0 | 0 | 0 | 0 | 0 | 0
SCE Core Roll-up E3 Calculator - With Carbon Adder | Entertainment | DEER 2008 or SCE Workpaper | System | RES | DEER:Indoor_CFL_Ltg | TRUE | 7.5 | 70% | Unit | NEW/ROB/RET | 34.735 | 0 | 17 | 0 | 0 | 17.735 | 119.86 | System | kWh | 0.011474 | -3.6991 | Residential | System | Winter Only |  |  |  |  | Residential Furnaces (<0.3):Uncontrolled | 7.5 | 70% | 0% | 90000 | 100000 | 110000 | 0 | 0 | 0 | 0 |  | 22500 | 22500 | 22500 | 22500 | 25000 | 25000 | 25000 | 25000 | 27500 | 27500 | 27500 | 27500 | 0 | 0 | 0 | 0 | 0 | 0 | 0 | 0 | 0 | 0 | 0 | 0 | 0 | 0 | 0 | 0 | 300000
SCE Core Roll-up E3 Calculator - With Carbon Adder | Home Office | DEER 2008 or SCE Workpaper | System | RES | DEER:Indoor_CFL_Ltg | TRUE | 3.7 | 70% | Unit | NEW/ROB/RET | 67.3911 | 0 | 6.6456 | 0 | 0 | 60.7455 | 61.2463 | System | kWh | 0.0098419 | -1.1058 | Residential | System | Winter Only |  |  |  |  | Residential Furnaces (<0.3):Uncontrolled | 3.7 | 70% | 0% | 15000 | 15150 | 15425 | [5 empty] | 3750 | 3750 | 3750 | 3750 | 3787.5 | 3787.5 | 3787.5 | 3787.5 | 3856.25 | 3856.25 | 3856.25 | 3856.25 | 0 | 0 | 0 | 0 | 0 | 0 | 0 | 0 | 0 | 0 | 0 | 0 | 0 | 0 | 0 | 0 | 45575
SCE Core Roll-up E3 Calculator - With Carbon Adder | Other | [16 empty] | System | #N/A | [21 empty] | 0 | 0 | 0 | 0 | 0 | 0 | 0 | 0 | 0 | 0 | 0 | 0 | 0 | 0 | 0 | 0 | 0 | 0 | 0 | 0 | 0 | 0 | 0 | 0 | 0 | 0 | 0 | 0 | 0
SCE Core Roll-up E3 Calculator - With Carbon Adder | Water Heating | [16 empty] | System | #N/A | [21 empty] | 0 | 0 | 0 | 0 | 0 | 0 | 0 | 0 | 0 | 0 | 0 | 0 | 0 | 0 | 0 | 0 | 0 | 0 | 0 | 0 | 0 | 0 | 0 | 0 | 0 | 0 | 0 | 0 | 0
SCE Core Roll-up E3 Calculator - With Carbon Adder | Efficiency | DEER 2008 or SCE Workpaper | System | Residential | HeatPump_WtrHt-RC | TRUE | 13 | 59.18% | Unit | NEW/ROB/RET | 93.2258 | 30 | 0 | 0 | 0 | 63.2258 | 155.5854 | System | kW | 0.034225 | 0 | Residential | System | Winter Only |  |  |  |  | Residential Furnaces (<0.3):Uncontrolled | 13 | 59.18% | 0% | 55 | 60 | 65 | 0 | 0 | 0 | 0 |  | 13.75 | 13.75 | 13.75 | 13.75 | 15 | 15 | 15 | 15 | 16.25 | 16.25 | 16.25 | 16.25 | 0 | 0 | 0 | 0 | 0 | 0 | 0 | 0 | 0 | 0 | 0 | 0 | 0 | 0 | 0 | 0 | 180
SCE Core Roll-up E3 Calculator - With Carbon Adder | Use Reduction | [16 empty] | System | #N/A | [21 empty] | 0 | 0 | 0 | 0 | 0 | 0 | 0 | 0 | 0 | 0 | 0 | 0 | 0 | 0 | 0 | 0 | 0 | 0 | 0 | 0 | 0 | 0 | 0 | 0 | 0 | 0 | 0 | 0 | 0
SCE Core Roll-up E3 Calculator - With Carbon Adder | Pool Pump | DEER 2008 or SCE Workpaper | System | Residential | Residential Pool Pumps | TRUE | 10 | 85% | Unit | NEW/ROB/RET | 1537.5 | 200 | 0 | 100 | 0 | 1237.5 | 1699 | System | kW | 0.52 | 0 | Residential | System | Winter Only |  |  |  |  | Residential Furnaces (<0.3):Uncontrolled | 10 | 85% | 0% | 800 | 840 | 900 | 0 | 0 | 0 | 0 |  | 200 | 200 | 200 | 200 | 210 | 210 | 210 | 210 | 225 | 225 | 225 | 225 | 0 | 0 | 0 | 0 | 0 | 0 | 0 | 0 | 0 | 0 | 0 | 0 | 0 | 0 | 0 | 0 | 2540
SCE Core Roll-up E3 Calculator - With Carbon Adder | Residential Other | DEER 2008 or SCE Workpaper | System | Residential | AC_Cooling-RC | TRUE | 20 | 85% | Unit | NEW/ROB/RET | 22.8099 | 75 | 0 | 0 | 0 | -52.1901 | 109.2833 | System | kW | 0.50466 | 0 | Residential | System | Winter Only |  |  |  |  | Residential Furnaces (<0.3):Uncontrolled | 20 | 85% | 0% | 85 | 85 | 85 | 0 | 0 | 0 | 0 |  | 21.25 | 21.25 | 21.25 | 21.25 | 21.25 | 21.25 | 21.25 | 21.25 | 21.25 | 21.25 | 21.25 | 21.25 | 0 | 0 | 0 | 0 | 0 | 0 | 0 | 0 | 0 | 0 | 0 | 0 | 0 | 0 | 0 | 0 | 255
SCE Core Roll-up E3 Calculator - With Carbon Adder | HVAC | [16 empty] | System | #N/A | [21 empty] | 0 | 0 | 0 | 0 | 0 | 0 | 0 | 0 | 0 | 0 | 0 | 0 | 0 | 0 | 0 | 0 | 0 | 0 | 0 | 0 | 0 | 0 | 0 | 0 | 0 | 0 | 0 | 0 | 0
SCE Core Roll-up E3 Calculator - With Carbon Adder | New Room AC | DEER 2008 or SCE Workpaper | System | RES | DEER:HVAC_Eff_AC | TRUE | 9 | 70.02% | Unit | NEW/ROB/RET | 242.7049 | 50 | 0 | 0 | 0 | 192.7049 | 226.5261 | System | kWh | 0.132 | -0.64843 | Residential | System | Winter Only |  |  |  |  | Residential Furnaces (<0.3):Uncontrolled | 9 | 70.02% | 0% | 53490 | 56161 | 58982 | [5 empty] | 13372.5 | 13372.5 | 13372.5 | 13372.5 | 14040.25 | 14040.25 | 14040.25 | 14040.25 | 14745.5 | 14745.5 | 14745.5 | 14745.5 | 0 | 0 | 0 | 0 | 0 | 0 | 0 | 0 | 0 | 0 | 0 | 0 | 0 | 0 | 0 | 0 | 168633
SCE Core Roll-up E3 Calculator - With Carbon Adder | New Package, Split System AC, etc. | DEER 2008 or SCE Workpaper | System | RES | DEER:HVAC_Eff_AC | TRUE | 15 | 72.88% | Unit | NEW/ROB/RET | 173.8472 | 798.1758 | 0 | 0 | 0 | -624.3286 | 11.3736 | System | kWh | 0.013805 | -0.64843 | Residential | System | Winter Only |  |  |  |  | Residential Furnaces (<0.3):Uncontrolled | 15 | 72.88% | 0% | 2 | 302 | 902 | 0 | 0 | 0 | 0 |  | 0.5 | 0.5 | 0.5 | 0.5 | 75.5 | 75.5 | 75.5 | 75.5 | 225.5 | 225.5 | 225.5 | 225.5 | 0 | 0 | 0 | 0 | 0 | 0 | 0 | 0 | 0 | 0 | 0 | 0 | 0 | 0 | 0 | 0 | 1206
SCE Core Roll-up E3 Calculator - With Carbon Adder | Repair & Maintenance | [16 empty] | System | #N/A | [21 empty] | 0 | 0 | 0 | 0 | 0 | 0 | 0 | 0 | 0 | 0 | 0 | 0 | 0 | 0 | 0 | 0 | 0 | 0 | 0 | 0 | 0 | 0 | 0 | 0 | 0 | 0 | 0 | 0 | 0
SCE Core Roll-up E3 Calculator - With Carbon Adder | HVAC Ducts | [16 empty] | System | #N/A | [21 empty] | 0 | 0 | 0 | 0 | 0 | 0 | 0 | 0 | 0 | 0 | 0 | 0 | 0 | 0 | 0 | 0 | 0 | 0 | 0 | 0 | 0 | 0 | 0 | 0 | 0 | 0 | 0 | 0 | 0
SCE Core Roll-up E3 Calculator - With Carbon Adder | HVAC Envelope | DEER 2008 or SCE Workpaper | System | Residential | AC_Cooling-RC | TRUE | 20 | 70% | Unit | NEW/ROB/RET | 1.4849 | 0.18917 | 0 | 0 | 0 | 1.2957 | 0.74211 | System | kW | 0.00023492 | 10.5999 | Residential | System | Winter Only |  |  |  |  | Residential Furnaces (<0.3):Uncontrolled | 20 | 70% | 0% | 7002 | 7352 | 8602 | 0 | 0 | 0 | 0 |  | 1750.5 | 1750.5 | 1750.5 | 1750.5 | 1838 | 1838 | 1838 | 1838 | 2150.5 | 2150.5 | 2150.5 | 2150.5 | 0 | 0 | 0 | 0 | 0 | 0 | 0 | 0 | 0 | 0 | 0 | 0 | 0 | 0 | 0 | 0 | 22956
SCE Core Roll-up E3 Calculator - With Carbon Adder | HVAC Install - Operation | [16 empty] | System | #N/A | [21 empty] | 0 | 0 | 0 | 0 | 0 | 0 | 0 | 0 | 0 | 0 | 0 | 0 | 0 | 0 | 0 | 0 | 0 | 0 | 0 | 0 | 0 | 0 | 0 | 0 | 0 | 0 | 0 | 0 | 0
SCE Core Roll-up E3 Calculator - With Carbon Adder | HVAC Controls | [16 empty] | System | #N/A | [21 empty] | 0 | 0 | 0 | 0 | 0 | 0 | 0 | 0 | 0 | 0 | 0 | 0 | 0 | 0 | 0 | 0 | 0 | 0 | 0 | 0 | 0 | 0 | 0 | 0 | 0 | 0 | 0 | 0 | 0
SCE Core Roll-up E3 Calculator - With Carbon Adder | New Evap Coolers & Whole House Fans | DEER 2008 or SCE Workpaper | System | RES | DEER:HVAC_Eff_AC | TRUE | 15.4 | 70% | Unit | NEW/ROB/RET | 598.1261 | 117.1876 | 0 | 0 | 0 | 480.9385 | 441.381 | System | kWh | 0.49529 | -0.88521 | Residential | System | Winter Only |  |  |  |  | Residential Furnaces (<0.3):Uncontrolled | 15.4 | 70% | 0% | 4300.6 | 4421.6 | 4535.6 | 0 | 0 | 0 | 0 |  | 1075.15 | 1075.15 | 1075.15 | 1075.15 | 1105.4 | 1105.4 | 1105.4 | 1105.4 | 1133.9 | 1133.9 | 1133.9 | 1133.9 | 0 | 0 | 0 | 0 | 0 | 0 | 0 | 0 | 0 | 0 | 0 | 0 | 0 | 0 | 0 | 0 | 13257.8
SCE Core Roll-up E3 Calculator - With Carbon Adder | Lighting | [16 empty] | System | #N/A | [21 empty] | 0 | 0 | 0 | 0 | 0 | 0 | 0 | 0 | 0 | 0 | 0 | 0 | 0 | 0 | 0 | 0 | 0 | 0 | 0 | 0 | 0 | 0 | 0 | 0 | 0 | 0 | 0 | 0 | 0
SCE Core Roll-up E3 Calculator - With Carbon Adder | Screw-in CFL Interior (Downstream) | [16 empty] | System | #N/A | [21 empty] | 0 | 0 | 0 | 0 | 0 | 0 | 0 | 0 | 0 | 0 | 0 | 0 | 0 | 0 | 0 | 0 | 0 | 0 | 0 | 0 | 0 | 0 | 0 | 0 | 0 | 0 | 0 | 0 | 0
SCE Core Roll-up E3 Calculator - With Carbon Adder | Screw-in CFL Interior (Upstream - Traditional) | DEER 2008 or SCE Workpaper | System | RES | DEER:Indoor_CFL_Ltg | TRUE | 6.6 | 60% | Unit | NEW/ROB/RET | 2.1818 | 0 | 1.7165 | 0 | 0 | 0.4653 | 32.854 | System | kWh | 0.0055883 | -0.92778 | Residential | System | Winter Only |  |  |  |  | Residential Furnaces (<0.3):Uncontrolled | 6.6 | 60% | 0% | 10178952.943 | 12393238.0647 | 10414891.6616 | 0 | 0 | 0 | 0 |  | 2544738.2358 | 2544738.2358 | 2544738.2358 | 2544738.2358 | 3098309.5162 | 3098309.5162 | 3098309.5162 | 3098309.5162 | 2603722.9154 | 2603722.9154 | 2603722.9154 | 2603722.9154 | 0 | 0 | 0 | 0 | 0 | 0 | 0 | 0 | 0 | 0 | 0 | 0 | 0 | 0 | 0 | 0 | 32987082.6693
SCE Core Roll-up E3 Calculator - With Carbon Adder | Screw-in CFL Interior (Upstream - Specialty) | DEER 2008 or SCE Workpaper | System | RES | DEER:Indoor_CFL_Ltg | TRUE | 6.6 | 85% | Unit | NEW/ROB/RET | 11.8377 | 0 | 3.5232 | 0 | 0 | 8.3144 | 27.0544 | System | kWh | 0.0045925 | -0.92778 | Residential | System | Winter Only |  |  |  |  | Residential Furnaces (<0.3):Uncontrolled | 6.6 | 85% | 0% | 985124.7773 | 1291723.7773 | 1310251.7773 | 0 | 0 | 0 | 0 |  | 246281.1943 | 246281.1943 | 246281.1943 | 246281.1943 | 322930.9443 | 322930.9443 | 322930.9443 | 322930.9443 | 327562.9443 | 327562.9443 | 327562.9443 | 327562.9443 | 0 | 0 | 0 | 0 | 0 | 0 | 0 | 0 | 0 | 0 | 0 | 0 | 0 | 0 | 0 | 0 | 3587100.3319
SCE Core Roll-up E3 Calculator - With Carbon Adder | Screw-in CFL Interior (Direct Install) | [16 empty] | System | #N/A | [21 empty] | 0 | 0 | 0 | 0 | 0 | 0 | 0 | 0 | 0 | 0 | 0 | 0 | 0 | 0 | 0 | 0 | 0 | 0 | 0 | 0 | 0 | 0 | 0 | 0 | 0 | 0 | 0 | 0 | 0
SCE Core Roll-up E3 Calculator - With Carbon Adder | Screw-in CFL Interior (Midstream) | DEER 2008 or SCE Workpaper | System | RES | DEER:Indoor_CFL_Ltg | TRUE | 6.6 | 76% | Unit | NEW/ROB/RET | 1.4953 | 5.7891 | 0 | 0 | 0 | -4.2939 | 43.5351 | System | kWh | 0.0073977 | -0.92778 | Residential | System | Winter Only |  |  |  |  | Residential Furnaces (<0.3):Uncontrolled | 6.6 | 76% | 0% | 105670 | 105670 | 105670 | 0 | 0 | 0 | 0 |  | 26417.5 | 26417.5 | 26417.5 | 26417.5 | 26417.5 | 26417.5 | 26417.5 | 26417.5 | 26417.5 | 26417.5 | 26417.5 | 26417.5 | 0 | 0 | 0 | 0 | 0 | 0 | 0 | 0 | 0 | 0 | 0 | 0 | 0 | 0 | 0 | 0 | 317010
SCE Core Roll-up E3 Calculator - With Carbon Adder | Screw-in CFL Interior (Giveaway) | [16 empty] | System | #N/A | [21 empty] | 0 | 0 | 0 | 0 | 0 | 0 | 0 | 0 | 0 | 0 | 0 | 0 | 0 | 0 | 0 | 0 | 0 | 0 | 0 | 0 | 0 | 0 | 0 | 0 | 0 | 0 | 0 | 0 | 0
SCE Core Roll-up E3 Calculator - With Carbon Adder | CFL Fixture Interior (Midstream) | DEER 2008 or SCE Workpaper | System | RES | DEER:Indoor_CFL_Ltg | TRUE | 16 | 76% | Unit | NEW/ROB/RET | 13.0578 | 40 | 0 | 0 | 0 | -26.9422 | 64.9401 | System | kWh | 0.011028 | -0.92778 | Residential | System | Winter Only |  |  |  |  | Residential Furnaces (<0.3):Uncontrolled | 16 | 76% | 0% | 250440 | 250440 | 250440 | 0 | 0 | 0 | 0 |  | 62610 | 62610 | 62610 | 62610 | 62610 | 62610 | 62610 | 62610 | 62610 | 62610 | 62610 | 62610 | 0 | 0 | 0 | 0 | 0 | 0 | 0 | 0 | 0 | 0 | 0 | 0 | 0 | 0 | 0 | 0 | 751320
SCE Core Roll-up E3 Calculator - With Carbon Adder | CFL Fixture Interior (Upstream) | DEER 2008 or SCE Workpaper | System | RES | DEER:Indoor_CFL_Ltg | TRUE | 16 | 85% | Unit | NEW/ROB/RET | 13.1225 | 0 | 13.1139 | 0 | 0 | 0.0085643 | 86.6246 | System | kWh | 0.005162 | -0.92778 | Residential | System | Winter Only |  |  |  |  | Residential Furnaces (<0.3):Uncontrolled | 16 | 85% | 0% | 230673 | 297820 | 262290 | 0 | 0 | 0 | 0 |  | 57668.25 | 57668.25 | 57668.25 | 57668.25 | 74455 | 74455 | 74455 | 74455 | 65572.5 | 65572.5 | 65572.5 | 65572.5 | 0 | 0 | 0 | 0 | 0 | 0 | 0 | 0 | 0 | 0 | 0 | 0 | 0 | 0 | 0 | 0 | 790783
SCE Core Roll-up E3 Calculator - With Carbon Adder | CFL Fixture Interior (Direct Install) | [16 empty] | System | #N/A | [21 empty] | 0 | 0 | 0 | 0 | 0 | 0 | 0 | 0 | 0 | 0 | 0 | 0 | 0 | 0 | 0 | 0 | 0 | 0 | 0 | 0 | 0 | 0 | 0 | 0 | 0 | 0 | 0 | 0 | 0
SCE Core Roll-up E3 Calculator - With Carbon Adder | CFL Fixture Interior (Giveaway) | [16 empty] | System | #N/A | [21 empty] | 0 | 0 | 0 | 0 | 0 | 0 | 0 | 0 | 0 | 0 | 0 | 0 | 0 | 0 | 0 | 0 | 0 | 0 | 0 | 0 | 0 | 0 | 0 | 0 | 0 | 0 | 0 | 0 | 0
SCE Core Roll-up E3 Calculator - With Carbon Adder | CFL Exterior | DEER 2008 or SCE Workpaper | System | Misc._Commercial | Outdoor Lt | TRUE | 2.2 | 76% | Unit | NEW/ROB/RET | 12.506 | 6.2982 | 0 | 0 | 0 | 6.2078 | 257.3245 | System | kW | 0 | 0 | Residential | System | Winter Only |  |  |  |  | Residential Furnaces (<0.3):Uncontrolled | 2.2 | 76% | 0% | 10185 | 10185 | 10185 | 0 | 0 | 0 | 0 |  | 2546.25 | 2546.25 | 2546.25 | 2546.25 | 2546.25 | 2546.25 | 2546.25 | 2546.25 | 2546.25 | 2546.25 | 2546.25 | 2546.25 | 0 | 0 | 0 | 0 | 0 | 0 | 0 | 0 | 0 | 0 | 0 | 0 | 0 | 0 | 0 | 0 | 30555
SCE Core Roll-up E3 Calculator - With Carbon Adder | CFL Fixture Exterior (Midstream) | DEER 2008 or SCE Workpaper | System | Misc._Commercial | Outdoor Lt | TRUE | 16 | 76% | Unit | NEW/ROB/RET | 40.0186 | 30 | 0 | 0 | 0 | 10.0186 | 263.4393 | System | kW | 0 | 0 | Residential | System | Winter Only |  |  |  |  | Residential Furnaces (<0.3):Uncontrolled | 16 | 76% | 0% | 92925 | 92925 | 92925 | 0 | 0 | 0 | 0 |  | 23231.25 | 23231.25 | 23231.25 | 23231.25 | 23231.25 | 23231.25 | 23231.25 | 23231.25 | 23231.25 | 23231.25 | 23231.25 | 23231.25 | 0 | 0 | 0 | 0 | 0 | 0 | 0 | 0 | 0 | 0 | 0 | 0 | 0 | 0 | 0 | 0 | 278775
SCE Core Roll-up E3 Calculator - With Carbon Adder | CFL Fixture Exterior (Upstream) | DEER 2008 or SCE Workpaper | System | Misc._Commercial | Outdoor Lt | TRUE | 16 | 85% | Unit | NEW/ROB/RET | 44.8748 | 0 | 10 | 0 | 0 | 34.8748 | 225.2613 | System | kW | 0 | 0 | Residential | System | Winter Only |  |  |  |  | Residential Furnaces (<0.3):Uncontrolled | 16 | 85% | 0% | 102520 | 115040 | 115040 | 0 | 0 | 0 | 0 |  | 25630 | 25630 | 25630 | 25630 | 28760 | 28760 | 28760 | 28760 | 28760 | 28760 | 28760 | 28760 | 0 | 0 | 0 | 0 | 0 | 0 | 0 | 0 | 0 | 0 | 0 | 0 | 0 | 0 | 0 | 0 | 332600
SCE Core Roll-up E3 Calculator - With Carbon Adder | CFL Fixture Exterior (Direct Install) | [16 empty] | System | #N/A | [21 empty] | 0 | 0 | 0 | 0 | 0 | 0 | 0 | 0 | 0 | 0 | 0 | 0 | 0 | 0 | 0 | 0 | 0 | 0 | 0 | 0 | 0 | 0 | 0 | 0 | 0 | 0 | 0 | 0 | 0
SCE Core Roll-up E3 Calculator - With Carbon Adder | LED Interior | DEER 2008 or SCE Workpaper | System | RES | DEER:Indoor_CFL_Ltg | TRUE | 11.9 | 85% | Unit | NEW/ROB/RET | 11.2296 | 0 | 3.6854 | 0 | 0 | 7.5441 | 27.7122 | System | kWh | 0.0045638 | -0.60426 | Residential | System | Winter Only |  |  |  |  | Residential Furnaces (<0.3):Uncontrolled | 11.9 | 85% | 0% | 83038 | 150109 | 231869 | 0 | 0 | 0 | 0 |  | 20759.5 | 20759.5 | 20759.5 | 20759.5 | 37527.25 | 37527.25 | 37527.25 | 37527.25 | 57967.25 | 57967.25 | 57967.25 | 57967.25 | 0 | 0 | 0 | 0 | 0 | 0 | 0 | 0 | 0 | 0 | 0 | 0 | 0 | 0 | 0 | 0 | 465016
SCE Core Roll-up E3 Calculator - With Carbon Adder | Interior Controls | DEER 2008 or SCE Workpaper | System | RES | DEER:Indoor_CFL_Ltg | TRUE | 8 | 85% | Unit | NEW/ROB/RET | 74.4737 | 10 | 0 | 0 | 0 | 64.4737 | 100.9 | System | kWh | 0.008 | 0 | Residential | System | Winter Only |  |  |  |  | Residential Furnaces (<0.3):Uncontrolled | 8 | 85% | 0% | 10 | 10 | 10 | 0 | 0 | 0 | 0 |  | 2.5 | 2.5 | 2.5 | 2.5 | 2.5 | 2.5 | 2.5 | 2.5 | 2.5 | 2.5 | 2.5 | 2.5 | 0 | 0 | 0 | 0 | 0 | 0 | 0 | 0 | 0 | 0 | 0 | 0 | 0 | 0 | 0 | 0 | 30
SCE Core Roll-up E3 Calculator - With Carbon Adder | Interior Exit Signs | DEER 2008 or SCE Workpaper | System | RES | DEER:Indoor_CFL_Ltg | TRUE | 16 | 85% | Unit | NEW/ROB/RET | 54 | 35 | 0 | 0 | 0 | 19 | 193.952 | System | kWh | 0.026991 | 0 | Residential | System | Winter Only |  |  |  |  | Residential Furnaces (<0.3):Uncontrolled | 16 | 85% | 0% | 1570 | 1570 | 1570 | 0 | 0 | 0 | 0 |  | 392.5 | 392.5 | 392.5 | 392.5 | 392.5 | 392.5 | 392.5 | 392.5 | 392.5 | 392.5 | 392.5 | 392.5 | 0 | 0 | 0 | 0 | 0 | 0 | 0 | 0 | 0 | 0 | 0 | 0 | 0 | 0 | 0 | 0 | 4710
SCE Core Roll-up E3 Calculator - With Carbon Adder | Linear Flourescents Interior | DEER 2008 or SCE Workpaper | System | RES | DEER:Indoor_CFL_Ltg | TRUE | 11.4 | 76% | Unit | NEW/ROB/RET | 43.8255 | 34.0358 | 0 | 0 | 0 | 9.7897 | 40.1192 | System | kWh | 0.004746 | -1.4211 | Residential | System | Winter Only |  |  |  |  | Residential Furnaces (<0.3):Uncontrolled | 11.4 | 76% | 0% | 68770 | 68770 | 68770 | 0 | 0 | 0 | 0 |  | 17192.5 | 17192.5 | 17192.5 | 17192.5 | 17192.5 | 17192.5 | 17192.5 | 17192.5 | 17192.5 | 17192.5 | 17192.5 | 17192.5 | 0 | 0 | 0 | 0 | 0 | 0 | 0 | 0 | 0 | 0 | 0 | 0 | 0 | 0 | 0 | 0 | 206310
SCE Core Roll-up E3 Calculator - With Carbon Adder | Linear Flourescents (parking structures) Exterior | DEER 2008 or SCE Workpaper | System | RES | DEER:Indoor_CFL_Ltg | TRUE | 11.4 | 76% | Unit | NEW/ROB/RET | 42.9218 | 33.0271 | 0 | 0 | 0 | 9.8947 | 121.4802 | System | kWh | 0.011369 | 0 | Residential | System | Winter Only |  |  |  |  | Residential Furnaces (<0.3):Uncontrolled | 11.4 | 76% | 0% | 12346 | 12346 | 12346 | 0 | 0 | 0 | 0 |  | 3086.5 | 3086.5 | 3086.5 | 3086.5 | 3086.5 | 3086.5 | 3086.5 | 3086.5 | 3086.5 | 3086.5 | 3086.5 | 3086.5 | 0 | 0 | 0 | 0 | 0 | 0 | 0 | 0 | 0 | 0 | 0 | 0 | 0 | 0 | 0 | 0 | 37038
SCE Core Roll-up E3 Calculator - With Carbon Adder | Other Interior Lighting | DEER 2008 or SCE Workpaper | System | RES | DEER:Indoor_CFL_Ltg | TRUE | 2.8 | 85% | Unit | NEW/ROB/RET | 4.9522 | 0 | 1.1112 | 0 | 0 | 3.841 | 19.3048 | System | kWh | 0.0020443 | 0 | Residential | System | Winter Only |  |  |  |  | Residential Furnaces (<0.3):Uncontrolled | 2.8 | 85% | 0% | 3833 | 32577 | 32577 | 0 | 0 | 0 | 0 |  | 958.25 | 958.25 | 958.25 | 958.25 | 8144.25 | 8144.25 | 8144.25 | 8144.25 | 8144.25 | 8144.25 | 8144.25 | 8144.25 | 0 | 0 | 0 | 0 | 0 | 0 | 0 | 0 | 0 | 0 | 0 | 0 | 0 | 0 | 0 | 0 | 68987
SCE Core Roll-up E3 Calculator - With Carbon Adder | Other Exterior Lighting | DEER 2008 or SCE Workpaper | System | Misc._Commercial | Outdoor Lt | TRUE | 16 | 85% | Unit | NEW/ROB/RET | 26.6862 | 0 | 5.6499 | 0 | 0 | 21.0363 | 27.9493 | System | kW | 0 | 0 | Residential | System | Winter Only |  |  |  |  | Residential Furnaces (<0.3):Uncontrolled | 16 | 85% | 0% | 15331 | 40881 | 47269 | 0 | 0 | 0 | 0 |  | 3832.75 | 3832.75 | 3832.75 | 3832.75 | 10220.25 | 10220.25 | 10220.25 | 10220.25 | 11817.25 | 11817.25 | 11817.25 | 11817.25 | 0 | 0 | 0 | 0 | 0 | 0 | 0 | 0 | 0 | 0 | 0 | 0 | 0 | 0 | 0 | 0 | 103481
SCE Core Roll-up E3 Calculator - With Carbon Adder | Refrigeration | [16 empty] | System | #N/A | [21 empty] | 0 | 0 | 0 | 0 | 0 | 0 | 0 | 0 | 0 | 0 | 0 | 0 | 0 | 0 | 0 | 0 | 0 | 0 | 0 | 0 | 0 | 0 | 0 | 0 | 0 | 0 | 0 | 0 | 0
SCE Core Roll-up E3 Calculator - With Carbon Adder | CUSTOMIZED MEASURES | [16 empty] | System | #N/A | [21 empty] | 0 | 0 | 0 | 0 | 0 | 0 | 0 | 0 | 0 | 0 | 0 | 0 | 0 | 0 | 0 | 0 | 0 | 0 | 0 | 0 | 0 | 0 | 0 | 0 | 0 | 0 | 0 | 0 | 0
SCE Core Roll-up E3 Calculator - With Carbon Adder | HVAC Equipment | [16 empty] | System | #N/A | [21 empty] | 0 | 0 | 0 | 0 | 0 | 0 | 0 | 0 | 0 | 0 | 0 | 0 | 0 | 0 | 0 | 0 | 0 | 0 | 0 | 0 | 0 | 0 | 0 | 0 | 0 | 0 | 0 | 0 | 0
SCE Core Roll-up E3 Calculator - With Carbon Adder | HVAC Envelope | [16 empty] | System | #N/A | [21 empty] | 0 | 0 | 0 | 0 | 0 | 0 | 0 | 0 | 0 | 0 | 0 | 0 | 0 | 0 | 0 | 0 | 0 | 0 | 0 | 0 | 0 | 0 | 0 | 0 | 0 | 0 | 0 | 0 | 0
SCE Core Roll-up E3 Calculator - With Carbon Adder | Interior Lighting | [16 empty] | System | #N/A | [21 empty] | 0 | 0 | 0 | 0 | 0 | 0 | 0 | 0 | 0 | 0 | 0 | 0 | 0 | 0 | 0 | 0 | 0 | 0 | 0 | 0 | 0 | 0 | 0 | 0 | 0 | 0 | 0 | 0 | 0
SCE Core Roll-up E3 Calculator - With Carbon Adder | Exterior Lighting | [16 empty] | System | #N/A | [21 empty] | 0 | 0 | 0 | 0 | 0 | 0 | 0 | 0 | 0 | 0 | 0 | 0 | 0 | 0 | 0 | 0 | 0 | 0 | 0 | 0 | 0 | 0 | 0 | 0 | 0 | 0 | 0 | 0 | 0
SCE Core Roll-up E3 Calculator - With Carbon Adder | Whole Building | [16 empty] | System | #N/A | [21 empty] | 0 | 0 | 0 | 0 | 0 | 0 | 0 | 0 | 0 | 0 | 0 | 0 | 0 | 0 | 0 | 0 | 0 | 0 | 0 | 0 | 0 | 0 | 0 | 0 | 0 | 0 | 0 | 0 | 0
SCE Core Roll-up E3 Calculator - With Carbon Adder | Other | [16 empty] | System | #N/A | [21 empty] | 0 | 0 | 0 | 0 | 0 | 0 | 0 | 0 | 0 | 0 | 0 | 0 | 0 | 0 | 0 | 0 | 0 | 0 | 0 | 0 | 0 | 0 | 0 | 0 | 0 | 0 | 0 | 0 | 0
SCE Core Roll-up E3 Calculator - With Carbon Adder | NONRESIDENTIAL | [16 empty] | System | #N/A | [21 empty] | 0 | 0 | 0 | 0 | 0 | 0 | 0 | 0 | 0 | 0 | 0 | 0 | 0 | 0 | 0 | 0 | 0 | 0 | 0 | 0 | 0 | 0 | 0 | 0 | 0 | 0 | 0 | 0 | 0
SCE Core Roll-up E3 Calculator - With Carbon Adder | DEEMED MEASURES | [16 empty] | System | #N/A | [21 empty] | 0 | 0 | 0 | 0 | 0 | 0 | 0 | 0 | 0 | 0 | 0 | 0 | 0 | 0 | 0 | 0 | 0 | 0 | 0 | 0 | 0 | 0 | 0 | 0 | 0 | 0 | 0 | 0 | 0
SCE Core Roll-up E3 Calculator - With Carbon Adder | Nonresidential Audits | DEER 2008 or SCE Workpaper | System | Misc._Commercial | Commercial Whole Building | TRUE | 3 | 46.22% | Unit | NEW/ROB/RET | 1876.9159 | 0 | 0 | 0 | 0 | 1876.9159 | 11878.268 | System | kW | 2.1902 | 0 | Residential | System | Winter Only |  |  |  |  | Residential Furnaces (<0.3):Uncontrolled | 3 | 46.22% | 0% | 4560 | 4560 | 4560 | 0 | 0 | 0 | 0 |  | 1140 | 1140 | 1140 | 1140 | 1140 | 1140 | 1140 | 1140 | 1140 | 1140 | 1140 | 1140 | 0 | 0 | 0 | 0 | 0 | 0 | 0 | 0 | 0 | 0 | 0 | 0 | 0 | 0 | 0 | 0 | 13680
SCE Core Roll-up E3 Calculator - With Carbon Adder | Food Service | DEER 2008 or SCE Workpaper | System | Misc._Commercial | Commercial Whole Building | TRUE | 12 | 75% | Unit | NEW/ROB/RET | 5658.8473 | 1804.8557 | 0 | 0 | 0 | 3853.9916 | 19935.0718 | System | kW | 2.9498 | -506.0788 | Residential | System | Winter Only |  |  |  |  | Residential Furnaces (<0.3):Uncontrolled | 12 | 75% | 0% | 426 | 471 | 524 | 0 | 0 | 0 | 0 |  | 106.5 | 106.5 | 106.5 | 106.5 | 117.75 | 117.75 | 117.75 | 117.75 | 131 | 131 | 131 | 131 | 0 | 0 | 0 | 0 | 0 | 0 | 0 | 0 | 0 | 0 | 0 | 0 | 0 | 0 | 0 | 0 | 1421
SCE Core Roll-up E3 Calculator - With Carbon Adder | Laundry General | [16 empty] | System | #N/A | [21 empty] | 0 | 0 | 0 | 0 | 0 | 0 | 0 | 0 | 0 | 0 | 0 | 0 | 0 | 0 | 0 | 0 | 0 | 0 | 0 | 0 | 0 | 0 | 0 | 0 | 0 | 0 | 0 | 0 | 0
SCE Core Roll-up E3 Calculator - With Carbon Adder | Agricultural | [16 empty] | System | #N/A | [21 empty] | 0 | 0 | 0 | 0 | 0 | 0 | 0 | 0 | 0 | 0 | 0 | 0 | 0 | 0 | 0 | 0 | 0 | 0 | 0 | 0 | 0 | 0 | 0 | 0 | 0 | 0 | 0 | 0 | 0
SCE Core Roll-up E3 Calculator - With Carbon Adder | Greenhouse | [16 empty] | System | #N/A | [21 empty] | 0 | 0 | 0 | 0 | 0 | 0 | 0 | 0 | 0 | 0 | 0 | 0 | 0 | 0 | 0 | 0 | 0 | 0 | 0 | 0 | 0 | 0 | 0 | 0 | 0 | 0 | 0 | 0 | 0
SCE Core Roll-up E3 Calculator - With Carbon Adder | Process | [16 empty] | System | #N/A | [21 empty] | 0 | 0 | 0 | 0 | 0 | 0 | 0 | 0 | 0 | 0 | 0 | 0 | 0 | 0 | 0 | 0 | 0 | 0 | 0 | 0 | 0 | 0 | 0 | 0 | 0 | 0 | 0 | 0 | 0
SCE Core Roll-up E3 Calculator - With Carbon Adder | Pumping | [16 empty] | System | #N/A | [21 empty] | 0 | 0 | 0 | 0 | 0 | 0 | 0 | 0 | 0 | 0 | 0 | 0 | 0 | 0 | 0 | 0 | 0 | 0 | 0 | 0 | 0 | 0 | 0 | 0 | 0 | 0 | 0 | 0 | 0
SCE Core Roll-up E3 Calculator - With Carbon Adder | Municipal Water | [16 empty] | System | #N/A | [21 empty] | 0 | 0 | 0 | 0 | 0 | 0 | 0 | 0 | 0 | 0 | 0 | 0 | 0 | 0 | 0 | 0 | 0 | 0 | 0 | 0 | 0 | 0 | 0 | 0 | 0 | 0 | 0 | 0 | 0
SCE Core Roll-up E3 Calculator - With Carbon Adder | Process | [16 empty] | System | #N/A | [21 empty] | 0 | 0 | 0 | 0 | 0 | 0 | 0 | 0 | 0 | 0 | 0 | 0 | 0 | 0 | 0 | 0 | 0 | 0 | 0 | 0 | 0 | 0 | 0 | 0 | 0 | 0 | 0 | 0 | 0
SCE Core Roll-up E3 Calculator - With Carbon Adder | Pumping | [16 empty] | System | #N/A | [21 empty] | 0 | 0 | 0 | 0 | 0 | 0 | 0 | 0 | 0 | 0 | 0 | 0 | 0 | 0 | 0 | 0 | 0 | 0 | 0 | 0 | 0 | 0 | 0 | 0 | 0 | 0 | 0 | 0 | 0
SCE Core Roll-up E3 Calculator - With Carbon Adder | Refrigeration | [16 empty] | System | #N/A | [21 empty] | 0 | 0 | 0 | 0 | 0 | 0 | 0 | 0 | 0 | 0 | 0 | 0 | 0 | 0 | 0 | 0 | 0 | 0 | 0 | 0 | 0 | 0 | 0 | 0 | 0 | 0 | 0 | 0 | 0
SCE Core Roll-up E3 Calculator - With Carbon Adder | Casework | DEER 2008 or SCE Workpaper | System | Misc._Commercial | Refrigeration | TRUE | 11.9 | 75% | Unit | NEW/ROB/RET | 474.9936 | 115.3544 | 0 | 0 | 0 | 359.6391 | 881.6577 | System | kW | 0.31056 | -2.1966 | Commercial | System | Annual |  |  |  |  | Small Boilers (<100 MMBtu/hr Heat Input):Uncontrolled | 11.9 | 75% | 0% | 5319 | 5483 | 6205 | 0 | 0 | 0 | 0 |  | 1329.75 | 1329.75 | 1329.75 | 1329.75 | 1370.75 | 1370.75 | 1370.75 | 1370.75 | 1551.25 | 1551.25 | 1551.25 | 1551.25 | 0 | 0 | 0 | 0 | 0 | 0 | 0 | 0 | 0 | 0 | 0 | 0 | 0 | 0 | 0 | 0 | 17007
SCE Core Roll-up E3 Calculator - With Carbon Adder | Compressors | DEER 2008 or SCE Workpaper | System | Misc._Commercial | Refrigeration | TRUE | 20 | 37.79% | Unit | NEW/ROB/RET | 0.00014158 | 2.531e-05 | 0 | 0 | 0 | 0.00011627 | 0.00086201 | System | kW | 1.6654e-07 | 0 | Commercial | System | Annual |  |  |  |  | Small Boilers (<100 MMBtu/hr Heat Input):Uncontrolled | 20 | 37.79% | 0% | 52675567 | 126421359 | 176989903 | 44247475 | 0 | 0 | 0 |  | 13168891.75 | 13168891.75 | 13168891.75 | 13168891.75 | 31605339.75 | 31605339.75 | 31605339.75 | 31605339.75 | 44247475.75 | 44247475.75 | 44247475.75 | 44247475.75 | 11061868.75 | 11061868.75 | 11061868.75 | 11061868.75 | 0 | 0 | 0 | 0 | 0 | 0 | 0 | 0 | 0 | 0 | 0 | 0 | 400334304
SCE Core Roll-up E3 Calculator - With Carbon Adder | Condenser | [16 empty] | System | #N/A | [21 empty] | 0 | 0 | 0 | 0 | 0 | 0 | 0 | 0 | 0 | 0 | 0 | 0 | 0 | 0 | 0 | 0 | 0 | 0 | 0 | 0 | 0 | 0 | 0 | 0 | 0 | 0 | 0 | 0 | 0
SCE Core Roll-up E3 Calculator - With Carbon Adder | Controls & VSDs | DEER 2008 or SCE Workpaper | System | Misc._Commercial | Refrigeration | TRUE | 14.5 | 51.19% | Unit | NEW/ROB/RET | 54.6843 | 70.4539 | 0 | 0 | 0 | -15.7696 | 768.5662 | System | kW | 0.0027463 | -9.5279 | Commercial | System | Annual |  |  |  |  | Small Boilers (<100 MMBtu/hr Heat Input):Uncontrolled | 14.5 | 51.19% | 0% | 457 | 1074 | 1495 | 367 | 0 | 0 | 0 |  | 114.25 | 114.25 | 114.25 | 114.25 | 268.5 | 268.5 | 268.5 | 268.5 | 373.75 | 373.75 | 373.75 | 373.75 | 91.75 | 91.75 | 91.75 | 91.75 | 0 | 0 | 0 | 0 | 0 | 0 | 0 | 0 | 0 | 0 | 0 | 0 | 3393
SCE Core Roll-up E3 Calculator - With Carbon Adder | Dist to others | DEER 2008 or SCE Workpaper | System | Misc._Commercial | Refrigeration | TRUE | 8.3 | 66.64% | Unit | NEW/ROB/RET | 26.2412 | 5.0072 | 0 | 0 | 0 | 21.234 | 45.0053 | System | kW | 0.0033959 | -0.43933 | Commercial | System | Annual |  |  |  |  | Small Boilers (<100 MMBtu/hr Heat Input):Uncontrolled | 8.3 | 66.64% | 0% | 220460 | 227796 | 256450 | 338 | 0 | 0 | 0 |  | 55115 | 55115 | 55115 | 55115 | 56949 | 56949 | 56949 | 56949 | 64112.5 | 64112.5 | 64112.5 | 64112.5 | 84.5 | 84.5 | 84.5 | 84.5 | 0 | 0 | 0 | 0 | 0 | 0 | 0 | 0 | 0 | 0 | 0 | 0 | 705044
SCE Core Roll-up E3 Calculator - With Carbon Adder | Nonresidential Other (Downstream) | DEER 2008 or SCE Workpaper | System | Agricultural | Ag & Water Pumping | TRUE | 11.2 | 51.94% | Unit | NEW/ROB/RET | 13.8434 | 1.7785 | 0 | 0 | 0 | 12.0649 | 19.1761 | System | kW | 0.0076905 | 0 | Commercial | System | Annual |  |  |  |  | Small Boilers (<100 MMBtu/hr Heat Input):Uncontrolled | 11.2 | 51.94% | 0% | 111145 | 263055 | 367513 | 91093 | 0 | 0 | 0 |  | 27786.25 | 27786.25 | 27786.25 | 27786.25 | 65763.75 | 65763.75 | 65763.75 | 65763.75 | 91878.25 | 91878.25 | 91878.25 | 91878.25 | 22773.25 | 22773.25 | 22773.25 | 22773.25 | 0 | 0 | 0 | 0 | 0 | 0 | 0 | 0 | 0 | 0 | 0 | 0 | 832806
SCE Core Roll-up E3 Calculator - With Carbon Adder | Nonresidential Other (Upstream) | DEER 2008 or SCE Workpaper | System | NON_RES | DEER:Indoor_Non-CFL_Ltg | TRUE | 4 | 70% | Unit | NEW/ROB/RET | 59.9878 | 0 | 7.1196 | 0 | 0 | 52.8681 | 121.2746 | System | kWh | 0.013598 | -1.1058 | Commercial | System | Annual |  |  |  |  | Small Boilers (<100 MMBtu/hr Heat Input):Uncontrolled | 4 | 70% | 0% | 35000 | 35300 | 35850 | 0 | 0 | 0 | 0 |  | 8750 | 8750 | 8750 | 8750 | 8825 | 8825 | 8825 | 8825 | 8962.5 | 8962.5 | 8962.5 | 8962.5 | 0 | 0 | 0 | 0 | 0 | 0 | 0 | 0 | 0 | 0 | 0 | 0 | 0 | 0 | 0 | 0 | 106150
SCE Core Roll-up E3 Calculator - With Carbon Adder | Nonresidential Other (Direct Install) | DEER 2008 or SCE Workpaper | System | Misc._Commercial | Occupancy Sensor | TRUE | 11 | 75% | Unit | NEW/ROB/RET | 30400 | 0 | 0 | 0 | 0 | 30400 | 34092 | System | kW | 11.34 | 0 | Commercial | System | Annual |  |  |  |  | Small Boilers (<100 MMBtu/hr Heat Input):Uncontrolled | 11 | 75% | 0% | 427.6775 | 471.25 | 471.25 | 0 | 0 | 0 | 0 |  | 106.9194 | 106.9194 | 106.9194 | 106.9194 | 117.8125 | 117.8125 | 117.8125 | 117.8125 | 117.8125 | 117.8125 | 117.8125 | 117.8125 | 0 | 0 | 0 | 0 | 0 | 0 | 0 | 0 | 0 | 0 | 0 | 0 | 0 | 0 | 0 | 0 | 1370.1775
SCE Core Roll-up E3 Calculator - With Carbon Adder | Nonresidential Other (Pump Tests) | [16 empty] | System | #N/A | [21 empty] | 0 | 0 | 0 | 0 | 0 | 0 | 0 | 0 | 0 | 0 | 0 | 0 | 0 | 0 | 0 | 0 | 0 | 0 | 0 | 0 | 0 | 0 | 0 | 0 | 0 | 0 | 0 | 0 | 0
SCE Core Roll-up E3 Calculator - With Carbon Adder | HVAC | [16 empty] | System | #N/A | [21 empty] | 0 | 0 | 0 | 0 | 0 | 0 | 0 | 0 | 0 | 0 | 0 | 0 | 0 | 0 | 0 | 0 | 0 | 0 | 0 | 0 | 0 | 0 | 0 | 0 | 0 | 0 | 0 | 0 | 0
SCE Core Roll-up E3 Calculator - With Carbon Adder | Commissioning | [16 empty] | System | #N/A | [21 empty] | 0 | 0 | 0 | 0 | 0 | 0 | 0 | 0 | 0 | 0 | 0 | 0 | 0 | 0 | 0 | 0 | 0 | 0 | 0 | 0 | 0 | 0 | 0 | 0 | 0 | 0 | 0 | 0 | 0
SCE Core Roll-up E3 Calculator - With Carbon Adder | Retrocommissioing | [16 empty] | System | #N/A | [21 empty] | 0 | 0 | 0 | 0 | 0 | 0 | 0 | 0 | 0 | 0 | 0 | 0 | 0 | 0 | 0 | 0 | 0 | 0 | 0 | 0 | 0 | 0 | 0 | 0 | 0 | 0 | 0 | 0 | 0
SCE Core Roll-up E3 Calculator - With Carbon Adder | New AC Equipment: packaged, split, etc. (Downstream) | DEER 2008 or SCE Workpaper | System | NON_RES | DEER:HVAC_Split-Package_AC | TRUE | 15 | 68.85% | Unit | NEW/ROB/RET | 254.796 | 10.6054 | 166.2879 | 0 | 0 | 77.9026 | 610.8266 | System | kWh | 0.3098 | -0.16954 | Commercial | System | Annual |  |  |  |  | Small Boilers (<100 MMBtu/hr Heat Input):Uncontrolled | 15 | 68.85% | 0% | 20199.51 | 22299 | 24598 | 16 | 0 | 0 | 0 |  | 5049.8775 | 5049.8775 | 5049.8775 | 5049.8775 | 5574.75 | 5574.75 | 5574.75 | 5574.75 | 6149.5 | 6149.5 | 6149.5 | 6149.5 | 4 | 4 | 4 | 4 | 0 | 0 | 0 | 0 | 0 | 0 | 0 | 0 | 0 | 0 | 0 | 0 | 67112.51
SCE Core Roll-up E3 Calculator - With Carbon Adder | New AC Equipment: packaged, split, etc. (Upstream) | [16 empty] | System | #N/A | [21 empty] | 0 | 0 | 0 | 0 | 0 | 0 | 0 | 0 | 0 | 0 | 0 | 0 | 0 | 0 | 0 | 0 | 0 | 0 | 0 | 0 | 0 | 0 | 0 | 0 | 0 | 0 | 0 | 0 | 0
SCE Core Roll-up E3 Calculator - With Carbon Adder | New AC Equipment: packaged, split, etc. (Direct Install) | [16 empty] | System | #N/A | [21 empty] | 0 | 0 | 0 | 0 | 0 | 0 | 0 | 0 | 0 | 0 | 0 | 0 | 0 | 0 | 0 | 0 | 0 | 0 | 0 | 0 | 0 | 0 | 0 | 0 | 0 | 0 | 0 | 0 | 0
SCE Core Roll-up E3 Calculator - With Carbon Adder | Chillers | [16 empty] | System | #N/A | [21 empty] | 0 | 0 | 0 | 0 | 0 | 0 | 0 | 0 | 0 | 0 | 0 | 0 | 0 | 0 | 0 | 0 | 0 | 0 | 0 | 0 | 0 | 0 | 0 | 0 | 0 | 0 | 0 | 0 | 0
SCE Core Roll-up E3 Calculator - With Carbon Adder | Controls & VSDs | DEER 2008 or SCE Workpaper | System | Misc._Commercial | New_AC-Ret | TRUE | 15 | 50% | Unit | NEW/ROB/RET | 220.6382 | 99.8203 | 0 | 0 | 0 | 120.8179 | 1094.8291 | System | kW | 0.211 | 0 | Commercial | System | Annual |  |  |  |  | Small Boilers (<100 MMBtu/hr Heat Input):Uncontrolled | 15 | 50% | 0% | 4070 | 4209 | 4739 | 5 | 0 | 0 | 0 |  | 1017.5 | 1017.5 | 1017.5 | 1017.5 | 1052.25 | 1052.25 | 1052.25 | 1052.25 | 1184.75 | 1184.75 | 1184.75 | 1184.75 | 1.25 | 1.25 | 1.25 | 1.25 | 0 | 0 | 0 | 0 | 0 | 0 | 0 | 0 | 0 | 0 | 0 | 0 | 13023
SCE Core Roll-up E3 Calculator - With Carbon Adder | Cooling Towers | [16 empty] | System | #N/A | [21 empty] | 0 | 0 | 0 | 0 | 0 | 0 | 0 | 0 | 0 | 0 | 0 | 0 | 0 | 0 | 0 | 0 | 0 | 0 | 0 | 0 | 0 | 0 | 0 | 0 | 0 | 0 | 0 | 0 | 0
SCE Core Roll-up E3 Calculator - With Carbon Adder | RCA (Direct Install) | [16 empty] | System | #N/A | [21 empty] | 0 | 0 | 0 | 0 | 0 | 0 | 0 | 0 | 0 | 0 | 0 | 0 | 0 | 0 | 0 | 0 | 0 | 0 | 0 | 0 | 0 | 0 | 0 | 0 | 0 | 0 | 0 | 0 | 0
SCE Core Roll-up E3 Calculator - With Carbon Adder | RCA (Midstream) | [16 empty] | System | #N/A | [21 empty] | 0 | 0 | 0 | 0 | 0 | 0 | 0 | 0 | 0 | 0 | 0 | 0 | 0 | 0 | 0 | 0 | 0 | 0 | 0 | 0 | 0 | 0 | 0 | 0 | 0 | 0 | 0 | 0 | 0
SCE Core Roll-up E3 Calculator - With Carbon Adder | Fans | DEER 2008 or SCE Workpaper | System | Misc._Commercial | New_AC-Ret | TRUE | 10 | 50% | Unit | NEW/ROB/RET | 797.8341 | 73.4535 | 0 | 0 | 0 | 724.3806 | 825.9442 | System | kW | 0.38079 | 0 | Commercial | System | Annual |  |  |  |  | Small Boilers (<100 MMBtu/hr Heat Input):Uncontrolled | 10 | 50% | 0% | 180 | 429 | 602 | 151 | 0 | 0 | 0 |  | 45 | 45 | 45 | 45 | 107.25 | 107.25 | 107.25 | 107.25 | 150.5 | 150.5 | 150.5 | 150.5 | 37.75 | 37.75 | 37.75 | 37.75 | 0 | 0 | 0 | 0 | 0 | 0 | 0 | 0 | 0 | 0 | 0 | 0 | 1362
SCE Core Roll-up E3 Calculator - With Carbon Adder | Ducts | [16 empty] | System | #N/A | [21 empty] | 0 | 0 | 0 | 0 | 0 | 0 | 0 | 0 | 0 | 0 | 0 | 0 | 0 | 0 | 0 | 0 | 0 | 0 | 0 | 0 | 0 | 0 | 0 | 0 | 0 | 0 | 0 | 0 | 0
SCE Core Roll-up E3 Calculator - With Carbon Adder | Other Ventilation | [16 empty] | System | #N/A | [21 empty] | 0 | 0 | 0 | 0 | 0 | 0 | 0 | 0 | 0 | 0 | 0 | 0 | 0 | 0 | 0 | 0 | 0 | 0 | 0 | 0 | 0 | 0 | 0 | 0 | 0 | 0 | 0 | 0 | 0
SCE Core Roll-up E3 Calculator - With Carbon Adder | Economizers | [16 empty] | System | #N/A | [21 empty] | 0 | 0 | 0 | 0 | 0 | 0 | 0 | 0 | 0 | 0 | 0 | 0 | 0 | 0 | 0 | 0 | 0 | 0 | 0 | 0 | 0 | 0 | 0 | 0 | 0 | 0 | 0 | 0 | 0
SCE Core Roll-up E3 Calculator - With Carbon Adder | Envelope (Downsteam) | DEER 2008 or SCE Workpaper | System | Misc._Commercial | New_AC-Ret | TRUE | 10 | 50% | Unit | NEW/ROB/RET | 5.0985 | 1.1051 | 0 | 0 | 0 | 3.9933 | 17.8934 | System | kW | 0.0066819 | -0.012288 | Commercial | System | Annual |  |  |  |  | Small Boilers (<100 MMBtu/hr Heat Input):Uncontrolled | 10 | 50% | 0% | 81971 | 94768 | 111528 | 6364 | 0 | 0 | 0 |  | 20492.75 | 20492.75 | 20492.75 | 20492.75 | 23692 | 23692 | 23692 | 23692 | 27882 | 27882 | 27882 | 27882 | 1591 | 1591 | 1591 | 1591 | 0 | 0 | 0 | 0 | 0 | 0 | 0 | 0 | 0 | 0 | 0 | 0 | 294631
SCE Core Roll-up E3 Calculator - With Carbon Adder | Envelope (Direct Install) | [16 empty] | System | #N/A | [21 empty] | 0 | 0 | 0 | 0 | 0 | 0 | 0 | 0 | 0 | 0 | 0 | 0 | 0 | 0 | 0 | 0 | 0 | 0 | 0 | 0 | 0 | 0 | 0 | 0 | 0 | 0 | 0 | 0 | 0
SCE Core Roll-up E3 Calculator - With Carbon Adder | HVAC Other (Downstream) | [16 empty] | System | #N/A | [21 empty] | 0 | 0 | 0 | 0 | 0 | 0 | 0 | 0 | 0 | 0 | 0 | 0 | 0 | 0 | 0 | 0 | 0 | 0 | 0 | 0 | 0 | 0 | 0 | 0 | 0 | 0 | 0 | 0 | 0
SCE Core Roll-up E3 Calculator - With Carbon Adder | HVAC Other (Direct Install) | [16 empty] | System | #N/A | [21 empty] | 0 | 0 | 0 | 0 | 0 | 0 | 0 | 0 | 0 | 0 | 0 | 0 | 0 | 0 | 0 | 0 | 0 | 0 | 0 | 0 | 0 | 0 | 0 | 0 | 0 | 0 | 0 | 0 | 0
SCE Core Roll-up E3 Calculator - With Carbon Adder | HVAC Other (Midstream) | [16 empty] | System | #N/A | [21 empty] | 0 | 0 | 0 | 0 | 0 | 0 | 0 | 0 | 0 | 0 | 0 | 0 | 0 | 0 | 0 | 0 | 0 | 0 | 0 | 0 | 0 | 0 | 0 | 0 | 0 | 0 | 0 | 0 | 0
SCE Core Roll-up E3 Calculator - With Carbon Adder | Lighting | [16 empty] | System | #N/A | [21 empty] | 0 | 0 | 0 | 0 | 0 | 0 | 0 | 0 | 0 | 0 | 0 | 0 | 0 | 0 | 0 | 0 | 0 | 0 | 0 | 0 | 0 | 0 | 0 | 0 | 0 | 0 | 0 | 0 | 0
SCE Core Roll-up E3 Calculator - With Carbon Adder | Screw-in CFL Interior (Downstream) | DEER 2008 or SCE Workpaper | System | NON_RES | DEER:Indoor_CFL_Ltg | TRUE | 2.2 | 80.69% | Unit | NEW/ROB/RET | 8.9642 | 3.5568 | 0 | 0 | 0 | 5.4074 | 141.6766 | System | kWh | 0.023124 | -0.64832 | Commercial | System | Annual |  |  |  |  | Small Boilers (<100 MMBtu/hr Heat Input):Uncontrolled | 2.2 | 80.69% | 0% | 46754 | 48516 | 51560 | 170 | 0 | 0 | 0 |  | 11688.5 | 11688.5 | 11688.5 | 11688.5 | 12129 | 12129 | 12129 | 12129 | 12890 | 12890 | 12890 | 12890 | 42.5 | 42.5 | 42.5 | 42.5 | 0 | 0 | 0 | 0 | 0 | 0 | 0 | 0 | 0 | 0 | 0 | 0 | 147000
SCE Core Roll-up E3 Calculator - With Carbon Adder | Screw-in CFL Interior (Upstream - Traditional) | DEER 2008 or SCE Workpaper | System | NON_RES | DEER:Indoor_CFL_Ltg | TRUE | 2.8 | 60% | Unit | NEW/ROB/RET | 2.1818 | 0 | 1.7183 | 0 | 0 | 0.46353 | 173.4185 | System | kWh | 0.036219 | -0.64832 | Commercial | System | Annual |  |  |  |  | Small Boilers (<100 MMBtu/hr Heat Input):Uncontrolled | 2.8 | 60% | 0% | 1130998.026 | 1377021.9453 | 1157206.93 | 0 | 0 | 0 | 0 |  | 282749.5065 | 282749.5065 | 282749.5065 | 282749.5065 | 344255.4863 | 344255.4863 | 344255.4863 | 344255.4863 | 289301.7325 | 289301.7325 | 289301.7325 | 289301.7325 | 0 | 0 | 0 | 0 | 0 | 0 | 0 | 0 | 0 | 0 | 0 | 0 | 0 | 0 | 0 | 0 | 3665226.9014
SCE Core Roll-up E3 Calculator - With Carbon Adder | Screw-in CFL Interior (Upstream - Specialty) | DEER 2008 or SCE Workpaper | System | NON_RES | DEER:Indoor_CFL_Ltg | TRUE | 2.8 | 85% | Unit | NEW/ROB/RET | 11.8423 | 0 | 3.5278 | 0 | 0 | 8.3145 | 102.6409 | System | kWh | 0.024968 | -0.64832 | Commercial | System | Annual |  |  |  |  | Small Boilers (<100 MMBtu/hr Heat Input):Uncontrolled | 2.8 | 85% | 0% | 109458.9753 | 143526.9753 | 145582.9753 | 0 | 0 | 0 | 0 |  | 27364.7438 | 27364.7438 | 27364.7438 | 27364.7438 | 35881.7438 | 35881.7438 | 35881.7438 | 35881.7438 | 36395.7438 | 36395.7438 | 36395.7438 | 36395.7438 | 0 | 0 | 0 | 0 | 0 | 0 | 0 | 0 | 0 | 0 | 0 | 0 | 0 | 0 | 0 | 0 | 398568.9258
SCE Core Roll-up E3 Calculator - With Carbon Adder | Screw-in CFL Interior (Direct Install) | [16 empty] | System | #N/A | [21 empty] | 0 | 0 | 0 | 0 | 0 | 0 | 0 | 0 | 0 | 0 | 0 | 0 | 0 | 0 | 0 | 0 | 0 | 0 | 0 | 0 | 0 | 0 | 0 | 0 | 0 | 0 | 0 | 0 | 0
SCE Core Roll-up E3 Calculator - With Carbon Adder | CFL Fixture Interior | DEER 2008 or SCE Workpaper | System | NON_RES | DEER:Indoor_CFL_Ltg | TRUE | 11.9 | 79.66% | Unit | NEW/ROB/RET | 61.7619 | 13.5419 | 0 | 0 | 0 | 48.2199 | 301.4402 | System | kWh | 0.070684 | -0.90256 | Commercial | System | Annual |  |  |  |  | Small Boilers (<100 MMBtu/hr Heat Input):Uncontrolled | 11.9 | 79.66% | 0% | 2957 | 3083 | 3333 | 0 | 0 | 0 | 0 |  | 739.25 | 739.25 | 739.25 | 739.25 | 770.75 | 770.75 | 770.75 | 770.75 | 833.25 | 833.25 | 833.25 | 833.25 | 0 | 0 | 0 | 0 | 0 | 0 | 0 | 0 | 0 | 0 | 0 | 0 | 0 | 0 | 0 | 0 | 9373
SCE Core Roll-up E3 Calculator - With Carbon Adder | Interior Exit Signs | DEER 2008 or SCE Workpaper | System | NON_RES | DEER:Indoor_Non-CFL_Ltg | TRUE | 16 | 77% | Unit | NEW/ROB/RET | 57.1714 | 26.9814 | 0 | 0 | 0 | 30.19 | 301.4813 | System | kWh | 0.041808 | -7.2138 | Commercial | System | Annual |  |  |  |  | Small Boilers (<100 MMBtu/hr Heat Input):Uncontrolled | 16 | 77% | 0% | 6649 | 6913 | 7738 | 0 | 0 | 0 | 0 |  | 1662.25 | 1662.25 | 1662.25 | 1662.25 | 1728.25 | 1728.25 | 1728.25 | 1728.25 | 1934.5 | 1934.5 | 1934.5 | 1934.5 | 0 | 0 | 0 | 0 | 0 | 0 | 0 | 0 | 0 | 0 | 0 | 0 | 0 | 0 | 0 | 0 | 21300
SCE Core Roll-up E3 Calculator - With Carbon Adder | Linear Flourescents Interior (Downstream) | DEER 2008 or SCE Workpaper | System | NON_RES | DEER:Indoor_Non-CFL_Ltg | TRUE | 14.7 | 77.18% | Unit | NEW/ROB/RET | 71.8458 | 14.9901 | 0 | 0 | 0 | 56.8557 | 122.5157 | System | kWh | 0.029066 | -1.7822 | Commercial | System | Annual |  |  |  |  | Small Boilers (<100 MMBtu/hr Heat Input):Uncontrolled | 14.7 | 77.18% | 0% | 378892 | 392250 | 441156 | 25 | 0 | 0 | 0 |  | 94723 | 94723 | 94723 | 94723 | 98062.5 | 98062.5 | 98062.5 | 98062.5 | 110289 | 110289 | 110289 | 110289 | 6.25 | 6.25 | 6.25 | 6.25 | 0 | 0 | 0 | 0 | 0 | 0 | 0 | 0 | 0 | 0 | 0 | 0 | 1212323
SCE Core Roll-up E3 Calculator - With Carbon Adder | Linear Flourescents Interior (Direct Install) | [16 empty] | System | #N/A | [21 empty] | 0 | 0 | 0 | 0 | 0 | 0 | 0 | 0 | 0 | 0 | 0 | 0 | 0 | 0 | 0 | 0 | 0 | 0 | 0 | 0 | 0 | 0 | 0 | 0 | 0 | 0 | 0 | 0 | 0
SCE Core Roll-up E3 Calculator - With Carbon Adder | HID Interior | DEER 2008 or SCE Workpaper | System | NON_RES | DEER:Indoor_Non-CFL_Ltg | TRUE | 15 | 50.41% | Unit | NEW/ROB/RET | 264.7279 | 47.8581 | 0 | 0 | 0 | 216.8698 | 404.1182 | System | kWh | 0.033218 | -4.8621 | Commercial | System | Annual |  |  |  |  | Small Boilers (<100 MMBtu/hr Heat Input):Uncontrolled | 15 | 50.41% | 0% | 315 | 750 | 1045 | 258 | 0 | 0 | 0 |  | 78.75 | 78.75 | 78.75 | 78.75 | 187.5 | 187.5 | 187.5 | 187.5 | 261.25 | 261.25 | 261.25 | 261.25 | 64.5 | 64.5 | 64.5 | 64.5 | 0 | 0 | 0 | 0 | 0 | 0 | 0 | 0 | 0 | 0 | 0 | 0 | 2368
SCE Core Roll-up E3 Calculator - With Carbon Adder | LED Interior | [16 empty] | System | #N/A | [21 empty] | 0 | 0 | 0 | 0 | 0 | 0 | 0 | 0 | 0 | 0 | 0 | 0 | 0 | 0 | 0 | 0 | 0 | 0 | 0 | 0 | 0 | 0 | 0 | 0 | 0 | 0 | 0 | 0 | 0
SCE Core Roll-up E3 Calculator - With Carbon Adder | Interior Controls (Downstream) | DEER 2008 or SCE Workpaper | System | NON_RES | DEER:Indoor_Non-CFL_Ltg | TRUE | 8 | 83.97% | Unit | NEW/ROB/RET | 173.6378 | 20.6878 | 0 | 0 | 0 | 152.9501 | 280.5442 | System | kWh | 0.11857 | -11.0577 | Commercial | System | Annual |  |  |  |  | Small Boilers (<100 MMBtu/hr Heat Input):Uncontrolled | 8 | 83.97% | 0% | 24299 | 25117 | 28241 | 3 | 0 | 0 | 0 |  | 6074.75 | 6074.75 | 6074.75 | 6074.75 | 6279.25 | 6279.25 | 6279.25 | 6279.25 | 7060.25 | 7060.25 | 7060.25 | 7060.25 | 0.75 | 0.75 | 0.75 | 0.75 | 0 | 0 | 0 | 0 | 0 | 0 | 0 | 0 | 0 | 0 | 0 | 0 | 77660
SCE Core Roll-up E3 Calculator - With Carbon Adder | Interior Controls (Direct Install) | [16 empty] | System | #N/A | [21 empty] | 0 | 0 | 0 | 0 | 0 | 0 | 0 | 0 | 0 | 0 | 0 | 0 | 0 | 0 | 0 | 0 | 0 | 0 | 0 | 0 | 0 | 0 | 0 | 0 | 0 | 0 | 0 | 0 | 0
SCE Core Roll-up E3 Calculator - With Carbon Adder | Interior Day Lighting | [16 empty] | System | #N/A | [21 empty] | 0 | 0 | 0 | 0 | 0 | 0 | 0 | 0 | 0 | 0 | 0 | 0 | 0 | 0 | 0 | 0 | 0 | 0 | 0 | 0 | 0 | 0 | 0 | 0 | 0 | 0 | 0 | 0 | 0
SCE Core Roll-up E3 Calculator - With Carbon Adder | Other Interior Lighting | DEER 2008 or SCE Workpaper | System | NON_RES | DEER:Indoor_Non-CFL_Ltg | TRUE | 14.4 | 77.32% | Unit | NEW/ROB/RET | 125.2729 | 26.3951 | 0.21182 | 0 | 0 | 98.666 | 364.8594 | System | kWh | 0.074768 | -0.10762 | Commercial | System | Annual |  |  |  |  | Small Boilers (<100 MMBtu/hr Heat Input):Uncontrolled | 14.4 | 77.32% | 0% | 7474 | 10890 | 11795 | 0 | 0 | 0 | 0 |  | 1868.5 | 1868.5 | 1868.5 | 1868.5 | 2722.5 | 2722.5 | 2722.5 | 2722.5 | 2948.75 | 2948.75 | 2948.75 | 2948.75 | 0 | 0 | 0 | 0 | 0 | 0 | 0 | 0 | 0 | 0 | 0 | 0 | 0 | 0 | 0 | 0 | 30159
SCE Core Roll-up E3 Calculator - With Carbon Adder | CFL Lamp Exterior | [16 empty] | System | #N/A | [21 empty] | 0 | 0 | 0 | 0 | 0 | 0 | 0 | 0 | 0 | 0 | 0 | 0 | 0 | 0 | 0 | 0 | 0 | 0 | 0 | 0 | 0 | 0 | 0 | 0 | 0 | 0 | 0 | 0 | 0
SCE Core Roll-up E3 Calculator - With Carbon Adder | CFL Fixture Exterior | DEER 2008 or SCE Workpaper | System | Misc._Commercial | Outdoor Lt | TRUE | 13.5 | 77% | Unit | NEW/ROB/RET | 276.91 | 17 | 0 | 0 | 0 | 259.91 | 85.5579 | System | kW | 0 | 0 | Commercial | System | Annual |  |  |  |  | Small Boilers (<100 MMBtu/hr Heat Input):Uncontrolled | 13.5 | 77% | 0% | 328 | 344 | 382 | 0 | 0 | 0 | 0 |  | 82 | 82 | 82 | 82 | 86 | 86 | 86 | 86 | 95.5 | 95.5 | 95.5 | 95.5 | 0 | 0 | 0 | 0 | 0 | 0 | 0 | 0 | 0 | 0 | 0 | 0 | 0 | 0 | 0 | 0 | 1054
SCE Core Roll-up E3 Calculator - With Carbon Adder | Other Exterior Lighting | DEER 2008 or SCE Workpaper | System | Misc._Commercial | Outdoor Lt | TRUE | 15.1 | 77% | Unit | NEW/ROB/RET | 84.2357 | 32.1908 | 0 | 0 | 0 | 52.0449 | 630.6765 | System | kW | 0 | 0 | Commercial | System | Annual |  |  |  |  | Small Boilers (<100 MMBtu/hr Heat Input):Uncontrolled | 15.1 | 77% | 0% | 4136 | 4273 | 4801 | 0 | 0 | 0 | 0 |  | 1034 | 1034 | 1034 | 1034 | 1068.25 | 1068.25 | 1068.25 | 1068.25 | 1200.25 | 1200.25 | 1200.25 | 1200.25 | 0 | 0 | 0 | 0 | 0 | 0 | 0 | 0 | 0 | 0 | 0 | 0 | 0 | 0 | 0 | 0 | 13210
SCE Core Roll-up E3 Calculator - With Carbon Adder | Process | [16 empty] | System | #N/A | [21 empty] | 0 | 0 | 0 | 0 | 0 | 0 | 0 | 0 | 0 | 0 | 0 | 0 | 0 | 0 | 0 | 0 | 0 | 0 | 0 | 0 | 0 | 0 | 0 | 0 | 0 | 0 | 0 | 0 | 0
SCE Core Roll-up E3 Calculator - With Carbon Adder | Compressed Air | [16 empty] | System | #N/A | [21 empty] | 0 | 0 | 0 | 0 | 0 | 0 | 0 | 0 | 0 | 0 | 0 | 0 | 0 | 0 | 0 | 0 | 0 | 0 | 0 | 0 | 0 | 0 | 0 | 0 | 0 | 0 | 0 | 0 | 0
SCE Core Roll-up E3 Calculator - With Carbon Adder | Controls | [16 empty] | System | #N/A | [21 empty] | 0 | 0 | 0 | 0 | 0 | 0 | 0 | 0 | 0 | 0 | 0 | 0 | 0 | 0 | 0 | 0 | 0 | 0 | 0 | 0 | 0 | 0 | 0 | 0 | 0 | 0 | 0 | 0 | 0
SCE Core Roll-up E3 Calculator - With Carbon Adder | VSD | DEER 2008 or SCE Workpaper | System | Industrial | Industrial | TRUE | 13.8 | 66.57% | Unit | NEW/ROB/RET | 0.002008 | 0.00097261 | 0 | 0 | 0 | 0.0010354 | 0.015905 | System | kW | 3.9917e-06 | 0 | Commercial | System | Annual |  |  |  |  | Small Boilers (<100 MMBtu/hr Heat Input):Uncontrolled | 13.8 | 66.57% | 0% | 41111689 | 98668057 | 138135277 | 34533819 | 0 | 0 | 0 |  | 10277922.25 | 10277922.25 | 10277922.25 | 10277922.25 | 24667014.25 | 24667014.25 | 24667014.25 | 24667014.25 | 34533819.25 | 34533819.25 | 34533819.25 | 34533819.25 | 8633454.75 | 8633454.75 | 8633454.75 | 8633454.75 | 0 | 0 | 0 | 0 | 0 | 0 | 0 | 0 | 0 | 0 | 0 | 0 | 312448842
SCE Core Roll-up E3 Calculator - With Carbon Adder | Oil Well Pump-Off Controllers | [16 empty] | System | #N/A | [21 empty] | 0 | 0 | 0 | 0 | 0 | 0 | 0 | 0 | 0 | 0 | 0 | 0 | 0 | 0 | 0 | 0 | 0 | 0 | 0 | 0 | 0 | 0 | 0 | 0 | 0 | 0 | 0 | 0 | 0
SCE Core Roll-up E3 Calculator - With Carbon Adder | Custom | [16 empty] | System | #N/A | [21 empty] | 0 | 0 | 0 | 0 | 0 | 0 | 0 | 0 | 0 | 0 | 0 | 0 | 0 | 0 | 0 | 0 | 0 | 0 | 0 | 0 | 0 | 0 | 0 | 0 | 0 | 0 | 0 | 0 | 0
SCE Core Roll-up E3 Calculator - With Carbon Adder | Cooling & Motors | DEER 2008 or SCE Workpaper | System | Misc._Commercial | New_AC-Ret | TRUE | 15 | 70.32% | Unit | NEW/ROB/RET | 1848.0611 | 268.4447 | 0 | 0 | 0 | 1579.6164 | 3922.4033 | System | kW | 0.64132 | 0 | Commercial | System | Annual |  |  |  |  | Small Boilers (<100 MMBtu/hr Heat Input):Uncontrolled | 15 | 70.32% | 0% | 302 | 416 | 513 | 26 | 0 | 0 | 0 |  | 75.5 | 75.5 | 75.5 | 75.5 | 104 | 104 | 104 | 104 | 128.25 | 128.25 | 128.25 | 128.25 | 6.5 | 6.5 | 6.5 | 6.5 | 0 | 0 | 0 | 0 | 0 | 0 | 0 | 0 | 0 | 0 | 0 | 0 | 1257
SCE Core Roll-up E3 Calculator - With Carbon Adder | Pumps & Vacuum | [16 empty] | System | #N/A | [21 empty] | 0 | 0 | 0 | 0 | 0 | 0 | 0 | 0 | 0 | 0 | 0 | 0 | 0 | 0 | 0 | 0 | 0 | 0 | 0 | 0 | 0 | 0 | 0 | 0 | 0 | 0 | 0 | 0 | 0
SCE Core Roll-up E3 Calculator - With Carbon Adder | Water Heating | [16 empty] | System | #N/A | [21 empty] | 0 | 0 | 0 | 0 | 0 | 0 | 0 | 0 | 0 | 0 | 0 | 0 | 0 | 0 | 0 | 0 | 0 | 0 | 0 | 0 | 0 | 0 | 0 | 0 | 0 | 0 | 0 | 0 | 0
SCE Core Roll-up E3 Calculator - With Carbon Adder | Efficiency | [16 empty] | System | #N/A | [21 empty] | 0 | 0 | 0 | 0 | 0 | 0 | 0 | 0 | 0 | 0 | 0 | 0 | 0 | 0 | 0 | 0 | 0 | 0 | 0 | 0 | 0 | 0 | 0 | 0 | 0 | 0 | 0 | 0 | 0
SCE Core Roll-up E3 Calculator - With Carbon Adder | Use Reduction | [16 empty] | System | #N/A | [21 empty] | 0 | 0 | 0 | 0 | 0 | 0 | 0 | 0 | 0 | 0 | 0 | 0 | 0 | 0 | 0 | 0 | 0 | 0 | 0 | 0 | 0 | 0 | 0 | 0 | 0 | 0 | 0 | 0 | 0
SCE Core Roll-up E3 Calculator - With Carbon Adder | CUSTOMIZED MEASURES | [16 empty] | System | #N/A | [21 empty] | 0 | 0 | 0 | 0 | 0 | 0 | 0 | 0 | 0 | 0 | 0 | 0 | 0 | 0 | 0 | 0 | 0 | 0 | 0 | 0 | 0 | 0 | 0 | 0 | 0 | 0 | 0 | 0 | 0
SCE Core Roll-up E3 Calculator - With Carbon Adder | HVAC | [16 empty] | System | #N/A | [21 empty] | 0 | 0 | 0 | 0 | 0 | 0 | 0 | 0 | 0 | 0 | 0 | 0 | 0 | 0 | 0 | 0 | 0 | 0 | 0 | 0 | 0 | 0 | 0 | 0 | 0 | 0 | 0 | 0 | 0
SCE Core Roll-up E3 Calculator - With Carbon Adder | Chillers | DEER 2008 or SCE Workpaper | System | NON_RES | DEER:HVAC_Chillers | TRUE | 20 | 65.86% | Unit | NEW/ROB/RET | 1.1642 | 0.14575 | 0 | 0 | 0 | 1.0184 | 0.80663 | System | kWh | 0.0004089 | -0.029623 | Commercial | System | Annual |  |  |  |  | Small Boilers (<100 MMBtu/hr Heat Input):Uncontrolled | 20 | 65.86% | 0% | 5351943.7842 | 5653378.0004 | 5805532.9585 | 2285954.7147 | 904088.3342 | 112926.6523 | 22585.3305 |  | 1337985.9461 | 1337985.9461 | 1337985.9461 | 1337985.9461 | 1413344.5001 | 1413344.5001 | 1413344.5001 | 1413344.5001 | 1451383.2396 | 1451383.2396 | 1451383.2396 | 1451383.2396 | 571488.6787 | 571488.6787 | 571488.6787 | 571488.6787 | 226022.0836 | 226022.0836 | 226022.0836 | 226022.0836 | 28231.6631 | 28231.6631 | 28231.6631 | 28231.6631 | 5646.3326 | 5646.3326 | 5646.3326 | 5646.3326 | 20136409.7749
SCE Core Roll-up E3 Calculator - With Carbon Adder | Controls & VSDs | DEER 2008 or SCE Workpaper | System | Misc._Commercial | New_AC-Ret | TRUE | 15 | 64% | Unit | NEW/ROB/RET | 0.41884 | 0.10501 | 0 | 0 | 0 | 0.31382 | 0.78988 | System | kW | 0.00011872 | -0.029623 | Commercial | System | Annual |  |  |  |  | Small Boilers (<100 MMBtu/hr Heat Input):Uncontrolled | 15 | 64% | 0% | 4454521.0962 | 4565884.1236 | 4680031.2267 | 1686472.2655 | 562157.4218 | 0 | 0 |  | 1113630.2741 | 1113630.2741 | 1113630.2741 | 1113630.2741 | 1141471.0309 | 1141471.0309 | 1141471.0309 | 1141471.0309 | 1170007.8067 | 1170007.8067 | 1170007.8067 | 1170007.8067 | 421618.0664 | 421618.0664 | 421618.0664 | 421618.0664 | 140539.3555 | 140539.3555 | 140539.3555 | 140539.3555 | 0 | 0 | 0 | 0 | 0 | 0 | 0 | 0 | 15949066.1339
SCE Core Roll-up E3 Calculator - With Carbon Adder | Cool Roofs | DEER 2008 or SCE Workpaper | System | Misc._Commercial | New_AC-Ret | TRUE | 15 | 64% | Unit | NEW/ROB/RET | 6.596 | 0.14442 | 0 | 0 | 0 | 6.4516 | 0.78957 | System | kW | 0.00043032 | -0.029623 | Commercial | System | Annual |  |  |  |  | Small Boilers (<100 MMBtu/hr Heat Input):Uncontrolled | 15 | 64% | 0% | 372176.9902 | 381481.4149 | 391018.4503 | 140905.4213 | 46968.4738 | 0 | 0 |  | 93044.2475 | 93044.2475 | 93044.2475 | 93044.2475 | 95370.3537 | 95370.3537 | 95370.3537 | 95370.3537 | 97754.6126 | 97754.6126 | 97754.6126 | 97754.6126 | 35226.3553 | 35226.3553 | 35226.3553 | 35226.3553 | 11742.1184 | 11742.1184 | 11742.1184 | 11742.1184 | 0 | 0 | 0 | 0 | 0 | 0 | 0 | 0 | 1332550.7504
SCE Core Roll-up E3 Calculator - With Carbon Adder | Cooling Towers | DEER 2008 or SCE Workpaper | System | Misc._Commercial | New_AC-Ret | TRUE | 15 | 64% | Unit | NEW/ROB/RET | 0.86734 | 0.20058 | 0 | 0 | 0 | 0.66676 | 0.78913 | System | kW | 0.00087439 | 0 | Commercial | System | Annual |  |  |  |  | Small Boilers (<100 MMBtu/hr Heat Input):Uncontrolled | 15 | 64% | 0% | 1567500.231 | 1606687.7367 | 1646854.9301 | 593452.2721 | 197817.424 | 0 | 0 |  | 391875.0577 | 391875.0577 | 391875.0577 | 391875.0577 | 401671.9342 | 401671.9342 | 401671.9342 | 401671.9342 | 411713.7325 | 411713.7325 | 411713.7325 | 411713.7325 | 148363.068 | 148363.068 | 148363.068 | 148363.068 | 49454.356 | 49454.356 | 49454.356 | 49454.356 | 0 | 0 | 0 | 0 | 0 | 0 | 0 | 0 | 5612312.5939
SCE Core Roll-up E3 Calculator - With Carbon Adder | Fans | [16 empty] | System | #N/A | [21 empty] | 0 | 0 | 0 | 0 | 0 | 0 | 0 | 0 | 0 | 0 | 0 | 0 | 0 | 0 | 0 | 0 | 0 | 0 | 0 | 0 | 0 | 0 | 0 | 0 | 0 | 0 | 0 | 0 | 0
SCE Core Roll-up E3 Calculator - With Carbon Adder | HVAC Other | DEER 2008 or SCE Workpaper | System | Misc._Commercial | New_AC-Ret | TRUE | 15 | 84% | Unit | NEW/ROB/RET | 0.5022 | 0.19567 | 0 | 0 | 0 | 0.30653 | 0.99954 | System | kW | 0.0004574 | 0 | Commercial | System | Annual |  |  |  |  | Small Boilers (<100 MMBtu/hr Heat Input):Uncontrolled | 15 | 84% | 0% | 755314.7796 | 1340044.5551 | 1386606.1916 | 1279599.0254 | 998874.5468 | 434293.2812 | 86858.6562 |  | 188828.6949 | 188828.6949 | 188828.6949 | 188828.6949 | 335011.1388 | 335011.1388 | 335011.1388 | 335011.1388 | 346651.5479 | 346651.5479 | 346651.5479 | 346651.5479 | 319899.7564 | 319899.7564 | 319899.7564 | 319899.7564 | 249718.6367 | 249718.6367 | 249718.6367 | 249718.6367 | 108573.3203 | 108573.3203 | 108573.3203 | 108573.3203 | 21714.6641 | 21714.6641 | 21714.6641 | 21714.6641 | 6281591.0359
SCE Core Roll-up E3 Calculator - With Carbon Adder | New AC Equipment: packaged, split, etc. | DEER 2008 or SCE Workpaper | System | NON_RES | DEER:HVAC_Split-Package_AC | TRUE | 15 | 64% | Unit | NEW/ROB/RET | 3.6222 | 0.13301 | 0 | 0 | 0 | 3.4892 | 0.78966 | System | kWh | 0.00034008 | -0.0017258 | Commercial | System | Annual |  |  |  |  | Small Boilers (<100 MMBtu/hr Heat Input):Uncontrolled | 15 | 64% | 0% | 1572134.4982 | 1611437.8607 | 1651723.8072 | 595206.7959 | 198402.2653 | 0 | 0 |  | 393033.6246 | 393033.6246 | 393033.6246 | 393033.6246 | 402859.4652 | 402859.4652 | 402859.4652 | 402859.4652 | 412930.9518 | 412930.9518 | 412930.9518 | 412930.9518 | 148801.699 | 148801.699 | 148801.699 | 148801.699 | 49600.5663 | 49600.5663 | 49600.5663 | 49600.5663 | 0 | 0 | 0 | 0 | 0 | 0 | 0 | 0 | 5628905.2273
SCE Core Roll-up E3 Calculator - With Carbon Adder | Other Ventilation | [16 empty] | System | #N/A | [21 empty] | 0 | 0 | 0 | 0 | 0 | 0 | 0 | 0 | 0 | 0 | 0 | 0 | 0 | 0 | 0 | 0 | 0 | 0 | 0 | 0 | 0 | 0 | 0 | 0 | 0 | 0 | 0 | 0 | 0
SCE Core Roll-up E3 Calculator - With Carbon Adder | RCA | [16 empty] | System | #N/A | [21 empty] | 0 | 0 | 0 | 0 | 0 | 0 | 0 | 0 | 0 | 0 | 0 | 0 | 0 | 0 | 0 | 0 | 0 | 0 | 0 | 0 | 0 | 0 | 0 | 0 | 0 | 0 | 0 | 0 | 0
SCE Core Roll-up E3 Calculator - With Carbon Adder | Retrocommissioing | [16 empty] | System | #N/A | [21 empty] | 0 | 0 | 0 | 0 | 0 | 0 | 0 | 0 | 0 | 0 | 0 | 0 | 0 | 0 | 0 | 0 | 0 | 0 | 0 | 0 | 0 | 0 | 0 | 0 | 0 | 0 | 0 | 0 | 0
SCE Core Roll-up E3 Calculator - With Carbon Adder | Space Conditioning | DEER 2008 or SCE Workpaper | System | Misc._Commercial | New_AC-Ret | TRUE | 15 | 63.95% | Unit | NEW/ROB/RET | 0.847 | 0.1144 | 0 | 0 | 0 | 0.7326 | 0.78981 | System | kW | 0.00019113 | -0.0017258 | Commercial | System | Annual |  |  |  |  | Small Boilers (<100 MMBtu/hr Heat Input):Uncontrolled | 15 | 63.95% | 0% | 14980496.1783 | 15373599.0601 | 15762245.0847 | 5671577.1585 | 1884427.4242 | 0 | 0 |  | 3745124.0446 | 3745124.0446 | 3745124.0446 | 3745124.0446 | 3843399.765 | 3843399.765 | 3843399.765 | 3843399.765 | 3940561.2712 | 3940561.2712 | 3940561.2712 | 3940561.2712 | 1417894.2896 | 1417894.2896 | 1417894.2896 | 1417894.2896 | 471106.8561 | 471106.8561 | 471106.8561 | 471106.8561 | 0 | 0 | 0 | 0 | 0 | 0 | 0 | 0 | 53672344.9058
SCE Core Roll-up E3 Calculator - With Carbon Adder | Exterior Lighting | [16 empty] | System | #N/A | [21 empty] | 0 | 0 | 0 | 0 | 0 | 0 | 0 | 0 | 0 | 0 | 0 | 0 | 0 | 0 | 0 | 0 | 0 | 0 | 0 | 0 | 0 | 0 | 0 | 0 | 0 | 0 | 0 | 0 | 0
SCE Core Roll-up E3 Calculator - With Carbon Adder | Customized Exterior Lighting | DEER 2008 or SCE Workpaper | System | Misc._Commercial | Outdoor Lt | TRUE | 15 | 64.4% | Unit | NEW/ROB/RET | 0.59137 | 0.059443 | 0 | 0 | 0 | 0.53193 | 0.7939 | System | kW | 0 | 0 | Commercial | System | Annual |  |  |  |  | Small Boilers (<100 MMBtu/hr Heat Input):Uncontrolled | 15 | 64.4% | 0% | 2364959.5532 | 2438293.0072 | 2514697.1387 | 932865.0821 | 334371.3745 | 15965.6912 | 3193.1382 |  | 591239.8883 | 591239.8883 | 591239.8883 | 591239.8883 | 609573.2518 | 609573.2518 | 609573.2518 | 609573.2518 | 628674.2847 | 628674.2847 | 628674.2847 | 628674.2847 | 233216.2705 | 233216.2705 | 233216.2705 | 233216.2705 | 83592.8436 | 83592.8436 | 83592.8436 | 83592.8436 | 3991.4228 | 3991.4228 | 3991.4228 | 3991.4228 | 798.2846 | 798.2846 | 798.2846 | 798.2846 | 8604344.9852
SCE Core Roll-up E3 Calculator - With Carbon Adder | Exterior Lighting Controls | [16 empty] | System | #N/A | [21 empty] | 0 | 0 | 0 | 0 | 0 | 0 | 0 | 0 | 0 | 0 | 0 | 0 | 0 | 0 | 0 | 0 | 0 | 0 | 0 | 0 | 0 | 0 | 0 | 0 | 0 | 0 | 0 | 0 | 0
SCE Core Roll-up E3 Calculator - With Carbon Adder | Interior Lighting | [16 empty] | System | #N/A | [21 empty] | 0 | 0 | 0 | 0 | 0 | 0 | 0 | 0 | 0 | 0 | 0 | 0 | 0 | 0 | 0 | 0 | 0 | 0 | 0 | 0 | 0 | 0 | 0 | 0 | 0 | 0 | 0 | 0 | 0
SCE Core Roll-up E3 Calculator - With Carbon Adder | Customized Interior Lighting | [16 empty] | System | #N/A | [21 empty] | 0 | 0 | 0 | 0 | 0 | 0 | 0 | 0 | 0 | 0 | 0 | 0 | 0 | 0 | 0 | 0 | 0 | 0 | 0 | 0 | 0 | 0 | 0 | 0 | 0 | 0 | 0 | 0 | 0
SCE Core Roll-up E3 Calculator - With Carbon Adder | Daylighting | DEER 2008 or SCE Workpaper | System | NON_RES | DEER:Indoor_Non-CFL_Ltg | TRUE | 8 | 64% | Unit | NEW/ROB/RET | 0.21993 | 0.091671 | 0 | 0 | 0 | 0.12826 | 0.99968 | System | kWh | 0.0003169 | -0.029623 | Commercial | System | Annual |  |  |  |  | Small Boilers (<100 MMBtu/hr Heat Input):Uncontrolled | 8 | 64% | 0% | 1828342.9474 | 3243761.512 | 3356470.3347 | 3097444.8227 | 2417912.7461 | 1051266.4113 | 210253.2823 |  | 457085.7369 | 457085.7369 | 457085.7369 | 457085.7369 | 810940.378 | 810940.378 | 810940.378 | 810940.378 | 839117.5837 | 839117.5837 | 839117.5837 | 839117.5837 | 774361.2057 | 774361.2057 | 774361.2057 | 774361.2057 | 604478.1865 | 604478.1865 | 604478.1865 | 604478.1865 | 262816.6028 | 262816.6028 | 262816.6028 | 262816.6028 | 52563.3206 | 52563.3206 | 52563.3206 | 52563.3206 | 15205452.0565
SCE Core Roll-up E3 Calculator - With Carbon Adder | Interior Lighting System Modification | DEER 2008 or SCE Workpaper | System | NON_RES | DEER:Indoor_Non-CFL_Ltg | TRUE | 15 | 63.98% | Unit | NEW/ROB/RET | 0.19084 | 0.085752 | 0 | 0 | 0 | 0.10509 | 0.7898 | System | kWh | 0.00020356 | -0.029623 | Commercial | System | Annual |  |  |  |  | Small Boilers (<100 MMBtu/hr Heat Input):Uncontrolled | 15 | 63.98% | 0% | 10814322.013 | 11088746.6384 | 11367437.9559 | 4094547.2807 | 1363516.3559 | 0 | 0 |  | 2703580.5033 | 2703580.5033 | 2703580.5033 | 2703580.5033 | 2772186.6596 | 2772186.6596 | 2772186.6596 | 2772186.6596 | 2841859.489 | 2841859.489 | 2841859.489 | 2841859.489 | 1023636.8202 | 1023636.8202 | 1023636.8202 | 1023636.8202 | 340879.089 | 340879.089 | 340879.089 | 340879.089 | 0 | 0 | 0 | 0 | 0 | 0 | 0 | 0 | 38728570.244
SCE Core Roll-up E3 Calculator - With Carbon Adder | Interior Lighting System Replacement | DEER 2008 or SCE Workpaper | System | NON_RES | DEER:Indoor_Non-CFL_Ltg | TRUE | 15 | 63.97% | Unit | NEW/ROB/RET | 0.27656 | 0.082479 | 0 | 0 | 0 | 0.19408 | 0.78982 | System | kWh | 0.00017769 | -0.029623 | Commercial | System | Annual |  |  |  |  | Small Boilers (<100 MMBtu/hr Heat Input):Uncontrolled | 15 | 63.97% | 0% | 36433055.4799 | 37371544.3043 | 38315850.4652 | 13795299.6961 | 4589367.4279 | 0 | 0 |  | 9108263.87 | 9108263.87 | 9108263.87 | 9108263.87 | 9342886.0761 | 9342886.0761 | 9342886.0761 | 9342886.0761 | 9578962.6163 | 9578962.6163 | 9578962.6163 | 9578962.6163 | 3448824.924 | 3448824.924 | 3448824.924 | 3448824.924 | 1147341.857 | 1147341.857 | 1147341.857 | 1147341.857 | 0 | 0 | 0 | 0 | 0 | 0 | 0 | 0 | 130505117.3734
SCE Core Roll-up E3 Calculator - With Carbon Adder | Interior Controls | DEER 2008 or SCE Workpaper | System | NON_RES | DEER:Indoor_Non-CFL_Ltg | TRUE | 8 | 63.8% | Unit | NEW/ROB/RET | 0.93883 | 0.070947 | 0 | 0 | 0 | 0.86788 | 0.78991 | System | kWh | 8.6532e-05 | -0.029623 | Commercial | System | Annual |  |  |  |  | Small Boilers (<100 MMBtu/hr Heat Input):Uncontrolled | 8 | 63.8% | 0% | 7550090.3192 | 7775160.7042 | 7982691.8086 | 2860840.2708 | 941710.8922 | 0 | 0 |  | 1887522.5798 | 1887522.5798 | 1887522.5798 | 1887522.5798 | 1943790.1761 | 1943790.1761 | 1943790.1761 | 1943790.1761 | 1995672.9521 | 1995672.9521 | 1995672.9521 | 1995672.9521 | 715210.0677 | 715210.0677 | 715210.0677 | 715210.0677 | 235427.7231 | 235427.7231 | 235427.7231 | 235427.7231 | 0 | 0 | 0 | 0 | 0 | 0 | 0 | 0 | 27110493.995
SCE Core Roll-up E3 Calculator - With Carbon Adder | LED Interior | [16 empty] | System | #N/A | [21 empty] | 0 | 0 | 0 | 0 | 0 | 0 | 0 | 0 | 0 | 0 | 0 | 0 | 0 | 0 | 0 | 0 | 0 | 0 | 0 | 0 | 0 | 0 | 0 | 0 | 0 | 0 | 0 | 0 | 0
SCE Core Roll-up E3 Calculator - With Carbon Adder | SBD - Light Power Density | DEER 2008 or SCE Workpaper | System | NON_RES | DEER:Indoor_Non-CFL_Ltg | TRUE | 14.7 | 81% | Unit | NEW/ROB/RET | 0.21994 | 0.085768 | 0 | 0 | 0 | 0.13418 | 0.99974 | System | kWh | 0.00025783 | -0.029623 | Commercial | System | Annual |  |  |  |  | Small Boilers (<100 MMBtu/hr Heat Input):Uncontrolled | 14.7 | 81% | 0% | 4351078.6244 | 7719482.4948 | 7987706.2163 | 7371278.9917 | 5754132.9869 | 2501796.9508 | 500359.3902 |  | 1087769.6561 | 1087769.6561 | 1087769.6561 | 1087769.6561 | 1929870.6237 | 1929870.6237 | 1929870.6237 | 1929870.6237 | 1996926.5541 | 1996926.5541 | 1996926.5541 | 1996926.5541 | 1842819.7479 | 1842819.7479 | 1842819.7479 | 1842819.7479 | 1438533.2467 | 1438533.2467 | 1438533.2467 | 1438533.2467 | 625449.2377 | 625449.2377 | 625449.2377 | 625449.2377 | 125089.8475 | 125089.8475 | 125089.8475 | 125089.8475 | 36185835.6551
SCE Core Roll-up E3 Calculator - With Carbon Adder | Refrigeration | DEER 2008 or SCE Workpaper | System | Misc._Commercial | Refrigeration | TRUE | 15 | 63.88% | Unit | NEW/ROB/RET | 0.71762 | 0.16598 | 0 | 0 | 0 | 0.55165 | 0.78987 | System | kW | 0.00013056 | -0.027458 | Commercial | System | Annual |  |  |  |  | Small Boilers (<100 MMBtu/hr Heat Input):Uncontrolled | 15 | 63.88% | 0% | 4178494.0774 | 4295012.3196 | 4406753.4946 | 1582763.065 | 523636.6142 | 0 | 0 |  | 1044623.5194 | 1044623.5194 | 1044623.5194 | 1044623.5194 | 1073753.0799 | 1073753.0799 | 1073753.0799 | 1073753.0799 | 1101688.3737 | 1101688.3737 | 1101688.3737 | 1101688.3737 | 395690.7663 | 395690.7663 | 395690.7663 | 395690.7663 | 130909.1536 | 130909.1536 | 130909.1536 | 130909.1536 | 0 | 0 | 0 | 0 | 0 | 0 | 0 | 0 | 14986659.5709
SCE Core Roll-up E3 Calculator - With Carbon Adder | Process | [16 empty] | System | #N/A | [21 empty] | 0 | 0 | 0 | 0 | 0 | 0 | 0 | 0 | 0 | 0 | 0 | 0 | 0 | 0 | 0 | 0 | 0 | 0 | 0 | 0 | 0 | 0 | 0 | 0 | 0 | 0 | 0 | 0 | 0
SCE Core Roll-up E3 Calculator - With Carbon Adder | Compressed Air | DEER 2008 or SCE Workpaper | System | Industrial | Industrial | TRUE | 15 | 50% | Unit | NEW/ROB/RET | 0.09951 | 0.095984 | 0 | 0 | 0 | 0.003526 | 0.78995 | System | kW | 4.7313e-05 | 0 | Commercial | System | Annual |  |  |  |  | Small Boilers (<100 MMBtu/hr Heat Input):Uncontrolled | 15 | 50% | 0% | 116491.1261 | 167481.5261 | 189079.3637 | 47269.8951 | 0 | 0 | 0 |  | 29122.7815 | 29122.7815 | 29122.7815 | 29122.7815 | 41870.3815 | 41870.3815 | 41870.3815 | 41870.3815 | 47269.8409 | 47269.8409 | 47269.8409 | 47269.8409 | 11817.4738 | 11817.4738 | 11817.4738 | 11817.4738 | 0 | 0 | 0 | 0 | 0 | 0 | 0 | 0 | 0 | 0 | 0 | 0 | 520321.911
SCE Core Roll-up E3 Calculator - With Carbon Adder | Controls | [16 empty] | System | #N/A | [21 empty] | 0 | 0 | 0 | 0 | 0 | 0 | 0 | 0 | 0 | 0 | 0 | 0 | 0 | 0 | 0 | 0 | 0 | 0 | 0 | 0 | 0 | 0 | 0 | 0 | 0 | 0 | 0 | 0 | 0
SCE Core Roll-up E3 Calculator - With Carbon Adder | Cooling & Motors | DEER 2008 or SCE Workpaper | System | Misc._Commercial | New_AC-Ret | TRUE | 15 | 63.63% | Unit | NEW/ROB/RET | 0.83672 | 0.11859 | 0 | 0 | 0 | 0.71813 | 0.78977 | System | kW | 0.00022605 | 0 | Commercial | System | Annual |  |  |  |  | Small Boilers (<100 MMBtu/hr Heat Input):Uncontrolled | 15 | 63.63% | 0% | 3715875.3616 | 3841856.5743 | 3949884.0019 | 1409001.6076 | 458824.4832 | 0 | 0 |  | 928968.8404 | 928968.8404 | 928968.8404 | 928968.8404 | 960464.1436 | 960464.1436 | 960464.1436 | 960464.1436 | 987471.0005 | 987471.0005 | 987471.0005 | 987471.0005 | 352250.4019 | 352250.4019 | 352250.4019 | 352250.4019 | 114706.1208 | 114706.1208 | 114706.1208 | 114706.1208 | 0 | 0 | 0 | 0 | 0 | 0 | 0 | 0 | 13375442.0286
SCE Core Roll-up E3 Calculator - With Carbon Adder | Custom | DEER 2008 or SCE Workpaper | System | Industrial | Industrial | TRUE | 14.7 | 64.05% | Unit | NEW/ROB/RET | 0.5554 | 0.10165 | 0 | 0 | 0 | 0.45376 | 0.82631 | System | kW | 9.5123e-05 | 0 | Commercial | System | Annual |  |  |  |  | Small Boilers (<100 MMBtu/hr Heat Input):Uncontrolled | 14.7 | 64.05% | 0% | 106502564.2821 | 115772665.8974 | 118819493.5717 | 51924613.1675 | 23991581.3626 | 5071352.5423 | 1014270.5085 |  | 26625641.0705 | 26625641.0705 | 26625641.0705 | 26625641.0705 | 28943166.4743 | 28943166.4743 | 28943166.4743 | 28943166.4743 | 29704873.3929 | 29704873.3929 | 29704873.3929 | 29704873.3929 | 12981153.2919 | 12981153.2919 | 12981153.2919 | 12981153.2919 | 5997895.3407 | 5997895.3407 | 5997895.3407 | 5997895.3407 | 1267838.1356 | 1267838.1356 | 1267838.1356 | 1267838.1356 | 253567.6271 | 253567.6271 | 253567.6271 | 253567.6271 | 423096541.3321
SCE Core Roll-up E3 Calculator - With Carbon Adder | Oil Well Pump-Off Controllers | [16 empty] | System | #N/A | [21 empty] | 0 | 0 | 0 | 0 | 0 | 0 | 0 | 0 | 0 | 0 | 0 | 0 | 0 | 0 | 0 | 0 | 0 | 0 | 0 | 0 | 0 | 0 | 0 | 0 | 0 | 0 | 0 | 0 | 0
SCE Core Roll-up E3 Calculator - With Carbon Adder | Pumps & Vacuums | DEER 2008 or SCE Workpaper | System | Industrial | Industrial | TRUE | 12 | 55.37% | Unit | NEW/ROB/RET | 0.42827 | 0.10423 | 0 | 0 | 0 | 0.32404 | 0.78989 | System | kW | 0.0001125 | 0 | Commercial | System | Annual |  |  |  |  | Small Boilers (<100 MMBtu/hr Heat Input):Uncontrolled | 12 | 55.37% | 0% | 38052679.1216 | 47846028.7903 | 52244194.3291 | 14989032.4749 | 2098546.836 | 0 | 0 |  | 9513169.7804 | 9513169.7804 | 9513169.7804 | 9513169.7804 | 11961507.1976 | 11961507.1976 | 11961507.1976 | 11961507.1976 | 13061048.5823 | 13061048.5823 | 13061048.5823 | 13061048.5823 | 3747258.1187 | 3747258.1187 | 3747258.1187 | 3747258.1187 | 524636.709 | 524636.709 | 524636.709 | 524636.709 | 0 | 0 | 0 | 0 | 0 | 0 | 0 | 0 | 155230481.5518
SCE Core Roll-up E3 Calculator - With Carbon Adder | VSD | DEER 2008 or SCE Workpaper | System | Industrial | Industrial | TRUE | 15 | 63.21% | Unit | NEW/ROB/RET | 0.30519 | 0.097842 | 0 | 0 | 0 | 0.20735 | 0.78994 | System | kW | 6.201e-05 | 0 | Commercial | System | Annual |  |  |  |  | Small Boilers (<100 MMBtu/hr Heat Input):Uncontrolled | 15 | 63.21% | 0% | 13649351.4407 | 14247266.495 | 14696401.5826 | 5184521.5543 | 1644051.7589 | 0 | 0 |  | 3412337.8602 | 3412337.8602 | 3412337.8602 | 3412337.8602 | 3561816.6238 | 3561816.6238 | 3561816.6238 | 3561816.6238 | 3674100.3957 | 3674100.3957 | 3674100.3957 | 3674100.3957 | 1296130.3886 | 1296130.3886 | 1296130.3886 | 1296130.3886 | 411012.9397 | 411012.9397 | 411012.9397 | 411012.9397 | 0 | 0 | 0 | 0 | 0 | 0 | 0 | 0 | 49421592.8317
SCE Core Roll-up E3 Calculator - With Carbon Adder | Whole Building | DEER 2008 or SCE Workpaper | System | Misc._Commercial | Commercial Whole Building | TRUE | 15 | 70% | Unit | NEW/ROB/RET | 0.27993 | 0.18503 | 0 | 0 | 0 | 0.094898 | 0.99975 | System | kW | 0.00025072 | -0.029623 | Commercial | System | Annual |  |  |  |  | Small Boilers (<100 MMBtu/hr Heat Input):Uncontrolled | 15 | 70% | 0% | 11009319.4028 | 19532225.3966 | 20210898.635 | 18651183.2657 | 14559398.5784 | 6330173.2949 | 1266034.659 |  | 2752329.8507 | 2752329.8507 | 2752329.8507 | 2752329.8507 | 4883056.3491 | 4883056.3491 | 4883056.3491 | 4883056.3491 | 5052724.6587 | 5052724.6587 | 5052724.6587 | 5052724.6587 | 4662795.8164 | 4662795.8164 | 4662795.8164 | 4662795.8164 | 3639849.6446 | 3639849.6446 | 3639849.6446 | 3639849.6446 | 1582543.3237 | 1582543.3237 | 1582543.3237 | 1582543.3237 | 316508.6647 | 316508.6647 | 316508.6647 | 316508.6647 | 91559233.2324
SCE Core Roll-up E3 Calculator - With Carbon Adder | CODES & STANDARDS | [16 empty] | System | #N/A | [21 empty] | 0 | 0 | 0 | 0 | 0 | 0 | 0 | 0 | 0 | 0 | 0 | 0 | 0 | 0 | 0 | 0 | 0 | 0 | 0 | 0 | 0 | 0 | 0 | 0 | 0 | 0 | 0 | 0 | 0
SCE Core Roll-up E3 Calculator - With Carbon Adder | 2008 Title 24 | HMG Whitepaper | System | NON_RES | DEER:HVAC_Split-Package_AC | TRUE | 15 | 100% | Unit | NEW/ROB/RET | 175.8491 | 0 | 0 | 0 | 0 | 175.8491 | 1000 | System | kWh | 0.27687 | 0 | Commercial | System | Annual |  |  |  |  | Small Boilers (<100 MMBtu/hr Heat Input):Uncontrolled | 15 | 100% | 0% | 0 | 5704.1461 | 7573.8039 | 0 | 0 | 0 | 0 |  | 0 | 0 | 0 | 0 | 1426.0365 | 1426.0365 | 1426.0365 | 1426.0365 | 1893.451 | 1893.451 | 1893.451 | 1893.451 | 0 | 0 | 0 | 0 | 0 | 0 | 0 | 0 | 0 | 0 | 0 | 0 | 0 | 0 | 0 | 0 | 13277.95
SCE Core Roll-up E3 Calculator - With Carbon Adder | 2008 Title 20 | HMG Whitepaper | System | RES | DEER:Indoor_CFL_Ltg | TRUE | 3 | 100% | Unit | NEW/ROB/RET | 182.5609 | 0 | 0 | 0 | 0 | 182.5609 | 1000 | System | kWh | 0.11959 | 0 | Commercial | System | Annual |  |  |  |  | Small Boilers (<100 MMBtu/hr Heat Input):Uncontrolled | 3 | 100% | 0% | 0 | 9336.4966 | 13247.3091 | 0 | 0 | 0 | 0 |  | 0 | 0 | 0 | 0 | 2334.1242 | 2334.1242 | 2334.1242 | 2334.1242 | 3311.8273 | 3311.8273 | 3311.8273 | 3311.8273 | 0 | 0 | 0 | 0 | 0 | 0 | 0 | 0 | 0 | 0 | 0 | 0 | 0 | 0 | 0 | 0 | 22583.8058
SCE Core Roll-up E3 Calculator - With Carbon Adder | 2009 Title 20 | HMG Whitepaper | System | Residential | Refrig-RC | TRUE | 6 | 100% | Unit | NEW/ROB/RET | 61.413 | 0 | 0 | 0 | 0 | 61.413 | 1000 | System | kW | 0.12495 | 0 | Commercial | System | Annual |  |  |  |  | Small Boilers (<100 MMBtu/hr Heat Input):Uncontrolled | 6 | 100% | 0% | 0 | 0 | 41259.5505 | 0 | 0 | 0 | 0 |  | 0 | 0 | 0 | 0 | 0 | 0 | 0 | 0 | 10314.8876 | 10314.8876 | 10314.8876 | 10314.8876 | 0 | 0 | 0 | 0 | 0 | 0 | 0 | 0 | 0 | 0 | 0 | 0 | 0 | 0 | 0 | 0 | 41259.5505
SCE Core Roll-up E3 Calculator - With Carbon Adder | [17 empty] | System | #N/A | [21 empty] | 0 | 0 | 0 | 0 | 0 | 0 | 0 | 0 | 0 | 0 | 0 | 0 | 0 | 0 | 0 | 0 | 0 | 0 | 0 | 0 | 0 | 0 | 0 | 0 | 0 | 0 | 0 | 0 | 0
SCE Core Roll-up E3 Calculator - With Carbon Adder | [17 empty] | System | #N/A | [21 empty] | 0 | 0 | 0 | 0 | 0 | 0 | 0 | 0 | 0 | 0 | 0 | 0 | 0 | 0 | 0 | 0 | 0 | 0 | 0 | 0 | 0 | 0 | 0 | 0 | 0 | 0 | 0 | 0 | 0
SCE Core Roll-up E3 Calculator - With Carbon Adder | [17 empty] | System | #N/A | [21 empty] | 0 | 0 | 0 | 0 | 0 | 0 | 0 | 0 | 0 | 0 | 0 | 0 | 0 | 0 | 0 | 0 | 0 | 0 | 0 | 0 | 0 | 0 | 0 | 0 | 0 | 0 | 0 | 0 | 0
SCE Core Roll-up E3 Calculator - With Carbon Adder | [17 empty] | System | #N/A | [21 empty] | 0 | 0 | 0 | 0 | 0 | 0 | 0 | 0 | 0 | 0 | 0 | 0 | 0 | 0 | 0 | 0 | 0 | 0 | 0 | 0 | 0 | 0 | 0 | 0 | 0 | 0 | 0 | 0 | 0
SCE Core Roll-up E3 Calculator - With Carbon Adder | [17 empty] | System | #N/A | [21 empty] | 0 | 0 | 0 | 0 | 0 | 0 | 0 | 0 | 0 | 0 | 0 | 0 | 0 | 0 | 0 | 0 | 0 | 0 | 0 | 0 | 0 | 0 | 0 | 0 | 0 | 0 | 0 | 0 | 0
SCE Core Roll-up E3 Calculator - With Carbon Adder | [17 empty] | System | #N/A | [21 empty] | 0 | 0 | 0 | 0 | 0 | 0 | 0 | 0 | 0 | 0 | 0 | 0 | 0 | 0 | 0 | 0 | 0 | 0 | 0 | 0 | 0 | 0 | 0 | 0 | 0 | 0 | 0 | 0 | 0
SCE Core Roll-up E3 Calculator - With Carbon Adder | [17 empty] | System | #N/A | [21 empty] | 0 | 0 | 0 | 0 | 0 | 0 | 0 | 0 | 0 | 0 | 0 | 0 | 0 | 0 | 0 | 0 | 0 | 0 | 0 | 0 | 0 | 0 | 0 | 0 | 0 | 0 | 0 | 0 | 0
SCE Core Roll-up E3 Calculator - With Carbon Adder | [17 empty] | System | #N/A | [21 empty] | 0 | 0 | 0 | 0 | 0 | 0 | 0 | 0 | 0 | 0 | 0 | 0 | 0 | 0 | 0 | 0 | 0 | 0 | 0 | 0 | 0 | 0 | 0 | 0 | 0 | 0 | 0 | 0 | 0
SCE Core Roll-up E3 Calculator - With Carbon Adder | [17 empty] | System | #N/A | [21 empty] | 0 | 0 | 0 | 0 | 0 | 0 | 0 | 0 | 0 | 0 | 0 | 0 | 0 | 0 | 0 | 0 | 0 | 0 | 0 | 0 | 0 | 0 | 0 | 0 | 0 | 0 | 0 | 0 | 0
SCE Core Roll-up E3 Calculator - With Carbon Adder | [17 empty] | System | #N/A | [21 empty] | 0 | 0 | 0 | 0 | 0 | 0 | 0 | 0 | 0 | 0 | 0 | 0 | 0 | 0 | 0 | 0 | 0 | 0 | 0 | 0 | 0 | 0 | 0 | 0 | 0 | 0 | 0 | 0 | 0
SCE Core Roll-up E3 Calculator - With Carbon Adder | [17 empty] | System | #N/A | [21 empty] | 0 | 0 | 0 | 0 | 0 | 0 | 0 | 0 | 0 | 0 | 0 | 0 | 0 | 0 | 0 | 0 | 0 | 0 | 0 | 0 | 0 | 0 | 0 | 0 | 0 | 0 | 0 | 0 | 0
SCE Core Roll-up E3 Calculator - With Carbon Adder | [17 empty] | System | #N/A | [21 empty] | 0 | 0 | 0 | 0 | 0 | 0 | 0 | 0 | 0 | 0 | 0 | 0 | 0 | 0 | 0 | 0 | 0 | 0 | 0 | 0 | 0 | 0 | 0 | 0 | 0 | 0 | 0 | 0 | 0
SCE Core Roll-up E3 Calculator - With Carbon Adder | [17 empty] | System | #N/A | [21 empty] | 0 | 0 | 0 | 0 | 0 | 0 | 0 | 0 | 0 | 0 | 0 | 0 | 0 | 0 | 0 | 0 | 0 | 0 | 0 | 0 | 0 | 0 | 0 | 0 | 0 | 0 | 0 | 0 | 0
SCE Core Roll-up E3 Calculator - With Carbon Adder | [17 empty] | System | #N/A | [21 empty] | 0 | 0 | 0 | 0 | 0 | 0 | 0 | 0 | 0 | 0 | 0 | 0 | 0 | 0 | 0 | 0 | 0 | 0 | 0 | 0 | 0 | 0 | 0 | 0 | 0 | 0 | 0 | 0 | 0
SCE Core Roll-up E3 Calculator - With Carbon Adder | [17 empty] | System | #N/A | [21 empty] | 0 | 0 | 0 | 0 | 0 | 0 | 0 | 0 | 0 | 0 | 0 | 0 | 0 | 0 | 0 | 0 | 0 | 0 | 0 | 0 | 0 | 0 | 0 | 0 | 0 | 0 | 0 | 0 | 0
SCE Core Roll-up E3 Calculator - With Carbon Adder | [17 empty] | System | #N/A | [21 empty] | 0 | 0 | 0 | 0 | 0 | 0 | 0 | 0 | 0 | 0 | 0 | 0 | 0 | 0 | 0 | 0 | 0 | 0 | 0 | 0 | 0 | 0 | 0 | 0 | 0 | 0 | 0 | 0 | 0
SCE Core Roll-up E3 Calculator - With Carbon Adder | [17 empty] | System | #N/A | [21 empty] | 0 | 0 | 0 | 0 | 0 | 0 | 0 | 0 | 0 | 0 | 0 | 0 | 0 | 0 | 0 | 0 | 0 | 0 | 0 | 0 | 0 | 0 | 0 | 0 | 0 | 0 | 0 | 0 | 0
SCE Core Roll-up E3 Calculator - With Carbon Adder | [17 empty] | System | #N/A | [21 empty] | 0 | 0 | 0 | 0 | 0 | 0 | 0 | 0 | 0 | 0 | 0 | 0 | 0 | 0 | 0 | 0 | 0 | 0 | 0 | 0 | 0 | 0 | 0 | 0 | 0 | 0 | 0 | 0 | 0
SCE Core Roll-up E3 Calculator - With Carbon Adder | [17 empty] | System | #N/A | [21 empty] | 0 | 0 | 0 | 0 | 0 | 0 | 0 | 0 | 0 | 0 | 0 | 0 | 0 | 0 | 0 | 0 | 0 | 0 | 0 | 0 | 0 | 0 | 0 | 0 | 0 | 0 | 0 | 0 | 0
SCE Core Roll-up E3 Calculator - With Carbon Adder | [17 empty] | System | #N/A | [21 empty] | 0 | 0 | 0 | 0 | 0 | 0 | 0 | 0 | 0 | 0 | 0 | 0 | 0 | 0 | 0 | 0 | 0 | 0 | 0 | 0 | 0 | 0 | 0 | 0 | 0 | 0 | 0 | 0 | 0
SCE Core Roll-up E3 Calculator - With Carbon Adder | [17 empty] | System | #N/A | [21 empty] | 0 | 0 | 0 | 0 | 0 | 0 | 0 | 0 | 0 | 0 | 0 | 0 | 0 | 0 | 0 | 0 | 0 | 0 | 0 | 0 | 0 | 0 | 0 | 0 | 0 | 0 | 0 | 0 | 0
SCE Core Roll-up E3 Calculator - With Carbon Adder | [17 empty] | System | #N/A | [21 empty] | 0 | 0 | 0 | 0 | 0 | 0 | 0 | 0 | 0 | 0 | 0 | 0 | 0 | 0 | 0 | 0 | 0 | 0 | 0 | 0 | 0 | 0 | 0 | 0 | 0 | 0 | 0 | 0 | 0
SCE Core Roll-up E3 Calculator - With Carbon Adder | [17 empty] | System | #N/A | [21 empty] | 0 | 0 | 0 | 0 | 0 | 0 | 0 | 0 | 0 | 0 | 0 | 0 | 0 | 0 | 0 | 0 | 0 | 0 | 0 | 0 | 0 | 0 | 0 | 0 | 0 | 0 | 0 | 0 | 0
SCE Core Roll-up E3 Calculator - With Carbon Adder | [17 empty] | System | #N/A | [21 empty] | 0 | 0 | 0 | 0 | 0 | 0 | 0 | 0 | 0 | 0 | 0 | 0 | 0 | 0 | 0 | 0 | 0 | 0 | 0 | 0 | 0 | 0 | 0 | 0 | 0 | 0 | 0 | 0 | 0
SCE Core Roll-up E3 Calculator - With Carbon Adder | [17 empty] | System | #N/A | [21 empty] | 0 | 0 | 0 | 0 | 0 | 0 | 0 | 0 | 0 | 0 | 0 | 0 | 0 | 0 | 0 | 0 | 0 | 0 | 0 | 0 | 0 | 0 | 0 | 0 | 0 | 0 | 0 | 0 | 0
SCE Core Roll-up E3 Calculator - With Carbon Adder | [17 empty] | System | #N/A | [21 empty] | 0 | 0 | 0 | 0 | 0 | 0 | 0 | 0 | 0 | 0 | 0 | 0 | 0 | 0 | 0 | 0 | 0 | 0 | 0 | 0 | 0 | 0 | 0 | 0 | 0 | 0 | 0 | 0 | 0
SCE Core Roll-up E3 Calculator - With Carbon Adder | [17 empty] | System | #N/A | [21 empty] | 0 | 0 | 0 | 0 | 0 | 0 | 0 | 0 | 0 | 0 | 0 | 0 | 0 | 0 | 0 | 0 | 0 | 0 | 0 | 0 | 0 | 0 | 0 | 0 | 0 | 0 | 0 | 0 | 0
SCE Core Roll-up E3 Calculator - With Carbon Adder | [17 empty] | System | #N/A | [21 empty] | 0 | 0 | 0 | 0 | 0 | 0 | 0 | 0 | 0 | 0 | 0 | 0 | 0 | 0 | 0 | 0 | 0 | 0 | 0 | 0 | 0 | 0 | 0 | 0 | 0 | 0 | 0 | 0 | 0
SCE Core Roll-up E3 Calculator - With Carbon Adder | [17 empty] | System | #N/A | [21 empty] | 0 | 0 | 0 | 0 | 0 | 0 | 0 | 0 | 0 | 0 | 0 | 0 | 0 | 0 | 0 | 0 | 0 | 0 | 0 | 0 | 0 | 0 | 0 | 0 | 0 | 0 | 0 | 0 | 0
SCE Core Roll-up E3 Calculator - With Carbon Adder | [17 empty] | System | #N/A | [21 empty] | 0 | 0 | 0 | 0 | 0 | 0 | 0 | 0 | 0 | 0 | 0 | 0 | 0 | 0 | 0 | 0 | 0 | 0 | 0 | 0 | 0 | 0 | 0 | 0 | 0 | 0 | 0 | 0 | 0
SCE Core Roll-up E3 Calculator - With Carbon Adder | [17 empty] | System | #N/A | [21 empty] | 0 | 0 | 0 | 0 | 0 | 0 | 0 | 0 | 0 | 0 | 0 | 0 | 0 | 0 | 0 | 0 | 0 | 0 | 0 | 0 | 0 | 0 | 0 | 0 | 0 | 0 | 0 | 0 | 0
SCE Core Roll-up E3 Calculator - With Carbon Adder | [17 empty] | System | #N/A | [21 empty] | 0 | 0 | 0 | 0 | 0 | 0 | 0 | 0 | 0 | 0 | 0 | 0 | 0 | 0 | 0 | 0 | 0 | 0 | 0 | 0 | 0 | 0 | 0 | 0 | 0 | 0 | 0 | 0 | 0
SCE Core Roll-up E3 Calculator - With Carbon Adder | [17 empty] | System | #N/A | [21 empty] | 0 | 0 | 0 | 0 | 0 | 0 | 0 | 0 | 0 | 0 | 0 | 0 | 0 | 0 | 0 | 0 | 0 | 0 | 0 | 0 | 0 | 0 | 0 | 0 | 0 | 0 | 0 | 0 | 0
SCE Core Roll-up E3 Calculator - With Carbon Adder | [17 empty] | System | #N/A | [21 empty] | 0 | 0 | 0 | 0 | 0 | 0 | 0 | 0 | 0 | 0 | 0 | 0 | 0 | 0 | 0 | 0 | 0 | 0 | 0 | 0 | 0 | 0 | 0 | 0 | 0 | 0 | 0 | 0 | 0
SCE Core Roll-up E3 Calculator - With Carbon Adder | [17 empty] | System | #N/A | [21 empty] | 0 | 0 | 0 | 0 | 0 | 0 | 0 | 0 | 0 | 0 | 0 | 0 | 0 | 0 | 0 | 0 | 0 | 0 | 0 | 0 | 0 | 0 | 0 | 0 | 0 | 0 | 0 | 0 | 0
SCE Core Roll-up E3 Calculator - With Carbon Adder | [17 empty] | System | #N/A | [21 empty] | 0 | 0 | 0 | 0 | 0 | 0 | 0 | 0 | 0 | 0 | 0 | 0 | 0 | 0 | 0 | 0 | 0 | 0 | 0 | 0 | 0 | 0 | 0 | 0 | 0 | 0 | 0 | 0 | 0
SCE Core Roll-up E3 Calculator - With Carbon Adder | [17 empty] | System | #N/A | [21 empty] | 0 | 0 | 0 | 0 | 0 | 0 | 0 | 0 | 0 | 0 | 0 | 0 | 0 | 0 | 0 | 0 | 0 | 0 | 0 | 0 | 0 | 0 | 0 | 0 | 0 | 0 | 0 | 0 | 0
SCE Core Roll-up E3 Calculator - With Carbon Adder | [17 empty] | System | #N/A | [21 empty] | 0 | 0 | 0 | 0 | 0 | 0 | 0 | 0 | 0 | 0 | 0 | 0 | 0 | 0 | 0 | 0 | 0 | 0 | 0 | 0 | 0 | 0 | 0 | 0 | 0 | 0 | 0 | 0 | 0
SCE Core Roll-up E3 Calculator - With Carbon Adder | [17 empty] | System | #N/A | [21 empty] | 0 | 0 | 0 | 0 | 0 | 0 | 0 | 0 | 0 | 0 | 0 | 0 | 0 | 0 | 0 | 0 | 0 | 0 | 0 | 0 | 0 | 0 | 0 | 0 | 0 | 0 | 0 | 0 | 0
SCE Core Roll-up E3 Calculator - With Carbon Adder | [17 empty] | System | #N/A | [21 empty] | 0 | 0 | 0 | 0 | 0 | 0 | 0 | 0 | 0 | 0 | 0 | 0 | 0 | 0 | 0 | 0 | 0 | 0 | 0 | 0 | 0 | 0 | 0 | 0 | 0 | 0 | 0 | 0 | 0
SCE Core Roll-up E3 Calculator - With Carbon Adder | [17 empty] | System | #N/A | [21 empty] | 0 | 0 | 0 | 0 | 0 | 0 | 0 | 0 | 0 | 0 | 0 | 0 | 0 | 0 | 0 | 0 | 0 | 0 | 0 | 0 | 0 | 0 | 0 | 0 | 0 | 0 | 0 | 0 | 0
SCE Core Roll-up E3 Calculator - With Carbon Adder | [17 empty] | System | #N/A | [21 empty] | 0 | 0 | 0 | 0 | 0 | 0 | 0 | 0 | 0 | 0 | 0 | 0 | 0 | 0 | 0 | 0 | 0 | 0 | 0 | 0 | 0 | 0 | 0 | 0 | 0 | 0 | 0 | 0 | 0
SCE Core Roll-up E3 Calculator - With Carbon Adder | [17 empty] | System | #N/A | [21 empty] | 0 | 0 | 0 | 0 | 0 | 0 | 0 | 0 | 0 | 0 | 0 | 0 | 0 | 0 | 0 | 0 | 0 | 0 | 0 | 0 | 0 | 0 | 0 | 0 | 0 | 0 | 0 | 0 | 0
SCE Core Roll-up E3 Calculator - With Carbon Adder | [17 empty] | System | #N/A | [21 empty] | 0 | 0 | 0 | 0 | 0 | 0 | 0 | 0 | 0 | 0 | 0 | 0 | 0 | 0 | 0 | 0 | 0 | 0 | 0 | 0 | 0 | 0 | 0 | 0 | 0 | 0 | 0 | 0 | 0
SCE Core Roll-up E3 Calculator - With Carbon Adder | [17 empty] | System | #N/A | [21 empty] | 0 | 0 | 0 | 0 | 0 | 0 | 0 | 0 | 0 | 0 | 0 | 0 | 0 | 0 | 0 | 0 | 0 | 0 | 0 | 0 | 0 | 0 | 0 | 0 | 0 | 0 | 0 | 0 | 0
SCE Core Roll-up E3 Calculator - With Carbon Adder | [17 empty] | System | #N/A | [21 empty] | 0 | 0 | 0 | 0 | 0 | 0 | 0 | 0 | 0 | 0 | 0 | 0 | 0 | 0 | 0 | 0 | 0 | 0 | 0 | 0 | 0 | 0 | 0 | 0 | 0 | 0 | 0 | 0 | 0
SCE Core Roll-up E3 Calculator - With Carbon Adder | [17 empty] | System | #N/A | [21 empty] | 0 | 0 | 0 | 0 | 0 | 0 | 0 | 0 | 0 | 0 | 0 | 0 | 0 | 0 | 0 | 0 | 0 | 0 | 0 | 0 | 0 | 0 | 0 | 0 | 0 | 0 | 0 | 0 | 0
SCE Core Roll-up E3 Calculator - With Carbon Adder | [17 empty] | System | #N/A | [21 empty] | 0 | 0 | 0 | 0 | 0 | 0 | 0 | 0 | 0 | 0 | 0 | 0 | 0 | 0 | 0 | 0 | 0 | 0 | 0 | 0 | 0 | 0 | 0 | 0 | 0 | 0 | 0 | 0 | 0
SCE Core Roll-up E3 Calculator - With Carbon Adder | [17 empty] | System | #N/A | [21 empty] | 0 | 0 | 0 | 0 | 0 | 0 | 0 | 0 | 0 | 0 | 0 | 0 | 0 | 0 | 0 | 0 | 0 | 0 | 0 | 0 | 0 | 0 | 0 | 0 | 0 | 0 | 0 | 0 | 0
SCE Core Roll-up E3 Calculator - With Carbon Adder | [17 empty] | System | #N/A | [21 empty] | 0 | 0 | 0 | 0 | 0 | 0 | 0 | 0 | 0 | 0 | 0 | 0 | 0 | 0 | 0 | 0 | 0 | 0 | 0 | 0 | 0 | 0 | 0 | 0 | 0 | 0 | 0 | 0 | 0
SCE Core Roll-up E3 Calculator - With Carbon Adder | [17 empty] | System | #N/A | [21 empty] | 0 | 0 | 0 | 0 | 0 | 0 | 0 | 0 | 0 | 0 | 0 | 0 | 0 | 0 | 0 | 0 | 0 | 0 | 0 | 0 | 0 | 0 | 0 | 0 | 0 | 0 | 0 | 0 | 0
SCE Core Roll-up E3 Calculator - With Carbon Adder | [17 empty] | System | #N/A | [21 empty] | 0 | 0 | 0 | 0 | 0 | 0 | 0 | 0 | 0 | 0 | 0 | 0 | 0 | 0 | 0 | 0 | 0 | 0 | 0 | 0 | 0 | 0 | 0 | 0 | 0 | 0 | 0 | 0 | 0
SCE Core Roll-up E3 Calculator - With Carbon Adder | [17 empty] | System | #N/A | [21 empty] | 0 | 0 | 0 | 0 | 0 | 0 | 0 | 0 | 0 | 0 | 0 | 0 | 0 | 0 | 0 | 0 | 0 | 0 | 0 | 0 | 0 | 0 | 0 | 0 | 0 | 0 | 0 | 0 | 0
SCE Core Roll-up E3 Calculator - With Carbon Adder | [17 empty] | System | #N/A | [21 empty] | 0 | 0 | 0 | 0 | 0 | 0 | 0 | 0 | 0 | 0 | 0 | 0 | 0 | 0 | 0 | 0 | 0 | 0 | 0 | 0 | 0 | 0 | 0 | 0 | 0 | 0 | 0 | 0 | 0
SCE Core Roll-up E3 Calculator - With Carbon Adder | [17 empty] | System | #N/A | [21 empty] | 0 | 0 | 0 | 0 | 0 | 0 | 0 | 0 | 0 | 0 | 0 | 0 | 0 | 0 | 0 | 0 | 0 | 0 | 0 | 0 | 0 | 0 | 0 | 0 | 0 | 0 | 0 | 0 | 0
SCE Core Roll-up E3 Calculator - With Carbon Adder | [17 empty] | System | #N/A | [21 empty] | 0 | 0 | 0 | 0 | 0 | 0 | 0 | 0 | 0 | 0 | 0 | 0 | 0 | 0 | 0 | 0 | 0 | 0 | 0 | 0 | 0 | 0 | 0 | 0 | 0 | 0 | 0 | 0 | 0
SCE Core Roll-up E3 Calculator - With Carbon Adder | [17 empty] | System | #N/A | [21 empty] | 0 | 0 | 0 | 0 | 0 | 0 | 0 | 0 | 0 | 0 | 0 | 0 | 0 | 0 | 0 | 0 | 0 | 0 | 0 | 0 | 0 | 0 | 0 | 0 | 0 | 0 | 0 | 0 | 0
SCE Core Roll-up E3 Calculator - With Carbon Adder | [17 empty] | System | #N/A | [21 empty] | 0 | 0 | 0 | 0 | 0 | 0 | 0 | 0 | 0 | 0 | 0 | 0 | 0 | 0 | 0 | 0 | 0 | 0 | 0 | 0 | 0 | 0 | 0 | 0 | 0 | 0 | 0 | 0 | 0
SCE Core Roll-up E3 Calculator - With Carbon Adder | [17 empty] | System | #N/A | [21 empty] | 0 | 0 | 0 | 0 | 0 | 0 | 0 | 0 | 0 | 0 | 0 | 0 | 0 | 0 | 0 | 0 | 0 | 0 | 0 | 0 | 0 | 0 | 0 | 0 | 0 | 0 | 0 | 0 | 0
SCE Core Roll-up E3 Calculator - With Carbon Adder | [17 empty] | System | #N/A | [21 empty] | 0 | 0 | 0 | 0 | 0 | 0 | 0 | 0 | 0 | 0 | 0 | 0 | 0 | 0 | 0 | 0 | 0 | 0 | 0 | 0 | 0 | 0 | 0 | 0 | 0 | 0 | 0 | 0 | 0
SCE Core Roll-up E3 Calculator - With Carbon Adder | [17 empty] | System | #N/A | [21 empty] | 0 | 0 | 0 | 0 | 0 | 0 | 0 | 0 | 0 | 0 | 0 | 0 | 0 | 0 | 0 | 0 | 0 | 0 | 0 | 0 | 0 | 0 | 0 | 0 | 0 | 0 | 0 | 0 | 0
SCE Core Roll-up E3 Calculator - With Carbon Adder | [17 empty] | System | #N/A | [21 empty] | 0 | 0 | 0 | 0 | 0 | 0 | 0 | 0 | 0 | 0 | 0 | 0 | 0 | 0 | 0 | 0 | 0 | 0 | 0 | 0 | 0 | 0 | 0 | 0 | 0 | 0 | 0 | 0 | 0
SCE Core Roll-up E3 Calculator - With Carbon Adder | [17 empty] | System | #N/A | [21 empty] | 0 | 0 | 0 | 0 | 0 | 0 | 0 | 0 | 0 | 0 | 0 | 0 | 0 | 0 | 0 | 0 | 0 | 0 | 0 | 0 | 0 | 0 | 0 | 0 | 0 | 0 | 0 | 0 | 0
SCE Core Roll-up E3 Calculator - With Carbon Adder | [17 empty] | System | #N/A | [21 empty] | 0 | 0 | 0 | 0 | 0 | 0 | 0 | 0 | 0 | 0 | 0 | 0 | 0 | 0 | 0 | 0 | 0 | 0 | 0 | 0 | 0 | 0 | 0 | 0 | 0 | 0 | 0 | 0 | 0
SCE Core Roll-up E3 Calculator - With Carbon Adder | [17 empty] | System | #N/A | [21 empty] | 0 | 0 | 0 | 0 | 0 | 0 | 0 | 0 | 0 | 0 | 0 | 0 | 0 | 0 | 0 | 0 | 0 | 0 | 0 | 0 | 0 | 0 | 0 | 0 | 0 | 0 | 0 | 0 | 0
SCE Core Roll-up E3 Calculator - With Carbon Adder | [17 empty] | System | #N/A | [21 empty] | 0 | 0 | 0 | 0 | 0 | 0 | 0 | 0 | 0 | 0 | 0 | 0 | 0 | 0 | 0 | 0 | 0 | 0 | 0 | 0 | 0 | 0 | 0 | 0 | 0 | 0 | 0 | 0 | 0
SCE Core Roll-up E3 Calculator - With Carbon Adder | [17 empty] | System | #N/A | [21 empty] | 0 | 0 | 0 | 0 | 0 | 0 | 0 | 0 | 0 | 0 | 0 | 0 | 0 | 0 | 0 | 0 | 0 | 0 | 0 | 0 | 0 | 0 | 0 | 0 | 0 | 0 | 0 | 0 | 0
SCE Core Roll-up E3 Calculator - With Carbon Adder | [17 empty] | System | #N/A | [21 empty] | 0 | 0 | 0 | 0 | 0 | 0 | 0 | 0 | 0 | 0 | 0 | 0 | 0 | 0 | 0 | 0 | 0 | 0 | 0 | 0 | 0 | 0 | 0 | 0 | 0 | 0 | 0 | 0 | 0
SCE Core Roll-up E3 Calculator - With Carbon Adder | [17 empty] | System | #N/A | [21 empty] | 0 | 0 | 0 | 0 | 0 | 0 | 0 | 0 | 0 | 0 | 0 | 0 | 0 | 0 | 0 | 0 | 0 | 0 | 0 | 0 | 0 | 0 | 0 | 0 | 0 | 0 | 0 | 0 | 0
SCE Core Roll-up E3 Calculator - With Carbon Adder | [17 empty] | System | #N/A | [21 empty] | 0 | 0 | 0 | 0 | 0 | 0 | 0 | 0 | 0 | 0 | 0 | 0 | 0 | 0 | 0 | 0 | 0 | 0 | 0 | 0 | 0 | 0 | 0 | 0 | 0 | 0 | 0 | 0 | 0
SCE Core Roll-up E3 Calculator - With Carbon Adder | [17 empty] | System | #N/A | [21 empty] | 0 | 0 | 0 | 0 | 0 | 0 | 0 | 0 | 0 | 0 | 0 | 0 | 0 | 0 | 0 | 0 | 0 | 0 | 0 | 0 | 0 | 0 | 0 | 0 | 0 | 0 | 0 | 0 | 0
SCE Core Roll-up E3 Calculator - With Carbon Adder | [17 empty] | System | #N/A | [21 empty] | 0 | 0 | 0 | 0 | 0 | 0 | 0 | 0 | 0 | 0 | 0 | 0 | 0 | 0 | 0 | 0 | 0 | 0 | 0 | 0 | 0 | 0 | 0 | 0 | 0 | 0 | 0 | 0 | 0
SCE Core Roll-up E3 Calculator - With Carbon Adder | [17 empty] | System | #N/A | [21 empty] | 0 | 0 | 0 | 0 | 0 | 0 | 0 | 0 | 0 | 0 | 0 | 0 | 0 | 0 | 0 | 0 | 0 | 0 | 0 | 0 | 0 | 0 | 0 | 0 | 0 | 0 | 0 | 0 | 0
SCE Core Roll-up E3 Calculator - With Carbon Adder | [17 empty] | System | #N/A | [21 empty] | 0 | 0 | 0 | 0 | 0 | 0 | 0 | 0 | 0 | 0 | 0 | 0 | 0 | 0 | 0 | 0 | 0 | 0 | 0 | 0 | 0 | 0 | 0 | 0 | 0 | 0 | 0 | 0 | 0
SCE Core Roll-up E3 Calculator - With Carbon Adder | [17 empty] | System | #N/A | [21 empty] | 0 | 0 | 0 | 0 | 0 | 0 | 0 | 0 | 0 | 0 | 0 | 0 | 0 | 0 | 0 | 0 | 0 | 0 | 0 | 0 | 0 | 0 | 0 | 0 | 0 | 0 | 0 | 0 | 0
SCE Core Roll-up E3 Calculator - With Carbon Adder | [17 empty] | System | #N/A | [21 empty] | 0 | 0 | 0 | 0 | 0 | 0 | 0 | 0 | 0 | 0 | 0 | 0 | 0 | 0 | 0 | 0 | 0 | 0 | 0 | 0 | 0 | 0 | 0 | 0 | 0 | 0 | 0 | 0 | 0
SCE Core Roll-up E3 Calculator - With Carbon Adder | [17 empty] | System | #N/A | [21 empty] | 0 | 0 | 0 | 0 | 0 | 0 | 0 | 0 | 0 | 0 | 0 | 0 | 0 | 0 | 0 | 0 | 0 | 0 | 0 | 0 | 0 | 0 | 0 | 0 | 0 | 0 | 0 | 0 | 0
SCE Core Roll-up E3 Calculator - With Carbon Adder | [17 empty] | System | #N/A | [21 empty] | 0 | 0 | 0 | 0 | 0 | 0 | 0 | 0 | 0 | 0 | 0 | 0 | 0 | 0 | 0 | 0 | 0 | 0 | 0 | 0 | 0 | 0 | 0 | 0 | 0 | 0 | 0 | 0 | 0
SCE Core Roll-up E3 Calculator - With Carbon Adder | [17 empty] | System | #N/A | [21 empty] | 0 | 0 | 0 | 0 | 0 | 0 | 0 | 0 | 0 | 0 | 0 | 0 | 0 | 0 | 0 | 0 | 0 | 0 | 0 | 0 | 0 | 0 | 0 | 0 | 0 | 0 | 0 | 0 | 0
SCE Core Roll-up E3 Calculator - With Carbon Adder | [17 empty] | System | #N/A | [21 empty] | 0 | 0 | 0 | 0 | 0 | 0 | 0 | 0 | 0 | 0 | 0 | 0 | 0 | 0 | 0 | 0 | 0 | 0 | 0 | 0 | 0 | 0 | 0 | 0 | 0 | 0 | 0 | 0 | 0
SCE Core Roll-up E3 Calculator - With Carbon Adder | [17 empty] | System | #N/A | [21 empty] | 0 | 0 | 0 | 0 | 0 | 0 | 0 | 0 | 0 | 0 | 0 | 0 | 0 | 0 | 0 | 0 | 0 | 0 | 0 | 0 | 0 | 0 | 0 | 0 | 0 | 0 | 0 | 0 | 0
SCE Core Roll-up E3 Calculator - With Carbon Adder | [17 empty] | System | #N/A | [21 empty] | 0 | 0 | 0 | 0 | 0 | 0 | 0 | 0 | 0 | 0 | 0 | 0 | 0 | 0 | 0 | 0 | 0 | 0 | 0 | 0 | 0 | 0 | 0 | 0 | 0 | 0 | 0 | 0 | 0
SCE Core Roll-up E3 Calculator - With Carbon Adder | [17 empty] | System | #N/A | [21 empty] | 0 | 0 | 0 | 0 | 0 | 0 | 0 | 0 | 0 | 0 | 0 | 0 | 0 | 0 | 0 | 0 | 0 | 0 | 0 | 0 | 0 | 0 | 0 | 0 | 0 | 0 | 0 | 0 | 0
SCE Core Roll-up E3 Calculator - With Carbon Adder | [17 empty] | System | #N/A | [21 empty] | 0 | 0 | 0 | 0 | 0 | 0 | 0 | 0 | 0 | 0 | 0 | 0 | 0 | 0 | 0 | 0 | 0 | 0 | 0 | 0 | 0 | 0 | 0 | 0 | 0 | 0 | 0 | 0 | 0
SCE Core Roll-up E3 Calculator - With Carbon Adder | [17 empty] | System | #N/A | [21 empty] | 0 | 0 | 0 | 0 | 0 | 0 | 0 | 0 | 0 | 0 | 0 | 0 | 0 | 0 | 0 | 0 | 0 | 0 | 0 | 0 | 0 | 0 | 0 | 0 | 0 | 0 | 0 | 0 | 0
SCE Core Roll-up E3 Calculator - With Carbon Adder | [17 empty] | System | #N/A | [21 empty] | 0 | 0 | 0 | 0 | 0 | 0 | 0 | 0 | 0 | 0 | 0 | 0 | 0 | 0 | 0 | 0 | 0 | 0 | 0 | 0 | 0 | 0 | 0 | 0 | 0 | 0 | 0 | 0 | 0
SCE Core Roll-up E3 Calculator - With Carbon Adder | [17 empty] | System | #N/A | [21 empty] | 0 | 0 | 0 | 0 | 0 | 0 | 0 | 0 | 0 | 0 | 0 | 0 | 0 | 0 | 0 | 0 | 0 | 0 | 0 | 0 | 0 | 0 | 0 | 0 | 0 | 0 | 0 | 0 | 0
SCE Core Roll-up E3 Calculator - With Carbon Adder | [17 empty] | System | #N/A | [21 empty] | 0 | 0 | 0 | 0 | 0 | 0 | 0 | 0 | 0 | 0 | 0 | 0 | 0 | 0 | 0 | 0 | 0 | 0 | 0 | 0 | 0 | 0 | 0 | 0 | 0 | 0 | 0 | 0 | 0
SCE Core Roll-up E3 Calculator - With Carbon Adder | [17 empty] | System | #N/A | [21 empty] | 0 | 0 | 0 | 0 | 0 | 0 | 0 | 0 | 0 | 0 | 0 | 0 | 0 | 0 | 0 | 0 | 0 | 0 | 0 | 0 | 0 | 0 | 0 | 0 | 0 | 0 | 0 | 0 | 0
SCE Core Roll-up E3 Calculator - With Carbon Adder | [17 empty] | System | #N/A | [21 empty] | 0 | 0 | 0 | 0 | 0 | 0 | 0 | 0 | 0 | 0 | 0 | 0 | 0 | 0 | 0 | 0 | 0 | 0 | 0 | 0 | 0 | 0 | 0 | 0 | 0 | 0 | 0 | 0 | 0
SCE Core Roll-up E3 Calculator - With Carbon Adder | [17 empty] | System | #N/A | [21 empty] | 0 | 0 | 0 | 0 | 0 | 0 | 0 | 0 | 0 | 0 | 0 | 0 | 0 | 0 | 0 | 0 | 0 | 0 | 0 | 0 | 0 | 0 | 0 | 0 | 0 | 0 | 0 | 0 | 0
SCE Core Roll-up E3 Calculator - With Carbon Adder | [17 empty] | System | #N/A | [21 empty] | 0 | 0 | 0 | 0 | 0 | 0 | 0 | 0 | 0 | 0 | 0 | 0 | 0 | 0 | 0 | 0 | 0 | 0 | 0 | 0 | 0 | 0 | 0 | 0 | 0 | 0 | 0 | 0 | 0
SCE Core Roll-up E3 Calculator - With Carbon Adder | [17 empty] | System | #N/A | [21 empty] | 0 | 0 | 0 | 0 | 0 | 0 | 0 | 0 | 0 | 0 | 0 | 0 | 0 | 0 | 0 | 0 | 0 | 0 | 0 | 0 | 0 | 0 | 0 | 0 | 0 | 0 | 0 | 0 | 0
SCE Core Roll-up E3 Calculator - With Carbon Adder | [17 empty] | System | #N/A | [21 empty] | 0 | 0 | 0 | 0 | 0 | 0 | 0 | 0 | 0 | 0 | 0 | 0 | 0 | 0 | 0 | 0 | 0 | 0 | 0 | 0 | 0 | 0 | 0 | 0 | 0 | 0 | 0 | 0 | 0
SCE Core Roll-up E3 Calculator - With Carbon Adder | [17 empty] | System | #N/A | [21 empty] | 0 | 0 | 0 | 0 | 0 | 0 | 0 | 0 | 0 | 0 | 0 | 0 | 0 | 0 | 0 | 0 | 0 | 0 | 0 | 0 | 0 | 0 | 0 | 0 | 0 | 0 | 0 | 0 | 0
SCE Core Roll-up E3 Calculator - With Carbon Adder | [17 empty] | System | #N/A | [21 empty] | 0 | 0 | 0 | 0 | 0 | 0 | 0 | 0 | 0 | 0 | 0 | 0 | 0 | 0 | 0 | 0 | 0 | 0 | 0 | 0 | 0 | 0 | 0 | 0 | 0 | 0 | 0 | 0 | 0
SCE Core Roll-up E3 Calculator - With Carbon Adder | [17 empty] | System | #N/A | [21 empty] | 0 | 0 | 0 | 0 | 0 | 0 | 0 | 0 | 0 | 0 | 0 | 0 | 0 | 0 | 0 | 0 | 0 | 0 | 0 | 0 | 0 | 0 | 0 | 0 | 0 | 0 | 0 | 0 | 0
SCE Core Roll-up E3 Calculator - With Carbon Adder | [17 empty] | System | #N/A | [21 empty] | 0 | 0 | 0 | 0 | 0 | 0 | 0 | 0 | 0 | 0 | 0 | 0 | 0 | 0 | 0 | 0 | 0 | 0 | 0 | 0 | 0 | 0 | 0 | 0 | 0 | 0 | 0 | 0 | 0
SCE Core Roll-up E3 Calculator - With Carbon Adder | [17 empty] | System | #N/A | [21 empty] | 0 | 0 | 0 | 0 | 0 | 0 | 0 | 0 | 0 | 0 | 0 | 0 | 0 | 0 | 0 | 0 | 0 | 0 | 0 | 0 | 0 | 0 | 0 | 0 | 0 | 0 | 0 | 0 | 0
SCE Core Roll-up E3 Calculator - With Carbon Adder | [17 empty] | System | #N/A | [21 empty] | 0 | 0 | 0 | 0 | 0 | 0 | 0 | 0 | 0 | 0 | 0 | 0 | 0 | 0 | 0 | 0 | 0 | 0 | 0 | 0 | 0 | 0 | 0 | 0 | 0 | 0 | 0 | 0 | 0
SCE Core Roll-up E3 Calculator - With Carbon Adder | [17 empty] | System | #N/A | [21 empty] | 0 | 0 | 0 | 0 | 0 | 0 | 0 | 0 | 0 | 0 | 0 | 0 | 0 | 0 | 0 | 0 | 0 | 0 | 0 | 0 | 0 | 0 | 0 | 0 | 0 | 0 | 0 | 0 | 0
SCE Core Roll-up E3 Calculator - With Carbon Adder | [17 empty] | System | #N/A | [21 empty] | 0 | 0 | 0 | 0 | 0 | 0 | 0 | 0 | 0 | 0 | 0 | 0 | 0 | 0 | 0 | 0 | 0 | 0 | 0 | 0 | 0 | 0 | 0 | 0 | 0 | 0 | 0 | 0 | 0
SCE Core Roll-up E3 Calculator - With Carbon Adder | [17 empty] | System | #N/A | [21 empty] | 0 | 0 | 0 | 0 | 0 | 0 | 0 | 0 | 0 | 0 | 0 | 0 | 0 | 0 | 0 | 0 | 0 | 0 | 0 | 0 | 0 | 0 | 0 | 0 | 0 | 0 | 0 | 0 | 0
SCE Core Roll-up E3 Calculator - With Carbon Adder | [17 empty] | System | #N/A | [21 empty] | 0 | 0 | 0 | 0 | 0 | 0 | 0 | 0 | 0 | 0 | 0 | 0 | 0 | 0 | 0 | 0 | 0 | 0 | 0 | 0 | 0 | 0 | 0 | 0 | 0 | 0 | 0 | 0 | 0
SCE Core Roll-up E3 Calculator - With Carbon Adder | [17 empty] | System | #N/A | [21 empty] | 0 | 0 | 0 | 0 | 0 | 0 | 0 | 0 | 0 | 0 | 0 | 0 | 0 | 0 | 0 | 0 | 0 | 0 | 0 | 0 | 0 | 0 | 0 | 0 | 0 | 0 | 0 | 0 | 0
SCE Core Roll-up E3 Calculator - With Carbon Adder | [17 empty] | System | #N/A | [21 empty] | 0 | 0 | 0 | 0 | 0 | 0 | 0 | 0 | 0 | 0 | 0 | 0 | 0 | 0 | 0 | 0 | 0 | 0 | 0 | 0 | 0 | 0 | 0 | 0 | 0 | 0 | 0 | 0 | 0
SCE Core Roll-up E3 Calculator - With Carbon Adder | [17 empty] | System | #N/A | [21 empty] | 0 | 0 | 0 | 0 | 0 | 0 | 0 | 0 | 0 | 0 | 0 | 0 | 0 | 0 | 0 | 0 | 0 | 0 | 0 | 0 | 0 | 0 | 0 | 0 | 0 | 0 | 0 | 0 | 0
SCE Core Roll-up E3 Calculator - With Carbon Adder | [17 empty] | System | #N/A | [21 empty] | 0 | 0 | 0 | 0 | 0 | 0 | 0 | 0 | 0 | 0 | 0 | 0 | 0 | 0 | 0 | 0 | 0 | 0 | 0 | 0 | 0 | 0 | 0 | 0 | 0 | 0 | 0 | 0 | 0
SCE Core Roll-up E3 Calculator - With Carbon Adder | [17 empty] | System | #N/A | [21 empty] | 0 | 0 | 0 | 0 | 0 | 0 | 0 | 0 | 0 | 0 | 0 | 0 | 0 | 0 | 0 | 0 | 0 | 0 | 0 | 0 | 0 | 0 | 0 | 0 | 0 | 0 | 0 | 0 | 0
SCE Core Roll-up E3 Calculator - With Carbon Adder | [17 empty] | System | #N/A | [21 empty] | 0 | 0 | 0 | 0 | 0 | 0 | 0 | 0 | 0 | 0 | 0 | 0 | 0 | 0 | 0 | 0 | 0 | 0 | 0 | 0 | 0 | 0 | 0 | 0 | 0 | 0 | 0 | 0 | 0
SCE Core Roll-up E3 Calculator - With Carbon Adder | [17 empty] | System | #N/A | [21 empty] | 0 | 0 | 0 | 0 | 0 | 0 | 0 | 0 | 0 | 0 | 0 | 0 | 0 | 0 | 0 | 0 | 0 | 0 | 0 | 0 | 0 | 0 | 0 | 0 | 0 | 0 | 0 | 0 | 0
SCE Core Roll-up E3 Calculator - With Carbon Adder | [17 empty] | System | #N/A | [21 empty] | 0 | 0 | 0 | 0 | 0 | 0 | 0 | 0 | 0 | 0 | 0 | 0 | 0 | 0 | 0 | 0 | 0 | 0 | 0 | 0 | 0 | 0 | 0 | 0 | 0 | 0 | 0 | 0 | 0
SCE Core Roll-up E3 Calculator - With Carbon Adder | [17 empty] | System | #N/A | [21 empty] | 0 | 0 | 0 | 0 | 0 | 0 | 0 | 0 | 0 | 0 | 0 | 0 | 0 | 0 | 0 | 0 | 0 | 0 | 0 | 0 | 0 | 0 | 0 | 0 | 0 | 0 | 0 | 0 | 0
SCE Core Roll-up E3 Calculator - With Carbon Adder | [17 empty] | System | #N/A | [21 empty] | 0 | 0 | 0 | 0 | 0 | 0 | 0 | 0 | 0 | 0 | 0 | 0 | 0 | 0 | 0 | 0 | 0 | 0 | 0 | 0 | 0 | 0 | 0 | 0 | 0 | 0 | 0 | 0 | 0
SCE Core Roll-up E3 Calculator - With Carbon Adder | [17 empty] | System | #N/A | [21 empty] | 0 | 0 | 0 | 0 | 0 | 0 | 0 | 0 | 0 | 0 | 0 | 0 | 0 | 0 | 0 | 0 | 0 | 0 | 0 | 0 | 0 | 0 | 0 | 0 | 0 | 0 | 0 | 0 | 0
SCE Core Roll-up E3 Calculator - With Carbon Adder | [17 empty] | System | #N/A | [21 empty] | 0 | 0 | 0 | 0 | 0 | 0 | 0 | 0 | 0 | 0 | 0 | 0 | 0 | 0 | 0 | 0 | 0 | 0 | 0 | 0 | 0 | 0 | 0 | 0 | 0 | 0 | 0 | 0 | 0
SCE Core Roll-up E3 Calculator - With Carbon Adder | [17 empty] | System | #N/A | [21 empty] | 0 | 0 | 0 | 0 | 0 | 0 | 0 | 0 | 0 | 0 | 0 | 0 | 0 | 0 | 0 | 0 | 0 | 0 | 0 | 0 | 0 | 0 | 0 | 0 | 0 | 0 | 0 | 0 | 0
SCE Core Roll-up E3 Calculator - With Carbon Adder | [17 empty] | System | #N/A | [21 empty] | 0 | 0 | 0 | 0 | 0 | 0 | 0 | 0 | 0 | 0 | 0 | 0 | 0 | 0 | 0 | 0 | 0 | 0 | 0 | 0 | 0 | 0 | 0 | 0 | 0 | 0 | 0 | 0 | 0
SCE Core Roll-up E3 Calculator - With Carbon Adder | [17 empty] | System | #N/A | [21 empty] | 0 | 0 | 0 | 0 | 0 | 0 | 0 | 0 | 0 | 0 | 0 | 0 | 0 | 0 | 0 | 0 | 0 | 0 | 0 | 0 | 0 | 0 | 0 | 0 | 0 | 0 | 0 | 0 | 0
SCE Core Roll-up E3 Calculator - With Carbon Adder | [17 empty] | System | #N/A | [21 empty] | 0 | 0 | 0 | 0 | 0 | 0 | 0 | 0 | 0 | 0 | 0 | 0 | 0 | 0 | 0 | 0 | 0 | 0 | 0 | 0 | 0 | 0 | 0 | 0 | 0 | 0 | 0 | 0 | 0
SCE Core Roll-up E3 Calculator - With Carbon Adder | [17 empty] | System | #N/A | [21 empty] | 0 | 0 | 0 | 0 | 0 | 0 | 0 | 0 | 0 | 0 | 0 | 0 | 0 | 0 | 0 | 0 | 0 | 0 | 0 | 0 | 0 | 0 | 0 | 0 | 0 | 0 | 0 | 0 | 0
SCE Core Roll-up E3 Calculator - With Carbon Adder | [17 empty] | System | #N/A | [21 empty] | 0 | 0 | 0 | 0 | 0 | 0 | 0 | 0 | 0 | 0 | 0 | 0 | 0 | 0 | 0 | 0 | 0 | 0 | 0 | 0 | 0 | 0 | 0 | 0 | 0 | 0 | 0 | 0 | 0
SCE Core Roll-up E3 Calculator - With Carbon Adder | [17 empty] | System | #N/A | [21 empty] | 0 | 0 | 0 | 0 | 0 | 0 | 0 | 0 | 0 | 0 | 0 | 0 | 0 | 0 | 0 | 0 | 0 | 0 | 0 | 0 | 0 | 0 | 0 | 0 | 0 | 0 | 0 | 0 | 0
SCE Core Roll-up E3 Calculator - With Carbon Adder | [17 empty] | System | #N/A | [21 empty] | 0 | 0 | 0 | 0 | 0 | 0 | 0 | 0 | 0 | 0 | 0 | 0 | 0 | 0 | 0 | 0 | 0 | 0 | 0 | 0 | 0 | 0 | 0 | 0 | 0 | 0 | 0 | 0 | 0
SCE Core Roll-up E3 Calculator - With Carbon Adder | [17 empty] | System | #N/A | [21 empty] | 0 | 0 | 0 | 0 | 0 | 0 | 0 | 0 | 0 | 0 | 0 | 0 | 0 | 0 | 0 | 0 | 0 | 0 | 0 | 0 | 0 | 0 | 0 | 0 | 0 | 0 | 0 | 0 | 0
SCE Core Roll-up E3 Calculator - With Carbon Adder | [17 empty] | System | #N/A | [21 empty] | 0 | 0 | 0 | 0 | 0 | 0 | 0 | 0 | 0 | 0 | 0 | 0 | 0 | 0 | 0 | 0 | 0 | 0 | 0 | 0 | 0 | 0 | 0 | 0 | 0 | 0 | 0 | 0 | 0
SCE Core Roll-up E3 Calculator - With Carbon Adder | [17 empty] | System | #N/A | [21 empty] | 0 | 0 | 0 | 0 | 0 | 0 | 0 | 0 | 0 | 0 | 0 | 0 | 0 | 0 | 0 | 0 | 0 | 0 | 0 | 0 | 0 | 0 | 0 | 0 | 0 | 0 | 0 | 0 | 0
SCE Core Roll-up E3 Calculator - With Carbon Adder | [17 empty] | System | #N/A | [21 empty] | 0 | 0 | 0 | 0 | 0 | 0 | 0 | 0 | 0 | 0 | 0 | 0 | 0 | 0 | 0 | 0 | 0 | 0 | 0 | 0 | 0 | 0 | 0 | 0 | 0 | 0 | 0 | 0 | 0
SCE Core Roll-up E3 Calculator - With Carbon Adder | [17 empty] | System | #N/A | [21 empty] | 0 | 0 | 0 | 0 | 0 | 0 | 0 | 0 | 0 | 0 | 0 | 0 | 0 | 0 | 0 | 0 | 0 | 0 | 0 | 0 | 0 | 0 | 0 | 0 | 0 | 0 | 0 | 0 | 0
SCE Core Roll-up E3 Calculator - With Carbon Adder | [17 empty] | System | #N/A | [21 empty] | 0 | 0 | 0 | 0 | 0 | 0 | 0 | 0 | 0 | 0 | 0 | 0 | 0 | 0 | 0 | 0 | 0 | 0 | 0 | 0 | 0 | 0 | 0 | 0 | 0 | 0 | 0 | 0 | 0
SCE Core Roll-up E3 Calculator - With Carbon Adder | [17 empty] | System | #N/A | [21 empty] | 0 | 0 | 0 | 0 | 0 | 0 | 0 | 0 | 0 | 0 | 0 | 0 | 0 | 0 | 0 | 0 | 0 | 0 | 0 | 0 | 0 | 0 | 0 | 0 | 0 | 0 | 0 | 0 | 0
SCE Core Roll-up E3 Calculator - With Carbon Adder | [17 empty] | System | #N/A | [21 empty] | 0 | 0 | 0 | 0 | 0 | 0 | 0 | 0 | 0 | 0 | 0 | 0 | 0 | 0 | 0 | 0 | 0 | 0 | 0 | 0 | 0 | 0 | 0 | 0 | 0 | 0 | 0 | 0 | 0
SCE Core Roll-up E3 Calculator - With Carbon Adder | [17 empty] | System | #N/A | [21 empty] | 0 | 0 | 0 | 0 | 0 | 0 | 0 | 0 | 0 | 0 | 0 | 0 | 0 | 0 | 0 | 0 | 0 | 0 | 0 | 0 | 0 | 0 | 0 | 0 | 0 | 0 | 0 | 0 | 0
SCE Core Roll-up E3 Calculator - With Carbon Adder | [17 empty] | System | #N/A | [21 empty] | 0 | 0 | 0 | 0 | 0 | 0 | 0 | 0 | 0 | 0 | 0 | 0 | 0 | 0 | 0 | 0 | 0 | 0 | 0 | 0 | 0 | 0 | 0 | 0 | 0 | 0 | 0 | 0 | 0
SCE Core Roll-up E3 Calculator - With Carbon Adder | [17 empty] | System | #N/A | [21 empty] | 0 | 0 | 0 | 0 | 0 | 0 | 0 | 0 | 0 | 0 | 0 | 0 | 0 | 0 | 0 | 0 | 0 | 0 | 0 | 0 | 0 | 0 | 0 | 0 | 0 | 0 | 0 | 0 | 0
SCE Core Roll-up E3 Calculator - With Carbon Adder | [17 empty] | System | #N/A | [21 empty] | 0 | 0 | 0 | 0 | 0 | 0 | 0 | 0 | 0 | 0 | 0 | 0 | 0 | 0 | 0 | 0 | 0 | 0 | 0 | 0 | 0 | 0 | 0 | 0 | 0 | 0 | 0 | 0 | 0
SCE Core Roll-up E3 Calculator - With Carbon Adder | [17 empty] | System | #N/A | [21 empty] | 0 | 0 | 0 | 0 | 0 | 0 | 0 | 0 | 0 | 0 | 0 | 0 | 0 | 0 | 0 | 0 | 0 | 0 | 0 | 0 | 0 | 0 | 0 | 0 | 0 | 0 | 0 | 0 | 0
SCE Core Roll-up E3 Calculator - With Carbon Adder | [17 empty] | System | #N/A | [21 empty] | 0 | 0 | 0 | 0 | 0 | 0 | 0 | 0 | 0 | 0 | 0 | 0 | 0 | 0 | 0 | 0 | 0 | 0 | 0 | 0 | 0 | 0 | 0 | 0 | 0 | 0 | 0 | 0 | 0
SCE Core Roll-up E3 Calculator - With Carbon Adder | [17 empty] | System | #N/A | [21 empty] | 0 | 0 | 0 | 0 | 0 | 0 | 0 | 0 | 0 | 0 | 0 | 0 | 0 | 0 | 0 | 0 | 0 | 0 | 0 | 0 | 0 | 0 | 0 | 0 | 0 | 0 | 0 | 0 | 0
SCE Core Roll-up E3 Calculator - With Carbon Adder | [17 empty] | System | #N/A | [21 empty] | 0 | 0 | 0 | 0 | 0 | 0 | 0 | 0 | 0 | 0 | 0 | 0 | 0 | 0 | 0 | 0 | 0 | 0 | 0 | 0 | 0 | 0 | 0 | 0 | 0 | 0 | 0 | 0 | 0
SCE Core Roll-up E3 Calculator - With Carbon Adder | [17 empty] | System | #N/A | [21 empty] | 0 | 0 | 0 | 0 | 0 | 0 | 0 | 0 | 0 | 0 | 0 | 0 | 0 | 0 | 0 | 0 | 0 | 0 | 0 | 0 | 0 | 0 | 0 | 0 | 0 | 0 | 0 | 0 | 0
SCE Core Roll-up E3 Calculator - With Carbon Adder | [17 empty] | System | #N/A | [21 empty] | 0 | 0 | 0 | 0 | 0 | 0 | 0 | 0 | 0 | 0 | 0 | 0 | 0 | 0 | 0 | 0 | 0 | 0 | 0 | 0 | 0 | 0 | 0 | 0 | 0 | 0 | 0 | 0 | 0
SCE Core Roll-up E3 Calculator - With Carbon Adder | [17 empty] | System | #N/A | [21 empty] | 0 | 0 | 0 | 0 | 0 | 0 | 0 | 0 | 0 | 0 | 0 | 0 | 0 | 0 | 0 | 0 | 0 | 0 | 0 | 0 | 0 | 0 | 0 | 0 | 0 | 0 | 0 | 0 | 0
SCE Core Roll-up E3 Calculator - With Carbon Adder | [17 empty] | System | #N/A | [21 empty] | 0 | 0 | 0 | 0 | 0 | 0 | 0 | 0 | 0 | 0 | 0 | 0 | 0 | 0 | 0 | 0 | 0 | 0 | 0 | 0 | 0 | 0 | 0 | 0 | 0 | 0 | 0 | 0 | 0
SCE Core Roll-up E3 Calculator - With Carbon Adder | [17 empty] | System | #N/A | [21 empty] | 0 | 0 | 0 | 0 | 0 | 0 | 0 | 0 | 0 | 0 | 0 | 0 | 0 | 0 | 0 | 0 | 0 | 0 | 0 | 0 | 0 | 0 | 0 | 0 | 0 | 0 | 0 | 0 | 0
SCE Core Roll-up E3 Calculator - With Carbon Adder | [17 empty] | System | #N/A | [21 empty] | 0 | 0 | 0 | 0 | 0 | 0 | 0 | 0 | 0 | 0 | 0 | 0 | 0 | 0 | 0 | 0 | 0 | 0 | 0 | 0 | 0 | 0 | 0 | 0 | 0 | 0 | 0 | 0 | 0
SCE Core Roll-up E3 Calculator - With Carbon Adder | [17 empty] | System | #N/A | [21 empty] | 0 | 0 | 0 | 0 | 0 | 0 | 0 | 0 | 0 | 0 | 0 | 0 | 0 | 0 | 0 | 0 | 0 | 0 | 0 | 0 | 0 | 0 | 0 | 0 | 0 | 0 | 0 | 0 | 0
SCE Core Roll-up E3 Calculator - With Carbon Adder | [17 empty] | System | #N/A | [21 empty] | 0 | 0 | 0 | 0 | 0 | 0 | 0 | 0 | 0 | 0 | 0 | 0 | 0 | 0 | 0 | 0 | 0 | 0 | 0 | 0 | 0 | 0 | 0 | 0 | 0 | 0 | 0 | 0 | 0
SCE Core Roll-up E3 Calculator - With Carbon Adder | [17 empty] | System | #N/A | [21 empty] | 0 | 0 | 0 | 0 | 0 | 0 | 0 | 0 | 0 | 0 | 0 | 0 | 0 | 0 | 0 | 0 | 0 | 0 | 0 | 0 | 0 | 0 | 0 | 0 | 0 | 0 | 0 | 0 | 0
SCE Core Roll-up E3 Calculator - With Carbon Adder | [17 empty] | System | #N/A | [21 empty] | 0 | 0 | 0 | 0 | 0 | 0 | 0 | 0 | 0 | 0 | 0 | 0 | 0 | 0 | 0 | 0 | 0 | 0 | 0 | 0 | 0 | 0 | 0 | 0 | 0 | 0 | 0 | 0 | 0
SCE Core Roll-up E3 Calculator - With Carbon Adder | [17 empty] | System | #N/A | [21 empty] | 0 | 0 | 0 | 0 | 0 | 0 | 0 | 0 | 0 | 0 | 0 | 0 | 0 | 0 | 0 | 0 | 0 | 0 | 0 | 0 | 0 | 0 | 0 | 0 | 0 | 0 | 0 | 0 | 0
SCE Core Roll-up E3 Calculator - With Carbon Adder | [17 empty] | System | #N/A | [21 empty] | 0 | 0 | 0 | 0 | 0 | 0 | 0 | 0 | 0 | 0 | 0 | 0 | 0 | 0 | 0 | 0 | 0 | 0 | 0 | 0 | 0 | 0 | 0 | 0 | 0 | 0 | 0 | 0 | 0
SCE Core Roll-up E3 Calculator - With Carbon Adder | [17 empty] | System | #N/A | [21 empty] | 0 | 0 | 0 | 0 | 0 | 0 | 0 | 0 | 0 | 0 | 0 | 0 | 0 | 0 | 0 | 0 | 0 | 0 | 0 | 0 | 0 | 0 | 0 | 0 | 0 | 0 | 0 | 0 | 0
SCE Core Roll-up E3 Calculator - With Carbon Adder | [17 empty] | System | #N/A | [21 empty] | 0 | 0 | 0 | 0 | 0 | 0 | 0 | 0 | 0 | 0 | 0 | 0 | 0 | 0 | 0 | 0 | 0 | 0 | 0 | 0 | 0 | 0 | 0 | 0 | 0 | 0 | 0 | 0 | 0
SCE Core Roll-up E3 Calculator - With Carbon Adder | [17 empty] | System | #N/A | [21 empty] | 0 | 0 | 0 | 0 | 0 | 0 | 0 | 0 | 0 | 0 | 0 | 0 | 0 | 0 | 0 | 0 | 0 | 0 | 0 | 0 | 0 | 0 | 0 | 0 | 0 | 0 | 0 | 0 | 0
SCE Core Roll-up E3 Calculator - With Carbon Adder | [17 empty] | System | #N/A | [21 empty] | 0 | 0 | 0 | 0 | 0 | 0 | 0 | 0 | 0 | 0 | 0 | 0 | 0 | 0 | 0 | 0 | 0 | 0 | 0 | 0 | 0 | 0 | 0 | 0 | 0 | 0 | 0 | 0 | 0
SCE Core Roll-up E3 Calculator - With Carbon Adder | [17 empty] | System | #N/A | [21 empty] | 0 | 0 | 0 | 0 | 0 | 0 | 0 | 0 | 0 | 0 | 0 | 0 | 0 | 0 | 0 | 0 | 0 | 0 | 0 | 0 | 0 | 0 | 0 | 0 | 0 | 0 | 0 | 0 | 0
SCE Core Roll-up E3 Calculator - With Carbon Adder | [17 empty] | System | #N/A | [21 empty] | 0 | 0 | 0 | 0 | 0 | 0 | 0 | 0 | 0 | 0 | 0 | 0 | 0 | 0 | 0 | 0 | 0 | 0 | 0 | 0 | 0 | 0 | 0 | 0 | 0 | 0 | 0 | 0 | 0
SCE Core Roll-up E3 Calculator - With Carbon Adder | [17 empty] | System | #N/A | [21 empty] | 0 | 0 | 0 | 0 | 0 | 0 | 0 | 0 | 0 | 0 | 0 | 0 | 0 | 0 | 0 | 0 | 0 | 0 | 0 | 0 | 0 | 0 | 0 | 0 | 0 | 0 | 0 | 0 | 0
SCE Core Roll-up E3 Calculator - With Carbon Adder | [17 empty] | System | #N/A | [21 empty] | 0 | 0 | 0 | 0 | 0 | 0 | 0 | 0 | 0 | 0 | 0 | 0 | 0 | 0 | 0 | 0 | 0 | 0 | 0 | 0 | 0 | 0 | 0 | 0 | 0 | 0 | 0 | 0 | 0
SCE Core Roll-up E3 Calculator - With Carbon Adder | [17 empty] | System | #N/A | [21 empty] | 0 | 0 | 0 | 0 | 0 | 0 | 0 | 0 | 0 | 0 | 0 | 0 | 0 | 0 | 0 | 0 | 0 | 0 | 0 | 0 | 0 | 0 | 0 | 0 | 0 | 0 | 0 | 0 | 0
SCE Core Roll-up E3 Calculator - With Carbon Adder | [17 empty] | System | #N/A | [21 empty] | 0 | 0 | 0 | 0 | 0 | 0 | 0 | 0 | 0 | 0 | 0 | 0 | 0 | 0 | 0 | 0 | 0 | 0 | 0 | 0 | 0 | 0 | 0 | 0 | 0 | 0 | 0 | 0 | 0
SCE Core Roll-up E3 Calculator - With Carbon Adder | [17 empty] | System | #N/A | [21 empty] | 0 | 0 | 0 | 0 | 0 | 0 | 0 | 0 | 0 | 0 | 0 | 0 | 0 | 0 | 0 | 0 | 0 | 0 | 0 | 0 | 0 | 0 | 0 | 0 | 0 | 0 | 0 | 0 | 0
SCE Core Roll-up E3 Calculator - With Carbon Adder | [17 empty] | System | #N/A | [21 empty] | 0 | 0 | 0 | 0 | 0 | 0 | 0 | 0 | 0 | 0 | 0 | 0 | 0 | 0 | 0 | 0 | 0 | 0 | 0 | 0 | 0 | 0 | 0 | 0 | 0 | 0 | 0 | 0 | 0
SCE Core Roll-up E3 Calculator - With Carbon Adder | [17 empty] | System | #N/A | [21 empty] | 0 | 0 | 0 | 0 | 0 | 0 | 0 | 0 | 0 | 0 | 0 | 0 | 0 | 0 | 0 | 0 | 0 | 0 | 0 | 0 | 0 | 0 | 0 | 0 | 0 | 0 | 0 | 0 | 0
SCE Core Roll-up E3 Calculator - With Carbon Adder | [17 empty] | System | #N/A | [21 empty] | 0 | 0 | 0 | 0 | 0 | 0 | 0 | 0 | 0 | 0 | 0 | 0 | 0 | 0 | 0 | 0 | 0 | 0 | 0 | 0 | 0 | 0 | 0 | 0 | 0 | 0 | 0 | 0 | 0
SCE Core Roll-up E3 Calculator - With Carbon Adder | [17 empty] | System | #N/A | [21 empty] | 0 | 0 | 0 | 0 | 0 | 0 | 0 | 0 | 0 | 0 | 0 | 0 | 0 | 0 | 0 | 0 | 0 | 0 | 0 | 0 | 0 | 0 | 0 | 0 | 0 | 0 | 0 | 0 | 0
SCE Core Roll-up E3 Calculator - With Carbon Adder | [17 empty] | System | #N/A | [21 empty] | 0 | 0 | 0 | 0 | 0 | 0 | 0 | 0 | 0 | 0 | 0 | 0 | 0 | 0 | 0 | 0 | 0 | 0 | 0 | 0 | 0 | 0 | 0 | 0 | 0 | 0 | 0 | 0 | 0
SCE Core Roll-up E3 Calculator - With Carbon Adder | [17 empty] | System | #N/A | [21 empty] | 0 | 0 | 0 | 0 | 0 | 0 | 0 | 0 | 0 | 0 | 0 | 0 | 0 | 0 | 0 | 0 | 0 | 0 | 0 | 0 | 0 | 0 | 0 | 0 | 0 | 0 | 0 | 0 | 0
SCE Core Roll-up E3 Calculator - With Carbon Adder | [17 empty] | System | #N/A | [21 empty] | 0 | 0 | 0 | 0 | 0 | 0 | 0 | 0 | 0 | 0 | 0 | 0 | 0 | 0 | 0 | 0 | 0 | 0 | 0 | 0 | 0 | 0 | 0 | 0 | 0 | 0 | 0 | 0 | 0
SCE Core Roll-up E3 Calculator - With Carbon Adder | [17 empty] | System | #N/A | [21 empty] | 0 | 0 | 0 | 0 | 0 | 0 | 0 | 0 | 0 | 0 | 0 | 0 | 0 | 0 | 0 | 0 | 0 | 0 | 0 | 0 | 0 | 0 | 0 | 0 | 0 | 0 | 0 | 0 | 0
SCE Core Roll-up E3 Calculator - With Carbon Adder | [17 empty] | System | #N/A | [21 empty] | 0 | 0 | 0 | 0 | 0 | 0 | 0 | 0 | 0 | 0 | 0 | 0 | 0 | 0 | 0 | 0 | 0 | 0 | 0 | 0 | 0 | 0 | 0 | 0 | 0 | 0 | 0 | 0 | 0
SCE Core Roll-up E3 Calculator - With Carbon Adder | [17 empty] | System | #N/A | [21 empty] | 0 | 0 | 0 | 0 | 0 | 0 | 0 | 0 | 0 | 0 | 0 | 0 | 0 | 0 | 0 | 0 | 0 | 0 | 0 | 0 | 0 | 0 | 0 | 0 | 0 | 0 | 0 | 0 | 0
SCE Core Roll-up E3 Calculator - With Carbon Adder | [17 empty] | System | #N/A | [21 empty] | 0 | 0 | 0 | 0 | 0 | 0 | 0 | 0 | 0 | 0 | 0 | 0 | 0 | 0 | 0 | 0 | 0 | 0 | 0 | 0 | 0 | 0 | 0 | 0 | 0 | 0 | 0 | 0 | 0
SCE Core Roll-up E3 Calculator - With Carbon Adder | [17 empty] | System | #N/A | [21 empty] | 0 | 0 | 0 | 0 | 0 | 0 | 0 | 0 | 0 | 0 | 0 | 0 | 0 | 0 | 0 | 0 | 0 | 0 | 0 | 0 | 0 | 0 | 0 | 0 | 0 | 0 | 0 | 0 | 0
SCE Core Roll-up E3 Calculator - With Carbon Adder | [17 empty] | System | #N/A | [21 empty] | 0 | 0 | 0 | 0 | 0 | 0 | 0 | 0 | 0 | 0 | 0 | 0 | 0 | 0 | 0 | 0 | 0 | 0 | 0 | 0 | 0 | 0 | 0 | 0 | 0 | 0 | 0 | 0 | 0
SCE Core Roll-up E3 Calculator - With Carbon Adder | [17 empty] | System | #N/A | [21 empty] | 0 | 0 | 0 | 0 | 0 | 0 | 0 | 0 | 0 | 0 | 0 | 0 | 0 | 0 | 0 | 0 | 0 | 0 | 0 | 0 | 0 | 0 | 0 | 0 | 0 | 0 | 0 | 0 | 0
SCE Core Roll-up E3 Calculator - With Carbon Adder | [17 empty] | System | #N/A | [21 empty] | 0 | 0 | 0 | 0 | 0 | 0 | 0 | 0 | 0 | 0 | 0 | 0 | 0 | 0 | 0 | 0 | 0 | 0 | 0 | 0 | 0 | 0 | 0 | 0 | 0 | 0 | 0 | 0 | 0
SCE Core Roll-up E3 Calculator - With Carbon Adder | [17 empty] | System | #N/A | [21 empty] | 0 | 0 | 0 | 0 | 0 | 0 | 0 | 0 | 0 | 0 | 0 | 0 | 0 | 0 | 0 | 0 | 0 | 0 | 0 | 0 | 0 | 0 | 0 | 0 | 0 | 0 | 0 | 0 | 0
SCE Core Roll-up E3 Calculator - With Carbon Adder | [17 empty] | System | #N/A | [21 empty] | 0 | 0 | 0 | 0 | 0 | 0 | 0 | 0 | 0 | 0 | 0 | 0 | 0 | 0 | 0 | 0 | 0 | 0 | 0 | 0 | 0 | 0 | 0 | 0 | 0 | 0 | 0 | 0 | 0
SCE Core Roll-up E3 Calculator - With Carbon Adder | [17 empty] | System | #N/A | [21 empty] | 0 | 0 | 0 | 0 | 0 | 0 | 0 | 0 | 0 | 0 | 0 | 0 | 0 | 0 | 0 | 0 | 0 | 0 | 0 | 0 | 0 | 0 | 0 | 0 | 0 | 0 | 0 | 0 | 0
SCE Core Roll-up E3 Calculator - With Carbon Adder | [17 empty] | System | #N/A | [21 empty] | 0 | 0 | 0 | 0 | 0 | 0 | 0 | 0 | 0 | 0 | 0 | 0 | 0 | 0 | 0 | 0 | 0 | 0 | 0 | 0 | 0 | 0 | 0 | 0 | 0 | 0 | 0 | 0 | 0
SCE Core Roll-up E3 Calculator - With Carbon Adder | [17 empty] | System | #N/A | [21 empty] | 0 | 0 | 0 | 0 | 0 | 0 | 0 | 0 | 0 | 0 | 0 | 0 | 0 | 0 | 0 | 0 | 0 | 0 | 0 | 0 | 0 | 0 | 0 | 0 | 0 | 0 | 0 | 0 | 0
SCE Core Roll-up E3 Calculator - With Carbon Adder | [17 empty] | System | #N/A | [21 empty] | 0 | 0 | 0 | 0 | 0 | 0 | 0 | 0 | 0 | 0 | 0 | 0 | 0 | 0 | 0 | 0 | 0 | 0 | 0 | 0 | 0 | 0 | 0 | 0 | 0 | 0 | 0 | 0 | 0
SCE Core Roll-up E3 Calculator - With Carbon Adder | [17 empty] | System | #N/A | [21 empty] | 0 | 0 | 0 | 0 | 0 | 0 | 0 | 0 | 0 | 0 | 0 | 0 | 0 | 0 | 0 | 0 | 0 | 0 | 0 | 0 | 0 | 0 | 0 | 0 | 0 | 0 | 0 | 0 | 0
SCE Core Roll-up E3 Calculator - With Carbon Adder | [17 empty] | System | #N/A | [21 empty] | 0 | 0 | 0 | 0 | 0 | 0 | 0 | 0 | 0 | 0 | 0 | 0 | 0 | 0 | 0 | 0 | 0 | 0 | 0 | 0 | 0 | 0 | 0 | 0 | 0 | 0 | 0 | 0 | 0
SCE Core Roll-up E3 Calculator - With Carbon Adder | [17 empty] | System | #N/A | [21 empty] | 0 | 0 | 0 | 0 | 0 | 0 | 0 | 0 | 0 | 0 | 0 | 0 | 0 | 0 | 0 | 0 | 0 | 0 | 0 | 0 | 0 | 0 | 0 | 0 | 0 | 0 | 0 | 0 | 0
SCE Core Roll-up E3 Calculator - With Carbon Adder | [17 empty] | System | #N/A | [21 empty] | 0 | 0 | 0 | 0 | 0 | 0 | 0 | 0 | 0 | 0 | 0 | 0 | 0 | 0 | 0 | 0 | 0 | 0 | 0 | 0 | 0 | 0 | 0 | 0 | 0 | 0 | 0 | 0 | 0
SCE Core Roll-up E3 Calculator - With Carbon Adder | [17 empty] | System | #N/A | [21 empty] | 0 | 0 | 0 | 0 | 0 | 0 | 0 | 0 | 0 | 0 | 0 | 0 | 0 | 0 | 0 | 0 | 0 | 0 | 0 | 0 | 0 | 0 | 0 | 0 | 0 | 0 | 0 | 0 | 0
SCE Core Roll-up E3 Calculator - With Carbon Adder | [17 empty] | System | #N/A | [21 empty] | 0 | 0 | 0 | 0 | 0 | 0 | 0 | 0 | 0 | 0 | 0 | 0 | 0 | 0 | 0 | 0 | 0 | 0 | 0 | 0 | 0 | 0 | 0 | 0 | 0 | 0 | 0 | 0 | 0
SCE Core Roll-up E3 Calculator - With Carbon Adder | [17 empty] | System | #N/A | [21 empty] | 0 | 0 | 0 | 0 | 0 | 0 | 0 | 0 | 0 | 0 | 0 | 0 | 0 | 0 | 0 | 0 | 0 | 0 | 0 | 0 | 0 | 0 | 0 | 0 | 0 | 0 | 0 | 0 | 0
SCE Core Roll-up E3 Calculator - With Carbon Adder | [17 empty] | System | #N/A | [21 empty] | 0 | 0 | 0 | 0 | 0 | 0 | 0 | 0 | 0 | 0 | 0 | 0 | 0 | 0 | 0 | 0 | 0 | 0 | 0 | 0 | 0 | 0 | 0 | 0 | 0 | 0 | 0 | 0 | 0
SCE Core Roll-up E3 Calculator - With Carbon Adder | [17 empty] | System | #N/A | [21 empty] | 0 | 0 | 0 | 0 | 0 | 0 | 0 | 0 | 0 | 0 | 0 | 0 | 0 | 0 | 0 | 0 | 0 | 0 | 0 | 0 | 0 | 0 | 0 | 0 | 0 | 0 | 0 | 0 | 0
SCE Core Roll-up E3 Calculator - With Carbon Adder | [17 empty] | System | #N/A | [21 empty] | 0 | 0 | 0 | 0 | 0 | 0 | 0 | 0 | 0 | 0 | 0 | 0 | 0 | 0 | 0 | 0 | 0 | 0 | 0 | 0 | 0 | 0 | 0 | 0 | 0 | 0 | 0 | 0 | 0
SCE Core Roll-up E3 Calculator - With Carbon Adder | [17 empty] | System | #N/A | [21 empty] | 0 | 0 | 0 | 0 | 0 | 0 | 0 | 0 | 0 | 0 | 0 | 0 | 0 | 0 | 0 | 0 | 0 | 0 | 0 | 0 | 0 | 0 | 0 | 0 | 0 | 0 | 0 | 0 | 0
SCE Core Roll-up E3 Calculator - With Carbon Adder | [17 empty] | System | #N/A | [21 empty] | 0 | 0 | 0 | 0 | 0 | 0 | 0 | 0 | 0 | 0 | 0 | 0 | 0 | 0 | 0 | 0 | 0 | 0 | 0 | 0 | 0 | 0 | 0 | 0 | 0 | 0 | 0 | 0 | 0
SCE Core Roll-up E3 Calculator - With Carbon Adder | [17 empty] | System | #N/A | [21 empty] | 0 | 0 | 0 | 0 | 0 | 0 | 0 | 0 | 0 | 0 | 0 | 0 | 0 | 0 | 0 | 0 | 0 | 0 | 0 | 0 | 0 | 0 | 0 | 0 | 0 | 0 | 0 | 0 | 0
SCE Core Roll-up E3 Calculator - With Carbon Adder | [17 empty] | System | #N/A | [21 empty] | 0 | 0 | 0 | 0 | 0 | 0 | 0 | 0 | 0 | 0 | 0 | 0 | 0 | 0 | 0 | 0 | 0 | 0 | 0 | 0 | 0 | 0 | 0 | 0 | 0 | 0 | 0 | 0 | 0
SCE Core Roll-up E3 Calculator - With Carbon Adder | [17 empty] | System | #N/A | [21 empty] | 0 | 0 | 0 | 0 | 0 | 0 | 0 | 0 | 0 | 0 | 0 | 0 | 0 | 0 | 0 | 0 | 0 | 0 | 0 | 0 | 0 | 0 | 0 | 0 | 0 | 0 | 0 | 0 | 0
SCE Core Roll-up E3 Calculator - With Carbon Adder | [17 empty] | System | #N/A | [21 empty] | 0 | 0 | 0 | 0 | 0 | 0 | 0 | 0 | 0 | 0 | 0 | 0 | 0 | 0 | 0 | 0 | 0 | 0 | 0 | 0 | 0 | 0 | 0 | 0 | 0 | 0 | 0 | 0 | 0
SCE Core Roll-up E3 Calculator - With Carbon Adder | [17 empty] | System | #N/A | [21 empty] | 0 | 0 | 0 | 0 | 0 | 0 | 0 | 0 | 0 | 0 | 0 | 0 | 0 | 0 | 0 | 0 | 0 | 0 | 0 | 0 | 0 | 0 | 0 | 0 | 0 | 0 | 0 | 0 | 0
SCE Core Roll-up E3 Calculator - With Carbon Adder | [17 empty] | System | #N/A | [21 empty] | 0 | 0 | 0 | 0 | 0 | 0 | 0 | 0 | 0 | 0 | 0 | 0 | 0 | 0 | 0 | 0 | 0 | 0 | 0 | 0 | 0 | 0 | 0 | 0 | 0 | 0 | 0 | 0 | 0
SCE Core Roll-up E3 Calculator - With Carbon Adder | [17 empty] | System | #N/A | [21 empty] | 0 | 0 | 0 | 0 | 0 | 0 | 0 | 0 | 0 | 0 | 0 | 0 | 0 | 0 | 0 | 0 | 0 | 0 | 0 | 0 | 0 | 0 | 0 | 0 | 0 | 0 | 0 | 0 | 0
SCE Core Roll-up E3 Calculator - With Carbon Adder | [17 empty] | System | #N/A | [21 empty] | 0 | 0 | 0 | 0 | 0 | 0 | 0 | 0 | 0 | 0 | 0 | 0 | 0 | 0 | 0 | 0 | 0 | 0 | 0 | 0 | 0 | 0 | 0 | 0 | 0 | 0 | 0 | 0 | 0
SCE Core Roll-up E3 Calculator - With Carbon Adder | [17 empty] | System | #N/A | [21 empty] | 0 | 0 | 0 | 0 | 0 | 0 | 0 | 0 | 0 | 0 | 0 | 0 | 0 | 0 | 0 | 0 | 0 | 0 | 0 | 0 | 0 | 0 | 0 | 0 | 0 | 0 | 0 | 0 | 0
SCE Core Roll-up E3 Calculator - With Carbon Adder | [17 empty] | System | #N/A | [21 empty] | 0 | 0 | 0 | 0 | 0 | 0 | 0 | 0 | 0 | 0 | 0 | 0 | 0 | 0 | 0 | 0 | 0 | 0 | 0 | 0 | 0 | 0 | 0 | 0 | 0 | 0 | 0 | 0 | 0
SCE Core Roll-up E3 Calculator - With Carbon Adder | [17 empty] | System | #N/A | [21 empty] | 0 | 0 | 0 | 0 | 0 | 0 | 0 | 0 | 0 | 0 | 0 | 0 | 0 | 0 | 0 | 0 | 0 | 0 | 0 | 0 | 0 | 0 | 0 | 0 | 0 | 0 | 0 | 0 | 0
SCE Core Roll-up E3 Calculator - With Carbon Adder | [17 empty] | System | #N/A | [21 empty] | 0 | 0 | 0 | 0 | 0 | 0 | 0 | 0 | 0 | 0 | 0 | 0 | 0 | 0 | 0 | 0 | 0 | 0 | 0 | 0 | 0 | 0 | 0 | 0 | 0 | 0 | 0 | 0 | 0
SCE Core Roll-up E3 Calculator - With Carbon Adder | [17 empty] | System | #N/A | [21 empty] | 0 | 0 | 0 | 0 | 0 | 0 | 0 | 0 | 0 | 0 | 0 | 0 | 0 | 0 | 0 | 0 | 0 | 0 | 0 | 0 | 0 | 0 | 0 | 0 | 0 | 0 | 0 | 0 | 0
SCE Core Roll-up E3 Calculator - With Carbon Adder | [17 empty] | System | #N/A | [21 empty] | 0 | 0 | 0 | 0 | 0 | 0 | 0 | 0 | 0 | 0 | 0 | 0 | 0 | 0 | 0 | 0 | 0 | 0 | 0 | 0 | 0 | 0 | 0 | 0 | 0 | 0 | 0 | 0 | 0
SCE Core Roll-up E3 Calculator - With Carbon Adder | [17 empty] | System | #N/A | [21 empty] | 0 | 0 | 0 | 0 | 0 | 0 | 0 | 0 | 0 | 0 | 0 | 0 | 0 | 0 | 0 | 0 | 0 | 0 | 0 | 0 | 0 | 0 | 0 | 0 | 0 | 0 | 0 | 0 | 0
SCE Core Roll-up E3 Calculator - With Carbon Adder | [17 empty] | System | #N/A | [21 empty] | 0 | 0 | 0 | 0 | 0 | 0 | 0 | 0 | 0 | 0 | 0 | 0 | 0 | 0 | 0 | 0 | 0 | 0 | 0 | 0 | 0 | 0 | 0 | 0 | 0 | 0 | 0 | 0 | 0
SCE Core Roll-up E3 Calculator - With Carbon Adder | [17 empty] | System | #N/A | [21 empty] | 0 | 0 | 0 | 0 | 0 | 0 | 0 | 0 | 0 | 0 | 0 | 0 | 0 | 0 | 0 | 0 | 0 | 0 | 0 | 0 | 0 | 0 | 0 | 0 | 0 | 0 | 0 | 0 | 0
SCE Core Roll-up E3 Calculator - With Carbon Adder | [17 empty] | System | #N/A | [21 empty] | 0 | 0 | 0 | 0 | 0 | 0 | 0 | 0 | 0 | 0 | 0 | 0 | 0 | 0 | 0 | 0 | 0 | 0 | 0 | 0 | 0 | 0 | 0 | 0 | 0 | 0 | 0 | 0 | 0
SCE Core Roll-up E3 Calculator - With Carbon Adder | [17 empty] | System | #N/A | [21 empty] | 0 | 0 | 0 | 0 | 0 | 0 | 0 | 0 | 0 | 0 | 0 | 0 | 0 | 0 | 0 | 0 | 0 | 0 | 0 | 0 | 0 | 0 | 0 | 0 | 0 | 0 | 0 | 0 | 0
SCE Core Roll-up E3 Calculator - With Carbon Adder | [17 empty] | System | #N/A | [21 empty] | 0 | 0 | 0 | 0 | 0 | 0 | 0 | 0 | 0 | 0 | 0 | 0 | 0 | 0 | 0 | 0 | 0 | 0 | 0 | 0 | 0 | 0 | 0 | 0 | 0 | 0 | 0 | 0 | 0
SCE Core Roll-up E3 Calculator - With Carbon Adder | [17 empty] | System | #N/A | [21 empty] | 0 | 0 | 0 | 0 | 0 | 0 | 0 | 0 | 0 | 0 | 0 | 0 | 0 | 0 | 0 | 0 | 0 | 0 | 0 | 0 | 0 | 0 | 0 | 0 | 0 | 0 | 0 | 0 | 0
SCE Core Roll-up E3 Calculator - With Carbon Adder | [17 empty] | System | #N/A | [21 empty] | 0 | 0 | 0 | 0 | 0 | 0 | 0 | 0 | 0 | 0 | 0 | 0 | 0 | 0 | 0 | 0 | 0 | 0 | 0 | 0 | 0 | 0 | 0 | 0 | 0 | 0 | 0 | 0 | 0
SCE Core Roll-up E3 Calculator - With Carbon Adder | [17 empty] | System | #N/A | [21 empty] | 0 | 0 | 0 | 0 | 0 | 0 | 0 | 0 | 0 | 0 | 0 | 0 | 0 | 0 | 0 | 0 | 0 | 0 | 0 | 0 | 0 | 0 | 0 | 0 | 0 | 0 | 0 | 0 | 0
SCE Core Roll-up E3 Calculator - With Carbon Adder | [17 empty] | System | #N/A | [21 empty] | 0 | 0 | 0 | 0 | 0 | 0 | 0 | 0 | 0 | 0 | 0 | 0 | 0 | 0 | 0 | 0 | 0 | 0 | 0 | 0 | 0 | 0 | 0 | 0 | 0 | 0 | 0 | 0 | 0
SCE Core Roll-up E3 Calculator - With Carbon Adder | [17 empty] | System | #N/A | [21 empty] | 0 | 0 | 0 | 0 | 0 | 0 | 0 | 0 | 0 | 0 | 0 | 0 | 0 | 0 | 0 | 0 | 0 | 0 | 0 | 0 | 0 | 0 | 0 | 0 | 0 | 0 | 0 | 0 | 0
SCE Core Roll-up E3 Calculator - With Carbon Adder | [17 empty] | System | #N/A | [21 empty] | 0 | 0 | 0 | 0 | 0 | 0 | 0 | 0 | 0 | 0 | 0 | 0 | 0 | 0 | 0 | 0 | 0 | 0 | 0 | 0 | 0 | 0 | 0 | 0 | 0 | 0 | 0 | 0 | 0
SCE Core Roll-up E3 Calculator - With Carbon Adder | [17 empty] | System | #N/A | [21 empty] | 0 | 0 | 0 | 0 | 0 | 0 | 0 | 0 | 0 | 0 | 0 | 0 | 0 | 0 | 0 | 0 | 0 | 0 | 0 | 0 | 0 | 0 | 0 | 0 | 0 | 0 | 0 | 0 | 0
SCE Core Roll-up E3 Calculator - With Carbon Adder | [17 empty] | System | #N/A | [21 empty] | 0 | 0 | 0 | 0 | 0 | 0 | 0 | 0 | 0 | 0 | 0 | 0 | 0 | 0 | 0 | 0 | 0 | 0 | 0 | 0 | 0 | 0 | 0 | 0 | 0 | 0 | 0 | 0 | 0
SCE Core Roll-up E3 Calculator - With Carbon Adder | [17 empty] | System | #N/A | [21 empty] | 0 | 0 | 0 | 0 | 0 | 0 | 0 | 0 | 0 | 0 | 0 | 0 | 0 | 0 | 0 | 0 | 0 | 0 | 0 | 0 | 0 | 0 | 0 | 0 | 0 | 0 | 0 | 0 | 0
SCE Core Roll-up E3 Calculator - With Carbon Adder | [17 empty] | System | #N/A | [21 empty] | 0 | 0 | 0 | 0 | 0 | 0 | 0 | 0 | 0 | 0 | 0 | 0 | 0 | 0 | 0 | 0 | 0 | 0 | 0 | 0 | 0 | 0 | 0 | 0 | 0 | 0 | 0 | 0 | 0
SCE Core Roll-up E3 Calculator - With Carbon Adder | [17 empty] | System | #N/A | [21 empty] | 0 | 0 | 0 | 0 | 0 | 0 | 0 | 0 | 0 | 0 | 0 | 0 | 0 | 0 | 0 | 0 | 0 | 0 | 0 | 0 | 0 | 0 | 0 | 0 | 0 | 0 | 0 | 0 | 0
SCE Core Roll-up E3 Calculator - With Carbon Adder | [17 empty] | System | #N/A | [21 empty] | 0 | 0 | 0 | 0 | 0 | 0 | 0 | 0 | 0 | 0 | 0 | 0 | 0 | 0 | 0 | 0 | 0 | 0 | 0 | 0 | 0 | 0 | 0 | 0 | 0 | 0 | 0 | 0 | 0
SCE Core Roll-up E3 Calculator - With Carbon Adder | [17 empty] | System | #N/A | [21 empty] | 0 | 0 | 0 | 0 | 0 | 0 | 0 | 0 | 0 | 0 | 0 | 0 | 0 | 0 | 0 | 0 | 0 | 0 | 0 | 0 | 0 | 0 | 0 | 0 | 0 | 0 | 0 | 0 | 0
SCE Core Roll-up E3 Calculator - With Carbon Adder | [17 empty] | System | #N/A | [21 empty] | 0 | 0 | 0 | 0 | 0 | 0 | 0 | 0 | 0 | 0 | 0 | 0 | 0 | 0 | 0 | 0 | 0 | 0 | 0 | 0 | 0 | 0 | 0 | 0 | 0 | 0 | 0 | 0 | 0
SCE Core Roll-up E3 Calculator - With Carbon Adder | [17 empty] | System | #N/A | [21 empty] | 0 | 0 | 0 | 0 | 0 | 0 | 0 | 0 | 0 | 0 | 0 | 0 | 0 | 0 | 0 | 0 | 0 | 0 | 0 | 0 | 0 | 0 | 0 | 0 | 0 | 0 | 0 | 0 | 0
SCE Core Roll-up E3 Calculator - With Carbon Adder | [17 empty] | System | #N/A | [21 empty] | 0 | 0 | 0 | 0 | 0 | 0 | 0 | 0 | 0 | 0 | 0 | 0 | 0 | 0 | 0 | 0 | 0 | 0 | 0 | 0 | 0 | 0 | 0 | 0 | 0 | 0 | 0 | 0 | 0
SCE Core Roll-up E3 Calculator - With Carbon Adder | [17 empty] | System | #N/A | [21 empty] | 0 | 0 | 0 | 0 | 0 | 0 | 0 | 0 | 0 | 0 | 0 | 0 | 0 | 0 | 0 | 0 | 0 | 0 | 0 | 0 | 0 | 0 | 0 | 0 | 0 | 0 | 0 | 0 | 0
SCE Core Roll-up E3 Calculator - With Carbon Adder | [17 empty] | System | #N/A | [21 empty] | 0 | 0 | 0 | 0 | 0 | 0 | 0 | 0 | 0 | 0 | 0 | 0 | 0 | 0 | 0 | 0 | 0 | 0 | 0 | 0 | 0 | 0 | 0 | 0 | 0 | 0 | 0 | 0 | 0
SCE Core Roll-up E3 Calculator - With Carbon Adder | [17 empty] | System | #N/A | [21 empty] | 0 | 0 | 0 | 0 | 0 | 0 | 0 | 0 | 0 | 0 | 0 | 0 | 0 | 0 | 0 | 0 | 0 | 0 | 0 | 0 | 0 | 0 | 0 | 0 | 0 | 0 | 0 | 0 | 0
SCE Core Roll-up E3 Calculator - With Carbon Adder | [17 empty] | System | #N/A | [21 empty] | 0 | 0 | 0 | 0 | 0 | 0 | 0 | 0 | 0 | 0 | 0 | 0 | 0 | 0 | 0 | 0 | 0 | 0 | 0 | 0 | 0 | 0 | 0 | 0 | 0 | 0 | 0 | 0 | 0
SCE Core Roll-up E3 Calculator - With Carbon Adder | [17 empty] | System | #N/A | [21 empty] | 0 | 0 | 0 | 0 | 0 | 0 | 0 | 0 | 0 | 0 | 0 | 0 | 0 | 0 | 0 | 0 | 0 | 0 | 0 | 0 | 0 | 0 | 0 | 0 | 0 | 0 | 0 | 0 | 0
SCE Core Roll-up E3 Calculator - With Carbon Adder | [17 empty] | System | #N/A | [21 empty] | 0 | 0 | 0 | 0 | 0 | 0 | 0 | 0 | 0 | 0 | 0 | 0 | 0 | 0 | 0 | 0 | 0 | 0 | 0 | 0 | 0 | 0 | 0 | 0 | 0 | 0 | 0 | 0 | 0
SCE Core Roll-up E3 Calculator - With Carbon Adder | [17 empty] | System | #N/A | [21 empty] | 0 | 0 | 0 | 0 | 0 | 0 | 0 | 0 | 0 | 0 | 0 | 0 | 0 | 0 | 0 | 0 | 0 | 0 | 0 | 0 | 0 | 0 | 0 | 0 | 0 | 0 | 0 | 0 | 0
SCE Core Roll-up E3 Calculator - With Carbon Adder | [17 empty] | System | #N/A | [21 empty] | 0 | 0 | 0 | 0 | 0 | 0 | 0 | 0 | 0 | 0 | 0 | 0 | 0 | 0 | 0 | 0 | 0 | 0 | 0 | 0 | 0 | 0 | 0 | 0 | 0 | 0 | 0 | 0 | 0
SCE Core Roll-up E3 Calculator - With Carbon Adder | [17 empty] | System | #N/A | [21 empty] | 0 | 0 | 0 | 0 | 0 | 0 | 0 | 0 | 0 | 0 | 0 | 0 | 0 | 0 | 0 | 0 | 0 | 0 | 0 | 0 | 0 | 0 | 0 | 0 | 0 | 0 | 0 | 0 | 0
SCE Core Roll-up E3 Calculator - With Carbon Adder | [17 empty] | System | #N/A | [21 empty] | 0 | 0 | 0 | 0 | 0 | 0 | 0 | 0 | 0 | 0 | 0 | 0 | 0 | 0 | 0 | 0 | 0 | 0 | 0 | 0 | 0 | 0 | 0 | 0 | 0 | 0 | 0 | 0 | 0
SCE Core Roll-up E3 Calculator - With Carbon Adder | [17 empty] | System | #N/A | [21 empty] | 0 | 0 | 0 | 0 | 0 | 0 | 0 | 0 | 0 | 0 | 0 | 0 | 0 | 0 | 0 | 0 | 0 | 0 | 0 | 0 | 0 | 0 | 0 | 0 | 0 | 0 | 0 | 0 | 0
SCE Core Roll-up E3 Calculator - With Carbon Adder | [17 empty] | System | #N/A | [21 empty] | 0 | 0 | 0 | 0 | 0 | 0 | 0 | 0 | 0 | 0 | 0 | 0 | 0 | 0 | 0 | 0 | 0 | 0 | 0 | 0 | 0 | 0 | 0 | 0 | 0 | 0 | 0 | 0 | 0
SCE Core Roll-up E3 Calculator - With Carbon Adder | [17 empty] | System | #N/A | [21 empty] | 0 | 0 | 0 | 0 | 0 | 0 | 0 | 0 | 0 | 0 | 0 | 0 | 0 | 0 | 0 | 0 | 0 | 0 | 0 | 0 | 0 | 0 | 0 | 0 | 0 | 0 | 0 | 0 | 0
SCE Core Roll-up E3 Calculator - With Carbon Adder | [17 empty] | System | #N/A | [21 empty] | 0 | 0 | 0 | 0 | 0 | 0 | 0 | 0 | 0 | 0 | 0 | 0 | 0 | 0 | 0 | 0 | 0 | 0 | 0 | 0 | 0 | 0 | 0 | 0 | 0 | 0 | 0 | 0 | 0
SCE Core Roll-up E3 Calculator - With Carbon Adder | [17 empty] | System | #N/A | [21 empty] | 0 | 0 | 0 | 0 | 0 | 0 | 0 | 0 | 0 | 0 | 0 | 0 | 0 | 0 | 0 | 0 | 0 | 0 | 0 | 0 | 0 | 0 | 0 | 0 | 0 | 0 | 0 | 0 | 0
SCE Core Roll-up E3 Calculator - With Carbon Adder | [17 empty] | System | #N/A | [21 empty] | 0 | 0 | 0 | 0 | 0 | 0 | 0 | 0 | 0 | 0 | 0 | 0 | 0 | 0 | 0 | 0 | 0 | 0 | 0 | 0 | 0 | 0 | 0 | 0 | 0 | 0 | 0 | 0 | 0
SCE Core Roll-up E3 Calculator - With Carbon Adder | [17 empty] | System | #N/A | [21 empty] | 0 | 0 | 0 | 0 | 0 | 0 | 0 | 0 | 0 | 0 | 0 | 0 | 0 | 0 | 0 | 0 | 0 | 0 | 0 | 0 | 0 | 0 | 0 | 0 | 0 | 0 | 0 | 0 | 0
SCE Core Roll-up E3 Calculator - With Carbon Adder | [17 empty] | System | #N/A | [21 empty] | 0 | 0 | 0 | 0 | 0 | 0 | 0 | 0 | 0 | 0 | 0 | 0 | 0 | 0 | 0 | 0 | 0 | 0 | 0 | 0 | 0 | 0 | 0 | 0 | 0 | 0 | 0 | 0 | 0
SCE Core Roll-up E3 Calculator - With Carbon Adder | [17 empty] | System | #N/A | [21 empty] | 0 | 0 | 0 | 0 | 0 | 0 | 0 | 0 | 0 | 0 | 0 | 0 | 0 | 0 | 0 | 0 | 0 | 0 | 0 | 0 | 0 | 0 | 0 | 0 | 0 | 0 | 0 | 0 | 0
SCE Core Roll-up E3 Calculator - With Carbon Adder | [17 empty] | System | #N/A | [21 empty] | 0 | 0 | 0 | 0 | 0 | 0 | 0 | 0 | 0 | 0 | 0 | 0 | 0 | 0 | 0 | 0 | 0 | 0 | 0 | 0 | 0 | 0 | 0 | 0 | 0 | 0 | 0 | 0 | 0
SCE Core Roll-up E3 Calculator - With Carbon Adder | [17 empty] | System | #N/A | [21 empty] | 0 | 0 | 0 | 0 | 0 | 0 | 0 | 0 | 0 | 0 | 0 | 0 | 0 | 0 | 0 | 0 | 0 | 0 | 0 | 0 | 0 | 0 | 0 | 0 | 0 | 0 | 0 | 0 | 0
SCE Core Roll-up E3 Calculator - With Carbon Adder | [17 empty] | System | #N/A | [21 empty] | 0 | 0 | 0 | 0 | 0 | 0 | 0 | 0 | 0 | 0 | 0 | 0 | 0 | 0 | 0 | 0 | 0 | 0 | 0 | 0 | 0 | 0 | 0 | 0 | 0 | 0 | 0 | 0 | 0
SCE Core Roll-up E3 Calculator - With Carbon Adder | [17 empty] | System | #N/A | [21 empty] | 0 | 0 | 0 | 0 | 0 | 0 | 0 | 0 | 0 | 0 | 0 | 0 | 0 | 0 | 0 | 0 | 0 | 0 | 0 | 0 | 0 | 0 | 0 | 0 | 0 | 0 | 0 | 0 | 0
SCE Core Roll-up E3 Calculator - With Carbon Adder | [17 empty] | System | #N/A | [21 empty] | 0 | 0 | 0 | 0 | 0 | 0 | 0 | 0 | 0 | 0 | 0 | 0 | 0 | 0 | 0 | 0 | 0 | 0 | 0 | 0 | 0 | 0 | 0 | 0 | 0 | 0 | 0 | 0 | 0
SCE Core Roll-up E3 Calculator - With Carbon Adder | [17 empty] | System | #N/A | [21 empty] | 0 | 0 | 0 | 0 | 0 | 0 | 0 | 0 | 0 | 0 | 0 | 0 | 0 | 0 | 0 | 0 | 0 | 0 | 0 | 0 | 0 | 0 | 0 | 0 | 0 | 0 | 0 | 0 | 0
SCE Core Roll-up E3 Calculator - With Carbon Adder | [17 empty] | System | #N/A | [21 empty] | 0 | 0 | 0 | 0 | 0 | 0 | 0 | 0 | 0 | 0 | 0 | 0 | 0 | 0 | 0 | 0 | 0 | 0 | 0 | 0 | 0 | 0 | 0 | 0 | 0 | 0 | 0 | 0 | 0
SCE Core Roll-up E3 Calculator - With Carbon Adder | [17 empty] | System | #N/A | [21 empty] | 0 | 0 | 0 | 0 | 0 | 0 | 0 | 0 | 0 | 0 | 0 | 0 | 0 | 0 | 0 | 0 | 0 | 0 | 0 | 0 | 0 | 0 | 0 | 0 | 0 | 0 | 0 | 0 | 0
SCE Core Roll-up E3 Calculator - With Carbon Adder | [17 empty] | System | #N/A | [21 empty] | 0 | 0 | 0 | 0 | 0 | 0 | 0 | 0 | 0 | 0 | 0 | 0 | 0 | 0 | 0 | 0 | 0 | 0 | 0 | 0 | 0 | 0 | 0 | 0 | 0 | 0 | 0 | 0 | 0
SCE Core Roll-up E3 Calculator - With Carbon Adder | [17 empty] | System | #N/A | [21 empty] | 0 | 0 | 0 | 0 | 0 | 0 | 0 | 0 | 0 | 0 | 0 | 0 | 0 | 0 | 0 | 0 | 0 | 0 | 0 | 0 | 0 | 0 | 0 | 0 | 0 | 0 | 0 | 0 | 0
SCE Core Roll-up E3 Calculator - With Carbon Adder | [17 empty] | System | #N/A | [21 empty] | 0 | 0 | 0 | 0 | 0 | 0 | 0 | 0 | 0 | 0 | 0 | 0 | 0 | 0 | 0 | 0 | 0 | 0 | 0 | 0 | 0 | 0 | 0 | 0 | 0 | 0 | 0 | 0 | 0
SCE Core Roll-up E3 Calculator - With Carbon Adder | [17 empty] | System | #N/A | [21 empty] | 0 | 0 | 0 | 0 | 0 | 0 | 0 | 0 | 0 | 0 | 0 | 0 | 0 | 0 | 0 | 0 | 0 | 0 | 0 | 0 | 0 | 0 | 0 | 0 | 0 | 0 | 0 | 0 | 0
SCE Core Roll-up E3 Calculator - With Carbon Adder | [17 empty] | System | #N/A | [21 empty] | 0 | 0 | 0 | 0 | 0 | 0 | 0 | 0 | 0 | 0 | 0 | 0 | 0 | 0 | 0 | 0 | 0 | 0 | 0 | 0 | 0 | 0 | 0 | 0 | 0 | 0 | 0 | 0 | 0
SCE Core Roll-up E3 Calculator - With Carbon Adder | [17 empty] | System | #N/A | [21 empty] | 0 | 0 | 0 | 0 | 0 | 0 | 0 | 0 | 0 | 0 | 0 | 0 | 0 | 0 | 0 | 0 | 0 | 0 | 0 | 0 | 0 | 0 | 0 | 0 | 0 | 0 | 0 | 0 | 0
SCE Core Roll-up E3 Calculator - With Carbon Adder | [17 empty] | System | #N/A | [21 empty] | 0 | 0 | 0 | 0 | 0 | 0 | 0 | 0 | 0 | 0 | 0 | 0 | 0 | 0 | 0 | 0 | 0 | 0 | 0 | 0 | 0 | 0 | 0 | 0 | 0 | 0 | 0 | 0 | 0
SCE Core Roll-up E3 Calculator - With Carbon Adder | [17 empty] | System | #N/A | [21 empty] | 0 | 0 | 0 | 0 | 0 | 0 | 0 | 0 | 0 | 0 | 0 | 0 | 0 | 0 | 0 | 0 | 0 | 0 | 0 | 0 | 0 | 0 | 0 | 0 | 0 | 0 | 0 | 0 | 0
SCE Core Roll-up E3 Calculator - With Carbon Adder | [17 empty] | System | #N/A | [21 empty] | 0 | 0 | 0 | 0 | 0 | 0 | 0 | 0 | 0 | 0 | 0 | 0 | 0 | 0 | 0 | 0 | 0 | 0 | 0 | 0 | 0 | 0 | 0 | 0 | 0 | 0 | 0 | 0 | 0
SCE Core Roll-up E3 Calculator - With Carbon Adder | [17 empty] | System | #N/A | [21 empty] | 0 | 0 | 0 | 0 | 0 | 0 | 0 | 0 | 0 | 0 | 0 | 0 | 0 | 0 | 0 | 0 | 0 | 0 | 0 | 0 | 0 | 0 | 0 | 0 | 0 | 0 | 0 | 0 | 0
SCE Core Roll-up E3 Calculator - With Carbon Adder | [17 empty] | System | #N/A | [21 empty] | 0 | 0 | 0 | 0 | 0 | 0 | 0 | 0 | 0 | 0 | 0 | 0 | 0 | 0 | 0 | 0 | 0 | 0 | 0 | 0 | 0 | 0 | 0 | 0 | 0 | 0 | 0 | 0 | 0
SCE Core Roll-up E3 Calculator - With Carbon Adder | [17 empty] | System | #N/A | [21 empty] | 0 | 0 | 0 | 0 | 0 | 0 | 0 | 0 | 0 | 0 | 0 | 0 | 0 | 0 | 0 | 0 | 0 | 0 | 0 | 0 | 0 | 0 | 0 | 0 | 0 | 0 | 0 | 0 | 0
SCE Core Roll-up E3 Calculator - With Carbon Adder | [17 empty] | System | #N/A | [21 empty] | 0 | 0 | 0 | 0 | 0 | 0 | 0 | 0 | 0 | 0 | 0 | 0 | 0 | 0 | 0 | 0 | 0 | 0 | 0 | 0 | 0 | 0 | 0 | 0 | 0 | 0 | 0 | 0 | 0
SCE Core Roll-up E3 Calculator - With Carbon Adder | [17 empty] | System | #N/A | [21 empty] | 0 | 0 | 0 | 0 | 0 | 0 | 0 | 0 | 0 | 0 | 0 | 0 | 0 | 0 | 0 | 0 | 0 | 0 | 0 | 0 | 0 | 0 | 0 | 0 | 0 | 0 | 0 | 0 | 0
SCE Core Roll-up E3 Calculator - With Carbon Adder | [17 empty] | System | #N/A | [21 empty] | 0 | 0 | 0 | 0 | 0 | 0 | 0 | 0 | 0 | 0 | 0 | 0 | 0 | 0 | 0 | 0 | 0 | 0 | 0 | 0 | 0 | 0 | 0 | 0 | 0 | 0 | 0 | 0 | 0
SCE Core Roll-up E3 Calculator - With Carbon Adder | [17 empty] | System | #N/A | [21 empty] | 0 | 0 | 0 | 0 | 0 | 0 | 0 | 0 | 0 | 0 | 0 | 0 | 0 | 0 | 0 | 0 | 0 | 0 | 0 | 0 | 0 | 0 | 0 | 0 | 0 | 0 | 0 | 0 | 0
SCE Core Roll-up E3 Calculator - With Carbon Adder | [17 empty] | System | #N/A | [21 empty] | 0 | 0 | 0 | 0 | 0 | 0 | 0 | 0 | 0 | 0 | 0 | 0 | 0 | 0 | 0 | 0 | 0 | 0 | 0 | 0 | 0 | 0 | 0 | 0 | 0 | 0 | 0 | 0 | 0
SCE Core Roll-up E3 Calculator - With Carbon Adder | [17 empty] | System | #N/A | [21 empty] | 0 | 0 | 0 | 0 | 0 | 0 | 0 | 0 | 0 | 0 | 0 | 0 | 0 | 0 | 0 | 0 | 0 | 0 | 0 | 0 | 0 | 0 | 0 | 0 | 0 | 0 | 0 | 0 | 0
SCE Core Roll-up E3 Calculator - With Carbon Adder | [17 empty] | System | #N/A | [21 empty] | 0 | 0 | 0 | 0 | 0 | 0 | 0 | 0 | 0 | 0 | 0 | 0 | 0 | 0 | 0 | 0 | 0 | 0 | 0 | 0 | 0 | 0 | 0 | 0 | 0 | 0 | 0 | 0 | 0
SCE Core Roll-up E3 Calculator - With Carbon Adder | [17 empty] | System | #N/A | [21 empty] | 0 | 0 | 0 | 0 | 0 | 0 | 0 | 0 | 0 | 0 | 0 | 0 | 0 | 0 | 0 | 0 | 0 | 0 | 0 | 0 | 0 | 0 | 0 | 0 | 0 | 0 | 0 | 0 | 0
SCE Core Roll-up E3 Calculator - With Carbon Adder | [17 empty] | System | #N/A | [21 empty] | 0 | 0 | 0 | 0 | 0 | 0 | 0 | 0 | 0 | 0 | 0 | 0 | 0 | 0 | 0 | 0 | 0 | 0 | 0 | 0 | 0 | 0 | 0 | 0 | 0 | 0 | 0 | 0 | 0
SCE Core Roll-up E3 Calculator - With Carbon Adder | [17 empty] | System | #N/A | [21 empty] | 0 | 0 | 0 | 0 | 0 | 0 | 0 | 0 | 0 | 0 | 0 | 0 | 0 | 0 | 0 | 0 | 0 | 0 | 0 | 0 | 0 | 0 | 0 | 0 | 0 | 0 | 0 | 0 | 0
SCE Core Roll-up E3 Calculator - With Carbon Adder | [17 empty] | System | #N/A | [21 empty] | 0 | 0 | 0 | 0 | 0 | 0 | 0 | 0 | 0 | 0 | 0 | 0 | 0 | 0 | 0 | 0 | 0 | 0 | 0 | 0 | 0 | 0 | 0 | 0 | 0 | 0 | 0 | 0 | 0
SCE Core Roll-up E3 Calculator - With Carbon Adder | [17 empty] | System | #N/A | [21 empty] | 0 | 0 | 0 | 0 | 0 | 0 | 0 | 0 | 0 | 0 | 0 | 0 | 0 | 0 | 0 | 0 | 0 | 0 | 0 | 0 | 0 | 0 | 0 | 0 | 0 | 0 | 0 | 0 | 0
SCE Core Roll-up E3 Calculator - With Carbon Adder | [17 empty] | System | #N/A | [21 empty] | 0 | 0 | 0 | 0 | 0 | 0 | 0 | 0 | 0 | 0 | 0 | 0 | 0 | 0 | 0 | 0 | 0 | 0 | 0 | 0 | 0 | 0 | 0 | 0 | 0 | 0 | 0 | 0 | 0
SCE Core Roll-up E3 Calculator - With Carbon Adder | [17 empty] | System | #N/A | [21 empty] | 0 | 0 | 0 | 0 | 0 | 0 | 0 | 0 | 0 | 0 | 0 | 0 | 0 | 0 | 0 | 0 | 0 | 0 | 0 | 0 | 0 | 0 | 0 | 0 | 0 | 0 | 0 | 0 | 0
SCE Core Roll-up E3 Calculator - With Carbon Adder | [17 empty] | System | #N/A | [21 empty] | 0 | 0 | 0 | 0 | 0 | 0 | 0 | 0 | 0 | 0 | 0 | 0 | 0 | 0 | 0 | 0 | 0 | 0 | 0 | 0 | 0 | 0 | 0 | 0 | 0 | 0 | 0 | 0 | 0
SCE Core Roll-up E3 Calculator - With Carbon Adder | [17 empty] | System | #N/A | [21 empty] | 0 | 0 | 0 | 0 | 0 | 0 | 0 | 0 | 0 | 0 | 0 | 0 | 0 | 0 | 0 | 0 | 0 | 0 | 0 | 0 | 0 | 0 | 0 | 0 | 0 | 0 | 0 | 0 | 0
SCE Core Roll-up E3 Calculator - With Carbon Adder | [17 empty] | System | #N/A | [21 empty] | 0 | 0 | 0 | 0 | 0 | 0 | 0 | 0 | 0 | 0 | 0 | 0 | 0 | 0 | 0 | 0 | 0 | 0 | 0 | 0 | 0 | 0 | 0 | 0 | 0 | 0 | 0 | 0 | 0
SCE Core Roll-up E3 Calculator - With Carbon Adder | [17 empty] | System | #N/A | [21 empty] | 0 | 0 | 0 | 0 | 0 | 0 | 0 | 0 | 0 | 0 | 0 | 0 | 0 | 0 | 0 | 0 | 0 | 0 | 0 | 0 | 0 | 0 | 0 | 0 | 0 | 0 | 0 | 0 | 0
SCE Core Roll-up E3 Calculator - With Carbon Adder | [17 empty] | System | #N/A | [21 empty] | 0 | 0 | 0 | 0 | 0 | 0 | 0 | 0 | 0 | 0 | 0 | 0 | 0 | 0 | 0 | 0 | 0 | 0 | 0 | 0 | 0 | 0 | 0 | 0 | 0 | 0 | 0 | 0 | 0
SCE Core Roll-up E3 Calculator - With Carbon Adder | [17 empty] | System | #N/A | [21 empty] | 0 | 0 | 0 | 0 | 0 | 0 | 0 | 0 | 0 | 0 | 0 | 0 | 0 | 0 | 0 | 0 | 0 | 0 | 0 | 0 | 0 | 0 | 0 | 0 | 0 | 0 | 0 | 0 | 0
SCE Core Roll-up E3 Calculator - With Carbon Adder | [17 empty] | System | #N/A | [21 empty] | 0 | 0 | 0 | 0 | 0 | 0 | 0 | 0 | 0 | 0 | 0 | 0 | 0 | 0 | 0 | 0 | 0 | 0 | 0 | 0 | 0 | 0 | 0 | 0 | 0 | 0 | 0 | 0 | 0
SCE Core Roll-up E3 Calculator - With Carbon Adder | [17 empty] | System | #N/A | [21 empty] | 0 | 0 | 0 | 0 | 0 | 0 | 0 | 0 | 0 | 0 | 0 | 0 | 0 | 0 | 0 | 0 | 0 | 0 | 0 | 0 | 0 | 0 | 0 | 0 | 0 | 0 | 0 | 0 | 0
SCE Core Roll-up E3 Calculator - With Carbon Adder | [17 empty] | System | #N/A | [21 empty] | 0 | 0 | 0 | 0 | 0 | 0 | 0 | 0 | 0 | 0 | 0 | 0 | 0 | 0 | 0 | 0 | 0 | 0 | 0 | 0 | 0 | 0 | 0 | 0 | 0 | 0 | 0 | 0 | 0
SCE Core Roll-up E3 Calculator - With Carbon Adder | [17 empty] | System | #N/A | [21 empty] | 0 | 0 | 0 | 0 | 0 | 0 | 0 | 0 | 0 | 0 | 0 | 0 | 0 | 0 | 0 | 0 | 0 | 0 | 0 | 0 | 0 | 0 | 0 | 0 | 0 | 0 | 0 | 0 | 0
SCE Core Roll-up E3 Calculator - With Carbon Adder | [17 empty] | System | #N/A | [21 empty] | 0 | 0 | 0 | 0 | 0 | 0 | 0 | 0 | 0 | 0 | 0 | 0 | 0 | 0 | 0 | 0 | 0 | 0 | 0 | 0 | 0 | 0 | 0 | 0 | 0 | 0 | 0 | 0 | 0
SCE Core Roll-up E3 Calculator - With Carbon Adder | [17 empty] | System | #N/A | [21 empty] | 0 | 0 | 0 | 0 | 0 | 0 | 0 | 0 | 0 | 0 | 0 | 0 | 0 | 0 | 0 | 0 | 0 | 0 | 0 | 0 | 0 | 0 | 0 | 0 | 0 | 0 | 0 | 0 | 0
SCE Core Roll-up E3 Calculator - With Carbon Adder | [17 empty] | System | #N/A | [21 empty] | 0 | 0 | 0 | 0 | 0 | 0 | 0 | 0 | 0 | 0 | 0 | 0 | 0 | 0 | 0 | 0 | 0 | 0 | 0 | 0 | 0 | 0 | 0 | 0 | 0 | 0 | 0 | 0 | 0
SCE Core Roll-up E3 Calculator - With Carbon Adder | [17 empty] | System | #N/A | [21 empty] | 0 | 0 | 0 | 0 | 0 | 0 | 0 | 0 | 0 | 0 | 0 | 0 | 0 | 0 | 0 | 0 | 0 | 0 | 0 | 0 | 0 | 0 | 0 | 0 | 0 | 0 | 0 | 0 | 0
SCE Core Roll-up E3 Calculator - With Carbon Adder | [17 empty] | System | #N/A | [21 empty] | 0 | 0 | 0 | 0 | 0 | 0 | 0 | 0 | 0 | 0 | 0 | 0 | 0 | 0 | 0 | 0 | 0 | 0 | 0 | 0 | 0 | 0 | 0 | 0 | 0 | 0 | 0 | 0 | 0
SCE Core Roll-up E3 Calculator - With Carbon Adder | [17 empty] | System | #N/A | [21 empty] | 0 | 0 | 0 | 0 | 0 | 0 | 0 | 0 | 0 | 0 | 0 | 0 | 0 | 0 | 0 | 0 | 0 | 0 | 0 | 0 | 0 | 0 | 0 | 0 | 0 | 0 | 0 | 0 | 0
SCE Core Roll-up E3 Calculator - With Carbon Adder | [17 empty] | System | #N/A | [21 empty] | 0 | 0 | 0 | 0 | 0 | 0 | 0 | 0 | 0 | 0 | 0 | 0 | 0 | 0 | 0 | 0 | 0 | 0 | 0 | 0 | 0 | 0 | 0 | 0 | 0 | 0 | 0 | 0 | 0
SCE Core Roll-up E3 Calculator - With Carbon Adder | [17 empty] | System | #N/A | [21 empty] | 0 | 0 | 0 | 0 | 0 | 0 | 0 | 0 | 0 | 0 | 0 | 0 | 0 | 0 | 0 | 0 | 0 | 0 | 0 | 0 | 0 | 0 | 0 | 0 | 0 | 0 | 0 | 0 | 0
SCE Core Roll-up E3 Calculator - With Carbon Adder | [17 empty] | System | #N/A | [21 empty] | 0 | 0 | 0 | 0 | 0 | 0 | 0 | 0 | 0 | 0 | 0 | 0 | 0 | 0 | 0 | 0 | 0 | 0 | 0 | 0 | 0 | 0 | 0 | 0 | 0 | 0 | 0 | 0 | 0
SCE Core Roll-up E3 Calculator - With Carbon Adder | [17 empty] | System | #N/A | [21 empty] | 0 | 0 | 0 | 0 | 0 | 0 | 0 | 0 | 0 | 0 | 0 | 0 | 0 | 0 | 0 | 0 | 0 | 0 | 0 | 0 | 0 | 0 | 0 | 0 | 0 | 0 | 0 | 0 | 0
SCE Core Roll-up E3 Calculator - With Carbon Adder | [17 empty] | System | #N/A | [21 empty] | 0 | 0 | 0 | 0 | 0 | 0 | 0 | 0 | 0 | 0 | 0 | 0 | 0 | 0 | 0 | 0 | 0 | 0 | 0 | 0 | 0 | 0 | 0 | 0 | 0 | 0 | 0 | 0 | 0
SCE Core Roll-up E3 Calculator - With Carbon Adder | [17 empty] | System | #N/A | [21 empty] | 0 | 0 | 0 | 0 | 0 | 0 | 0 | 0 | 0 | 0 | 0 | 0 | 0 | 0 | 0 | 0 | 0 | 0 | 0 | 0 | 0 | 0 | 0 | 0 | 0 | 0 | 0 | 0 | 0
SCE Core Roll-up E3 Calculator - With Carbon Adder | [17 empty] | System | #N/A | [21 empty] | 0 | 0 | 0 | 0 | 0 | 0 | 0 | 0 | 0 | 0 | 0 | 0 | 0 | 0 | 0 | 0 | 0 | 0 | 0 | 0 | 0 | 0 | 0 | 0 | 0 | 0 | 0 | 0 | 0
SCE Core Roll-up E3 Calculator - With Carbon Adder | [17 empty] | System | #N/A | [21 empty] | 0 | 0 | 0 | 0 | 0 | 0 | 0 | 0 | 0 | 0 | 0 | 0 | 0 | 0 | 0 | 0 | 0 | 0 | 0 | 0 | 0 | 0 | 0 | 0 | 0 | 0 | 0 | 0 | 0
SCE Core Roll-up E3 Calculator - With Carbon Adder | [17 empty] | System | #N/A | [21 empty] | 0 | 0 | 0 | 0 | 0 | 0 | 0 | 0 | 0 | 0 | 0 | 0 | 0 | 0 | 0 | 0 | 0 | 0 | 0 | 0 | 0 | 0 | 0 | 0 | 0 | 0 | 0 | 0 | 0
SCE Core Roll-up E3 Calculator - With Carbon Adder | [17 empty] | System | #N/A | [21 empty] | 0 | 0 | 0 | 0 | 0 | 0 | 0 | 0 | 0 | 0 | 0 | 0 | 0 | 0 | 0 | 0 | 0 | 0 | 0 | 0 | 0 | 0 | 0 | 0 | 0 | 0 | 0 | 0 | 0
SCE Core Roll-up E3 Calculator - With Carbon Adder | [17 empty] | System | #N/A | [21 empty] | 0 | 0 | 0 | 0 | 0 | 0 | 0 | 0 | 0 | 0 | 0 | 0 | 0 | 0 | 0 | 0 | 0 | 0 | 0 | 0 | 0 | 0 | 0 | 0 | 0 | 0 | 0 | 0 | 0
SCE Core Roll-up E3 Calculator - With Carbon Adder | [17 empty] | System | #N/A | [21 empty] | 0 | 0 | 0 | 0 | 0 | 0 | 0 | 0 | 0 | 0 | 0 | 0 | 0 | 0 | 0 | 0 | 0 | 0 | 0 | 0 | 0 | 0 | 0 | 0 | 0 | 0 | 0 | 0 | 0
SCE Core Roll-up E3 Calculator - With Carbon Adder | [17 empty] | System | #N/A | [21 empty] | 0 | 0 | 0 | 0 | 0 | 0 | 0 | 0 | 0 | 0 | 0 | 0 | 0 | 0 | 0 | 0 | 0 | 0 | 0 | 0 | 0 | 0 | 0 | 0 | 0 | 0 | 0 | 0 | 0
SCE Core Roll-up E3 Calculator - With Carbon Adder | [17 empty] | System | #N/A | [21 empty] | 0 | 0 | 0 | 0 | 0 | 0 | 0 | 0 | 0 | 0 | 0 | 0 | 0 | 0 | 0 | 0 | 0 | 0 | 0 | 0 | 0 | 0 | 0 | 0 | 0 | 0 | 0 | 0 | 0
SCE Core Roll-up E3 Calculator - With Carbon Adder | [17 empty] | System | #N/A | [21 empty] | 0 | 0 | 0 | 0 | 0 | 0 | 0 | 0 | 0 | 0 | 0 | 0 | 0 | 0 | 0 | 0 | 0 | 0 | 0 | 0 | 0 | 0 | 0 | 0 | 0 | 0 | 0 | 0 | 0
SCE Core Roll-up E3 Calculator - With Carbon Adder | [17 empty] | System | #N/A | [21 empty] | 0 | 0 | 0 | 0 | 0 | 0 | 0 | 0 | 0 | 0 | 0 | 0 | 0 | 0 | 0 | 0 | 0 | 0 | 0 | 0 | 0 | 0 | 0 | 0 | 0 | 0 | 0 | 0 | 0
SCE Core Roll-up E3 Calculator - With Carbon Adder | [17 empty] | System | #N/A | [21 empty] | 0 | 0 | 0 | 0 | 0 | 0 | 0 | 0 | 0 | 0 | 0 | 0 | 0 | 0 | 0 | 0 | 0 | 0 | 0 | 0 | 0 | 0 | 0 | 0 | 0 | 0 | 0 | 0 | 0
SCE Core Roll-up E3 Calculator - With Carbon Adder | [17 empty] | System | #N/A | [21 empty] | 0 | 0 | 0 | 0 | 0 | 0 | 0 | 0 | 0 | 0 | 0 | 0 | 0 | 0 | 0 | 0 | 0 | 0 | 0 | 0 | 0 | 0 | 0 | 0 | 0 | 0 | 0 | 0 | 0
SCE Core Roll-up E3 Calculator - With Carbon Adder | [17 empty] | System | #N/A | [21 empty] | 0 | 0 | 0 | 0 | 0 | 0 | 0 | 0 | 0 | 0 | 0 | 0 | 0 | 0 | 0 | 0 | 0 | 0 | 0 | 0 | 0 | 0 | 0 | 0 | 0 | 0 | 0 | 0 | 0
SCE Core Roll-up E3 Calculator - With Carbon Adder | [17 empty] | System | #N/A | [21 empty] | 0 | 0 | 0 | 0 | 0 | 0 | 0 | 0 | 0 | 0 | 0 | 0 | 0 | 0 | 0 | 0 | 0 | 0 | 0 | 0 | 0 | 0 | 0 | 0 | 0 | 0 | 0 | 0 | 0
SCE Core Roll-up E3 Calculator - With Carbon Adder | [17 empty] | System | #N/A | [21 empty] | 0 | 0 | 0 | 0 | 0 | 0 | 0 | 0 | 0 | 0 | 0 | 0 | 0 | 0 | 0 | 0 | 0 | 0 | 0 | 0 | 0 | 0 | 0 | 0 | 0 | 0 | 0 | 0 | 0
SCE Core Roll-up E3 Calculator - With Carbon Adder | [17 empty] | System | #N/A | [21 empty] | 0 | 0 | 0 | 0 | 0 | 0 | 0 | 0 | 0 | 0 | 0 | 0 | 0 | 0 | 0 | 0 | 0 | 0 | 0 | 0 | 0 | 0 | 0 | 0 | 0 | 0 | 0 | 0 | 0
SCE Core Roll-up E3 Calculator - With Carbon Adder | [17 empty] | System | #N/A | [21 empty] | 0 | 0 | 0 | 0 | 0 | 0 | 0 | 0 | 0 | 0 | 0 | 0 | 0 | 0 | 0 | 0 | 0 | 0 | 0 | 0 | 0 | 0 | 0 | 0 | 0 | 0 | 0 | 0 | 0
SCE Core Roll-up E3 Calculator - With Carbon Adder | [17 empty] | System | #N/A | [21 empty] | 0 | 0 | 0 | 0 | 0 | 0 | 0 | 0 | 0 | 0 | 0 | 0 | 0 | 0 | 0 | 0 | 0 | 0 | 0 | 0 | 0 | 0 | 0 | 0 | 0 | 0 | 0 | 0 | 0
SCE Core Roll-up E3 Calculator - With Carbon Adder | [17 empty] | System | #N/A | [21 empty] | 0 | 0 | 0 | 0 | 0 | 0 | 0 | 0 | 0 | 0 | 0 | 0 | 0 | 0 | 0 | 0 | 0 | 0 | 0 | 0 | 0 | 0 | 0 | 0 | 0 | 0 | 0 | 0 | 0
SCE Core Roll-up E3 Calculator - With Carbon Adder | [17 empty] | System | #N/A | [21 empty] | 0 | 0 | 0 | 0 | 0 | 0 | 0 | 0 | 0 | 0 | 0 | 0 | 0 | 0 | 0 | 0 | 0 | 0 | 0 | 0 | 0 | 0 | 0 | 0 | 0 | 0 | 0 | 0 | 0
SCE Core Roll-up E3 Calculator - With Carbon Adder | [17 empty] | System | #N/A | [21 empty] | 0 | 0 | 0 | 0 | 0 | 0 | 0 | 0 | 0 | 0 | 0 | 0 | 0 | 0 | 0 | 0 | 0 | 0 | 0 | 0 | 0 | 0 | 0 | 0 | 0 | 0 | 0 | 0 | 0
SCE Core Roll-up E3 Calculator - With Carbon Adder | [17 empty] | System | #N/A | [21 empty] | 0 | 0 | 0 | 0 | 0 | 0 | 0 | 0 | 0 | 0 | 0 | 0 | 0 | 0 | 0 | 0 | 0 | 0 | 0 | 0 | 0 | 0 | 0 | 0 | 0 | 0 | 0 | 0 | 0
SCE Core Roll-up E3 Calculator - With Carbon Adder | [17 empty] | System | #N/A | [21 empty] | 0 | 0 | 0 | 0 | 0 | 0 | 0 | 0 | 0 | 0 | 0 | 0 | 0 | 0 | 0 | 0 | 0 | 0 | 0 | 0 | 0 | 0 | 0 | 0 | 0 | 0 | 0 | 0 | 0
SCE Core Roll-up E3 Calculator - With Carbon Adder | [17 empty] | System | #N/A | [21 empty] | 0 | 0 | 0 | 0 | 0 | 0 | 0 | 0 | 0 | 0 | 0 | 0 | 0 | 0 | 0 | 0 | 0 | 0 | 0 | 0 | 0 | 0 | 0 | 0 | 0 | 0 | 0 | 0 | 0
SCE Core Roll-up E3 Calculator - With Carbon Adder | [17 empty] | System | #N/A | [21 empty] | 0 | 0 | 0 | 0 | 0 | 0 | 0 | 0 | 0 | 0 | 0 | 0 | 0 | 0 | 0 | 0 | 0 | 0 | 0 | 0 | 0 | 0 | 0 | 0 | 0 | 0 | 0 | 0 | 0
SCE Core Roll-up E3 Calculator - With Carbon Adder | [17 empty] | System | #N/A | [21 empty] | 0 | 0 | 0 | 0 | 0 | 0 | 0 | 0 | 0 | 0 | 0 | 0 | 0 | 0 | 0 | 0 | 0 | 0 | 0 | 0 | 0 | 0 | 0 | 0 | 0 | 0 | 0 | 0 | 0
SCE Core Roll-up E3 Calculator - With Carbon Adder | [17 empty] | System | #N/A | [21 empty] | 0 | 0 | 0 | 0 | 0 | 0 | 0 | 0 | 0 | 0 | 0 | 0 | 0 | 0 | 0 | 0 | 0 | 0 | 0 | 0 | 0 | 0 | 0 | 0 | 0 | 0 | 0 | 0 | 0
SCE Core Roll-up E3 Calculator - With Carbon Adder | [17 empty] | System | #N/A | [21 empty] | 0 | 0 | 0 | 0 | 0 | 0 | 0 | 0 | 0 | 0 | 0 | 0 | 0 | 0 | 0 | 0 | 0 | 0 | 0 | 0 | 0 | 0 | 0 | 0 | 0 | 0 | 0 | 0 | 0
SCE Core Roll-up E3 Calculator - With Carbon Adder | [17 empty] | System | #N/A | [21 empty] | 0 | 0 | 0 | 0 | 0 | 0 | 0 | 0 | 0 | 0 | 0 | 0 | 0 | 0 | 0 | 0 | 0 | 0 | 0 | 0 | 0 | 0 | 0 | 0 | 0 | 0 | 0 | 0 | 0
SCE Core Roll-up E3 Calculator - With Carbon Adder | [17 empty] | System | #N/A | [21 empty] | 0 | 0 | 0 | 0 | 0 | 0 | 0 | 0 | 0 | 0 | 0 | 0 | 0 | 0 | 0 | 0 | 0 | 0 | 0 | 0 | 0 | 0 | 0 | 0 | 0 | 0 | 0 | 0 | 0
SCE Core Roll-up E3 Calculator - With Carbon Adder | [17 empty] | System | #N/A | [21 empty] | 0 | 0 | 0 | 0 | 0 | 0 | 0 | 0 | 0 | 0 | 0 | 0 | 0 | 0 | 0 | 0 | 0 | 0 | 0 | 0 | 0 | 0 | 0 | 0 | 0 | 0 | 0 | 0 | 0
SCE Core Roll-up E3 Calculator - With Carbon Adder | [17 empty] | System | #N/A | [21 empty] | 0 | 0 | 0 | 0 | 0 | 0 | 0 | 0 | 0 | 0 | 0 | 0 | 0 | 0 | 0 | 0 | 0 | 0 | 0 | 0 | 0 | 0 | 0 | 0 | 0 | 0 | 0 | 0 | 0
SCE Core Roll-up E3 Calculator - With Carbon Adder | [17 empty] | System | #N/A | [21 empty] | 0 | 0 | 0 | 0 | 0 | 0 | 0 | 0 | 0 | 0 | 0 | 0 | 0 | 0 | 0 | 0 | 0 | 0 | 0 | 0 | 0 | 0 | 0 | 0 | 0 | 0 | 0 | 0 | 0
SCE Core Roll-up E3 Calculator - With Carbon Adder | [17 empty] | System | #N/A | [21 empty] | 0 | 0 | 0 | 0 | 0 | 0 | 0 | 0 | 0 | 0 | 0 | 0 | 0 | 0 | 0 | 0 | 0 | 0 | 0 | 0 | 0 | 0 | 0 | 0 | 0 | 0 | 0 | 0 | 0
SCE Core Roll-up E3 Calculator - With Carbon Adder | [17 empty] | System | #N/A | [21 empty] | 0 | 0 | 0 | 0 | 0 | 0 | 0 | 0 | 0 | 0 | 0 | 0 | 0 | 0 | 0 | 0 | 0 | 0 | 0 | 0 | 0 | 0 | 0 | 0 | 0 | 0 | 0 | 0 | 0
SCE Core Roll-up E3 Calculator - With Carbon Adder | [17 empty] | System | #N/A | [21 empty] | 0 | 0 | 0 | 0 | 0 | 0 | 0 | 0 | 0 | 0 | 0 | 0 | 0 | 0 | 0 | 0 | 0 | 0 | 0 | 0 | 0 | 0 | 0 | 0 | 0 | 0 | 0 | 0 | 0
SCE Core Roll-up E3 Calculator - With Carbon Adder | [17 empty] | System | #N/A | [21 empty] | 0 | 0 | 0 | 0 | 0 | 0 | 0 | 0 | 0 | 0 | 0 | 0 | 0 | 0 | 0 | 0 | 0 | 0 | 0 | 0 | 0 | 0 | 0 | 0 | 0 | 0 | 0 | 0 | 0
SCE Core Roll-up E3 Calculator - With Carbon Adder | [17 empty] | System | #N/A | [21 empty] | 0 | 0 | 0 | 0 | 0 | 0 | 0 | 0 | 0 | 0 | 0 | 0 | 0 | 0 | 0 | 0 | 0 | 0 | 0 | 0 | 0 | 0 | 0 | 0 | 0 | 0 | 0 | 0 | 0
SCE Core Roll-up E3 Calculator - With Carbon Adder | [17 empty] | System | #N/A | [21 empty] | 0 | 0 | 0 | 0 | 0 | 0 | 0 | 0 | 0 | 0 | 0 | 0 | 0 | 0 | 0 | 0 | 0 | 0 | 0 | 0 | 0 | 0 | 0 | 0 | 0 | 0 | 0 | 0 | 0
SCE Core Roll-up E3 Calculator - With Carbon Adder | [17 empty] | System | #N/A | [21 empty] | 0 | 0 | 0 | 0 | 0 | 0 | 0 | 0 | 0 | 0 | 0 | 0 | 0 | 0 | 0 | 0 | 0 | 0 | 0 | 0 | 0 | 0 | 0 | 0 | 0 | 0 | 0 | 0 | 0
SCE Core Roll-up E3 Calculator - With Carbon Adder | [17 empty] | System | #N/A | [21 empty] | 0 | 0 | 0 | 0 | 0 | 0 | 0 | 0 | 0 | 0 | 0 | 0 | 0 | 0 | 0 | 0 | 0 | 0 | 0 | 0 | 0 | 0 | 0 | 0 | 0 | 0 | 0 | 0 | 0
SCE Core Roll-up E3 Calculator - With Carbon Adder | [17 empty] | System | #N/A | [21 empty] | 0 | 0 | 0 | 0 | 0 | 0 | 0 | 0 | 0 | 0 | 0 | 0 | 0 | 0 | 0 | 0 | 0 | 0 | 0 | 0 | 0 | 0 | 0 | 0 | 0 | 0 | 0 | 0 | 0
SCE Core Roll-up E3 Calculator - With Carbon Adder | [17 empty] | System | #N/A | [21 empty] | 0 | 0 | 0 | 0 | 0 | 0 | 0 | 0 | 0 | 0 | 0 | 0 | 0 | 0 | 0 | 0 | 0 | 0 | 0 | 0 | 0 | 0 | 0 | 0 | 0 | 0 | 0 | 0 | 0
SCE Core Roll-up E3 Calculator - With Carbon Adder | [17 empty] | System | #N/A | [21 empty] | 0 | 0 | 0 | 0 | 0 | 0 | 0 | 0 | 0 | 0 | 0 | 0 | 0 | 0 | 0 | 0 | 0 | 0 | 0 | 0 | 0 | 0 | 0 | 0 | 0 | 0 | 0 | 0 | 0
SCE Core Roll-up E3 Calculator - With Carbon Adder | [17 empty] | System | #N/A | [21 empty] | 0 | 0 | 0 | 0 | 0 | 0 | 0 | 0 | 0 | 0 | 0 | 0 | 0 | 0 | 0 | 0 | 0 | 0 | 0 | 0 | 0 | 0 | 0 | 0 | 0 | 0 | 0 | 0 | 0
SCE Core Roll-up E3 Calculator - With Carbon Adder | [17 empty] | System | #N/A | [21 empty] | 0 | 0 | 0 | 0 | 0 | 0 | 0 | 0 | 0 | 0 | 0 | 0 | 0 | 0 | 0 | 0 | 0 | 0 | 0 | 0 | 0 | 0 | 0 | 0 | 0 | 0 | 0 | 0 | 0
SCE Core Roll-up E3 Calculator - With Carbon Adder | [17 empty] | System | #N/A | [21 empty] | 0 | 0 | 0 | 0 | 0 | 0 | 0 | 0 | 0 | 0 | 0 | 0 | 0 | 0 | 0 | 0 | 0 | 0 | 0 | 0 | 0 | 0 | 0 | 0 | 0 | 0 | 0 | 0 | 0
SCE Core Roll-up E3 Calculator - With Carbon Adder | [17 empty] | System | #N/A | [21 empty] | 0 | 0 | 0 | 0 | 0 | 0 | 0 | 0 | 0 | 0 | 0 | 0 | 0 | 0 | 0 | 0 | 0 | 0 | 0 | 0 | 0 | 0 | 0 | 0 | 0 | 0 | 0 | 0 | 0
SCE Core Roll-up E3 Calculator - With Carbon Adder | [17 empty] | System | #N/A | [21 empty] | 0 | 0 | 0 | 0 | 0 | 0 | 0 | 0 | 0 | 0 | 0 | 0 | 0 | 0 | 0 | 0 | 0 | 0 | 0 | 0 | 0 | 0 | 0 | 0 | 0 | 0 | 0 | 0 | 0
SCE Core Roll-up E3 Calculator - With Carbon Adder | [17 empty] | System | #N/A | [21 empty] | 0 | 0 | 0 | 0 | 0 | 0 | 0 | 0 | 0 | 0 | 0 | 0 | 0 | 0 | 0 | 0 | 0 | 0 | 0 | 0 | 0 | 0 | 0 | 0 | 0 | 0 | 0 | 0 | 0
SCE Core Roll-up E3 Calculator - With Carbon Adder | [17 empty] | System | #N/A | [21 empty] | 0 | 0 | 0 | 0 | 0 | 0 | 0 | 0 | 0 | 0 | 0 | 0 | 0 | 0 | 0 | 0 | 0 | 0 | 0 | 0 | 0 | 0 | 0 | 0 | 0 | 0 | 0 | 0 | 0
SCE Core Roll-up E3 Calculator - With Carbon Adder | [17 empty] | System | #N/A | [21 empty] | 0 | 0 | 0 | 0 | 0 | 0 | 0 | 0 | 0 | 0 | 0 | 0 | 0 | 0 | 0 | 0 | 0 | 0 | 0 | 0 | 0 | 0 | 0 | 0 | 0 | 0 | 0 | 0 | 0
SCE Core Roll-up E3 Calculator - With Carbon Adder | [17 empty] | System | #N/A | [21 empty] | 0 | 0 | 0 | 0 | 0 | 0 | 0 | 0 | 0 | 0 | 0 | 0 | 0 | 0 | 0 | 0 | 0 | 0 | 0 | 0 | 0 | 0 | 0 | 0 | 0 | 0 | 0 | 0 | 0
SCE Core Roll-up E3 Calculator - With Carbon Adder | [17 empty] | System | #N/A | [21 empty] | 0 | 0 | 0 | 0 | 0 | 0 | 0 | 0 | 0 | 0 | 0 | 0 | 0 | 0 | 0 | 0 | 0 | 0 | 0 | 0 | 0 | 0 | 0 | 0 | 0 | 0 | 0 | 0 | 0
SCE Core Roll-up E3 Calculator - With Carbon Adder | [17 empty] | System | #N/A | [21 empty] | 0 | 0 | 0 | 0 | 0 | 0 | 0 | 0 | 0 | 0 | 0 | 0 | 0 | 0 | 0 | 0 | 0 | 0 | 0 | 0 | 0 | 0 | 0 | 0 | 0 | 0 | 0 | 0 | 0
SCE Core Roll-up E3 Calculator - With Carbon Adder | [17 empty] | System | #N/A | [21 empty] | 0 | 0 | 0 | 0 | 0 | 0 | 0 | 0 | 0 | 0 | 0 | 0 | 0 | 0 | 0 | 0 | 0 | 0 | 0 | 0 | 0 | 0 | 0 | 0 | 0 | 0 | 0 | 0 | 0
SCE Core Roll-up E3 Calculator - With Carbon Adder | [17 empty] | System | #N/A | [21 empty] | 0 | 0 | 0 | 0 | 0 | 0 | 0 | 0 | 0 | 0 | 0 | 0 | 0 | 0 | 0 | 0 | 0 | 0 | 0 | 0 | 0 | 0 | 0 | 0 | 0 | 0 | 0 | 0 | 0
SCE Core Roll-up E3 Calculator - With Carbon Adder | [17 empty] | System | #N/A | [21 empty] | 0 | 0 | 0 | 0 | 0 | 0 | 0 | 0 | 0 | 0 | 0 | 0 | 0 | 0 | 0 | 0 | 0 | 0 | 0 | 0 | 0 | 0 | 0 | 0 | 0 | 0 | 0 | 0 | 0
SCE Core Roll-up E3 Calculator - With Carbon Adder | [17 empty] | System | #N/A | [21 empty] | 0 | 0 | 0 | 0 | 0 | 0 | 0 | 0 | 0 | 0 | 0 | 0 | 0 | 0 | 0 | 0 | 0 | 0 | 0 | 0 | 0 | 0 | 0 | 0 | 0 | 0 | 0 | 0 | 0
SCE Core Roll-up E3 Calculator - With Carbon Adder | [17 empty] | System | #N/A | [21 empty] | 0 | 0 | 0 | 0 | 0 | 0 | 0 | 0 | 0 | 0 | 0 | 0 | 0 | 0 | 0 | 0 | 0 | 0 | 0 | 0 | 0 | 0 | 0 | 0 | 0 | 0 | 0 | 0 | 0
SCE Core Roll-up E3 Calculator - With Carbon Adder | [17 empty] | System | #N/A | [21 empty] | 0 | 0 | 0 | 0 | 0 | 0 | 0 | 0 | 0 | 0 | 0 | 0 | 0 | 0 | 0 | 0 | 0 | 0 | 0 | 0 | 0 | 0 | 0 | 0 | 0 | 0 | 0 | 0 | 0
SCE Core Roll-up E3 Calculator - With Carbon Adder | [17 empty] | System | #N/A | [21 empty] | 0 | 0 | 0 | 0 | 0 | 0 | 0 | 0 | 0 | 0 | 0 | 0 | 0 | 0 | 0 | 0 | 0 | 0 | 0 | 0 | 0 | 0 | 0 | 0 | 0 | 0 | 0 | 0 | 0
SCE Core Roll-up E3 Calculator - With Carbon Adder | [17 empty] | System | #N/A | [21 empty] | 0 | 0 | 0 | 0 | 0 | 0 | 0 | 0 | 0 | 0 | 0 | 0 | 0 | 0 | 0 | 0 | 0 | 0 | 0 | 0 | 0 | 0 | 0 | 0 | 0 | 0 | 0 | 0 | 0
SCE Core Roll-up E3 Calculator - With Carbon Adder | [17 empty] | System | #N/A | [21 empty] | 0 | 0 | 0 | 0 | 0 | 0 | 0 | 0 | 0 | 0 | 0 | 0 | 0 | 0 | 0 | 0 | 0 | 0 | 0 | 0 | 0 | 0 | 0 | 0 | 0 | 0 | 0 | 0 | 0
SCE Core Roll-up E3 Calculator - With Carbon Adder | [17 empty] | System | #N/A | [21 empty] | 0 | 0 | 0 | 0 | 0 | 0 | 0 | 0 | 0 | 0 | 0 | 0 | 0 | 0 | 0 | 0 | 0 | 0 | 0 | 0 | 0 | 0 | 0 | 0 | 0 | 0 | 0 | 0 | 0
SCE Core Roll-up E3 Calculator - With Carbon Adder | [17 empty] | System | #N/A | [21 empty] | 0 | 0 | 0 | 0 | 0 | 0 | 0 | 0 | 0 | 0 | 0 | 0 | 0 | 0 | 0 | 0 | 0 | 0 | 0 | 0 | 0 | 0 | 0 | 0 | 0 | 0 | 0 | 0 | 0
SCE Core Roll-up E3 Calculator - With Carbon Adder | [17 empty] | System | #N/A | [21 empty] | 0 | 0 | 0 | 0 | 0 | 0 | 0 | 0 | 0 | 0 | 0 | 0 | 0 | 0 | 0 | 0 | 0 | 0 | 0 | 0 | 0 | 0 | 0 | 0 | 0 | 0 | 0 | 0 | 0
SCE Core Roll-up E3 Calculator - With Carbon Adder | [17 empty] | System | #N/A | [21 empty] | 0 | 0 | 0 | 0 | 0 | 0 | 0 | 0 | 0 | 0 | 0 | 0 | 0 | 0 | 0 | 0 | 0 | 0 | 0 | 0 | 0 | 0 | 0 | 0 | 0 | 0 | 0 | 0 | 0
SCE Core Roll-up E3 Calculator - With Carbon Adder | [17 empty] | System | #N/A | [21 empty] | 0 | 0 | 0 | 0 | 0 | 0 | 0 | 0 | 0 | 0 | 0 | 0 | 0 | 0 | 0 | 0 | 0 | 0 | 0 | 0 | 0 | 0 | 0 | 0 | 0 | 0 | 0 | 0 | 0
SCE Core Roll-up E3 Calculator - With Carbon Adder | [17 empty] | System | #N/A | [21 empty] | 0 | 0 | 0 | 0 | 0 | 0 | 0 | 0 | 0 | 0 | 0 | 0 | 0 | 0 | 0 | 0 | 0 | 0 | 0 | 0 | 0 | 0 | 0 | 0 | 0 | 0 | 0 | 0 | 0
SCE Core Roll-up E3 Calculator - With Carbon Adder | [17 empty] | System | #N/A | [21 empty] | 0 | 0 | 0 | 0 | 0 | 0 | 0 | 0 | 0 | 0 | 0 | 0 | 0 | 0 | 0 | 0 | 0 | 0 | 0 | 0 | 0 | 0 | 0 | 0 | 0 | 0 | 0 | 0 | 0
SCE Core Roll-up E3 Calculator - With Carbon Adder | [17 empty] | System | #N/A | [21 empty] | 0 | 0 | 0 | 0 | 0 | 0 | 0 | 0 | 0 | 0 | 0 | 0 | 0 | 0 | 0 | 0 | 0 | 0 | 0 | 0 | 0 | 0 | 0 | 0 | 0 | 0 | 0 | 0 | 0
SCE Core Roll-up E3 Calculator - With Carbon Adder | [17 empty] | System | #N/A | [21 empty] | 0 | 0 | 0 | 0 | 0 | 0 | 0 | 0 | 0 | 0 | 0 | 0 | 0 | 0 | 0 | 0 | 0 | 0 | 0 | 0 | 0 | 0 | 0 | 0 | 0 | 0 | 0 | 0 | 0
SCE Core Roll-up E3 Calculator - With Carbon Adder | [17 empty] | System | #N/A | [21 empty] | 0 | 0 | 0 | 0 | 0 | 0 | 0 | 0 | 0 | 0 | 0 | 0 | 0 | 0 | 0 | 0 | 0 | 0 | 0 | 0 | 0 | 0 | 0 | 0 | 0 | 0 | 0 | 0 | 0
SCE Core Roll-up E3 Calculator - With Carbon Adder | [17 empty] | System | #N/A | [21 empty] | 0 | 0 | 0 | 0 | 0 | 0 | 0 | 0 | 0 | 0 | 0 | 0 | 0 | 0 | 0 | 0 | 0 | 0 | 0 | 0 | 0 | 0 | 0 | 0 | 0 | 0 | 0 | 0 | 0
SCE Core Roll-up E3 Calculator - With Carbon Adder | [17 empty] | System | #N/A | [21 empty] | 0 | 0 | 0 | 0 | 0 | 0 | 0 | 0 | 0 | 0 | 0 | 0 | 0 | 0 | 0 | 0 | 0 | 0 | 0 | 0 | 0 | 0 | 0 | 0 | 0 | 0 | 0 | 0 | 0
SCE Core Roll-up E3 Calculator - With Carbon Adder | [17 empty] | System | #N/A | [21 empty] | 0 | 0 | 0 | 0 | 0 | 0 | 0 | 0 | 0 | 0 | 0 | 0 | 0 | 0 | 0 | 0 | 0 | 0 | 0 | 0 | 0 | 0 | 0 | 0 | 0 | 0 | 0 | 0 | 0
SCE Core Roll-up E3 Calculator - With Carbon Adder | [17 empty] | System | #N/A | [21 empty] | 0 | 0 | 0 | 0 | 0 | 0 | 0 | 0 | 0 | 0 | 0 | 0 | 0 | 0 | 0 | 0 | 0 | 0 | 0 | 0 | 0 | 0 | 0 | 0 | 0 | 0 | 0 | 0 | 0
SCE Core Roll-up E3 Calculator - With Carbon Adder | [17 empty] | System | #N/A | [21 empty] | 0 | 0 | 0 | 0 | 0 | 0 | 0 | 0 | 0 | 0 | 0 | 0 | 0 | 0 | 0 | 0 | 0 | 0 | 0 | 0 | 0 | 0 | 0 | 0 | 0 | 0 | 0 | 0 | 0
SCE Core Roll-up E3 Calculator - With Carbon Adder | [17 empty] | System | #N/A | [21 empty] | 0 | 0 | 0 | 0 | 0 | 0 | 0 | 0 | 0 | 0 | 0 | 0 | 0 | 0 | 0 | 0 | 0 | 0 | 0 | 0 | 0 | 0 | 0 | 0 | 0 | 0 | 0 | 0 | 0
SCE Core Roll-up E3 Calculator - With Carbon Adder | [17 empty] | System | #N/A | [21 empty] | 0 | 0 | 0 | 0 | 0 | 0 | 0 | 0 | 0 | 0 | 0 | 0 | 0 | 0 | 0 | 0 | 0 | 0 | 0 | 0 | 0 | 0 | 0 | 0 | 0 | 0 | 0 | 0 | 0
SCE Core Roll-up E3 Calculator - With Carbon Adder | [17 empty] | System | #N/A | [21 empty] | 0 | 0 | 0 | 0 | 0 | 0 | 0 | 0 | 0 | 0 | 0 | 0 | 0 | 0 | 0 | 0 | 0 | 0 | 0 | 0 | 0 | 0 | 0 | 0 | 0 | 0 | 0 | 0 | 0
SCE Core Roll-up E3 Calculator - With Carbon Adder | [17 empty] | System | #N/A | [21 empty] | 0 | 0 | 0 | 0 | 0 | 0 | 0 | 0 | 0 | 0 | 0 | 0 | 0 | 0 | 0 | 0 | 0 | 0 | 0 | 0 | 0 | 0 | 0 | 0 | 0 | 0 | 0 | 0 | 0
SCE Core Roll-up E3 Calculator - With Carbon Adder | [17 empty] | System | #N/A | [21 empty] | 0 | 0 | 0 | 0 | 0 | 0 | 0 | 0 | 0 | 0 | 0 | 0 | 0 | 0 | 0 | 0 | 0 | 0 | 0 | 0 | 0 | 0 | 0 | 0 | 0 | 0 | 0 | 0 | 0
SCE Core Roll-up E3 Calculator - With Carbon Adder | [17 empty] | System | #N/A | [21 empty] | 0 | 0 | 0 | 0 | 0 | 0 | 0 | 0 | 0 | 0 | 0 | 0 | 0 | 0 | 0 | 0 | 0 | 0 | 0 | 0 | 0 | 0 | 0 | 0 | 0 | 0 | 0 | 0 | 0
SCE Core Roll-up E3 Calculator - With Carbon Adder | [17 empty] | System | #N/A | [21 empty] | 0 | 0 | 0 | 0 | 0 | 0 | 0 | 0 | 0 | 0 | 0 | 0 | 0 | 0 | 0 | 0 | 0 | 0 | 0 | 0 | 0 | 0 | 0 | 0 | 0 | 0 | 0 | 0 | 0
SCE Core Roll-up E3 Calculator - With Carbon Adder | [17 empty] | System | #N/A | [21 empty] | 0 | 0 | 0 | 0 | 0 | 0 | 0 | 0 | 0 | 0 | 0 | 0 | 0 | 0 | 0 | 0 | 0 | 0 | 0 | 0 | 0 | 0 | 0 | 0 | 0 | 0 | 0 | 0 | 0
SCE Core Roll-up E3 Calculator - With Carbon Adder | [17 empty] | System | #N/A | [21 empty] | 0 | 0 | 0 | 0 | 0 | 0 | 0 | 0 | 0 | 0 | 0 | 0 | 0 | 0 | 0 | 0 | 0 | 0 | 0 | 0 | 0 | 0 | 0 | 0 | 0 | 0 | 0 | 0 | 0
SCE Core Roll-up E3 Calculator - With Carbon Adder | [17 empty] | System | #N/A | [21 empty] | 0 | 0 | 0 | 0 | 0 | 0 | 0 | 0 | 0 | 0 | 0 | 0 | 0 | 0 | 0 | 0 | 0 | 0 | 0 | 0 | 0 | 0 | 0 | 0 | 0 | 0 | 0 | 0 | 0
SCE Core Roll-up E3 Calculator - With Carbon Adder | [17 empty] | System | #N/A | [21 empty] | 0 | 0 | 0 | 0 | 0 | 0 | 0 | 0 | 0 | 0 | 0 | 0 | 0 | 0 | 0 | 0 | 0 | 0 | 0 | 0 | 0 | 0 | 0 | 0 | 0 | 0 | 0 | 0 | 0
SCE Core Roll-up E3 Calculator - With Carbon Adder | [17 empty] | System | #N/A | [21 empty] | 0 | 0 | 0 | 0 | 0 | 0 | 0 | 0 | 0 | 0 | 0 | 0 | 0 | 0 | 0 | 0 | 0 | 0 | 0 | 0 | 0 | 0 | 0 | 0 | 0 | 0 | 0 | 0 | 0
SCE Core Roll-up E3 Calculator - With Carbon Adder | [17 empty] | System | #N/A | [21 empty] | 0 | 0 | 0 | 0 | 0 | 0 | 0 | 0 | 0 | 0 | 0 | 0 | 0 | 0 | 0 | 0 | 0 | 0 | 0 | 0 | 0 | 0 | 0 | 0 | 0 | 0 | 0 | 0 | 0
SCE Core Roll-up E3 Calculator - With Carbon Adder | [17 empty] | System | #N/A | [21 empty] | 0 | 0 | 0 | 0 | 0 | 0 | 0 | 0 | 0 | 0 | 0 | 0 | 0 | 0 | 0 | 0 | 0 | 0 | 0 | 0 | 0 | 0 | 0 | 0 | 0 | 0 | 0 | 0 | 0
SCE Core Roll-up E3 Calculator - With Carbon Adder | [17 empty] | System | #N/A | [21 empty] | 0 | 0 | 0 | 0 | 0 | 0 | 0 | 0 | 0 | 0 | 0 | 0 | 0 | 0 | 0 | 0 | 0 | 0 | 0 | 0 | 0 | 0 | 0 | 0 | 0 | 0 | 0 | 0 | 0
SCE Core Roll-up E3 Calculator - With Carbon Adder | [17 empty] | System | #N/A | [21 empty] | 0 | 0 | 0 | 0 | 0 | 0 | 0 | 0 | 0 | 0 | 0 | 0 | 0 | 0 | 0 | 0 | 0 | 0 | 0 | 0 | 0 | 0 | 0 | 0 | 0 | 0 | 0 | 0 | 0
SCE Core Roll-up E3 Calculator - With Carbon Adder | [17 empty] | System | #N/A | [21 empty] | 0 | 0 | 0 | 0 | 0 | 0 | 0 | 0 | 0 | 0 | 0 | 0 | 0 | 0 | 0 | 0 | 0 | 0 | 0 | 0 | 0 | 0 | 0 | 0 | 0 | 0 | 0 | 0 | 0
SCE Core Roll-up E3 Calculator - With Carbon Adder | [17 empty] | System | #N/A | [21 empty] | 0 | 0 | 0 | 0 | 0 | 0 | 0 | 0 | 0 | 0 | 0 | 0 | 0 | 0 | 0 | 0 | 0 | 0 | 0 | 0 | 0 | 0 | 0 | 0 | 0 | 0 | 0 | 0 | 0
SCE Core Roll-up E3 Calculator - With Carbon Adder | [17 empty] | System | #N/A | [21 empty] | 0 | 0 | 0 | 0 | 0 | 0 | 0 | 0 | 0 | 0 | 0 | 0 | 0 | 0 | 0 | 0 | 0 | 0 | 0 | 0 | 0 | 0 | 0 | 0 | 0 | 0 | 0 | 0 | 0
SCE Core Roll-up E3 Calculator - With Carbon Adder | [17 empty] | System | #N/A | [21 empty] | 0 | 0 | 0 | 0 | 0 | 0 | 0 | 0 | 0 | 0 | 0 | 0 | 0 | 0 | 0 | 0 | 0 | 0 | 0 | 0 | 0 | 0 | 0 | 0 | 0 | 0 | 0 | 0 | 0
SCE Core Roll-up E3 Calculator - With Carbon Adder | [17 empty] | System | #N/A | [21 empty] | 0 | 0 | 0 | 0 | 0 | 0 | 0 | 0 | 0 | 0 | 0 | 0 | 0 | 0 | 0 | 0 | 0 | 0 | 0 | 0 | 0 | 0 | 0 | 0 | 0 | 0 | 0 | 0 | 0
SCE Core Roll-up E3 Calculator - With Carbon Adder | [17 empty] | System | #N/A | [21 empty] | 0 | 0 | 0 | 0 | 0 | 0 | 0 | 0 | 0 | 0 | 0 | 0 | 0 | 0 | 0 | 0 | 0 | 0 | 0 | 0 | 0 | 0 | 0 | 0 | 0 | 0 | 0 | 0 | 0
SCE Core Roll-up E3 Calculator - With Carbon Adder | [17 empty] | System | #N/A | [21 empty] | 0 | 0 | 0 | 0 | 0 | 0 | 0 | 0 | 0 | 0 | 0 | 0 | 0 | 0 | 0 | 0 | 0 | 0 | 0 | 0 | 0 | 0 | 0 | 0 | 0 | 0 | 0 | 0 | 0
SCE Core Roll-up E3 Calculator - With Carbon Adder | [17 empty] | System | #N/A | [21 empty] | 0 | 0 | 0 | 0 | 0 | 0 | 0 | 0 | 0 | 0 | 0 | 0 | 0 | 0 | 0 | 0 | 0 | 0 | 0 | 0 | 0 | 0 | 0 | 0 | 0 | 0 | 0 | 0 | 0
SCE Core Roll-up E3 Calculator - With Carbon Adder | [17 empty] | System | #N/A | [21 empty] | 0 | 0 | 0 | 0 | 0 | 0 | 0 | 0 | 0 | 0 | 0 | 0 | 0 | 0 | 0 | 0 | 0 | 0 | 0 | 0 | 0 | 0 | 0 | 0 | 0 | 0 | 0 | 0 | 0
SCE Core Roll-up E3 Calculator - With Carbon Adder | [17 empty] | System | #N/A | [21 empty] | 0 | 0 | 0 | 0 | 0 | 0 | 0 | 0 | 0 | 0 | 0 | 0 | 0 | 0 | 0 | 0 | 0 | 0 | 0 | 0 | 0 | 0 | 0 | 0 | 0 | 0 | 0 | 0 | 0
SCE Core Roll-up E3 Calculator - With Carbon Adder | [17 empty] | System | #N/A | [21 empty] | 0 | 0 | 0 | 0 | 0 | 0 | 0 | 0 | 0 | 0 | 0 | 0 | 0 | 0 | 0 | 0 | 0 | 0 | 0 | 0 | 0 | 0 | 0 | 0 | 0 | 0 | 0 | 0 | 0
SCE Core Roll-up E3 Calculator - With Carbon Adder | [17 empty] | System | #N/A | [21 empty] | 0 | 0 | 0 | 0 | 0 | 0 | 0 | 0 | 0 | 0 | 0 | 0 | 0 | 0 | 0 | 0 | 0 | 0 | 0 | 0 | 0 | 0 | 0 | 0 | 0 | 0 | 0 | 0 | 0
SCE Core Roll-up E3 Calculator - With Carbon Adder | [17 empty] | System | #N/A | [21 empty] | 0 | 0 | 0 | 0 | 0 | 0 | 0 | 0 | 0 | 0 | 0 | 0 | 0 | 0 | 0 | 0 | 0 | 0 | 0 | 0 | 0 | 0 | 0 | 0 | 0 | 0 | 0 | 0 | 0
SCE Core Roll-up E3 Calculator - With Carbon Adder | [17 empty] | System | #N/A | [21 empty] | 0 | 0 | 0 | 0 | 0 | 0 | 0 | 0 | 0 | 0 | 0 | 0 | 0 | 0 | 0 | 0 | 0 | 0 | 0 | 0 | 0 | 0 | 0 | 0 | 0 | 0 | 0 | 0 | 0
SCE Core Roll-up E3 Calculator - With Carbon Adder | [17 empty] | System | #N/A | [21 empty] | 0 | 0 | 0 | 0 | 0 | 0 | 0 | 0 | 0 | 0 | 0 | 0 | 0 | 0 | 0 | 0 | 0 | 0 | 0 | 0 | 0 | 0 | 0 | 0 | 0 | 0 | 0 | 0 | 0
SCE Core Roll-up E3 Calculator - With Carbon Adder | [17 empty] | System | #N/A | [21 empty] | 0 | 0 | 0 | 0 | 0 | 0 | 0 | 0 | 0 | 0 | 0 | 0 | 0 | 0 | 0 | 0 | 0 | 0 | 0 | 0 | 0 | 0 | 0 | 0 | 0 | 0 | 0 | 0 | 0
SCE Core Roll-up E3 Calculator - With Carbon Adder | [17 empty] | System | #N/A | [21 empty] | 0 | 0 | 0 | 0 | 0 | 0 | 0 | 0 | 0 | 0 | 0 | 0 | 0 | 0 | 0 | 0 | 0 | 0 | 0 | 0 | 0 | 0 | 0 | 0 | 0 | 0 | 0 | 0 | 0
SCE Core Roll-up E3 Calculator - With Carbon Adder | [17 empty] | System | #N/A | [21 empty] | 0 | 0 | 0 | 0 | 0 | 0 | 0 | 0 | 0 | 0 | 0 | 0 | 0 | 0 | 0 | 0 | 0 | 0 | 0 | 0 | 0 | 0 | 0 | 0 | 0 | 0 | 0 | 0 | 0
SCE Core Roll-up E3 Calculator - With Carbon Adder | [17 empty] | System | #N/A | [21 empty] | 0 | 0 | 0 | 0 | 0 | 0 | 0 | 0 | 0 | 0 | 0 | 0 | 0 | 0 | 0 | 0 | 0 | 0 | 0 | 0 | 0 | 0 | 0 | 0 | 0 | 0 | 0 | 0 | 0
SCE Core Roll-up E3 Calculator - With Carbon Adder | [17 empty] | System | #N/A | [21 empty] | 0 | 0 | 0 | 0 | 0 | 0 | 0 | 0 | 0 | 0 | 0 | 0 | 0 | 0 | 0 | 0 | 0 | 0 | 0 | 0 | 0 | 0 | 0 | 0 | 0 | 0 | 0 | 0 | 0
SCE Core Roll-up E3 Calculator - With Carbon Adder | [17 empty] | System | #N/A | [21 empty] | 0 | 0 | 0 | 0 | 0 | 0 | 0 | 0 | 0 | 0 | 0 | 0 | 0 | 0 | 0 | 0 | 0 | 0 | 0 | 0 | 0 | 0 | 0 | 0 | 0 | 0 | 0 | 0 | 0
SCE Core Roll-up E3 Calculator - With Carbon Adder | [17 empty] | System | #N/A | [21 empty] | 0 | 0 | 0 | 0 | 0 | 0 | 0 | 0 | 0 | 0 | 0 | 0 | 0 | 0 | 0 | 0 | 0 | 0 | 0 | 0 | 0 | 0 | 0 | 0 | 0 | 0 | 0 | 0 | 0
SCE Core Roll-up E3 Calculator - With Carbon Adder | [17 empty] | System | #N/A | [21 empty] | 0 | 0 | 0 | 0 | 0 | 0 | 0 | 0 | 0 | 0 | 0 | 0 | 0 | 0 | 0 | 0 | 0 | 0 | 0 | 0 | 0 | 0 | 0 | 0 | 0 | 0 | 0 | 0 | 0
SCE Core Roll-up E3 Calculator - With Carbon Adder | [17 empty] | System | #N/A | [21 empty] | 0 | 0 | 0 | 0 | 0 | 0 | 0 | 0 | 0 | 0 | 0 | 0 | 0 | 0 | 0 | 0 | 0 | 0 | 0 | 0 | 0 | 0 | 0 | 0 | 0 | 0 | 0 | 0 | 0
SCE Core Roll-up E3 Calculator - With Carbon Adder | [17 empty] | System | #N/A | [21 empty] | 0 | 0 | 0 | 0 | 0 | 0 | 0 | 0 | 0 | 0 | 0 | 0 | 0 | 0 | 0 | 0 | 0 | 0 | 0 | 0 | 0 | 0 | 0 | 0 | 0 | 0 | 0 | 0 | 0
SCE Core Roll-up E3 Calculator - With Carbon Adder | [17 empty] | System | #N/A | [21 empty] | 0 | 0 | 0 | 0 | 0 | 0 | 0 | 0 | 0 | 0 | 0 | 0 | 0 | 0 | 0 | 0 | 0 | 0 | 0 | 0 | 0 | 0 | 0 | 0 | 0 | 0 | 0 | 0 | 0
SCE Core Roll-up E3 Calculator - With Carbon Adder | [17 empty] | System | #N/A | [21 empty] | 0 | 0 | 0 | 0 | 0 | 0 | 0 | 0 | 0 | 0 | 0 | 0 | 0 | 0 | 0 | 0 | 0 | 0 | 0 | 0 | 0 | 0 | 0 | 0 | 0 | 0 | 0 | 0 | 0
SCE Core Roll-up E3 Calculator - With Carbon Adder | [17 empty] | System | #N/A | [21 empty] | 0 | 0 | 0 | 0 | 0 | 0 | 0 | 0 | 0 | 0 | 0 | 0 | 0 | 0 | 0 | 0 | 0 | 0 | 0 | 0 | 0 | 0 | 0 | 0 | 0 | 0 | 0 | 0 | 0
SCE Core Roll-up E3 Calculator - With Carbon Adder | [17 empty] | System | #N/A | [21 empty] | 0 | 0 | 0 | 0 | 0 | 0 | 0 | 0 | 0 | 0 | 0 | 0 | 0 | 0 | 0 | 0 | 0 | 0 | 0 | 0 | 0 | 0 | 0 | 0 | 0 | 0 | 0 | 0 | 0
SCE Core Roll-up E3 Calculator - With Carbon Adder | [17 empty] | System | #N/A | [21 empty] | 0 | 0 | 0 | 0 | 0 | 0 | 0 | 0 | 0 | 0 | 0 | 0 | 0 | 0 | 0 | 0 | 0 | 0 | 0 | 0 | 0 | 0 | 0 | 0 | 0 | 0 | 0 | 0 | 0
SCE Core Roll-up E3 Calculator - With Carbon Adder | [17 empty] | System | #N/A | [21 empty] | 0 | 0 | 0 | 0 | 0 | 0 | 0 | 0 | 0 | 0 | 0 | 0 | 0 | 0 | 0 | 0 | 0 | 0 | 0 | 0 | 0 | 0 | 0 | 0 | 0 | 0 | 0 | 0 | 0
SCE Core Roll-up E3 Calculator - With Carbon Adder | [17 empty] | System | #N/A | [21 empty] | 0 | 0 | 0 | 0 | 0 | 0 | 0 | 0 | 0 | 0 | 0 | 0 | 0 | 0 | 0 | 0 | 0 | 0 | 0 | 0 | 0 | 0 | 0 | 0 | 0 | 0 | 0 | 0 | 0
SCE Core Roll-up E3 Calculator - With Carbon Adder | [17 empty] | System | #N/A | [21 empty] | 0 | 0 | 0 | 0 | 0 | 0 | 0 | 0 | 0 | 0 | 0 | 0 | 0 | 0 | 0 | 0 | 0 | 0 | 0 | 0 | 0 | 0 | 0 | 0 | 0 | 0 | 0 | 0 | 0
SCE Core Roll-up E3 Calculator - With Carbon Adder | [17 empty] | System | #N/A | [21 empty] | 0 | 0 | 0 | 0 | 0 | 0 | 0 | 0 | 0 | 0 | 0 | 0 | 0 | 0 | 0 | 0 | 0 | 0 | 0 | 0 | 0 | 0 | 0 | 0 | 0 | 0 | 0 | 0 | 0
SCE Core Roll-up E3 Calculator - With Carbon Adder | [17 empty] | System | #N/A | [21 empty] | 0 | 0 | 0 | 0 | 0 | 0 | 0 | 0 | 0 | 0 | 0 | 0 | 0 | 0 | 0 | 0 | 0 | 0 | 0 | 0 | 0 | 0 | 0 | 0 | 0 | 0 | 0 | 0 | 0
SCE Core Roll-up E3 Calculator - With Carbon Adder | [17 empty] | System | #N/A | [21 empty] | 0 | 0 | 0 | 0 | 0 | 0 | 0 | 0 | 0 | 0 | 0 | 0 | 0 | 0 | 0 | 0 | 0 | 0 | 0 | 0 | 0 | 0 | 0 | 0 | 0 | 0 | 0 | 0 | 0
SCE Core Roll-up E3 Calculator - With Carbon Adder | [17 empty] | System | #N/A | [21 empty] | 0 | 0 | 0 | 0 | 0 | 0 | 0 | 0 | 0 | 0 | 0 | 0 | 0 | 0 | 0 | 0 | 0 | 0 | 0 | 0 | 0 | 0 | 0 | 0 | 0 | 0 | 0 | 0 | 0
SCE Core Roll-up E3 Calculator - With Carbon Adder | [17 empty] | System | #N/A | [21 empty] | 0 | 0 | 0 | 0 | 0 | 0 | 0 | 0 | 0 | 0 | 0 | 0 | 0 | 0 | 0 | 0 | 0 | 0 | 0 | 0 | 0 | 0 | 0 | 0 | 0 | 0 | 0 | 0 | 0
SCE Core Roll-up E3 Calculator - With Carbon Adder | [17 empty] | System | #N/A | [21 empty] | 0 | 0 | 0 | 0 | 0 | 0 | 0 | 0 | 0 | 0 | 0 | 0 | 0 | 0 | 0 | 0 | 0 | 0 | 0 | 0 | 0 | 0 | 0 | 0 | 0 | 0 | 0 | 0 | 0
SCE Core Roll-up E3 Calculator - With Carbon Adder | [17 empty] | System | #N/A | [21 empty] | 0 | 0 | 0 | 0 | 0 | 0 | 0 | 0 | 0 | 0 | 0 | 0 | 0 | 0 | 0 | 0 | 0 | 0 | 0 | 0 | 0 | 0 | 0 | 0 | 0 | 0 | 0 | 0 | 0
SCE Core Roll-up E3 Calculator - With Carbon Adder | [17 empty] | System | #N/A | [21 empty] | 0 | 0 | 0 | 0 | 0 | 0 | 0 | 0 | 0 | 0 | 0 | 0 | 0 | 0 | 0 | 0 | 0 | 0 | 0 | 0 | 0 | 0 | 0 | 0 | 0 | 0 | 0 | 0 | 0
SCE Core Roll-up E3 Calculator - With Carbon Adder | [17 empty] | System | #N/A | [21 empty] | 0 | 0 | 0 | 0 | 0 | 0 | 0 | 0 | 0 | 0 | 0 | 0 | 0 | 0 | 0 | 0 | 0 | 0 | 0 | 0 | 0 | 0 | 0 | 0 | 0 | 0 | 0 | 0 | 0
SCE Core Roll-up E3 Calculator - With Carbon Adder | [17 empty] | System | #N/A | [21 empty] | 0 | 0 | 0 | 0 | 0 | 0 | 0 | 0 | 0 | 0 | 0 | 0 | 0 | 0 | 0 | 0 | 0 | 0 | 0 | 0 | 0 | 0 | 0 | 0 | 0 | 0 | 0 | 0 | 0
SCE Core Roll-up E3 Calculator - With Carbon Adder | [17 empty] | System | #N/A | [21 empty] | 0 | 0 | 0 | 0 | 0 | 0 | 0 | 0 | 0 | 0 | 0 | 0 | 0 | 0 | 0 | 0 | 0 | 0 | 0 | 0 | 0 | 0 | 0 | 0 | 0 | 0 | 0 | 0 | 0
SCE Core Roll-up E3 Calculator - With Carbon Adder | [17 empty] | System | #N/A | [21 empty] | 0 | 0 | 0 | 0 | 0 | 0 | 0 | 0 | 0 | 0 | 0 | 0 | 0 | 0 | 0 | 0 | 0 | 0 | 0 | 0 | 0 | 0 | 0 | 0 | 0 | 0 | 0 | 0 | 0
SCE Core Roll-up E3 Calculator - With Carbon Adder | [17 empty] | System | #N/A | [21 empty] | 0 | 0 | 0 | 0 | 0 | 0 | 0 | 0 | 0 | 0 | 0 | 0 | 0 | 0 | 0 | 0 | 0 | 0 | 0 | 0 | 0 | 0 | 0 | 0 | 0 | 0 | 0 | 0 | 0
SCE Core Roll-up E3 Calculator - With Carbon Adder | [17 empty] | System | #N/A | [21 empty] | 0 | 0 | 0 | 0 | 0 | 0 | 0 | 0 | 0 | 0 | 0 | 0 | 0 | 0 | 0 | 0 | 0 | 0 | 0 | 0 | 0 | 0 | 0 | 0 | 0 | 0 | 0 | 0 | 0
SCE Core Roll-up E3 Calculator - With Carbon Adder | [17 empty] | System | #N/A | [21 empty] | 0 | 0 | 0 | 0 | 0 | 0 | 0 | 0 | 0 | 0 | 0 | 0 | 0 | 0 | 0 | 0 | 0 | 0 | 0 | 0 | 0 | 0 | 0 | 0 | 0 | 0 | 0 | 0 | 0
SCE Core Roll-up E3 Calculator - With Carbon Adder | [17 empty] | System | #N/A | [21 empty] | 0 | 0 | 0 | 0 | 0 | 0 | 0 | 0 | 0 | 0 | 0 | 0 | 0 | 0 | 0 | 0 | 0 | 0 | 0 | 0 | 0 | 0 | 0 | 0 | 0 | 0 | 0 | 0 | 0
SCE Core Roll-up E3 Calculator - With Carbon Adder | [17 empty] | System | #N/A | [21 empty] | 0 | 0 | 0 | 0 | 0 | 0 | 0 | 0 | 0 | 0 | 0 | 0 | 0 | 0 | 0 | 0 | 0 | 0 | 0 | 0 | 0 | 0 | 0 | 0 | 0 | 0 | 0 | 0 | 0
SCE Core Roll-up E3 Calculator - With Carbon Adder | [17 empty] | System | #N/A | [21 empty] | 0 | 0 | 0 | 0 | 0 | 0 | 0 | 0 | 0 | 0 | 0 | 0 | 0 | 0 | 0 | 0 | 0 | 0 | 0 | 0 | 0 | 0 | 0 | 0 | 0 | 0 | 0 | 0 | 0
SCE Core Roll-up E3 Calculator - With Carbon Adder | [17 empty] | System | #N/A | [21 empty] | 0 | 0 | 0 | 0 | 0 | 0 | 0 | 0 | 0 | 0 | 0 | 0 | 0 | 0 | 0 | 0 | 0 | 0 | 0 | 0 | 0 | 0 | 0 | 0 | 0 | 0 | 0 | 0 | 0
SCE Core Roll-up E3 Calculator - With Carbon Adder | [17 empty] | System | #N/A | [21 empty] | 0 | 0 | 0 | 0 | 0 | 0 | 0 | 0 | 0 | 0 | 0 | 0 | 0 | 0 | 0 | 0 | 0 | 0 | 0 | 0 | 0 | 0 | 0 | 0 | 0 | 0 | 0 | 0 | 0
SCE Core Roll-up E3 Calculator - With Carbon Adder | [17 empty] | System | #N/A | [21 empty] | 0 | 0 | 0 | 0 | 0 | 0 | 0 | 0 | 0 | 0 | 0 | 0 | 0 | 0 | 0 | 0 | 0 | 0 | 0 | 0 | 0 | 0 | 0 | 0 | 0 | 0 | 0 | 0 | 0
SCE Core Roll-up E3 Calculator - With Carbon Adder | [17 empty] | System | #N/A | [21 empty] | 0 | 0 | 0 | 0 | 0 | 0 | 0 | 0 | 0 | 0 | 0 | 0 | 0 | 0 | 0 | 0 | 0 | 0 | 0 | 0 | 0 | 0 | 0 | 0 | 0 | 0 | 0 | 0 | 0
SCE Core Roll-up E3 Calculator - With Carbon Adder | [17 empty] | System | #N/A | [21 empty] | 0 | 0 | 0 | 0 | 0 | 0 | 0 | 0 | 0 | 0 | 0 | 0 | 0 | 0 | 0 | 0 | 0 | 0 | 0 | 0 | 0 | 0 | 0 | 0 | 0 | 0 | 0 | 0 | 0
SCE Core Roll-up E3 Calculator - With Carbon Adder | [17 empty] | System | #N/A | [21 empty] | 0 | 0 | 0 | 0 | 0 | 0 | 0 | 0 | 0 | 0 | 0 | 0 | 0 | 0 | 0 | 0 | 0 | 0 | 0 | 0 | 0 | 0 | 0 | 0 | 0 | 0 | 0 | 0 | 0
SCE Core Roll-up E3 Calculator - With Carbon Adder | [17 empty] | System | #N/A | [21 empty] | 0 | 0 | 0 | 0 | 0 | 0 | 0 | 0 | 0 | 0 | 0 | 0 | 0 | 0 | 0 | 0 | 0 | 0 | 0 | 0 | 0 | 0 | 0 | 0 | 0 | 0 | 0 | 0 | 0
SCE Core Roll-up E3 Calculator - With Carbon Adder | [17 empty] | System | #N/A | [21 empty] | 0 | 0 | 0 | 0 | 0 | 0 | 0 | 0 | 0 | 0 | 0 | 0 | 0 | 0 | 0 | 0 | 0 | 0 | 0 | 0 | 0 | 0 | 0 | 0 | 0 | 0 | 0 | 0 | 0
SCE Core Roll-up E3 Calculator - With Carbon Adder | [17 empty] | System | #N/A | [21 empty] | 0 | 0 | 0 | 0 | 0 | 0 | 0 | 0 | 0 | 0 | 0 | 0 | 0 | 0 | 0 | 0 | 0 | 0 | 0 | 0 | 0 | 0 | 0 | 0 | 0 | 0 | 0 | 0 | 0
SCE Core Roll-up E3 Calculator - With Carbon Adder | [17 empty] | System | #N/A | [21 empty] | 0 | 0 | 0 | 0 | 0 | 0 | 0 | 0 | 0 | 0 | 0 | 0 | 0 | 0 | 0 | 0 | 0 | 0 | 0 | 0 | 0 | 0 | 0 | 0 | 0 | 0 | 0 | 0 | 0
SCE Core Roll-up E3 Calculator - With Carbon Adder | [17 empty] | System | #N/A | [21 empty] | 0 | 0 | 0 | 0 | 0 | 0 | 0 | 0 | 0 | 0 | 0 | 0 | 0 | 0 | 0 | 0 | 0 | 0 | 0 | 0 | 0 | 0 | 0 | 0 | 0 | 0 | 0 | 0 | 0
SCE Core Roll-up E3 Calculator - With Carbon Adder | [17 empty] | System | #N/A | [21 empty] | 0 | 0 | 0 | 0 | 0 | 0 | 0 | 0 | 0 | 0 | 0 | 0 | 0 | 0 | 0 | 0 | 0 | 0 | 0 | 0 | 0 | 0 | 0 | 0 | 0 | 0 | 0 | 0 | 0
SCE Core Roll-up E3 Calculator - With Carbon Adder | [17 empty] | System | #N/A | [21 empty] | 0 | 0 | 0 | 0 | 0 | 0 | 0 | 0 | 0 | 0 | 0 | 0 | 0 | 0 | 0 | 0 | 0 | 0 | 0 | 0 | 0 | 0 | 0 | 0 | 0 | 0 | 0 | 0 | 0
SCE Core Roll-up E3 Calculator - With Carbon Adder | [17 empty] | System | #N/A | [21 empty] | 0 | 0 | 0 | 0 | 0 | 0 | 0 | 0 | 0 | 0 | 0 | 0 | 0 | 0 | 0 | 0 | 0 | 0 | 0 | 0 | 0 | 0 | 0 | 0 | 0 | 0 | 0 | 0 | 0
SCE Core Roll-up E3 Calculator - With Carbon Adder | [17 empty] | System | #N/A | [21 empty] | 0 | 0 | 0 | 0 | 0 | 0 | 0 | 0 | 0 | 0 | 0 | 0 | 0 | 0 | 0 | 0 | 0 | 0 | 0 | 0 | 0 | 0 | 0 | 0 | 0 | 0 | 0 | 0 | 0
SCE Core Roll-up E3 Calculator - With Carbon Adder | [17 empty] | System | #N/A | [21 empty] | 0 | 0 | 0 | 0 | 0 | 0 | 0 | 0 | 0 | 0 | 0 | 0 | 0 | 0 | 0 | 0 | 0 | 0 | 0 | 0 | 0 | 0 | 0 | 0 | 0 | 0 | 0 | 0 | 0
SCE Core Roll-up E3 Calculator - With Carbon Adder | [17 empty] | System | #N/A | [21 empty] | 0 | 0 | 0 | 0 | 0 | 0 | 0 | 0 | 0 | 0 | 0 | 0 | 0 | 0 | 0 | 0 | 0 | 0 | 0 | 0 | 0 | 0 | 0 | 0 | 0 | 0 | 0 | 0 | 0
SCE Core Roll-up E3 Calculator - With Carbon Adder | [17 empty] | System | #N/A | [21 empty] | 0 | 0 | 0 | 0 | 0 | 0 | 0 | 0 | 0 | 0 | 0 | 0 | 0 | 0 | 0 | 0 | 0 | 0 | 0 | 0 | 0 | 0 | 0 | 0 | 0 | 0 | 0 | 0 | 0
SCE Core Roll-up E3 Calculator - With Carbon Adder | [17 empty] | System | #N/A | [21 empty] | 0 | 0 | 0 | 0 | 0 | 0 | 0 | 0 | 0 | 0 | 0 | 0 | 0 | 0 | 0 | 0 | 0 | 0 | 0 | 0 | 0 | 0 | 0 | 0 | 0 | 0 | 0 | 0 | 0
SCE Core Roll-up E3 Calculator - With Carbon Adder | [17 empty] | System | #N/A | [21 empty] | 0 | 0 | 0 | 0 | 0 | 0 | 0 | 0 | 0 | 0 | 0 | 0 | 0 | 0 | 0 | 0 | 0 | 0 | 0 | 0 | 0 | 0 | 0 | 0 | 0 | 0 | 0 | 0 | 0
SCE Core Roll-up E3 Calculator - With Carbon Adder | [17 empty] | System | #N/A | [21 empty] | 0 | 0 | 0 | 0 | 0 | 0 | 0 | 0 | 0 | 0 | 0 | 0 | 0 | 0 | 0 | 0 | 0 | 0 | 0 | 0 | 0 | 0 | 0 | 0 | 0 | 0 | 0 | 0 | 0
SCE Core Roll-up E3 Calculator - With Carbon Adder | [17 empty] | System | #N/A | [21 empty] | 0 | 0 | 0 | 0 | 0 | 0 | 0 | 0 | 0 | 0 | 0 | 0 | 0 | 0 | 0 | 0 | 0 | 0 | 0 | 0 | 0 | 0 | 0 | 0 | 0 | 0 | 0 | 0 | 0
SCE Core Roll-up E3 Calculator - With Carbon Adder | [17 empty] | System | #N/A | [21 empty] | 0 | 0 | 0 | 0 | 0 | 0 | 0 | 0 | 0 | 0 | 0 | 0 | 0 | 0 | 0 | 0 | 0 | 0 | 0 | 0 | 0 | 0 | 0 | 0 | 0 | 0 | 0 | 0 | 0
SCE Core Roll-up E3 Calculator - With Carbon Adder | [17 empty] | System | #N/A | [21 empty] | 0 | 0 | 0 | 0 | 0 | 0 | 0 | 0 | 0 | 0 | 0 | 0 | 0 | 0 | 0 | 0 | 0 | 0 | 0 | 0 | 0 | 0 | 0 | 0 | 0 | 0 | 0 | 0 | 0
SCE Core Roll-up E3 Calculator - With Carbon Adder | [17 empty] | System | #N/A | [21 empty] | 0 | 0 | 0 | 0 | 0 | 0 | 0 | 0 | 0 | 0 | 0 | 0 | 0 | 0 | 0 | 0 | 0 | 0 | 0 | 0 | 0 | 0 | 0 | 0 | 0 | 0 | 0 | 0 | 0
SCE Core Roll-up E3 Calculator - With Carbon Adder | [17 empty] | System | #N/A | [21 empty] | 0 | 0 | 0 | 0 | 0 | 0 | 0 | 0 | 0 | 0 | 0 | 0 | 0 | 0 | 0 | 0 | 0 | 0 | 0 | 0 | 0 | 0 | 0 | 0 | 0 | 0 | 0 | 0 | 0
SCE Core Roll-up E3 Calculator - With Carbon Adder | [17 empty] | System | #N/A | [21 empty] | 0 | 0 | 0 | 0 | 0 | 0 | 0 | 0 | 0 | 0 | 0 | 0 | 0 | 0 | 0 | 0 | 0 | 0 | 0 | 0 | 0 | 0 | 0 | 0 | 0 | 0 | 0 | 0 | 0
SCE Core Roll-up E3 Calculator - With Carbon Adder | [17 empty] | System | #N/A | [21 empty] | 0 | 0 | 0 | 0 | 0 | 0 | 0 | 0 | 0 | 0 | 0 | 0 | 0 | 0 | 0 | 0 | 0 | 0 | 0 | 0 | 0 | 0 | 0 | 0 | 0 | 0 | 0 | 0 | 0
SCE Core Roll-up E3 Calculator - With Carbon Adder | [17 empty] | System | #N/A | [21 empty] | 0 | 0 | 0 | 0 | 0 | 0 | 0 | 0 | 0 | 0 | 0 | 0 | 0 | 0 | 0 | 0 | 0 | 0 | 0 | 0 | 0 | 0 | 0 | 0 | 0 | 0 | 0 | 0 | 0
SCE Core Roll-up E3 Calculator - With Carbon Adder | [17 empty] | System | #N/A | [21 empty] | 0 | 0 | 0 | 0 | 0 | 0 | 0 | 0 | 0 | 0 | 0 | 0 | 0 | 0 | 0 | 0 | 0 | 0 | 0 | 0 | 0 | 0 | 0 | 0 | 0 | 0 | 0 | 0 | 0
SCE Core Roll-up E3 Calculator - With Carbon Adder | [17 empty] | System | #N/A | [21 empty] | 0 | 0 | 0 | 0 | 0 | 0 | 0 | 0 | 0 | 0 | 0 | 0 | 0 | 0 | 0 | 0 | 0 | 0 | 0 | 0 | 0 | 0 | 0 | 0 | 0 | 0 | 0 | 0 | 0
SCE Core Roll-up E3 Calculator - With Carbon Adder | [17 empty] | System | #N/A | [21 empty] | 0 | 0 | 0 | 0 | 0 | 0 | 0 | 0 | 0 | 0 | 0 | 0 | 0 | 0 | 0 | 0 | 0 | 0 | 0 | 0 | 0 | 0 | 0 | 0 | 0 | 0 | 0 | 0 | 0
SCE Core Roll-up E3 Calculator - With Carbon Adder | [17 empty] | System | #N/A | [21 empty] | 0 | 0 | 0 | 0 | 0 | 0 | 0 | 0 | 0 | 0 | 0 | 0 | 0 | 0 | 0 | 0 | 0 | 0 | 0 | 0 | 0 | 0 | 0 | 0 | 0 | 0 | 0 | 0 | 0
SCE Core Roll-up E3 Calculator - With Carbon Adder | [17 empty] | System | #N/A | [21 empty] | 0 | 0 | 0 | 0 | 0 | 0 | 0 | 0 | 0 | 0 | 0 | 0 | 0 | 0 | 0 | 0 | 0 | 0 | 0 | 0 | 0 | 0 | 0 | 0 | 0 | 0 | 0 | 0 | 0
SCE Core Roll-up E3 Calculator - With Carbon Adder | [17 empty] | System | #N/A | [21 empty] | 0 | 0 | 0 | 0 | 0 | 0 | 0 | 0 | 0 | 0 | 0 | 0 | 0 | 0 | 0 | 0 | 0 | 0 | 0 | 0 | 0 | 0 | 0 | 0 | 0 | 0 | 0 | 0 | 0
SCE Core Roll-up E3 Calculator - With Carbon Adder | [17 empty] | System | #N/A | [21 empty] | 0 | 0 | 0 | 0 | 0 | 0 | 0 | 0 | 0 | 0 | 0 | 0 | 0 | 0 | 0 | 0 | 0 | 0 | 0 | 0 | 0 | 0 | 0 | 0 | 0 | 0 | 0 | 0 | 0
SCE Core Roll-up E3 Calculator - With Carbon Adder | [17 empty] | System | #N/A | [21 empty] | 0 | 0 | 0 | 0 | 0 | 0 | 0 | 0 | 0 | 0 | 0 | 0 | 0 | 0 | 0 | 0 | 0 | 0 | 0 | 0 | 0 | 0 | 0 | 0 | 0 | 0 | 0 | 0 | 0
SCE Core Roll-up E3 Calculator - With Carbon Adder | [17 empty] | System | #N/A | [21 empty] | 0 | 0 | 0 | 0 | 0 | 0 | 0 | 0 | 0 | 0 | 0 | 0 | 0 | 0 | 0 | 0 | 0 | 0 | 0 | 0 | 0 | 0 | 0 | 0 | 0 | 0 | 0 | 0 | 0
SCE Core Roll-up E3 Calculator - With Carbon Adder | [17 empty] | System | #N/A | [21 empty] | 0 | 0 | 0 | 0 | 0 | 0 | 0 | 0 | 0 | 0 | 0 | 0 | 0 | 0 | 0 | 0 | 0 | 0 | 0 | 0 | 0 | 0 | 0 | 0 | 0 | 0 | 0 | 0 | 0
SCE Core Roll-up E3 Calculator - With Carbon Adder | [17 empty] | System | #N/A | [21 empty] | 0 | 0 | 0 | 0 | 0 | 0 | 0 | 0 | 0 | 0 | 0 | 0 | 0 | 0 | 0 | 0 | 0 | 0 | 0 | 0 | 0 | 0 | 0 | 0 | 0 | 0 | 0 | 0 | 0
SCE Core Roll-up E3 Calculator - With Carbon Adder | [17 empty] | System | #N/A | [21 empty] | 0 | 0 | 0 | 0 | 0 | 0 | 0 | 0 | 0 | 0 | 0 | 0 | 0 | 0 | 0 | 0 | 0 | 0 | 0 | 0 | 0 | 0 | 0 | 0 | 0 | 0 | 0 | 0 | 0
SCE Core Roll-up E3 Calculator - With Carbon Adder | [17 empty] | System | #N/A | [21 empty] | 0 | 0 | 0 | 0 | 0 | 0 | 0 | 0 | 0 | 0 | 0 | 0 | 0 | 0 | 0 | 0 | 0 | 0 | 0 | 0 | 0 | 0 | 0 | 0 | 0 | 0 | 0 | 0 | 0
SCE Core Roll-up E3 Calculator - With Carbon Adder | [17 empty] | System | #N/A | [21 empty] | 0 | 0 | 0 | 0 | 0 | 0 | 0 | 0 | 0 | 0 | 0 | 0 | 0 | 0 | 0 | 0 | 0 | 0 | 0 | 0 | 0 | 0 | 0 | 0 | 0 | 0 | 0 | 0 | 0
SCE Core Roll-up E3 Calculator - With Carbon Adder | [17 empty] | System | #N/A | [21 empty] | 0 | 0 | 0 | 0 | 0 | 0 | 0 | 0 | 0 | 0 | 0 | 0 | 0 | 0 | 0 | 0 | 0 | 0 | 0 | 0 | 0 | 0 | 0 | 0 | 0 | 0 | 0 | 0 | 0
SCE Core Roll-up E3 Calculator - With Carbon Adder | [17 empty] | System | #N/A | [21 empty] | 0 | 0 | 0 | 0 | 0 | 0 | 0 | 0 | 0 | 0 | 0 | 0 | 0 | 0 | 0 | 0 | 0 | 0 | 0 | 0 | 0 | 0 | 0 | 0 | 0 | 0 | 0 | 0 | 0
SCE Core Roll-up E3 Calculator - With Carbon Adder | [17 empty] | System | #N/A | [21 empty] | 0 | 0 | 0 | 0 | 0 | 0 | 0 | 0 | 0 | 0 | 0 | 0 | 0 | 0 | 0 | 0 | 0 | 0 | 0 | 0 | 0 | 0 | 0 | 0 | 0 | 0 | 0 | 0 | 0
SCE Core Roll-up E3 Calculator - With Carbon Adder | [17 empty] | System | #N/A | [21 empty] | 0 | 0 | 0 | 0 | 0 | 0 | 0 | 0 | 0 | 0 | 0 | 0 | 0 | 0 | 0 | 0 | 0 | 0 | 0 | 0 | 0 | 0 | 0 | 0 | 0 | 0 | 0 | 0 | 0
SCE Core Roll-up E3 Calculator - With Carbon Adder | [17 empty] | System | #N/A | [21 empty] | 0 | 0 | 0 | 0 | 0 | 0 | 0 | 0 | 0 | 0 | 0 | 0 | 0 | 0 | 0 | 0 | 0 | 0 | 0 | 0 | 0 | 0 | 0 | 0 | 0 | 0 | 0 | 0 | 0
SCE Core Roll-up E3 Calculator - With Carbon Adder | [17 empty] | System | #N/A | [21 empty] | 0 | 0 | 0 | 0 | 0 | 0 | 0 | 0 | 0 | 0 | 0 | 0 | 0 | 0 | 0 | 0 | 0 | 0 | 0 | 0 | 0 | 0 | 0 | 0 | 0 | 0 | 0 | 0 | 0
SCE Core Roll-up E3 Calculator - With Carbon Adder | [17 empty] | System | #N/A | [21 empty] | 0 | 0 | 0 | 0 | 0 | 0 | 0 | 0 | 0 | 0 | 0 | 0 | 0 | 0 | 0 | 0 | 0 | 0 | 0 | 0 | 0 | 0 | 0 | 0 | 0 | 0 | 0 | 0 | 0
SCE Core Roll-up E3 Calculator - With Carbon Adder | [17 empty] | System | #N/A | [21 empty] | 0 | 0 | 0 | 0 | 0 | 0 | 0 | 0 | 0 | 0 | 0 | 0 | 0 | 0 | 0 | 0 | 0 | 0 | 0 | 0 | 0 | 0 | 0 | 0 | 0 | 0 | 0 | 0 | 0
SCE Core Roll-up E3 Calculator - With Carbon Adder | [17 empty] | System | #N/A | [21 empty] | 0 | 0 | 0 | 0 | 0 | 0 | 0 | 0 | 0 | 0 | 0 | 0 | 0 | 0 | 0 | 0 | 0 | 0 | 0 | 0 | 0 | 0 | 0 | 0 | 0 | 0 | 0 | 0 | 0
SCE Core Roll-up E3 Calculator - With Carbon Adder | [17 empty] | System | #N/A | [21 empty] | 0 | 0 | 0 | 0 | 0 | 0 | 0 | 0 | 0 | 0 | 0 | 0 | 0 | 0 | 0 | 0 | 0 | 0 | 0 | 0 | 0 | 0 | 0 | 0 | 0 | 0 | 0 | 0 | 0
SCE Core Roll-up E3 Calculator - With Carbon Adder | [17 empty] | System | #N/A | [21 empty] | 0 | 0 | 0 | 0 | 0 | 0 | 0 | 0 | 0 | 0 | 0 | 0 | 0 | 0 | 0 | 0 | 0 | 0 | 0 | 0 | 0 | 0 | 0 | 0 | 0 | 0 | 0 | 0 | 0
SCE Core Roll-up E3 Calculator - With Carbon Adder | [17 empty] | System | #N/A | [21 empty] | 0 | 0 | 0 | 0 | 0 | 0 | 0 | 0 | 0 | 0 | 0 | 0 | 0 | 0 | 0 | 0 | 0 | 0 | 0 | 0 | 0 | 0 | 0 | 0 | 0 | 0 | 0 | 0 | 0
SCE Core Roll-up E3 Calculator - With Carbon Adder | [17 empty] | System | #N/A | [21 empty] | 0 | 0 | 0 | 0 | 0 | 0 | 0 | 0 | 0 | 0 | 0 | 0 | 0 | 0 | 0 | 0 | 0 | 0 | 0 | 0 | 0 | 0 | 0 | 0 | 0 | 0 | 0 | 0 | 0
SCE Core Roll-up E3 Calculator - With Carbon Adder | [17 empty] | System | #N/A | [21 empty] | 0 | 0 | 0 | 0 | 0 | 0 | 0 | 0 | 0 | 0 | 0 | 0 | 0 | 0 | 0 | 0 | 0 | 0 | 0 | 0 | 0 | 0 | 0 | 0 | 0 | 0 | 0 | 0 | 0
SCE Core Roll-up E3 Calculator - With Carbon Adder | [17 empty] | System | #N/A | [21 empty] | 0 | 0 | 0 | 0 | 0 | 0 | 0 | 0 | 0 | 0 | 0 | 0 | 0 | 0 | 0 | 0 | 0 | 0 | 0 | 0 | 0 | 0 | 0 | 0 | 0 | 0 | 0 | 0 | 0
SCE Core Roll-up E3 Calculator - With Carbon Adder | [17 empty] | System | #N/A | [21 empty] | 0 | 0 | 0 | 0 | 0 | 0 | 0 | 0 | 0 | 0 | 0 | 0 | 0 | 0 | 0 | 0 | 0 | 0 | 0 | 0 | 0 | 0 | 0 | 0 | 0 | 0 | 0 | 0 | 0
SCE Core Roll-up E3 Calculator - With Carbon Adder | [17 empty] | System | #N/A | [21 empty] | 0 | 0 | 0 | 0 | 0 | 0 | 0 | 0 | 0 | 0 | 0 | 0 | 0 | 0 | 0 | 0 | 0 | 0 | 0 | 0 | 0 | 0 | 0 | 0 | 0 | 0 | 0 | 0 | 0
SCE Core Roll-up E3 Calculator - With Carbon Adder | [17 empty] | System | #N/A | [21 empty] | 0 | 0 | 0 | 0 | 0 | 0 | 0 | 0 | 0 | 0 | 0 | 0 | 0 | 0 | 0 | 0 | 0 | 0 | 0 | 0 | 0 | 0 | 0 | 0 | 0 | 0 | 0 | 0 | 0
SCE Core Roll-up E3 Calculator - With Carbon Adder | [17 empty] | System | #N/A | [21 empty] | 0 | 0 | 0 | 0 | 0 | 0 | 0 | 0 | 0 | 0 | 0 | 0 | 0 | 0 | 0 | 0 | 0 | 0 | 0 | 0 | 0 | 0 | 0 | 0 | 0 | 0 | 0 | 0 | 0
SCE Core Roll-up E3 Calculator - With Carbon Adder | [17 empty] | System | #N/A | [21 empty] | 0 | 0 | 0 | 0 | 0 | 0 | 0 | 0 | 0 | 0 | 0 | 0 | 0 | 0 | 0 | 0 | 0 | 0 | 0 | 0 | 0 | 0 | 0 | 0 | 0 | 0 | 0 | 0 | 0
SCE Core Roll-up E3 Calculator - With Carbon Adder | [17 empty] | System | #N/A | [21 empty] | 0 | 0 | 0 | 0 | 0 | 0 | 0 | 0 | 0 | 0 | 0 | 0 | 0 | 0 | 0 | 0 | 0 | 0 | 0 | 0 | 0 | 0 | 0 | 0 | 0 | 0 | 0 | 0 | 0
SCE Core Roll-up E3 Calculator - With Carbon Adder | [17 empty] | System | #N/A | [21 empty] | 0 | 0 | 0 | 0 | 0 | 0 | 0 | 0 | 0 | 0 | 0 | 0 | 0 | 0 | 0 | 0 | 0 | 0 | 0 | 0 | 0 | 0 | 0 | 0 | 0 | 0 | 0 | 0 | 0
SCE Core Roll-up E3 Calculator - With Carbon Adder | [17 empty] | System | #N/A | [21 empty] | 0 | 0 | 0 | 0 | 0 | 0 | 0 | 0 | 0 | 0 | 0 | 0 | 0 | 0 | 0 | 0 | 0 | 0 | 0 | 0 | 0 | 0 | 0 | 0 | 0 | 0 | 0 | 0 | 0
SCE Core Roll-up E3 Calculator - With Carbon Adder | [17 empty] | System | #N/A | [21 empty] | 0 | 0 | 0 | 0 | 0 | 0 | 0 | 0 | 0 | 0 | 0 | 0 | 0 | 0 | 0 | 0 | 0 | 0 | 0 | 0 | 0 | 0 | 0 | 0 | 0 | 0 | 0 | 0 | 0
SCE Core Roll-up E3 Calculator - With Carbon Adder | [17 empty] | System | #N/A | [21 empty] | 0 | 0 | 0 | 0 | 0 | 0 | 0 | 0 | 0 | 0 | 0 | 0 | 0 | 0 | 0 | 0 | 0 | 0 | 0 | 0 | 0 | 0 | 0 | 0 | 0 | 0 | 0 | 0 | 0
SCE Core Roll-up E3 Calculator - With Carbon Adder | [17 empty] | System | #N/A | [21 empty] | 0 | 0 | 0 | 0 | 0 | 0 | 0 | 0 | 0 | 0 | 0 | 0 | 0 | 0 | 0 | 0 | 0 | 0 | 0 | 0 | 0 | 0 | 0 | 0 | 0 | 0 | 0 | 0 | 0
SCE Core Roll-up E3 Calculator - With Carbon Adder | [17 empty] | System | #N/A | [21 empty] | 0 | 0 | 0 | 0 | 0 | 0 | 0 | 0 | 0 | 0 | 0 | 0 | 0 | 0 | 0 | 0 | 0 | 0 | 0 | 0 | 0 | 0 | 0 | 0 | 0 | 0 | 0 | 0 | 0
SCE Core Roll-up E3 Calculator - With Carbon Adder | [17 empty] | System | #N/A | [21 empty] | 0 | 0 | 0 | 0 | 0 | 0 | 0 | 0 | 0 | 0 | 0 | 0 | 0 | 0 | 0 | 0 | 0 | 0 | 0 | 0 | 0 | 0 | 0 | 0 | 0 | 0 | 0 | 0 | 0
SCE Core Roll-up E3 Calculator - With Carbon Adder | [17 empty] | System | #N/A | [21 empty] | 0 | 0 | 0 | 0 | 0 | 0 | 0 | 0 | 0 | 0 | 0 | 0 | 0 | 0 | 0 | 0 | 0 | 0 | 0 | 0 | 0 | 0 | 0 | 0 | 0 | 0 | 0 | 0 | 0
SCE Core Roll-up E3 Calculator - With Carbon Adder | [17 empty] | System | #N/A | [21 empty] | 0 | 0 | 0 | 0 | 0 | 0 | 0 | 0 | 0 | 0 | 0 | 0 | 0 | 0 | 0 | 0 | 0 | 0 | 0 | 0 | 0 | 0 | 0 | 0 | 0 | 0 | 0 | 0 | 0
SCE Core Roll-up E3 Calculator - With Carbon Adder | [17 empty] | System | #N/A | [21 empty] | 0 | 0 | 0 | 0 | 0 | 0 | 0 | 0 | 0 | 0 | 0 | 0 | 0 | 0 | 0 | 0 | 0 | 0 | 0 | 0 | 0 | 0 | 0 | 0 | 0 | 0 | 0 | 0 | 0
SCE Core Roll-up E3 Calculator - With Carbon Adder | [17 empty] | System | #N/A | [21 empty] | 0 | 0 | 0 | 0 | 0 | 0 | 0 | 0 | 0 | 0 | 0 | 0 | 0 | 0 | 0 | 0 | 0 | 0 | 0 | 0 | 0 | 0 | 0 | 0 | 0 | 0 | 0 | 0 | 0
SCE Core Roll-up E3 Calculator - With Carbon Adder | [17 empty] | System | #N/A | [21 empty] | 0 | 0 | 0 | 0 | 0 | 0 | 0 | 0 | 0 | 0 | 0 | 0 | 0 | 0 | 0 | 0 | 0 | 0 | 0 | 0 | 0 | 0 | 0 | 0 | 0 | 0 | 0 | 0 | 0
SCE Core Roll-up E3 Calculator - With Carbon Adder | [17 empty] | System | #N/A | [21 empty] | 0 | 0 | 0 | 0 | 0 | 0 | 0 | 0 | 0 | 0 | 0 | 0 | 0 | 0 | 0 | 0 | 0 | 0 | 0 | 0 | 0 | 0 | 0 | 0 | 0 | 0 | 0 | 0 | 0
SCE Core Roll-up E3 Calculator - With Carbon Adder | [17 empty] | System | #N/A | [21 empty] | 0 | 0 | 0 | 0 | 0 | 0 | 0 | 0 | 0 | 0 | 0 | 0 | 0 | 0 | 0 | 0 | 0 | 0 | 0 | 0 | 0 | 0 | 0 | 0 | 0 | 0 | 0 | 0 | 0
SCE Core Roll-up E3 Calculator - With Carbon Adder | [17 empty] | System | #N/A | [21 empty] | 0 | 0 | 0 | 0 | 0 | 0 | 0 | 0 | 0 | 0 | 0 | 0 | 0 | 0 | 0 | 0 | 0 | 0 | 0 | 0 | 0 | 0 | 0 | 0 | 0 | 0 | 0 | 0 | 0
SCE Core Roll-up E3 Calculator - With Carbon Adder | [17 empty] | System | #N/A | [21 empty] | 0 | 0 | 0 | 0 | 0 | 0 | 0 | 0 | 0 | 0 | 0 | 0 | 0 | 0 | 0 | 0 | 0 | 0 | 0 | 0 | 0 | 0 | 0 | 0 | 0 | 0 | 0 | 0 | 0
SCE Core Roll-up E3 Calculator - With Carbon Adder | [17 empty] | System | #N/A | [21 empty] | 0 | 0 | 0 | 0 | 0 | 0 | 0 | 0 | 0 | 0 | 0 | 0 | 0 | 0 | 0 | 0 | 0 | 0 | 0 | 0 | 0 | 0 | 0 | 0 | 0 | 0 | 0 | 0 | 0
SCE Core Roll-up E3 Calculator - With Carbon Adder | [17 empty] | System | #N/A | [21 empty] | 0 | 0 | 0 | 0 | 0 | 0 | 0 | 0 | 0 | 0 | 0 | 0 | 0 | 0 | 0 | 0 | 0 | 0 | 0 | 0 | 0 | 0 | 0 | 0 | 0 | 0 | 0 | 0 | 0
SCE Core Roll-up E3 Calculator - With Carbon Adder | [17 empty] | System | #N/A | [21 empty] | 0 | 0 | 0 | 0 | 0 | 0 | 0 | 0 | 0 | 0 | 0 | 0 | 0 | 0 | 0 | 0 | 0 | 0 | 0 | 0 | 0 | 0 | 0 | 0 | 0 | 0 | 0 | 0 | 0
SCE Core Roll-up E3 Calculator - With Carbon Adder | [17 empty] | System | #N/A | [21 empty] | 0 | 0 | 0 | 0 | 0 | 0 | 0 | 0 | 0 | 0 | 0 | 0 | 0 | 0 | 0 | 0 | 0 | 0 | 0 | 0 | 0 | 0 | 0 | 0 | 0 | 0 | 0 | 0 | 0
SCE Core Roll-up E3 Calculator - With Carbon Adder | [17 empty] | System | #N/A | [21 empty] | 0 | 0 | 0 | 0 | 0 | 0 | 0 | 0 | 0 | 0 | 0 | 0 | 0 | 0 | 0 | 0 | 0 | 0 | 0 | 0 | 0 | 0 | 0 | 0 | 0 | 0 | 0 | 0 | 0
SCE Core Roll-up E3 Calculator - With Carbon Adder | [17 empty] | System | #N/A | [21 empty] | 0 | 0 | 0 | 0 | 0 | 0 | 0 | 0 | 0 | 0 | 0 | 0 | 0 | 0 | 0 | 0 | 0 | 0 | 0 | 0 | 0 | 0 | 0 | 0 | 0 | 0 | 0 | 0 | 0
SCE Core Roll-up E3 Calculator - With Carbon Adder | [17 empty] | System | #N/A | [21 empty] | 0 | 0 | 0 | 0 | 0 | 0 | 0 | 0 | 0 | 0 | 0 | 0 | 0 | 0 | 0 | 0 | 0 | 0 | 0 | 0 | 0 | 0 | 0 | 0 | 0 | 0 | 0 | 0 | 0
SCE Core Roll-up E3 Calculator - With Carbon Adder | [17 empty] | System | #N/A | [21 empty] | 0 | 0 | 0 | 0 | 0 | 0 | 0 | 0 | 0 | 0 | 0 | 0 | 0 | 0 | 0 | 0 | 0 | 0 | 0 | 0 | 0 | 0 | 0 | 0 | 0 | 0 | 0 | 0 | 0
SCE Core Roll-up E3 Calculator - With Carbon Adder | [17 empty] | System | #N/A | [21 empty] | 0 | 0 | 0 | 0 | 0 | 0 | 0 | 0 | 0 | 0 | 0 | 0 | 0 | 0 | 0 | 0 | 0 | 0 | 0 | 0 | 0 | 0 | 0 | 0 | 0 | 0 | 0 | 0 | 0
SCE Core Roll-up E3 Calculator - With Carbon Adder | [17 empty] | System | #N/A | [21 empty] | 0 | 0 | 0 | 0 | 0 | 0 | 0 | 0 | 0 | 0 | 0 | 0 | 0 | 0 | 0 | 0 | 0 | 0 | 0 | 0 | 0 | 0 | 0 | 0 | 0 | 0 | 0 | 0 | 0
SCE Core Roll-up E3 Calculator - With Carbon Adder | [17 empty] | System | #N/A | [21 empty] | 0 | 0 | 0 | 0 | 0 | 0 | 0 | 0 | 0 | 0 | 0 | 0 | 0 | 0 | 0 | 0 | 0 | 0 | 0 | 0 | 0 | 0 | 0 | 0 | 0 | 0 | 0 | 0 | 0
SCE Core Roll-up E3 Calculator - With Carbon Adder | [17 empty] | System | #N/A | [21 empty] | 0 | 0 | 0 | 0 | 0 | 0 | 0 | 0 | 0 | 0 | 0 | 0 | 0 | 0 | 0 | 0 | 0 | 0 | 0 | 0 | 0 | 0 | 0 | 0 | 0 | 0 | 0 | 0 | 0
SCE Core Roll-up E3 Calculator - With Carbon Adder | [17 empty] | System | #N/A | [21 empty] | 0 | 0 | 0 | 0 | 0 | 0 | 0 | 0 | 0 | 0 | 0 | 0 | 0 | 0 | 0 | 0 | 0 | 0 | 0 | 0 | 0 | 0 | 0 | 0 | 0 | 0 | 0 | 0 | 0
SCE Core Roll-up E3 Calculator - With Carbon Adder | [17 empty] | System | #N/A | [21 empty] | 0 | 0 | 0 | 0 | 0 | 0 | 0 | 0 | 0 | 0 | 0 | 0 | 0 | 0 | 0 | 0 | 0 | 0 | 0 | 0 | 0 | 0 | 0 | 0 | 0 | 0 | 0 | 0 | 0
SCE Core Roll-up E3 Calculator - With Carbon Adder | [17 empty] | System | #N/A | [21 empty] | 0 | 0 | 0 | 0 | 0 | 0 | 0 | 0 | 0 | 0 | 0 | 0 | 0 | 0 | 0 | 0 | 0 | 0 | 0 | 0 | 0 | 0 | 0 | 0 | 0 | 0 | 0 | 0 | 0
SCE Core Roll-up E3 Calculator - With Carbon Adder | [17 empty] | System | #N/A | [21 empty] | 0 | 0 | 0 | 0 | 0 | 0 | 0 | 0 | 0 | 0 | 0 | 0 | 0 | 0 | 0 | 0 | 0 | 0 | 0 | 0 | 0 | 0 | 0 | 0 | 0 | 0 | 0 | 0 | 0
SCE Core Roll-up E3 Calculator - With Carbon Adder | [17 empty] | System | #N/A | [21 empty] | 0 | 0 | 0 | 0 | 0 | 0 | 0 | 0 | 0 | 0 | 0 | 0 | 0 | 0 | 0 | 0 | 0 | 0 | 0 | 0 | 0 | 0 | 0 | 0 | 0 | 0 | 0 | 0 | 0
SCE Core Roll-up E3 Calculator - With Carbon Adder | [17 empty] | System | #N/A | [21 empty] | 0 | 0 | 0 | 0 | 0 | 0 | 0 | 0 | 0 | 0 | 0 | 0 | 0 | 0 | 0 | 0 | 0 | 0 | 0 | 0 | 0 | 0 | 0 | 0 | 0 | 0 | 0 | 0 | 0
SCE Core Roll-up E3 Calculator - With Carbon Adder | [17 empty] | System | #N/A | [21 empty] | 0 | 0 | 0 | 0 | 0 | 0 | 0 | 0 | 0 | 0 | 0 | 0 | 0 | 0 | 0 | 0 | 0 | 0 | 0 | 0 | 0 | 0 | 0 | 0 | 0 | 0 | 0 | 0 | 0
SCE Core Roll-up E3 Calculator - With Carbon Adder | [17 empty] | System | #N/A | [21 empty] | 0 | 0 | 0 | 0 | 0 | 0 | 0 | 0 | 0 | 0 | 0 | 0 | 0 | 0 | 0 | 0 | 0 | 0 | 0 | 0 | 0 | 0 | 0 | 0 | 0 | 0 | 0 | 0 | 0
SCE Core Roll-up E3 Calculator - With Carbon Adder | [17 empty] | System | #N/A | [21 empty] | 0 | 0 | 0 | 0 | 0 | 0 | 0 | 0 | 0 | 0 | 0 | 0 | 0 | 0 | 0 | 0 | 0 | 0 | 0 | 0 | 0 | 0 | 0 | 0 | 0 | 0 | 0 | 0 | 0
SCE Core Roll-up E3 Calculator - With Carbon Adder | [17 empty] | System | #N/A | [21 empty] | 0 | 0 | 0 | 0 | 0 | 0 | 0 | 0 | 0 | 0 | 0 | 0 | 0 | 0 | 0 | 0 | 0 | 0 | 0 | 0 | 0 | 0 | 0 | 0 | 0 | 0 | 0 | 0 | 0
SCE Core Roll-up E3 Calculator - With Carbon Adder | [17 empty] | System | #N/A | [21 empty] | 0 | 0 | 0 | 0 | 0 | 0 | 0 | 0 | 0 | 0 | 0 | 0 | 0 | 0 | 0 | 0 | 0 | 0 | 0 | 0 | 0 | 0 | 0 | 0 | 0 | 0 | 0 | 0 | 0
SCE Core Roll-up E3 Calculator - With Carbon Adder | [17 empty] | System | #N/A | [21 empty] | 0 | 0 | 0 | 0 | 0 | 0 | 0 | 0 | 0 | 0 | 0 | 0 | 0 | 0 | 0 | 0 | 0 | 0 | 0 | 0 | 0 | 0 | 0 | 0 | 0 | 0 | 0 | 0 | 0
SCE Core Roll-up E3 Calculator - With Carbon Adder | [17 empty] | System | #N/A | [21 empty] | 0 | 0 | 0 | 0 | 0 | 0 | 0 | 0 | 0 | 0 | 0 | 0 | 0 | 0 | 0 | 0 | 0 | 0 | 0 | 0 | 0 | 0 | 0 | 0 | 0 | 0 | 0 | 0 | 0
SCE Core Roll-up E3 Calculator - With Carbon Adder | [17 empty] | System | #N/A | [21 empty] | 0 | 0 | 0 | 0 | 0 | 0 | 0 | 0 | 0 | 0 | 0 | 0 | 0 | 0 | 0 | 0 | 0 | 0 | 0 | 0 | 0 | 0 | 0 | 0 | 0 | 0 | 0 | 0 | 0
SCE Core Roll-up E3 Calculator - With Carbon Adder | [17 empty] | System | #N/A | [21 empty] | 0 | 0 | 0 | 0 | 0 | 0 | 0 | 0 | 0 | 0 | 0 | 0 | 0 | 0 | 0 | 0 | 0 | 0 | 0 | 0 | 0 | 0 | 0 | 0 | 0 | 0 | 0 | 0 | 0
SCE Core Roll-up E3 Calculator - With Carbon Adder | [17 empty] | System | #N/A | [21 empty] | 0 | 0 | 0 | 0 | 0 | 0 | 0 | 0 | 0 | 0 | 0 | 0 | 0 | 0 | 0 | 0 | 0 | 0 | 0 | 0 | 0 | 0 | 0 | 0 | 0 | 0 | 0 | 0 | 0
SCE Core Roll-up E3 Calculator - With Carbon Adder | [17 empty] | System | #N/A | [21 empty] | 0 | 0 | 0 | 0 | 0 | 0 | 0 | 0 | 0 | 0 | 0 | 0 | 0 | 0 | 0 | 0 | 0 | 0 | 0 | 0 | 0 | 0 | 0 | 0 | 0 | 0 | 0 | 0 | 0
SCE Core Roll-up E3 Calculator - With Carbon Adder | [17 empty] | System | #N/A | [21 empty] | 0 | 0 | 0 | 0 | 0 | 0 | 0 | 0 | 0 | 0 | 0 | 0 | 0 | 0 | 0 | 0 | 0 | 0 | 0 | 0 | 0 | 0 | 0 | 0 | 0 | 0 | 0 | 0 | 0
SCE Core Roll-up E3 Calculator - With Carbon Adder | [17 empty] | System | #N/A | [21 empty] | 0 | 0 | 0 | 0 | 0 | 0 | 0 | 0 | 0 | 0 | 0 | 0 | 0 | 0 | 0 | 0 | 0 | 0 | 0 | 0 | 0 | 0 | 0 | 0 | 0 | 0 | 0 | 0 | 0
SCE Core Roll-up E3 Calculator - With Carbon Adder | [17 empty] | System | #N/A | [21 empty] | 0 | 0 | 0 | 0 | 0 | 0 | 0 | 0 | 0 | 0 | 0 | 0 | 0 | 0 | 0 | 0 | 0 | 0 | 0 | 0 | 0 | 0 | 0 | 0 | 0 | 0 | 0 | 0 | 0
SCE Core Roll-up E3 Calculator - With Carbon Adder | [17 empty] | System | #N/A | [21 empty] | 0 | 0 | 0 | 0 | 0 | 0 | 0 | 0 | 0 | 0 | 0 | 0 | 0 | 0 | 0 | 0 | 0 | 0 | 0 | 0 | 0 | 0 | 0 | 0 | 0 | 0 | 0 | 0 | 0
SCE Core Roll-up E3 Calculator - With Carbon Adder | [17 empty] | System | #N/A | [21 empty] | 0 | 0 | 0 | 0 | 0 | 0 | 0 | 0 | 0 | 0 | 0 | 0 | 0 | 0 | 0 | 0 | 0 | 0 | 0 | 0 | 0 | 0 | 0 | 0 | 0 | 0 | 0 | 0 | 0
SCE Core Roll-up E3 Calculator - With Carbon Adder | [17 empty] | System | #N/A | [21 empty] | 0 | 0 | 0 | 0 | 0 | 0 | 0 | 0 | 0 | 0 | 0 | 0 | 0 | 0 | 0 | 0 | 0 | 0 | 0 | 0 | 0 | 0 | 0 | 0 | 0 | 0 | 0 | 0 | 0
SCE Core Roll-up E3 Calculator - With Carbon Adder | [17 empty] | System | #N/A | [21 empty] | 0 | 0 | 0 | 0 | 0 | 0 | 0 | 0 | 0 | 0 | 0 | 0 | 0 | 0 | 0 | 0 | 0 | 0 | 0 | 0 | 0 | 0 | 0 | 0 | 0 | 0 | 0 | 0 | 0
SCE Core Roll-up E3 Calculator - With Carbon Adder | [17 empty] | System | #N/A | [21 empty] | 0 | 0 | 0 | 0 | 0 | 0 | 0 | 0 | 0 | 0 | 0 | 0 | 0 | 0 | 0 | 0 | 0 | 0 | 0 | 0 | 0 | 0 | 0 | 0 | 0 | 0 | 0 | 0 | 0
SCE Core Roll-up E3 Calculator - With Carbon Adder | [17 empty] | System | #N/A | [21 empty] | 0 | 0 | 0 | 0 | 0 | 0 | 0 | 0 | 0 | 0 | 0 | 0 | 0 | 0 | 0 | 0 | 0 | 0 | 0 | 0 | 0 | 0 | 0 | 0 | 0 | 0 | 0 | 0 | 0
SCE Core Roll-up E3 Calculator - With Carbon Adder | [17 empty] | System | #N/A | [21 empty] | 0 | 0 | 0 | 0 | 0 | 0 | 0 | 0 | 0 | 0 | 0 | 0 | 0 | 0 | 0 | 0 | 0 | 0 | 0 | 0 | 0 | 0 | 0 | 0 | 0 | 0 | 0 | 0 | 0
SCE Core Roll-up E3 Calculator - With Carbon Adder | [17 empty] | System | #N/A | [21 empty] | 0 | 0 | 0 | 0 | 0 | 0 | 0 | 0 | 0 | 0 | 0 | 0 | 0 | 0 | 0 | 0 | 0 | 0 | 0 | 0 | 0 | 0 | 0 | 0 | 0 | 0 | 0 | 0 | 0
SCE Core Roll-up E3 Calculator - With Carbon Adder | [17 empty] | System | #N/A | [21 empty] | 0 | 0 | 0 | 0 | 0 | 0 | 0 | 0 | 0 | 0 | 0 | 0 | 0 | 0 | 0 | 0 | 0 | 0 | 0 | 0 | 0 | 0 | 0 | 0 | 0 | 0 | 0 | 0 | 0
SCE Core Roll-up E3 Calculator - With Carbon Adder | [17 empty] | System | #N/A | [21 empty] | 0 | 0 | 0 | 0 | 0 | 0 | 0 | 0 | 0 | 0 | 0 | 0 | 0 | 0 | 0 | 0 | 0 | 0 | 0 | 0 | 0 | 0 | 0 | 0 | 0 | 0 | 0 | 0 | 0
SCE Core Roll-up E3 Calculator - With Carbon Adder | [17 empty] | System | #N/A | [21 empty] | 0 | 0 | 0 | 0 | 0 | 0 | 0 | 0 | 0 | 0 | 0 | 0 | 0 | 0 | 0 | 0 | 0 | 0 | 0 | 0 | 0 | 0 | 0 | 0 | 0 | 0 | 0 | 0 | 0
SCE Core Roll-up E3 Calculator - With Carbon Adder | [17 empty] | System | #N/A | [21 empty] | 0 | 0 | 0 | 0 | 0 | 0 | 0 | 0 | 0 | 0 | 0 | 0 | 0 | 0 | 0 | 0 | 0 | 0 | 0 | 0 | 0 | 0 | 0 | 0 | 0 | 0 | 0 | 0 | 0
SCE Core Roll-up E3 Calculator - With Carbon Adder | [17 empty] | System | #N/A | [21 empty] | 0 | 0 | 0 | 0 | 0 | 0 | 0 | 0 | 0 | 0 | 0 | 0 | 0 | 0 | 0 | 0 | 0 | 0 | 0 | 0 | 0 | 0 | 0 | 0 | 0 | 0 | 0 | 0 | 0
SCE Core Roll-up E3 Calculator - With Carbon Adder | [17 empty] | System | #N/A | [21 empty] | 0 | 0 | 0 | 0 | 0 | 0 | 0 | 0 | 0 | 0 | 0 | 0 | 0 | 0 | 0 | 0 | 0 | 0 | 0 | 0 | 0 | 0 | 0 | 0 | 0 | 0 | 0 | 0 | 0
SCE Core Roll-up E3 Calculator - With Carbon Adder | [17 empty] | System | #N/A | [21 empty] | 0 | 0 | 0 | 0 | 0 | 0 | 0 | 0 | 0 | 0 | 0 | 0 | 0 | 0 | 0 | 0 | 0 | 0 | 0 | 0 | 0 | 0 | 0 | 0 | 0 | 0 | 0 | 0 | 0
SCE Core Roll-up E3 Calculator - With Carbon Adder | [17 empty] | System | #N/A | [21 empty] | 0 | 0 | 0 | 0 | 0 | 0 | 0 | 0 | 0 | 0 | 0 | 0 | 0 | 0 | 0 | 0 | 0 | 0 | 0 | 0 | 0 | 0 | 0 | 0 | 0 | 0 | 0 | 0 | 0
SCE Core Roll-up E3 Calculator - With Carbon Adder | [17 empty] | System | #N/A | [21 empty] | 0 | 0 | 0 | 0 | 0 | 0 | 0 | 0 | 0 | 0 | 0 | 0 | 0 | 0 | 0 | 0 | 0 | 0 | 0 | 0 | 0 | 0 | 0 | 0 | 0 | 0 | 0 | 0 | 0
SCE Core Roll-up E3 Calculator - With Carbon Adder | [17 empty] | System | #N/A | [21 empty] | 0 | 0 | 0 | 0 | 0 | 0 | 0 | 0 | 0 | 0 | 0 | 0 | 0 | 0 | 0 | 0 | 0 | 0 | 0 | 0 | 0 | 0 | 0 | 0 | 0 | 0 | 0 | 0 | 0
SCE Core Roll-up E3 Calculator - With Carbon Adder | [17 empty] | System | #N/A | [21 empty] | 0 | 0 | 0 | 0 | 0 | 0 | 0 | 0 | 0 | 0 | 0 | 0 | 0 | 0 | 0 | 0 | 0 | 0 | 0 | 0 | 0 | 0 | 0 | 0 | 0 | 0 | 0 | 0 | 0
SCE Core Roll-up E3 Calculator - With Carbon Adder | [17 empty] | System | #N/A | [21 empty] | 0 | 0 | 0 | 0 | 0 | 0 | 0 | 0 | 0 | 0 | 0 | 0 | 0 | 0 | 0 | 0 | 0 | 0 | 0 | 0 | 0 | 0 | 0 | 0 | 0 | 0 | 0 | 0 | 0
SCE Core Roll-up E3 Calculator - With Carbon Adder | [17 empty] | System | #N/A | [21 empty] | 0 | 0 | 0 | 0 | 0 | 0 | 0 | 0 | 0 | 0 | 0 | 0 | 0 | 0 | 0 | 0 | 0 | 0 | 0 | 0 | 0 | 0 | 0 | 0 | 0 | 0 | 0 | 0 | 0
SCE Core Roll-up E3 Calculator - With Carbon Adder | [17 empty] | System | #N/A | [21 empty] | 0 | 0 | 0 | 0 | 0 | 0 | 0 | 0 | 0 | 0 | 0 | 0 | 0 | 0 | 0 | 0 | 0 | 0 | 0 | 0 | 0 | 0 | 0 | 0 | 0 | 0 | 0 | 0 | 0
SCE Core Roll-up E3 Calculator - With Carbon Adder | [17 empty] | System | #N/A | [21 empty] | 0 | 0 | 0 | 0 | 0 | 0 | 0 | 0 | 0 | 0 | 0 | 0 | 0 | 0 | 0 | 0 | 0 | 0 | 0 | 0 | 0 | 0 | 0 | 0 | 0 | 0 | 0 | 0 | 0
SCE Core Roll-up E3 Calculator - With Carbon Adder | [17 empty] | System | #N/A | [21 empty] | 0 | 0 | 0 | 0 | 0 | 0 | 0 | 0 | 0 | 0 | 0 | 0 | 0 | 0 | 0 | 0 | 0 | 0 | 0 | 0 | 0 | 0 | 0 | 0 | 0 | 0 | 0 | 0 | 0
SCE Core Roll-up E3 Calculator - With Carbon Adder | [17 empty] | System | #N/A | [21 empty] | 0 | 0 | 0 | 0 | 0 | 0 | 0 | 0 | 0 | 0 | 0 | 0 | 0 | 0 | 0 | 0 | 0 | 0 | 0 | 0 | 0 | 0 | 0 | 0 | 0 | 0 | 0 | 0 | 0
SCE Core Roll-up E3 Calculator - With Carbon Adder | [17 empty] | System | #N/A | [21 empty] | 0 | 0 | 0 | 0 | 0 | 0 | 0 | 0 | 0 | 0 | 0 | 0 | 0 | 0 | 0 | 0 | 0 | 0 | 0 | 0 | 0 | 0 | 0 | 0 | 0 | 0 | 0 | 0 | 0
SCE Core Roll-up E3 Calculator - With Carbon Adder | [17 empty] | System | #N/A | [21 empty] | 0 | 0 | 0 | 0 | 0 | 0 | 0 | 0 | 0 | 0 | 0 | 0 | 0 | 0 | 0 | 0 | 0 | 0 | 0 | 0 | 0 | 0 | 0 | 0 | 0 | 0 | 0 | 0 | 0
SCE Core Roll-up E3 Calculator - With Carbon Adder | [17 empty] | System | #N/A | [21 empty] | 0 | 0 | 0 | 0 | 0 | 0 | 0 | 0 | 0 | 0 | 0 | 0 | 0 | 0 | 0 | 0 | 0 | 0 | 0 | 0 | 0 | 0 | 0 | 0 | 0 | 0 | 0 | 0 | 0
SCE Core Roll-up E3 Calculator - With Carbon Adder | [17 empty] | System | #N/A | [21 empty] | 0 | 0 | 0 | 0 | 0 | 0 | 0 | 0 | 0 | 0 | 0 | 0 | 0 | 0 | 0 | 0 | 0 | 0 | 0 | 0 | 0 | 0 | 0 | 0 | 0 | 0 | 0 | 0 | 0
SCE Core Roll-up E3 Calculator - With Carbon Adder | [17 empty] | System | #N/A | [21 empty] | 0 | 0 | 0 | 0 | 0 | 0 | 0 | 0 | 0 | 0 | 0 | 0 | 0 | 0 | 0 | 0 | 0 | 0 | 0 | 0 | 0 | 0 | 0 | 0 | 0 | 0 | 0 | 0 | 0
SCE Core Roll-up E3 Calculator - With Carbon Adder | [17 empty] | System | #N/A | [21 empty] | 0 | 0 | 0 | 0 | 0 | 0 | 0 | 0 | 0 | 0 | 0 | 0 | 0 | 0 | 0 | 0 | 0 | 0 | 0 | 0 | 0 | 0 | 0 | 0 | 0 | 0 | 0 | 0 | 0
SCE Core Roll-up E3 Calculator - With Carbon Adder | [17 empty] | System | #N/A | [21 empty] | 0 | 0 | 0 | 0 | 0 | 0 | 0 | 0 | 0 | 0 | 0 | 0 | 0 | 0 | 0 | 0 | 0 | 0 | 0 | 0 | 0 | 0 | 0 | 0 | 0 | 0 | 0 | 0 | 0
SCE Core Roll-up E3 Calculator - With Carbon Adder | [17 empty] | System | #N/A | [21 empty] | 0 | 0 | 0 | 0 | 0 | 0 | 0 | 0 | 0 | 0 | 0 | 0 | 0 | 0 | 0 | 0 | 0 | 0 | 0 | 0 | 0 | 0 | 0 | 0 | 0 | 0 | 0 | 0 | 0
SCE Core Roll-up E3 Calculator - With Carbon Adder | [17 empty] | System | #N/A | [21 empty] | 0 | 0 | 0 | 0 | 0 | 0 | 0 | 0 | 0 | 0 | 0 | 0 | 0 | 0 | 0 | 0 | 0 | 0 | 0 | 0 | 0 | 0 | 0 | 0 | 0 | 0 | 0 | 0 | 0
SCE Core Roll-up E3 Calculator - With Carbon Adder | [17 empty] | System | #N/A | [21 empty] | 0 | 0 | 0 | 0 | 0 | 0 | 0 | 0 | 0 | 0 | 0 | 0 | 0 | 0 | 0 | 0 | 0 | 0 | 0 | 0 | 0 | 0 | 0 | 0 | 0 | 0 | 0 | 0 | 0
SCE Core Roll-up E3 Calculator - With Carbon Adder | [17 empty] | System | #N/A | [21 empty] | 0 | 0 | 0 | 0 | 0 | 0 | 0 | 0 | 0 | 0 | 0 | 0 | 0 | 0 | 0 | 0 | 0 | 0 | 0 | 0 | 0 | 0 | 0 | 0 | 0 | 0 | 0 | 0 | 0
SCE Core Roll-up E3 Calculator - With Carbon Adder | [17 empty] | System | #N/A | [21 empty] | 0 | 0 | 0 | 0 | 0 | 0 | 0 | 0 | 0 | 0 | 0 | 0 | 0 | 0 | 0 | 0 | 0 | 0 | 0 | 0 | 0 | 0 | 0 | 0 | 0 | 0 | 0 | 0 | 0
SCE Core Roll-up E3 Calculator - With Carbon Adder | [17 empty] | System | #N/A | [21 empty] | 0 | 0 | 0 | 0 | 0 | 0 | 0 | 0 | 0 | 0 | 0 | 0 | 0 | 0 | 0 | 0 | 0 | 0 | 0 | 0 | 0 | 0 | 0 | 0 | 0 | 0 | 0 | 0 | 0
SCE Core Roll-up E3 Calculator - With Carbon Adder | [17 empty] | System | #N/A | [21 empty] | 0 | 0 | 0 | 0 | 0 | 0 | 0 | 0 | 0 | 0 | 0 | 0 | 0 | 0 | 0 | 0 | 0 | 0 | 0 | 0 | 0 | 0 | 0 | 0 | 0 | 0 | 0 | 0 | 0
SCE Core Roll-up E3 Calculator - With Carbon Adder | [17 empty] | System | #N/A | [21 empty] | 0 | 0 | 0 | 0 | 0 | 0 | 0 | 0 | 0 | 0 | 0 | 0 | 0 | 0 | 0 | 0 | 0 | 0 | 0 | 0 | 0 | 0 | 0 | 0 | 0 | 0 | 0 | 0 | 0
SCE Core Roll-up E3 Calculator - With Carbon Adder | [17 empty] | System | #N/A | [21 empty] | 0 | 0 | 0 | 0 | 0 | 0 | 0 | 0 | 0 | 0 | 0 | 0 | 0 | 0 | 0 | 0 | 0 | 0 | 0 | 0 | 0 | 0 | 0 | 0 | 0 | 0 | 0 | 0 | 0
SCE Core Roll-up E3 Calculator - With Carbon Adder | [17 empty] | System | #N/A | [21 empty] | 0 | 0 | 0 | 0 | 0 | 0 | 0 | 0 | 0 | 0 | 0 | 0 | 0 | 0 | 0 | 0 | 0 | 0 | 0 | 0 | 0 | 0 | 0 | 0 | 0 | 0 | 0 | 0 | 0
SCE Core Roll-up E3 Calculator - With Carbon Adder | [17 empty] | System | #N/A | [21 empty] | 0 | 0 | 0 | 0 | 0 | 0 | 0 | 0 | 0 | 0 | 0 | 0 | 0 | 0 | 0 | 0 | 0 | 0 | 0 | 0 | 0 | 0 | 0 | 0 | 0 | 0 | 0 | 0 | 0
SCE Core Roll-up E3 Calculator - With Carbon Adder | [17 empty] | System | #N/A | [21 empty] | 0 | 0 | 0 | 0 | 0 | 0 | 0 | 0 | 0 | 0 | 0 | 0 | 0 | 0 | 0 | 0 | 0 | 0 | 0 | 0 | 0 | 0 | 0 | 0 | 0 | 0 | 0 | 0 | 0
SCE Core Roll-up E3 Calculator - With Carbon Adder | [17 empty] | System | #N/A | [21 empty] | 0 | 0 | 0 | 0 | 0 | 0 | 0 | 0 | 0 | 0 | 0 | 0 | 0 | 0 | 0 | 0 | 0 | 0 | 0 | 0 | 0 | 0 | 0 | 0 | 0 | 0 | 0 | 0 | 0
SCE Core Roll-up E3 Calculator - With Carbon Adder | [17 empty] | System | #N/A | [21 empty] | 0 | 0 | 0 | 0 | 0 | 0 | 0 | 0 | 0 | 0 | 0 | 0 | 0 | 0 | 0 | 0 | 0 | 0 | 0 | 0 | 0 | 0 | 0 | 0 | 0 | 0 | 0 | 0 | 0
SCE Core Roll-up E3 Calculator - With Carbon Adder | [17 empty] | System | #N/A | [21 empty] | 0 | 0 | 0 | 0 | 0 | 0 | 0 | 0 | 0 | 0 | 0 | 0 | 0 | 0 | 0 | 0 | 0 | 0 | 0 | 0 | 0 | 0 | 0 | 0 | 0 | 0 | 0 | 0 | 0
SCE Core Roll-up E3 Calculator - With Carbon Adder | [17 empty] | System | #N/A | [21 empty] | 0 | 0 | 0 | 0 | 0 | 0 | 0 | 0 | 0 | 0 | 0 | 0 | 0 | 0 | 0 | 0 | 0 | 0 | 0 | 0 | 0 | 0 | 0 | 0 | 0 | 0 | 0 | 0 | 0
SCE Core Roll-up E3 Calculator - With Carbon Adder | [17 empty] | System | #N/A | [21 empty] | 0 | 0 | 0 | 0 | 0 | 0 | 0 | 0 | 0 | 0 | 0 | 0 | 0 | 0 | 0 | 0 | 0 | 0 | 0 | 0 | 0 | 0 | 0 | 0 | 0 | 0 | 0 | 0 | 0
SCE Core Roll-up E3 Calculator - With Carbon Adder | [17 empty] | System | #N/A | [21 empty] | 0 | 0 | 0 | 0 | 0 | 0 | 0 | 0 | 0 | 0 | 0 | 0 | 0 | 0 | 0 | 0 | 0 | 0 | 0 | 0 | 0 | 0 | 0 | 0 | 0 | 0 | 0 | 0 | 0
SCE Core Roll-up E3 Calculator - With Carbon Adder | [17 empty] | System | #N/A | [21 empty] | 0 | 0 | 0 | 0 | 0 | 0 | 0 | 0 | 0 | 0 | 0 | 0 | 0 | 0 | 0 | 0 | 0 | 0 | 0 | 0 | 0 | 0 | 0 | 0 | 0 | 0 | 0 | 0 | 0
SCE Core Roll-up E3 Calculator - With Carbon Adder | [17 empty] | System | #N/A | [21 empty] | 0 | 0 | 0 | 0 | 0 | 0 | 0 | 0 | 0 | 0 | 0 | 0 | 0 | 0 | 0 | 0 | 0 | 0 | 0 | 0 | 0 | 0 | 0 | 0 | 0 | 0 | 0 | 0 | 0
SCE Core Roll-up E3 Calculator - With Carbon Adder | [17 empty] | System | #N/A | [21 empty] | 0 | 0 | 0 | 0 | 0 | 0 | 0 | 0 | 0 | 0 | 0 | 0 | 0 | 0 | 0 | 0 | 0 | 0 | 0 | 0 | 0 | 0 | 0 | 0 | 0 | 0 | 0 | 0 | 0
SCE Core Roll-up E3 Calculator - With Carbon Adder | [17 empty] | System | #N/A | [21 empty] | 0 | 0 | 0 | 0 | 0 | 0 | 0 | 0 | 0 | 0 | 0 | 0 | 0 | 0 | 0 | 0 | 0 | 0 | 0 | 0 | 0 | 0 | 0 | 0 | 0 | 0 | 0 | 0 | 0
SCE Core Roll-up E3 Calculator - With Carbon Adder | [17 empty] | System | #N/A | [21 empty] | 0 | 0 | 0 | 0 | 0 | 0 | 0 | 0 | 0 | 0 | 0 | 0 | 0 | 0 | 0 | 0 | 0 | 0 | 0 | 0 | 0 | 0 | 0 | 0 | 0 | 0 | 0 | 0 | 0
SCE Core Roll-up E3 Calculator - With Carbon Adder | [17 empty] | System | #N/A | [21 empty] | 0 | 0 | 0 | 0 | 0 | 0 | 0 | 0 | 0 | 0 | 0 | 0 | 0 | 0 | 0 | 0 | 0 | 0 | 0 | 0 | 0 | 0 | 0 | 0 | 0 | 0 | 0 | 0 | 0
SCE Core Roll-up E3 Calculator - With Carbon Adder | [17 empty] | System | #N/A | [21 empty] | 0 | 0 | 0 | 0 | 0 | 0 | 0 | 0 | 0 | 0 | 0 | 0 | 0 | 0 | 0 | 0 | 0 | 0 | 0 | 0 | 0 | 0 | 0 | 0 | 0 | 0 | 0 | 0 | 0
SCE Core Roll-up E3 Calculator - With Carbon Adder | [17 empty] | System | #N/A | [21 empty] | 0 | 0 | 0 | 0 | 0 | 0 | 0 | 0 | 0 | 0 | 0 | 0 | 0 | 0 | 0 | 0 | 0 | 0 | 0 | 0 | 0 | 0 | 0 | 0 | 0 | 0 | 0 | 0 | 0
SCE Core Roll-up E3 Calculator - With Carbon Adder | [17 empty] | System | #N/A | [21 empty] | 0 | 0 | 0 | 0 | 0 | 0 | 0 | 0 | 0 | 0 | 0 | 0 | 0 | 0 | 0 | 0 | 0 | 0 | 0 | 0 | 0 | 0 | 0 | 0 | 0 | 0 | 0 | 0 | 0
SCE Core Roll-up E3 Calculator - With Carbon Adder | [17 empty] | System | #N/A | [21 empty] | 0 | 0 | 0 | 0 | 0 | 0 | 0 | 0 | 0 | 0 | 0 | 0 | 0 | 0 | 0 | 0 | 0 | 0 | 0 | 0 | 0 | 0 | 0 | 0 | 0 | 0 | 0 | 0 | 0
SCE Core Roll-up E3 Calculator - With Carbon Adder | [17 empty] | System | #N/A | [21 empty] | 0 | 0 | 0 | 0 | 0 | 0 | 0 | 0 | 0 | 0 | 0 | 0 | 0 | 0 | 0 | 0 | 0 | 0 | 0 | 0 | 0 | 0 | 0 | 0 | 0 | 0 | 0 | 0 | 0
SCE Core Roll-up E3 Calculator - With Carbon Adder | [17 empty] | System | #N/A | [21 empty] | 0 | 0 | 0 | 0 | 0 | 0 | 0 | 0 | 0 | 0 | 0 | 0 | 0 | 0 | 0 | 0 | 0 | 0 | 0 | 0 | 0 | 0 | 0 | 0 | 0 | 0 | 0 | 0 | 0
SCE Core Roll-up E3 Calculator - With Carbon Adder | [17 empty] | System | #N/A | [21 empty] | 0 | 0 | 0 | 0 | 0 | 0 | 0 | 0 | 0 | 0 | 0 | 0 | 0 | 0 | 0 | 0 | 0 | 0 | 0 | 0 | 0 | 0 | 0 | 0 | 0 | 0 | 0 | 0 | 0
SCE Core Roll-up E3 Calculator - With Carbon Adder | [17 empty] | System | #N/A | [21 empty] | 0 | 0 | 0 | 0 | 0 | 0 | 0 | 0 | 0 | 0 | 0 | 0 | 0 | 0 | 0 | 0 | 0 | 0 | 0 | 0 | 0 | 0 | 0 | 0 | 0 | 0 | 0 | 0 | 0
SCE Core Roll-up E3 Calculator - With Carbon Adder | [17 empty] | System | #N/A | [21 empty] | 0 | 0 | 0 | 0 | 0 | 0 | 0 | 0 | 0 | 0 | 0 | 0 | 0 | 0 | 0 | 0 | 0 | 0 | 0 | 0 | 0 | 0 | 0 | 0 | 0 | 0 | 0 | 0 | 0
SCE Core Roll-up E3 Calculator - With Carbon Adder | [17 empty] | System | #N/A | [21 empty] | 0 | 0 | 0 | 0 | 0 | 0 | 0 | 0 | 0 | 0 | 0 | 0 | 0 | 0 | 0 | 0 | 0 | 0 | 0 | 0 | 0 | 0 | 0 | 0 | 0 | 0 | 0 | 0 | 0
SCE Core Roll-up E3 Calculator - With Carbon Adder | [17 empty] | System | #N/A | [21 empty] | 0 | 0 | 0 | 0 | 0 | 0 | 0 | 0 | 0 | 0 | 0 | 0 | 0 | 0 | 0 | 0 | 0 | 0 | 0 | 0 | 0 | 0 | 0 | 0 | 0 | 0 | 0 | 0 | 0
SCE Core Roll-up E3 Calculator - With Carbon Adder | [17 empty] | System | #N/A | [21 empty] | 0 | 0 | 0 | 0 | 0 | 0 | 0 | 0 | 0 | 0 | 0 | 0 | 0 | 0 | 0 | 0 | 0 | 0 | 0 | 0 | 0 | 0 | 0 | 0 | 0 | 0 | 0 | 0 | 0
SCE Core Roll-up E3 Calculator - With Carbon Adder | [17 empty] | System | #N/A | [21 empty] | 0 | 0 | 0 | 0 | 0 | 0 | 0 | 0 | 0 | 0 | 0 | 0 | 0 | 0 | 0 | 0 | 0 | 0 | 0 | 0 | 0 | 0 | 0 | 0 | 0 | 0 | 0 | 0 | 0
SCE Core Roll-up E3 Calculator - With Carbon Adder | [17 empty] | System | #N/A | [21 empty] | 0 | 0 | 0 | 0 | 0 | 0 | 0 | 0 | 0 | 0 | 0 | 0 | 0 | 0 | 0 | 0 | 0 | 0 | 0 | 0 | 0 | 0 | 0 | 0 | 0 | 0 | 0 | 0 | 0
SCE Core Roll-up E3 Calculator - With Carbon Adder | [17 empty] | System | #N/A | [21 empty] | 0 | 0 | 0 | 0 | 0 | 0 | 0 | 0 | 0 | 0 | 0 | 0 | 0 | 0 | 0 | 0 | 0 | 0 | 0 | 0 | 0 | 0 | 0 | 0 | 0 | 0 | 0 | 0 | 0
SCE Core Roll-up E3 Calculator - With Carbon Adder | [17 empty] | System | #N/A | [21 empty] | 0 | 0 | 0 | 0 | 0 | 0 | 0 | 0 | 0 | 0 | 0 | 0 | 0 | 0 | 0 | 0 | 0 | 0 | 0 | 0 | 0 | 0 | 0 | 0 | 0 | 0 | 0 | 0 | 0
SCE Core Roll-up E3 Calculator - With Carbon Adder | [17 empty] | System | #N/A | [21 empty] | 0 | 0 | 0 | 0 | 0 | 0 | 0 | 0 | 0 | 0 | 0 | 0 | 0 | 0 | 0 | 0 | 0 | 0 | 0 | 0 | 0 | 0 | 0 | 0 | 0 | 0 | 0 | 0 | 0
SCE Core Roll-up E3 Calculator - With Carbon Adder | [17 empty] | System | #N/A | [21 empty] | 0 | 0 | 0 | 0 | 0 | 0 | 0 | 0 | 0 | 0 | 0 | 0 | 0 | 0 | 0 | 0 | 0 | 0 | 0 | 0 | 0 | 0 | 0 | 0 | 0 | 0 | 0 | 0 | 0
SCE Core Roll-up E3 Calculator - With Carbon Adder | [17 empty] | System | #N/A | [21 empty] | 0 | 0 | 0 | 0 | 0 | 0 | 0 | 0 | 0 | 0 | 0 | 0 | 0 | 0 | 0 | 0 | 0 | 0 | 0 | 0 | 0 | 0 | 0 | 0 | 0 | 0 | 0 | 0 | 0
SCE Core Roll-up E3 Calculator - With Carbon Adder | [17 empty] | System | #N/A | [21 empty] | 0 | 0 | 0 | 0 | 0 | 0 | 0 | 0 | 0 | 0 | 0 | 0 | 0 | 0 | 0 | 0 | 0 | 0 | 0 | 0 | 0 | 0 | 0 | 0 | 0 | 0 | 0 | 0 | 0
SCE Core Roll-up E3 Calculator - With Carbon Adder | [17 empty] | System | #N/A | [21 empty] | 0 | 0 | 0 | 0 | 0 | 0 | 0 | 0 | 0 | 0 | 0 | 0 | 0 | 0 | 0 | 0 | 0 | 0 | 0 | 0 | 0 | 0 | 0 | 0 | 0 | 0 | 0 | 0 | 0
SCE Core Roll-up E3 Calculator - With Carbon Adder | [17 empty] | System | #N/A | [21 empty] | 0 | 0 | 0 | 0 | 0 | 0 | 0 | 0 | 0 | 0 | 0 | 0 | 0 | 0 | 0 | 0 | 0 | 0 | 0 | 0 | 0 | 0 | 0 | 0 | 0 | 0 | 0 | 0 | 0
SCE Core Roll-up E3 Calculator - With Carbon Adder | [17 empty] | System | #N/A | [21 empty] | 0 | 0 | 0 | 0 | 0 | 0 | 0 | 0 | 0 | 0 | 0 | 0 | 0 | 0 | 0 | 0 | 0 | 0 | 0 | 0 | 0 | 0 | 0 | 0 | 0 | 0 | 0 | 0 | 0
SCE Core Roll-up E3 Calculator - With Carbon Adder | [17 empty] | System | #N/A | [21 empty] | 0 | 0 | 0 | 0 | 0 | 0 | 0 | 0 | 0 | 0 | 0 | 0 | 0 | 0 | 0 | 0 | 0 | 0 | 0 | 0 | 0 | 0 | 0 | 0 | 0 | 0 | 0 | 0 | 0
SCE Core Roll-up E3 Calculator - With Carbon Adder | [17 empty] | System | #N/A | [21 empty] | 0 | 0 | 0 | 0 | 0 | 0 | 0 | 0 | 0 | 0 | 0 | 0 | 0 | 0 | 0 | 0 | 0 | 0 | 0 | 0 | 0 | 0 | 0 | 0 | 0 | 0 | 0 | 0 | 0
SCE Core Roll-up E3 Calculator - With Carbon Adder | [17 empty] | System | #N/A | [21 empty] | 0 | 0 | 0 | 0 | 0 | 0 | 0 | 0 | 0 | 0 | 0 | 0 | 0 | 0 | 0 | 0 | 0 | 0 | 0 | 0 | 0 | 0 | 0 | 0 | 0 | 0 | 0 | 0 | 0
SCE Core Roll-up E3 Calculator - With Carbon Adder | [17 empty] | System | #N/A | [21 empty] | 0 | 0 | 0 | 0 | 0 | 0 | 0 | 0 | 0 | 0 | 0 | 0 | 0 | 0 | 0 | 0 | 0 | 0 | 0 | 0 | 0 | 0 | 0 | 0 | 0 | 0 | 0 | 0 | 0
SCE Core Roll-up E3 Calculator - With Carbon Adder | [17 empty] | System | #N/A | [21 empty] | 0 | 0 | 0 | 0 | 0 | 0 | 0 | 0 | 0 | 0 | 0 | 0 | 0 | 0 | 0 | 0 | 0 | 0 | 0 | 0 | 0 | 0 | 0 | 0 | 0 | 0 | 0 | 0 | 0
SCE Core Roll-up E3 Calculator - With Carbon Adder | [17 empty] | System | #N/A | [21 empty] | 0 | 0 | 0 | 0 | 0 | 0 | 0 | 0 | 0 | 0 | 0 | 0 | 0 | 0 | 0 | 0 | 0 | 0 | 0 | 0 | 0 | 0 | 0 | 0 | 0 | 0 | 0 | 0 | 0
SCE Core Roll-up E3 Calculator - With Carbon Adder | [17 empty] | System | #N/A | [21 empty] | 0 | 0 | 0 | 0 | 0 | 0 | 0 | 0 | 0 | 0 | 0 | 0 | 0 | 0 | 0 | 0 | 0 | 0 | 0 | 0 | 0 | 0 | 0 | 0 | 0 | 0 | 0 | 0 | 0
SCE Core Roll-up E3 Calculator - With Carbon Adder | [17 empty] | System | #N/A | [21 empty] | 0 | 0 | 0 | 0 | 0 | 0 | 0 | 0 | 0 | 0 | 0 | 0 | 0 | 0 | 0 | 0 | 0 | 0 | 0 | 0 | 0 | 0 | 0 | 0 | 0 | 0 | 0 | 0 | 0
SCE Core Roll-up E3 Calculator - With Carbon Adder | [17 empty] | System | #N/A | [21 empty] | 0 | 0 | 0 | 0 | 0 | 0 | 0 | 0 | 0 | 0 | 0 | 0 | 0 | 0 | 0 | 0 | 0 | 0 | 0 | 0 | 0 | 0 | 0 | 0 | 0 | 0 | 0 | 0 | 0
SCE Core Roll-up E3 Calculator - With Carbon Adder | [17 empty] | System | #N/A | [21 empty] | 0 | 0 | 0 | 0 | 0 | 0 | 0 | 0 | 0 | 0 | 0 | 0 | 0 | 0 | 0 | 0 | 0 | 0 | 0 | 0 | 0 | 0 | 0 | 0 | 0 | 0 | 0 | 0 | 0
SCE Core Roll-up E3 Calculator - With Carbon Adder | [17 empty] | System | #N/A | [21 empty] | 0 | 0 | 0 | 0 | 0 | 0 | 0 | 0 | 0 | 0 | 0 | 0 | 0 | 0 | 0 | 0 | 0 | 0 | 0 | 0 | 0 | 0 | 0 | 0 | 0 | 0 | 0 | 0 | 0
SCE Core Roll-up E3 Calculator - With Carbon Adder | [17 empty] | System | #N/A | [21 empty] | 0 | 0 | 0 | 0 | 0 | 0 | 0 | 0 | 0 | 0 | 0 | 0 | 0 | 0 | 0 | 0 | 0 | 0 | 0 | 0 | 0 | 0 | 0 | 0 | 0 | 0 | 0 | 0 | 0
SCE Core Roll-up E3 Calculator - With Carbon Adder | [17 empty] | System | #N/A | [21 empty] | 0 | 0 | 0 | 0 | 0 | 0 | 0 | 0 | 0 | 0 | 0 | 0 | 0 | 0 | 0 | 0 | 0 | 0 | 0 | 0 | 0 | 0 | 0 | 0 | 0 | 0 | 0 | 0 | 0
SCE Core Roll-up E3 Calculator - With Carbon Adder | [17 empty] | System | #N/A | [21 empty] | 0 | 0 | 0 | 0 | 0 | 0 | 0 | 0 | 0 | 0 | 0 | 0 | 0 | 0 | 0 | 0 | 0 | 0 | 0 | 0 | 0 | 0 | 0 | 0 | 0 | 0 | 0 | 0 | 0
SCE Core Roll-up E3 Calculator - With Carbon Adder | [17 empty] | System | #N/A | [21 empty] | 0 | 0 | 0 | 0 | 0 | 0 | 0 | 0 | 0 | 0 | 0 | 0 | 0 | 0 | 0 | 0 | 0 | 0 | 0 | 0 | 0 | 0 | 0 | 0 | 0 | 0 | 0 | 0 | 0
SCE Core Roll-up E3 Calculator - With Carbon Adder | [17 empty] | System | #N/A | [21 empty] | 0 | 0 | 0 | 0 | 0 | 0 | 0 | 0 | 0 | 0 | 0 | 0 | 0 | 0 | 0 | 0 | 0 | 0 | 0 | 0 | 0 | 0 | 0 | 0 | 0 | 0 | 0 | 0 | 0
SCE Core Roll-up E3 Calculator - With Carbon Adder | [17 empty] | System | #N/A | [21 empty] | 0 | 0 | 0 | 0 | 0 | 0 | 0 | 0 | 0 | 0 | 0 | 0 | 0 | 0 | 0 | 0 | 0 | 0 | 0 | 0 | 0 | 0 | 0 | 0 | 0 | 0 | 0 | 0 | 0
SCE Core Roll-up E3 Calculator - With Carbon Adder | [17 empty] | System | #N/A | [21 empty] | 0 | 0 | 0 | 0 | 0 | 0 | 0 | 0 | 0 | 0 | 0 | 0 | 0 | 0 | 0 | 0 | 0 | 0 | 0 | 0 | 0 | 0 | 0 | 0 | 0 | 0 | 0 | 0 | 0
SCE Core Roll-up E3 Calculator - With Carbon Adder | [17 empty] | System | #N/A | [21 empty] | 0 | 0 | 0 | 0 | 0 | 0 | 0 | 0 | 0 | 0 | 0 | 0 | 0 | 0 | 0 | 0 | 0 | 0 | 0 | 0 | 0 | 0 | 0 | 0 | 0 | 0 | 0 | 0 | 0
SCE Core Roll-up E3 Calculator - With Carbon Adder | [17 empty] | System | #N/A | [21 empty] | 0 | 0 | 0 | 0 | 0 | 0 | 0 | 0 | 0 | 0 | 0 | 0 | 0 | 0 | 0 | 0 | 0 | 0 | 0 | 0 | 0 | 0 | 0 | 0 | 0 | 0 | 0 | 0 | 0
SCE Core Roll-up E3 Calculator - With Carbon Adder | [17 empty] | System | #N/A | [21 empty] | 0 | 0 | 0 | 0 | 0 | 0 | 0 | 0 | 0 | 0 | 0 | 0 | 0 | 0 | 0 | 0 | 0 | 0 | 0 | 0 | 0 | 0 | 0 | 0 | 0 | 0 | 0 | 0 | 0
SCE Core Roll-up E3 Calculator - With Carbon Adder | [17 empty] | System | #N/A | [21 empty] | 0 | 0 | 0 | 0 | 0 | 0 | 0 | 0 | 0 | 0 | 0 | 0 | 0 | 0 | 0 | 0 | 0 | 0 | 0 | 0 | 0 | 0 | 0 | 0 | 0 | 0 | 0 | 0 | 0
SCE Core Roll-up E3 Calculator - With Carbon Adder | [17 empty] | System | #N/A | [21 empty] | 0 | 0 | 0 | 0 | 0 | 0 | 0 | 0 | 0 | 0 | 0 | 0 | 0 | 0 | 0 | 0 | 0 | 0 | 0 | 0 | 0 | 0 | 0 | 0 | 0 | 0 | 0 | 0 | 0
SCE Core Roll-up E3 Calculator - With Carbon Adder | [17 empty] | System | #N/A | [21 empty] | 0 | 0 | 0 | 0 | 0 | 0 | 0 | 0 | 0 | 0 | 0 | 0 | 0 | 0 | 0 | 0 | 0 | 0 | 0 | 0 | 0 | 0 | 0 | 0 | 0 | 0 | 0 | 0 | 0
SCE Core Roll-up E3 Calculator - With Carbon Adder | [17 empty] | System | #N/A | [21 empty] | 0 | 0 | 0 | 0 | 0 | 0 | 0 | 0 | 0 | 0 | 0 | 0 | 0 | 0 | 0 | 0 | 0 | 0 | 0 | 0 | 0 | 0 | 0 | 0 | 0 | 0 | 0 | 0 | 0
SCE Core Roll-up E3 Calculator - With Carbon Adder | [17 empty] | System | #N/A | [21 empty] | 0 | 0 | 0 | 0 | 0 | 0 | 0 | 0 | 0 | 0 | 0 | 0 | 0 | 0 | 0 | 0 | 0 | 0 | 0 | 0 | 0 | 0 | 0 | 0 | 0 | 0 | 0 | 0 | 0
SCE Core Roll-up E3 Calculator - With Carbon Adder | [17 empty] | System | #N/A | [21 empty] | 0 | 0 | 0 | 0 | 0 | 0 | 0 | 0 | 0 | 0 | 0 | 0 | 0 | 0 | 0 | 0 | 0 | 0 | 0 | 0 | 0 | 0 | 0 | 0 | 0 | 0 | 0 | 0 | 0
SCE Core Roll-up E3 Calculator - With Carbon Adder | [17 empty] | System | #N/A | [21 empty] | 0 | 0 | 0 | 0 | 0 | 0 | 0 | 0 | 0 | 0 | 0 | 0 | 0 | 0 | 0 | 0 | 0 | 0 | 0 | 0 | 0 | 0 | 0 | 0 | 0 | 0 | 0 | 0 | 0
SCE Core Roll-up E3 Calculator - With Carbon Adder | [17 empty] | System | #N/A | [21 empty] | 0 | 0 | 0 | 0 | 0 | 0 | 0 | 0 | 0 | 0 | 0 | 0 | 0 | 0 | 0 | 0 | 0 | 0 | 0 | 0 | 0 | 0 | 0 | 0 | 0 | 0 | 0 | 0 | 0
SCE Core Roll-up E3 Calculator - With Carbon Adder | [17 empty] | System | #N/A | [21 empty] | 0 | 0 | 0 | 0 | 0 | 0 | 0 | 0 | 0 | 0 | 0 | 0 | 0 | 0 | 0 | 0 | 0 | 0 | 0 | 0 | 0 | 0 | 0 | 0 | 0 | 0 | 0 | 0 | 0
SCE Core Roll-up E3 Calculator - With Carbon Adder | [17 empty] | System | #N/A | [21 empty] | 0 | 0 | 0 | 0 | 0 | 0 | 0 | 0 | 0 | 0 | 0 | 0 | 0 | 0 | 0 | 0 | 0 | 0 | 0 | 0 | 0 | 0 | 0 | 0 | 0 | 0 | 0 | 0 | 0
SCE Core Roll-up E3 Calculator - With Carbon Adder | [17 empty] | System | #N/A | [21 empty] | 0 | 0 | 0 | 0 | 0 | 0 | 0 | 0 | 0 | 0 | 0 | 0 | 0 | 0 | 0 | 0 | 0 | 0 | 0 | 0 | 0 | 0 | 0 | 0 | 0 | 0 | 0 | 0 | 0
SCE Core Roll-up E3 Calculator - With Carbon Adder | [17 empty] | System | #N/A | [21 empty] | 0 | 0 | 0 | 0 | 0 | 0 | 0 | 0 | 0 | 0 | 0 | 0 | 0 | 0 | 0 | 0 | 0 | 0 | 0 | 0 | 0 | 0 | 0 | 0 | 0 | 0 | 0 | 0 | 0
SCE Core Roll-up E3 Calculator - With Carbon Adder | [17 empty] | System | #N/A | [21 empty] | 0 | 0 | 0 | 0 | 0 | 0 | 0 | 0 | 0 | 0 | 0 | 0 | 0 | 0 | 0 | 0 | 0 | 0 | 0 | 0 | 0 | 0 | 0 | 0 | 0 | 0 | 0 | 0 | 0
SCE Core Roll-up E3 Calculator - With Carbon Adder | [17 empty] | System | #N/A | [21 empty] | 0 | 0 | 0 | 0 | 0 | 0 | 0 | 0 | 0 | 0 | 0 | 0 | 0 | 0 | 0 | 0 | 0 | 0 | 0 | 0 | 0 | 0 | 0 | 0 | 0 | 0 | 0 | 0 | 0
SCE Core Roll-up E3 Calculator - With Carbon Adder | [17 empty] | System | #N/A | [21 empty] | 0 | 0 | 0 | 0 | 0 | 0 | 0 | 0 | 0 | 0 | 0 | 0 | 0 | 0 | 0 | 0 | 0 | 0 | 0 | 0 | 0 | 0 | 0 | 0 | 0 | 0 | 0 | 0 | 0
SCE Core Roll-up E3 Calculator - With Carbon Adder | [17 empty] | System | #N/A | [21 empty] | 0 | 0 | 0 | 0 | 0 | 0 | 0 | 0 | 0 | 0 | 0 | 0 | 0 | 0 | 0 | 0 | 0 | 0 | 0 | 0 | 0 | 0 | 0 | 0 | 0 | 0 | 0 | 0 | 0
SCE Core Roll-up E3 Calculator - With Carbon Adder | [17 empty] | System | #N/A | [21 empty] | 0 | 0 | 0 | 0 | 0 | 0 | 0 | 0 | 0 | 0 | 0 | 0 | 0 | 0 | 0 | 0 | 0 | 0 | 0 | 0 | 0 | 0 | 0 | 0 | 0 | 0 | 0 | 0 | 0
SCE Core Roll-up E3 Calculator - With Carbon Adder | [17 empty] | System | #N/A | [21 empty] | 0 | 0 | 0 | 0 | 0 | 0 | 0 | 0 | 0 | 0 | 0 | 0 | 0 | 0 | 0 | 0 | 0 | 0 | 0 | 0 | 0 | 0 | 0 | 0 | 0 | 0 | 0 | 0 | 0
SCE Core Roll-up E3 Calculator - With Carbon Adder | [17 empty] | System | #N/A | [21 empty] | 0 | 0 | 0 | 0 | 0 | 0 | 0 | 0 | 0 | 0 | 0 | 0 | 0 | 0 | 0 | 0 | 0 | 0 | 0 | 0 | 0 | 0 | 0 | 0 | 0 | 0 | 0 | 0 | 0
SCE Core Roll-up E3 Calculator - With Carbon Adder | [17 empty] | System | #N/A | [21 empty] | 0 | 0 | 0 | 0 | 0 | 0 | 0 | 0 | 0 | 0 | 0 | 0 | 0 | 0 | 0 | 0 | 0 | 0 | 0 | 0 | 0 | 0 | 0 | 0 | 0 | 0 | 0 | 0 | 0
SCE Core Roll-up E3 Calculator - With Carbon Adder | [17 empty] | System | #N/A | [21 empty] | 0 | 0 | 0 | 0 | 0 | 0 | 0 | 0 | 0 | 0 | 0 | 0 | 0 | 0 | 0 | 0 | 0 | 0 | 0 | 0 | 0 | 0 | 0 | 0 | 0 | 0 | 0 | 0 | 0
SCE Core Roll-up E3 Calculator - With Carbon Adder | [17 empty] | System | #N/A | [21 empty] | 0 | 0 | 0 | 0 | 0 | 0 | 0 | 0 | 0 | 0 | 0 | 0 | 0 | 0 | 0 | 0 | 0 | 0 | 0 | 0 | 0 | 0 | 0 | 0 | 0 | 0 | 0 | 0 | 0
SCE Core Roll-up E3 Calculator - With Carbon Adder | [17 empty] | System | #N/A | [21 empty] | 0 | 0 | 0 | 0 | 0 | 0 | 0 | 0 | 0 | 0 | 0 | 0 | 0 | 0 | 0 | 0 | 0 | 0 | 0 | 0 | 0 | 0 | 0 | 0 | 0 | 0 | 0 | 0 | 0
SCE Core Roll-up E3 Calculator - With Carbon Adder | [17 empty] | System | #N/A | [21 empty] | 0 | 0 | 0 | 0 | 0 | 0 | 0 | 0 | 0 | 0 | 0 | 0 | 0 | 0 | 0 | 0 | 0 | 0 | 0 | 0 | 0 | 0 | 0 | 0 | 0 | 0 | 0 | 0 | 0
SCE Core Roll-up E3 Calculator - With Carbon Adder | [17 empty] | System | #N/A | [21 empty] | 0 | 0 | 0 | 0 | 0 | 0 | 0 | 0 | 0 | 0 | 0 | 0 | 0 | 0 | 0 | 0 | 0 | 0 | 0 | 0 | 0 | 0 | 0 | 0 | 0 | 0 | 0 | 0 | 0
SCE Core Roll-up E3 Calculator - With Carbon Adder | [17 empty] | System | #N/A | [21 empty] | 0 | 0 | 0 | 0 | 0 | 0 | 0 | 0 | 0 | 0 | 0 | 0 | 0 | 0 | 0 | 0 | 0 | 0 | 0 | 0 | 0 | 0 | 0 | 0 | 0 | 0 | 0 | 0 | 0
SCE Core Roll-up E3 Calculator - With Carbon Adder | [17 empty] | System | #N/A | [21 empty] | 0 | 0 | 0 | 0 | 0 | 0 | 0 | 0 | 0 | 0 | 0 | 0 | 0 | 0 | 0 | 0 | 0 | 0 | 0 | 0 | 0 | 0 | 0 | 0 | 0 | 0 | 0 | 0 | 0
SCE Core Roll-up E3 Calculator - With Carbon Adder | [17 empty] | System | #N/A | [21 empty] | 0 | 0 | 0 | 0 | 0 | 0 | 0 | 0 | 0 | 0 | 0 | 0 | 0 | 0 | 0 | 0 | 0 | 0 | 0 | 0 | 0 | 0 | 0 | 0 | 0 | 0 | 0 | 0 | 0
SCE Core Roll-up E3 Calculator - With Carbon Adder | [17 empty] | System | #N/A | [21 empty] | 0 | 0 | 0 | 0 | 0 | 0 | 0 | 0 | 0 | 0 | 0 | 0 | 0 | 0 | 0 | 0 | 0 | 0 | 0 | 0 | 0 | 0 | 0 | 0 | 0 | 0 | 0 | 0 | 0
SCE Core Roll-up E3 Calculator - With Carbon Adder | [17 empty] | System | #N/A | [21 empty] | 0 | 0 | 0 | 0 | 0 | 0 | 0 | 0 | 0 | 0 | 0 | 0 | 0 | 0 | 0 | 0 | 0 | 0 | 0 | 0 | 0 | 0 | 0 | 0 | 0 | 0 | 0 | 0 | 0
SCE Core Roll-up E3 Calculator - With Carbon Adder | [17 empty] | System | #N/A | [21 empty] | 0 | 0 | 0 | 0 | 0 | 0 | 0 | 0 | 0 | 0 | 0 | 0 | 0 | 0 | 0 | 0 | 0 | 0 | 0 | 0 | 0 | 0 | 0 | 0 | 0 | 0 | 0 | 0 | 0
SCE Core Roll-up E3 Calculator - With Carbon Adder | [17 empty] | System | #N/A | [21 empty] | 0 | 0 | 0 | 0 | 0 | 0 | 0 | 0 | 0 | 0 | 0 | 0 | 0 | 0 | 0 | 0 | 0 | 0 | 0 | 0 | 0 | 0 | 0 | 0 | 0 | 0 | 0 | 0 | 0
SCE Core Roll-up E3 Calculator - With Carbon Adder | [17 empty] | System | #N/A | [21 empty] | 0 | 0 | 0 | 0 | 0 | 0 | 0 | 0 | 0 | 0 | 0 | 0 | 0 | 0 | 0 | 0 | 0 | 0 | 0 | 0 | 0 | 0 | 0 | 0 | 0 | 0 | 0 | 0 | 0
SCE Core Roll-up E3 Calculator - With Carbon Adder | [17 empty] | System | #N/A | [21 empty] | 0 | 0 | 0 | 0 | 0 | 0 | 0 | 0 | 0 | 0 | 0 | 0 | 0 | 0 | 0 | 0 | 0 | 0 | 0 | 0 | 0 | 0 | 0 | 0 | 0 | 0 | 0 | 0 | 0
SCE Core Roll-up E3 Calculator - With Carbon Adder | [17 empty] | System | #N/A | [21 empty] | 0 | 0 | 0 | 0 | 0 | 0 | 0 | 0 | 0 | 0 | 0 | 0 | 0 | 0 | 0 | 0 | 0 | 0 | 0 | 0 | 0 | 0 | 0 | 0 | 0 | 0 | 0 | 0 | 0
SCE Core Roll-up E3 Calculator - With Carbon Adder | [17 empty] | System | #N/A | [21 empty] | 0 | 0 | 0 | 0 | 0 | 0 | 0 | 0 | 0 | 0 | 0 | 0 | 0 | 0 | 0 | 0 | 0 | 0 | 0 | 0 | 0 | 0 | 0 | 0 | 0 | 0 | 0 | 0 | 0
SCE Core Roll-up E3 Calculator - With Carbon Adder | [17 empty] | System | #N/A | [21 empty] | 0 | 0 | 0 | 0 | 0 | 0 | 0 | 0 | 0 | 0 | 0 | 0 | 0 | 0 | 0 | 0 | 0 | 0 | 0 | 0 | 0 | 0 | 0 | 0 | 0 | 0 | 0 | 0 | 0
SCE Core Roll-up E3 Calculator - With Carbon Adder | [17 empty] | System | #N/A | [21 empty] | 0 | 0 | 0 | 0 | 0 | 0 | 0 | 0 | 0 | 0 | 0 | 0 | 0 | 0 | 0 | 0 | 0 | 0 | 0 | 0 | 0 | 0 | 0 | 0 | 0 | 0 | 0 | 0 | 0
SCE Core Roll-up E3 Calculator - With Carbon Adder | [17 empty] | System | #N/A | [21 empty] | 0 | 0 | 0 | 0 | 0 | 0 | 0 | 0 | 0 | 0 | 0 | 0 | 0 | 0 | 0 | 0 | 0 | 0 | 0 | 0 | 0 | 0 | 0 | 0 | 0 | 0 | 0 | 0 | 0
SCE Core Roll-up E3 Calculator - With Carbon Adder | [17 empty] | System | #N/A | [21 empty] | 0 | 0 | 0 | 0 | 0 | 0 | 0 | 0 | 0 | 0 | 0 | 0 | 0 | 0 | 0 | 0 | 0 | 0 | 0 | 0 | 0 | 0 | 0 | 0 | 0 | 0 | 0 | 0 | 0
SCE Core Roll-up E3 Calculator - With Carbon Adder | [17 empty] | System | #N/A | [21 empty] | 0 | 0 | 0 | 0 | 0 | 0 | 0 | 0 | 0 | 0 | 0 | 0 | 0 | 0 | 0 | 0 | 0 | 0 | 0 | 0 | 0 | 0 | 0 | 0 | 0 | 0 | 0 | 0 | 0
SCE Core Roll-up E3 Calculator - With Carbon Adder | [17 empty] | System | #N/A | [21 empty] | 0 | 0 | 0 | 0 | 0 | 0 | 0 | 0 | 0 | 0 | 0 | 0 | 0 | 0 | 0 | 0 | 0 | 0 | 0 | 0 | 0 | 0 | 0 | 0 | 0 | 0 | 0 | 0 | 0
SCE Core Roll-up E3 Calculator - With Carbon Adder | [17 empty] | System | #N/A | [21 empty] | 0 | 0 | 0 | 0 | 0 | 0 | 0 | 0 | 0 | 0 | 0 | 0 | 0 | 0 | 0 | 0 | 0 | 0 | 0 | 0 | 0 | 0 | 0 | 0 | 0 | 0 | 0 | 0 | 0
SCE Core Roll-up E3 Calculator - With Carbon Adder | [17 empty] | System | #N/A | [21 empty] | 0 | 0 | 0 | 0 | 0 | 0 | 0 | 0 | 0 | 0 | 0 | 0 | 0 | 0 | 0 | 0 | 0 | 0 | 0 | 0 | 0 | 0 | 0 | 0 | 0 | 0 | 0 | 0 | 0
SCE Core Roll-up E3 Calculator - With Carbon Adder | [17 empty] | System | #N/A | [21 empty] | 0 | 0 | 0 | 0 | 0 | 0 | 0 | 0 | 0 | 0 | 0 | 0 | 0 | 0 | 0 | 0 | 0 | 0 | 0 | 0 | 0 | 0 | 0 | 0 | 0 | 0 | 0 | 0 | 0
SCE Core Roll-up E3 Calculator - With Carbon Adder | [17 empty] | System | #N/A | [21 empty] | 0 | 0 | 0 | 0 | 0 | 0 | 0 | 0 | 0 | 0 | 0 | 0 | 0 | 0 | 0 | 0 | 0 | 0 | 0 | 0 | 0 | 0 | 0 | 0 | 0 | 0 | 0 | 0 | 0
SCE Core Roll-up E3 Calculator - With Carbon Adder | [17 empty] | System | #N/A | [21 empty] | 0 | 0 | 0 | 0 | 0 | 0 | 0 | 0 | 0 | 0 | 0 | 0 | 0 | 0 | 0 | 0 | 0 | 0 | 0 | 0 | 0 | 0 | 0 | 0 | 0 | 0 | 0 | 0 | 0
SCE Core Roll-up E3 Calculator - With Carbon Adder | [17 empty] | System | #N/A | [21 empty] | 0 | 0 | 0 | 0 | 0 | 0 | 0 | 0 | 0 | 0 | 0 | 0 | 0 | 0 | 0 | 0 | 0 | 0 | 0 | 0 | 0 | 0 | 0 | 0 | 0 | 0 | 0 | 0 | 0
SCE Core Roll-up E3 Calculator - With Carbon Adder | [17 empty] | System | #N/A | [21 empty] | 0 | 0 | 0 | 0 | 0 | 0 | 0 | 0 | 0 | 0 | 0 | 0 | 0 | 0 | 0 | 0 | 0 | 0 | 0 | 0 | 0 | 0 | 0 | 0 | 0 | 0 | 0 | 0 | 0
SCE Core Roll-up E3 Calculator - With Carbon Adder | [17 empty] | System | #N/A | [21 empty] | 0 | 0 | 0 | 0 | 0 | 0 | 0 | 0 | 0 | 0 | 0 | 0 | 0 | 0 | 0 | 0 | 0 | 0 | 0 | 0 | 0 | 0 | 0 | 0 | 0 | 0 | 0 | 0 | 0
SCE Core Roll-up E3 Calculator - With Carbon Adder | [17 empty] | System | #N/A | [21 empty] | 0 | 0 | 0 | 0 | 0 | 0 | 0 | 0 | 0 | 0 | 0 | 0 | 0 | 0 | 0 | 0 | 0 | 0 | 0 | 0 | 0 | 0 | 0 | 0 | 0 | 0 | 0 | 0 | 0
SCE Core Roll-up E3 Calculator - With Carbon Adder | [17 empty] | System | #N/A | [21 empty] | 0 | 0 | 0 | 0 | 0 | 0 | 0 | 0 | 0 | 0 | 0 | 0 | 0 | 0 | 0 | 0 | 0 | 0 | 0 | 0 | 0 | 0 | 0 | 0 | 0 | 0 | 0 | 0 | 0
SCE Core Roll-up E3 Calculator - With Carbon Adder | [17 empty] | System | #N/A | [21 empty] | 0 | 0 | 0 | 0 | 0 | 0 | 0 | 0 | 0 | 0 | 0 | 0 | 0 | 0 | 0 | 0 | 0 | 0 | 0 | 0 | 0 | 0 | 0 | 0 | 0 | 0 | 0 | 0 | 0
SCE Core Roll-up E3 Calculator - With Carbon Adder | [17 empty] | System | #N/A | [21 empty] | 0 | 0 | 0 | 0 | 0 | 0 | 0 | 0 | 0 | 0 | 0 | 0 | 0 | 0 | 0 | 0 | 0 | 0 | 0 | 0 | 0 | 0 | 0 | 0 | 0 | 0 | 0 | 0 | 0
SCE Core Roll-up E3 Calculator - With Carbon Adder | [17 empty] | System | #N/A | [21 empty] | 0 | 0 | 0 | 0 | 0 | 0 | 0 | 0 | 0 | 0 | 0 | 0 | 0 | 0 | 0 | 0 | 0 | 0 | 0 | 0 | 0 | 0 | 0 | 0 | 0 | 0 | 0 | 0 | 0
SCE Core Roll-up E3 Calculator - With Carbon Adder | [17 empty] | System | #N/A | [21 empty] | 0 | 0 | 0 | 0 | 0 | 0 | 0 | 0 | 0 | 0 | 0 | 0 | 0 | 0 | 0 | 0 | 0 | 0 | 0 | 0 | 0 | 0 | 0 | 0 | 0 | 0 | 0 | 0 | 0
SCE Core Roll-up E3 Calculator - With Carbon Adder | [17 empty] | System | #N/A | [21 empty] | 0 | 0 | 0 | 0 | 0 | 0 | 0 | 0 | 0 | 0 | 0 | 0 | 0 | 0 | 0 | 0 | 0 | 0 | 0 | 0 | 0 | 0 | 0 | 0 | 0 | 0 | 0 | 0 | 0
SCE Core Roll-up E3 Calculator - With Carbon Adder | [17 empty] | System | #N/A | [21 empty] | 0 | 0 | 0 | 0 | 0 | 0 | 0 | 0 | 0 | 0 | 0 | 0 | 0 | 0 | 0 | 0 | 0 | 0 | 0 | 0 | 0 | 0 | 0 | 0 | 0 | 0 | 0 | 0 | 0
SCE Core Roll-up E3 Calculator - With Carbon Adder | [17 empty] | System | #N/A | [21 empty] | 0 | 0 | 0 | 0 | 0 | 0 | 0 | 0 | 0 | 0 | 0 | 0 | 0 | 0 | 0 | 0 | 0 | 0 | 0 | 0 | 0 | 0 | 0 | 0 | 0 | 0 | 0 | 0 | 0
SCE Core Roll-up E3 Calculator - With Carbon Adder | [17 empty] | System | #N/A | [21 empty] | 0 | 0 | 0 | 0 | 0 | 0 | 0 | 0 | 0 | 0 | 0 | 0 | 0 | 0 | 0 | 0 | 0 | 0 | 0 | 0 | 0 | 0 | 0 | 0 | 0 | 0 | 0 | 0 | 0
SCE Core Roll-up E3 Calculator - With Carbon Adder | [17 empty] | System | #N/A | [21 empty] | 0 | 0 | 0 | 0 | 0 | 0 | 0 | 0 | 0 | 0 | 0 | 0 | 0 | 0 | 0 | 0 | 0 | 0 | 0 | 0 | 0 | 0 | 0 | 0 | 0 | 0 | 0 | 0 | 0
SCE Core Roll-up E3 Calculator - With Carbon Adder | [17 empty] | System | #N/A | [21 empty] | 0 | 0 | 0 | 0 | 0 | 0 | 0 | 0 | 0 | 0 | 0 | 0 | 0 | 0 | 0 | 0 | 0 | 0 | 0 | 0 | 0 | 0 | 0 | 0 | 0 | 0 | 0 | 0 | 0
SCE Core Roll-up E3 Calculator - With Carbon Adder | [17 empty] | System | #N/A | [21 empty] | 0 | 0 | 0 | 0 | 0 | 0 | 0 | 0 | 0 | 0 | 0 | 0 | 0 | 0 | 0 | 0 | 0 | 0 | 0 | 0 | 0 | 0 | 0 | 0 | 0 | 0 | 0 | 0 | 0
SCE Core Roll-up E3 Calculator - With Carbon Adder | [17 empty] | System | #N/A | [21 empty] | 0 | 0 | 0 | 0 | 0 | 0 | 0 | 0 | 0 | 0 | 0 | 0 | 0 | 0 | 0 | 0 | 0 | 0 | 0 | 0 | 0 | 0 | 0 | 0 | 0 | 0 | 0 | 0 | 0
SCE Core Roll-up E3 Calculator - With Carbon Adder | [17 empty] | System | #N/A | [21 empty] | 0 | 0 | 0 | 0 | 0 | 0 | 0 | 0 | 0 | 0 | 0 | 0 | 0 | 0 | 0 | 0 | 0 | 0 | 0 | 0 | 0 | 0 | 0 | 0 | 0 | 0 | 0 | 0 | 0
SCE Core Roll-up E3 Calculator - With Carbon Adder | [17 empty] | System | #N/A | [21 empty] | 0 | 0 | 0 | 0 | 0 | 0 | 0 | 0 | 0 | 0 | 0 | 0 | 0 | 0 | 0 | 0 | 0 | 0 | 0 | 0 | 0 | 0 | 0 | 0 | 0 | 0 | 0 | 0 | 0
SCE Core Roll-up E3 Calculator - With Carbon Adder | [17 empty] | System | #N/A | [21 empty] | 0 | 0 | 0 | 0 | 0 | 0 | 0 | 0 | 0 | 0 | 0 | 0 | 0 | 0 | 0 | 0 | 0 | 0 | 0 | 0 | 0 | 0 | 0 | 0 | 0 | 0 | 0 | 0 | 0
SCE Core Roll-up E3 Calculator - With Carbon Adder | [17 empty] | System | #N/A | [21 empty] | 0 | 0 | 0 | 0 | 0 | 0 | 0 | 0 | 0 | 0 | 0 | 0 | 0 | 0 | 0 | 0 | 0 | 0 | 0 | 0 | 0 | 0 | 0 | 0 | 0 | 0 | 0 | 0 | 0
SCE Core Roll-up E3 Calculator - With Carbon Adder | [17 empty] | System | #N/A | [21 empty] | 0 | 0 | 0 | 0 | 0 | 0 | 0 | 0 | 0 | 0 | 0 | 0 | 0 | 0 | 0 | 0 | 0 | 0 | 0 | 0 | 0 | 0 | 0 | 0 | 0 | 0 | 0 | 0 | 0
SCE Core Roll-up E3 Calculator - With Carbon Adder | [17 empty] | System | #N/A | [21 empty] | 0 | 0 | 0 | 0 | 0 | 0 | 0 | 0 | 0 | 0 | 0 | 0 | 0 | 0 | 0 | 0 | 0 | 0 | 0 | 0 | 0 | 0 | 0 | 0 | 0 | 0 | 0 | 0 | 0
SCE Core Roll-up E3 Calculator - With Carbon Adder | [17 empty] | System | #N/A | [21 empty] | 0 | 0 | 0 | 0 | 0 | 0 | 0 | 0 | 0 | 0 | 0 | 0 | 0 | 0 | 0 | 0 | 0 | 0 | 0 | 0 | 0 | 0 | 0 | 0 | 0 | 0 | 0 | 0 | 0
SCE Core Roll-up E3 Calculator - With Carbon Adder | [17 empty] | System | #N/A | [21 empty] | 0 | 0 | 0 | 0 | 0 | 0 | 0 | 0 | 0 | 0 | 0 | 0 | 0 | 0 | 0 | 0 | 0 | 0 | 0 | 0 | 0 | 0 | 0 | 0 | 0 | 0 | 0 | 0 | 0
SCE Core Roll-up E3 Calculator - With Carbon Adder | [17 empty] | System | #N/A | [21 empty] | 0 | 0 | 0 | 0 | 0 | 0 | 0 | 0 | 0 | 0 | 0 | 0 | 0 | 0 | 0 | 0 | 0 | 0 | 0 | 0 | 0 | 0 | 0 | 0 | 0 | 0 | 0 | 0 | 0
SCE Core Roll-up E3 Calculator - With Carbon Adder | [17 empty] | System | #N/A | [21 empty] | 0 | 0 | 0 | 0 | 0 | 0 | 0 | 0 | 0 | 0 | 0 | 0 | 0 | 0 | 0 | 0 | 0 | 0 | 0 | 0 | 0 | 0 | 0 | 0 | 0 | 0 | 0 | 0 | 0
SCE Core Roll-up E3 Calculator - With Carbon Adder | [17 empty] | System | #N/A | [21 empty] | 0 | 0 | 0 | 0 | 0 | 0 | 0 | 0 | 0 | 0 | 0 | 0 | 0 | 0 | 0 | 0 | 0 | 0 | 0 | 0 | 0 | 0 | 0 | 0 | 0 | 0 | 0 | 0 | 0
SCE Core Roll-up E3 Calculator - With Carbon Adder | [17 empty] | System | #N/A | [21 empty] | 0 | 0 | 0 | 0 | 0 | 0 | 0 | 0 | 0 | 0 | 0 | 0 | 0 | 0 | 0 | 0 | 0 | 0 | 0 | 0 | 0 | 0 | 0 | 0 | 0 | 0 | 0 | 0 | 0
SCE Core Roll-up E3 Calculator - With Carbon Adder | [17 empty] | System | #N/A | [21 empty] | 0 | 0 | 0 | 0 | 0 | 0 | 0 | 0 | 0 | 0 | 0 | 0 | 0 | 0 | 0 | 0 | 0 | 0 | 0 | 0 | 0 | 0 | 0 | 0 | 0 | 0 | 0 | 0 | 0
SCE Core Roll-up E3 Calculator - With Carbon Adder | [17 empty] | System | #N/A | [21 empty] | 0 | 0 | 0 | 0 | 0 | 0 | 0 | 0 | 0 | 0 | 0 | 0 | 0 | 0 | 0 | 0 | 0 | 0 | 0 | 0 | 0 | 0 | 0 | 0 | 0 | 0 | 0 | 0 | 0
SCE Core Roll-up E3 Calculator - With Carbon Adder | [17 empty] | System | #N/A | [21 empty] | 0 | 0 | 0 | 0 | 0 | 0 | 0 | 0 | 0 | 0 | 0 | 0 | 0 | 0 | 0 | 0 | 0 | 0 | 0 | 0 | 0 | 0 | 0 | 0 | 0 | 0 | 0 | 0 | 0
SCE Core Roll-up E3 Calculator - With Carbon Adder | [17 empty] | System | #N/A | [21 empty] | 0 | 0 | 0 | 0 | 0 | 0 | 0 | 0 | 0 | 0 | 0 | 0 | 0 | 0 | 0 | 0 | 0 | 0 | 0 | 0 | 0 | 0 | 0 | 0 | 0 | 0 | 0 | 0 | 0
SCE Core Roll-up E3 Calculator - With Carbon Adder | [17 empty] | System | #N/A | [21 empty] | 0 | 0 | 0 | 0 | 0 | 0 | 0 | 0 | 0 | 0 | 0 | 0 | 0 | 0 | 0 | 0 | 0 | 0 | 0 | 0 | 0 | 0 | 0 | 0 | 0 | 0 | 0 | 0 | 0
SCE Core Roll-up E3 Calculator - With Carbon Adder | [17 empty] | System | #N/A | [21 empty] | 0 | 0 | 0 | 0 | 0 | 0 | 0 | 0 | 0 | 0 | 0 | 0 | 0 | 0 | 0 | 0 | 0 | 0 | 0 | 0 | 0 | 0 | 0 | 0 | 0 | 0 | 0 | 0 | 0
SCE Core Roll-up E3 Calculator - With Carbon Adder | [17 empty] | System | #N/A | [21 empty] | 0 | 0 | 0 | 0 | 0 | 0 | 0 | 0 | 0 | 0 | 0 | 0 | 0 | 0 | 0 | 0 | 0 | 0 | 0 | 0 | 0 | 0 | 0 | 0 | 0 | 0 | 0 | 0 | 0
SCE Core Roll-up E3 Calculator - With Carbon Adder | [17 empty] | System | #N/A | [21 empty] | 0 | 0 | 0 | 0 | 0 | 0 | 0 | 0 | 0 | 0 | 0 | 0 | 0 | 0 | 0 | 0 | 0 | 0 | 0 | 0 | 0 | 0 | 0 | 0 | 0 | 0 | 0 | 0 | 0
SCE Core Roll-up E3 Calculator - With Carbon Adder | [17 empty] | System | #N/A | [21 empty] | 0 | 0 | 0 | 0 | 0 | 0 | 0 | 0 | 0 | 0 | 0 | 0 | 0 | 0 | 0 | 0 | 0 | 0 | 0 | 0 | 0 | 0 | 0 | 0 | 0 | 0 | 0 | 0 | 0
SCE Core Roll-up E3 Calculator - With Carbon Adder | [17 empty] | System | #N/A | [21 empty] | 0 | 0 | 0 | 0 | 0 | 0 | 0 | 0 | 0 | 0 | 0 | 0 | 0 | 0 | 0 | 0 | 0 | 0 | 0 | 0 | 0 | 0 | 0 | 0 | 0 | 0 | 0 | 0 | 0
SCE Core Roll-up E3 Calculator - With Carbon Adder | [17 empty] | System | #N/A | [21 empty] | 0 | 0 | 0 | 0 | 0 | 0 | 0 | 0 | 0 | 0 | 0 | 0 | 0 | 0 | 0 | 0 | 0 | 0 | 0 | 0 | 0 | 0 | 0 | 0 | 0 | 0 | 0 | 0 | 0
SCE Core Roll-up E3 Calculator - With Carbon Adder | [17 empty] | System | #N/A | [21 empty] | 0 | 0 | 0 | 0 | 0 | 0 | 0 | 0 | 0 | 0 | 0 | 0 | 0 | 0 | 0 | 0 | 0 | 0 | 0 | 0 | 0 | 0 | 0 | 0 | 0 | 0 | 0 | 0 | 0
SCE Core Roll-up E3 Calculator - With Carbon Adder | [17 empty] | System | #N/A | [21 empty] | 0 | 0 | 0 | 0 | 0 | 0 | 0 | 0 | 0 | 0 | 0 | 0 | 0 | 0 | 0 | 0 | 0 | 0 | 0 | 0 | 0 | 0 | 0 | 0 | 0 | 0 | 0 | 0 | 0
SCE Core Roll-up E3 Calculator - With Carbon Adder | [17 empty] | System | #N/A | [21 empty] | 0 | 0 | 0 | 0 | 0 | 0 | 0 | 0 | 0 | 0 | 0 | 0 | 0 | 0 | 0 | 0 | 0 | 0 | 0 | 0 | 0 | 0 | 0 | 0 | 0 | 0 | 0 | 0 | 0
SCE Core Roll-up E3 Calculator - With Carbon Adder | [17 empty] | System | #N/A | [21 empty] | 0 | 0 | 0 | 0 | 0 | 0 | 0 | 0 | 0 | 0 | 0 | 0 | 0 | 0 | 0 | 0 | 0 | 0 | 0 | 0 | 0 | 0 | 0 | 0 | 0 | 0 | 0 | 0 | 0
SCE Core Roll-up E3 Calculator - With Carbon Adder | [17 empty] | System | #N/A | [21 empty] | 0 | 0 | 0 | 0 | 0 | 0 | 0 | 0 | 0 | 0 | 0 | 0 | 0 | 0 | 0 | 0 | 0 | 0 | 0 | 0 | 0 | 0 | 0 | 0 | 0 | 0 | 0 | 0 | 0
SCE Core Roll-up E3 Calculator - With Carbon Adder | [17 empty] | System | #N/A | [21 empty] | 0 | 0 | 0 | 0 | 0 | 0 | 0 | 0 | 0 | 0 | 0 | 0 | 0 | 0 | 0 | 0 | 0 | 0 | 0 | 0 | 0 | 0 | 0 | 0 | 0 | 0 | 0 | 0 | 0
SCE Core Roll-up E3 Calculator - With Carbon Adder | [17 empty] | System | #N/A | [21 empty] | 0 | 0 | 0 | 0 | 0 | 0 | 0 | 0 | 0 | 0 | 0 | 0 | 0 | 0 | 0 | 0 | 0 | 0 | 0 | 0 | 0 | 0 | 0 | 0 | 0 | 0 | 0 | 0 | 0
SCE Core Roll-up E3 Calculator - With Carbon Adder | [17 empty] | System | #N/A | [21 empty] | 0 | 0 | 0 | 0 | 0 | 0 | 0 | 0 | 0 | 0 | 0 | 0 | 0 | 0 | 0 | 0 | 0 | 0 | 0 | 0 | 0 | 0 | 0 | 0 | 0 | 0 | 0 | 0 | 0
SCE Core Roll-up E3 Calculator - With Carbon Adder | [17 empty] | System | #N/A | [21 empty] | 0 | 0 | 0 | 0 | 0 | 0 | 0 | 0 | 0 | 0 | 0 | 0 | 0 | 0 | 0 | 0 | 0 | 0 | 0 | 0 | 0 | 0 | 0 | 0 | 0 | 0 | 0 | 0 | 0
SCE Core Roll-up E3 Calculator - With Carbon Adder | [17 empty] | System | #N/A | [21 empty] | 0 | 0 | 0 | 0 | 0 | 0 | 0 | 0 | 0 | 0 | 0 | 0 | 0 | 0 | 0 | 0 | 0 | 0 | 0 | 0 | 0 | 0 | 0 | 0 | 0 | 0 | 0 | 0 | 0
SCE Core Roll-up E3 Calculator - With Carbon Adder | [17 empty] | System | #N/A | [21 empty] | 0 | 0 | 0 | 0 | 0 | 0 | 0 | 0 | 0 | 0 | 0 | 0 | 0 | 0 | 0 | 0 | 0 | 0 | 0 | 0 | 0 | 0 | 0 | 0 | 0 | 0 | 0 | 0 | 0
SCE Core Roll-up E3 Calculator - With Carbon Adder | [17 empty] | System | #N/A | [21 empty] | 0 | 0 | 0 | 0 | 0 | 0 | 0 | 0 | 0 | 0 | 0 | 0 | 0 | 0 | 0 | 0 | 0 | 0 | 0 | 0 | 0 | 0 | 0 | 0 | 0 | 0 | 0 | 0 | 0
SCE Core Roll-up E3 Calculator - With Carbon Adder | [17 empty] | System | #N/A | [21 empty] | 0 | 0 | 0 | 0 | 0 | 0 | 0 | 0 | 0 | 0 | 0 | 0 | 0 | 0 | 0 | 0 | 0 | 0 | 0 | 0 | 0 | 0 | 0 | 0 | 0 | 0 | 0 | 0 | 0
SCE Core Roll-up E3 Calculator - With Carbon Adder | [17 empty] | System | #N/A | [21 empty] | 0 | 0 | 0 | 0 | 0 | 0 | 0 | 0 | 0 | 0 | 0 | 0 | 0 | 0 | 0 | 0 | 0 | 0 | 0 | 0 | 0 | 0 | 0 | 0 | 0 | 0 | 0 | 0 | 0
SCE Core Roll-up E3 Calculator - With Carbon Adder | [17 empty] | System | #N/A | [21 empty] | 0 | 0 | 0 | 0 | 0 | 0 | 0 | 0 | 0 | 0 | 0 | 0 | 0 | 0 | 0 | 0 | 0 | 0 | 0 | 0 | 0 | 0 | 0 | 0 | 0 | 0 | 0 | 0 | 0
SCE Core Roll-up E3 Calculator - With Carbon Adder | [17 empty] | System | #N/A | [21 empty] | 0 | 0 | 0 | 0 | 0 | 0 | 0 | 0 | 0 | 0 | 0 | 0 | 0 | 0 | 0 | 0 | 0 | 0 | 0 | 0 | 0 | 0 | 0 | 0 | 0 | 0 | 0 | 0 | 0
SCE Core Roll-up E3 Calculator - With Carbon Adder | [17 empty] | System | #N/A | [21 empty] | 0 | 0 | 0 | 0 | 0 | 0 | 0 | 0 | 0 | 0 | 0 | 0 | 0 | 0 | 0 | 0 | 0 | 0 | 0 | 0 | 0 | 0 | 0 | 0 | 0 | 0 | 0 | 0 | 0
SCE Core Roll-up E3 Calculator - With Carbon Adder | [17 empty] | System | #N/A | [21 empty] | 0 | 0 | 0 | 0 | 0 | 0 | 0 | 0 | 0 | 0 | 0 | 0 | 0 | 0 | 0 | 0 | 0 | 0 | 0 | 0 | 0 | 0 | 0 | 0 | 0 | 0 | 0 | 0 | 0
SCE Core Roll-up E3 Calculator - With Carbon Adder | [17 empty] | System | #N/A | [21 empty] | 0 | 0 | 0 | 0 | 0 | 0 | 0 | 0 | 0 | 0 | 0 | 0 | 0 | 0 | 0 | 0 | 0 | 0 | 0 | 0 | 0 | 0 | 0 | 0 | 0 | 0 | 0 | 0 | 0
SCE Core Roll-up E3 Calculator - With Carbon Adder | [17 empty] | System | #N/A | [21 empty] | 0 | 0 | 0 | 0 | 0 | 0 | 0 | 0 | 0 | 0 | 0 | 0 | 0 | 0 | 0 | 0 | 0 | 0 | 0 | 0 | 0 | 0 | 0 | 0 | 0 | 0 | 0 | 0 | 0
SCE Core Roll-up E3 Calculator - With Carbon Adder | [17 empty] | System | #N/A | [21 empty] | 0 | 0 | 0 | 0 | 0 | 0 | 0 | 0 | 0 | 0 | 0 | 0 | 0 | 0 | 0 | 0 | 0 | 0 | 0 | 0 | 0 | 0 | 0 | 0 | 0 | 0 | 0 | 0 | 0
SCE Core Roll-up E3 Calculator - With Carbon Adder | [17 empty] | System | #N/A | [21 empty] | 0 | 0 | 0 | 0 | 0 | 0 | 0 | 0 | 0 | 0 | 0 | 0 | 0 | 0 | 0 | 0 | 0 | 0 | 0 | 0 | 0 | 0 | 0 | 0 | 0 | 0 | 0 | 0 | 0
SCE Core Roll-up E3 Calculator - With Carbon Adder | [17 empty] | System | #N/A | [21 empty] | 0 | 0 | 0 | 0 | 0 | 0 | 0 | 0 | 0 | 0 | 0 | 0 | 0 | 0 | 0 | 0 | 0 | 0 | 0 | 0 | 0 | 0 | 0 | 0 | 0 | 0 | 0 | 0 | 0
SCE Core Roll-up E3 Calculator - With Carbon Adder | [17 empty] | System | #N/A | [21 empty] | 0 | 0 | 0 | 0 | 0 | 0 | 0 | 0 | 0 | 0 | 0 | 0 | 0 | 0 | 0 | 0 | 0 | 0 | 0 | 0 | 0 | 0 | 0 | 0 | 0 | 0 | 0 | 0 | 0
SCE Core Roll-up E3 Calculator - With Carbon Adder | [17 empty] | System | #N/A | [21 empty] | 0 | 0 | 0 | 0 | 0 | 0 | 0 | 0 | 0 | 0 | 0 | 0 | 0 | 0 | 0 | 0 | 0 | 0 | 0 | 0 | 0 | 0 | 0 | 0 | 0 | 0 | 0 | 0 | 0
SCE Core Roll-up E3 Calculator - With Carbon Adder | [17 empty] | System | #N/A | [21 empty] | 0 | 0 | 0 | 0 | 0 | 0 | 0 | 0 | 0 | 0 | 0 | 0 | 0 | 0 | 0 | 0 | 0 | 0 | 0 | 0 | 0 | 0 | 0 | 0 | 0 | 0 | 0 | 0 | 0
SCE Core Roll-up E3 Calculator - With Carbon Adder | [17 empty] | System | #N/A | [21 empty] | 0 | 0 | 0 | 0 | 0 | 0 | 0 | 0 | 0 | 0 | 0 | 0 | 0 | 0 | 0 | 0 | 0 | 0 | 0 | 0 | 0 | 0 | 0 | 0 | 0 | 0 | 0 | 0 | 0
SCE Core Roll-up E3 Calculator - With Carbon Adder | [17 empty] | System | #N/A | [21 empty] | 0 | 0 | 0 | 0 | 0 | 0 | 0 | 0 | 0 | 0 | 0 | 0 | 0 | 0 | 0 | 0 | 0 | 0 | 0 | 0 | 0 | 0 | 0 | 0 | 0 | 0 | 0 | 0 | 0
SCE Core Roll-up E3 Calculator - With Carbon Adder | [17 empty] | System | #N/A | [21 empty] | 0 | 0 | 0 | 0 | 0 | 0 | 0 | 0 | 0 | 0 | 0 | 0 | 0 | 0 | 0 | 0 | 0 | 0 | 0 | 0 | 0 | 0 | 0 | 0 | 0 | 0 | 0 | 0 | 0
SCE Core Roll-up E3 Calculator - With Carbon Adder | [17 empty] | System | #N/A | [21 empty] | 0 | 0 | 0 | 0 | 0 | 0 | 0 | 0 | 0 | 0 | 0 | 0 | 0 | 0 | 0 | 0 | 0 | 0 | 0 | 0 | 0 | 0 | 0 | 0 | 0 | 0 | 0 | 0 | 0
SCE Core Roll-up E3 Calculator - With Carbon Adder | [17 empty] | System | #N/A | [21 empty] | 0 | 0 | 0 | 0 | 0 | 0 | 0 | 0 | 0 | 0 | 0 | 0 | 0 | 0 | 0 | 0 | 0 | 0 | 0 | 0 | 0 | 0 | 0 | 0 | 0 | 0 | 0 | 0 | 0
SCE Core Roll-up E3 Calculator - With Carbon Adder | [17 empty] | System | #N/A | [21 empty] | 0 | 0 | 0 | 0 | 0 | 0 | 0 | 0 | 0 | 0 | 0 | 0 | 0 | 0 | 0 | 0 | 0 | 0 | 0 | 0 | 0 | 0 | 0 | 0 | 0 | 0 | 0 | 0 | 0
SCE Core Roll-up E3 Calculator - With Carbon Adder | [17 empty] | System | #N/A | [21 empty] | 0 | 0 | 0 | 0 | 0 | 0 | 0 | 0 | 0 | 0 | 0 | 0 | 0 | 0 | 0 | 0 | 0 | 0 | 0 | 0 | 0 | 0 | 0 | 0 | 0 | 0 | 0 | 0 | 0
SCE Core Roll-up E3 Calculator - With Carbon Adder | [17 empty] | System | #N/A | [21 empty] | 0 | 0 | 0 | 0 | 0 | 0 | 0 | 0 | 0 | 0 | 0 | 0 | 0 | 0 | 0 | 0 | 0 | 0 | 0 | 0 | 0 | 0 | 0 | 0 | 0 | 0 | 0 | 0 | 0
SCE Core Roll-up E3 Calculator - With Carbon Adder | [17 empty] | System | #N/A | [21 empty] | 0 | 0 | 0 | 0 | 0 | 0 | 0 | 0 | 0 | 0 | 0 | 0 | 0 | 0 | 0 | 0 | 0 | 0 | 0 | 0 | 0 | 0 | 0 | 0 | 0 | 0 | 0 | 0 | 0
SCE Core Roll-up E3 Calculator - With Carbon Adder | [17 empty] | System | #N/A | [21 empty] | 0 | 0 | 0 | 0 | 0 | 0 | 0 | 0 | 0 | 0 | 0 | 0 | 0 | 0 | 0 | 0 | 0 | 0 | 0 | 0 | 0 | 0 | 0 | 0 | 0 | 0 | 0 | 0 | 0
SCE Core Roll-up E3 Calculator - With Carbon Adder | [17 empty] | System | #N/A | [21 empty] | 0 | 0 | 0 | 0 | 0 | 0 | 0 | 0 | 0 | 0 | 0 | 0 | 0 | 0 | 0 | 0 | 0 | 0 | 0 | 0 | 0 | 0 | 0 | 0 | 0 | 0 | 0 | 0 | 0
SCE Core Roll-up E3 Calculator - With Carbon Adder | [17 empty] | System | #N/A | [21 empty] | 0 | 0 | 0 | 0 | 0 | 0 | 0 | 0 | 0 | 0 | 0 | 0 | 0 | 0 | 0 | 0 | 0 | 0 | 0 | 0 | 0 | 0 | 0 | 0 | 0 | 0 | 0 | 0 | 0
SCE Core Roll-up E3 Calculator - With Carbon Adder | [17 empty] | System | #N/A | [21 empty] | 0 | 0 | 0 | 0 | 0 | 0 | 0 | 0 | 0 | 0 | 0 | 0 | 0 | 0 | 0 | 0 | 0 | 0 | 0 | 0 | 0 | 0 | 0 | 0 | 0 | 0 | 0 | 0 | 0
SCE Core Roll-up E3 Calculator - With Carbon Adder | [17 empty] | System | #N/A | [21 empty] | 0 | 0 | 0 | 0 | 0 | 0 | 0 | 0 | 0 | 0 | 0 | 0 | 0 | 0 | 0 | 0 | 0 | 0 | 0 | 0 | 0 | 0 | 0 | 0 | 0 | 0 | 0 | 0 | 0
SCE Core Roll-up E3 Calculator - With Carbon Adder | [17 empty] | System | #N/A | [21 empty] | 0 | 0 | 0 | 0 | 0 | 0 | 0 | 0 | 0 | 0 | 0 | 0 | 0 | 0 | 0 | 0 | 0 | 0 | 0 | 0 | 0 | 0 | 0 | 0 | 0 | 0 | 0 | 0 | 0
SCE Core Roll-up E3 Calculator - With Carbon Adder | [17 empty] | System | #N/A | [21 empty] | 0 | 0 | 0 | 0 | 0 | 0 | 0 | 0 | 0 | 0 | 0 | 0 | 0 | 0 | 0 | 0 | 0 | 0 | 0 | 0 | 0 | 0 | 0 | 0 | 0 | 0 | 0 | 0 | 0
SCE Core Roll-up E3 Calculator - With Carbon Adder | [17 empty] | System | #N/A | [21 empty] | 0 | 0 | 0 | 0 | 0 | 0 | 0 | 0 | 0 | 0 | 0 | 0 | 0 | 0 | 0 | 0 | 0 | 0 | 0 | 0 | 0 | 0 | 0 | 0 | 0 | 0 | 0 | 0 | 0
SCE Core Roll-up E3 Calculator - With Carbon Adder | [17 empty] | System | #N/A | [21 empty] | 0 | 0 | 0 | 0 | 0 | 0 | 0 | 0 | 0 | 0 | 0 | 0 | 0 | 0 | 0 | 0 | 0 | 0 | 0 | 0 | 0 | 0 | 0 | 0 | 0 | 0 | 0 | 0 | 0
SCE Core Roll-up E3 Calculator - With Carbon Adder | [17 empty] | System | #N/A | [21 empty] | 0 | 0 | 0 | 0 | 0 | 0 | 0 | 0 | 0 | 0 | 0 | 0 | 0 | 0 | 0 | 0 | 0 | 0 | 0 | 0 | 0 | 0 | 0 | 0 | 0 | 0 | 0 | 0 | 0
SCE Core Roll-up E3 Calculator - With Carbon Adder | [17 empty] | System | #N/A | [21 empty] | 0 | 0 | 0 | 0 | 0 | 0 | 0 | 0 | 0 | 0 | 0 | 0 | 0 | 0 | 0 | 0 | 0 | 0 | 0 | 0 | 0 | 0 | 0 | 0 | 0 | 0 | 0 | 0 | 0
SCE Core Roll-up E3 Calculator - With Carbon Adder | [17 empty] | System | #N/A | [21 empty] | 0 | 0 | 0 | 0 | 0 | 0 | 0 | 0 | 0 | 0 | 0 | 0 | 0 | 0 | 0 | 0 | 0 | 0 | 0 | 0 | 0 | 0 | 0 | 0 | 0 | 0 | 0 | 0 | 0
SCE Core Roll-up E3 Calculator - With Carbon Adder | [17 empty] | System | #N/A | [21 empty] | 0 | 0 | 0 | 0 | 0 | 0 | 0 | 0 | 0 | 0 | 0 | 0 | 0 | 0 | 0 | 0 | 0 | 0 | 0 | 0 | 0 | 0 | 0 | 0 | 0 | 0 | 0 | 0 | 0
SCE Core Roll-up E3 Calculator - With Carbon Adder | [17 empty] | System | #N/A | [21 empty] | 0 | 0 | 0 | 0 | 0 | 0 | 0 | 0 | 0 | 0 | 0 | 0 | 0 | 0 | 0 | 0 | 0 | 0 | 0 | 0 | 0 | 0 | 0 | 0 | 0 | 0 | 0 | 0 | 0
SCE Core Roll-up E3 Calculator - With Carbon Adder | [17 empty] | System | #N/A | [21 empty] | 0 | 0 | 0 | 0 | 0 | 0 | 0 | 0 | 0 | 0 | 0 | 0 | 0 | 0 | 0 | 0 | 0 | 0 | 0 | 0 | 0 | 0 | 0 | 0 | 0 | 0 | 0 | 0 | 0
SCE Core Roll-up E3 Calculator - With Carbon Adder | [17 empty] | System | #N/A | [21 empty] | 0 | 0 | 0 | 0 | 0 | 0 | 0 | 0 | 0 | 0 | 0 | 0 | 0 | 0 | 0 | 0 | 0 | 0 | 0 | 0 | 0 | 0 | 0 | 0 | 0 | 0 | 0 | 0 | 0
SCE Core Roll-up E3 Calculator - With Carbon Adder | [17 empty] | System | #N/A | [21 empty] | 0 | 0 | 0 | 0 | 0 | 0 | 0 | 0 | 0 | 0 | 0 | 0 | 0 | 0 | 0 | 0 | 0 | 0 | 0 | 0 | 0 | 0 | 0 | 0 | 0 | 0 | 0 | 0 | 0
SCE Core Roll-up E3 Calculator - With Carbon Adder | [17 empty] | System | #N/A | [21 empty] | 0 | 0 | 0 | 0 | 0 | 0 | 0 | 0 | 0 | 0 | 0 | 0 | 0 | 0 | 0 | 0 | 0 | 0 | 0 | 0 | 0 | 0 | 0 | 0 | 0 | 0 | 0 | 0 | 0
SCE Core Roll-up E3 Calculator - With Carbon Adder | [17 empty] | System | #N/A | [21 empty] | 0 | 0 | 0 | 0 | 0 | 0 | 0 | 0 | 0 | 0 | 0 | 0 | 0 | 0 | 0 | 0 | 0 | 0 | 0 | 0 | 0 | 0 | 0 | 0 | 0 | 0 | 0 | 0 | 0
SCE Core Roll-up E3 Calculator - With Carbon Adder | [17 empty] | System | #N/A | [21 empty] | 0 | 0 | 0 | 0 | 0 | 0 | 0 | 0 | 0 | 0 | 0 | 0 | 0 | 0 | 0 | 0 | 0 | 0 | 0 | 0 | 0 | 0 | 0 | 0 | 0 | 0 | 0 | 0 | 0
SCE Core Roll-up E3 Calculator - With Carbon Adder | [17 empty] | System | #N/A | [21 empty] | 0 | 0 | 0 | 0 | 0 | 0 | 0 | 0 | 0 | 0 | 0 | 0 | 0 | 0 | 0 | 0 | 0 | 0 | 0 | 0 | 0 | 0 | 0 | 0 | 0 | 0 | 0 | 0 | 0
SCE Core Roll-up E3 Calculator - With Carbon Adder | [17 empty] | System | #N/A | [21 empty] | 0 | 0 | 0 | 0 | 0 | 0 | 0 | 0 | 0 | 0 | 0 | 0 | 0 | 0 | 0 | 0 | 0 | 0 | 0 | 0 | 0 | 0 | 0 | 0 | 0 | 0 | 0 | 0 | 0
SCE Core Roll-up E3 Calculator - With Carbon Adder | [17 empty] | System | #N/A | [21 empty] | 0 | 0 | 0 | 0 | 0 | 0 | 0 | 0 | 0 | 0 | 0 | 0 | 0 | 0 | 0 | 0 | 0 | 0 | 0 | 0 | 0 | 0 | 0 | 0 | 0 | 0 | 0 | 0 | 0
SCE Core Roll-up E3 Calculator - With Carbon Adder | [17 empty] | System | #N/A | [21 empty] | 0 | 0 | 0 | 0 | 0 | 0 | 0 | 0 | 0 | 0 | 0 | 0 | 0 | 0 | 0 | 0 | 0 | 0 | 0 | 0 | 0 | 0 | 0 | 0 | 0 | 0 | 0 | 0 | 0
SCE Core Roll-up E3 Calculator - With Carbon Adder | [17 empty] | System | #N/A | [21 empty] | 0 | 0 | 0 | 0 | 0 | 0 | 0 | 0 | 0 | 0 | 0 | 0 | 0 | 0 | 0 | 0 | 0 | 0 | 0 | 0 | 0 | 0 | 0 | 0 | 0 | 0 | 0 | 0 | 0
SCE Core Roll-up E3 Calculator - With Carbon Adder | [17 empty] | System | #N/A | [21 empty] | 0 | 0 | 0 | 0 | 0 | 0 | 0 | 0 | 0 | 0 | 0 | 0 | 0 | 0 | 0 | 0 | 0 | 0 | 0 | 0 | 0 | 0 | 0 | 0 | 0 | 0 | 0 | 0 | 0
SCE Core Roll-up E3 Calculator - With Carbon Adder | [17 empty] | System | #N/A | [21 empty] | 0 | 0 | 0 | 0 | 0 | 0 | 0 | 0 | 0 | 0 | 0 | 0 | 0 | 0 | 0 | 0 | 0 | 0 | 0 | 0 | 0 | 0 | 0 | 0 | 0 | 0 | 0 | 0 | 0
SCE Core Roll-up E3 Calculator - With Carbon Adder | [17 empty] | System | #N/A | [21 empty] | 0 | 0 | 0 | 0 | 0 | 0 | 0 | 0 | 0 | 0 | 0 | 0 | 0 | 0 | 0 | 0 | 0 | 0 | 0 | 0 | 0 | 0 | 0 | 0 | 0 | 0 | 0 | 0 | 0
SCE Core Roll-up E3 Calculator - With Carbon Adder | [17 empty] | System | #N/A | [21 empty] | 0 | 0 | 0 | 0 | 0 | 0 | 0 | 0 | 0 | 0 | 0 | 0 | 0 | 0 | 0 | 0 | 0 | 0 | 0 | 0 | 0 | 0 | 0 | 0 | 0 | 0 | 0 | 0 | 0
SCE Core Roll-up E3 Calculator - With Carbon Adder | [17 empty] | System | #N/A | [21 empty] | 0 | 0 | 0 | 0 | 0 | 0 | 0 | 0 | 0 | 0 | 0 | 0 | 0 | 0 | 0 | 0 | 0 | 0 | 0 | 0 | 0 | 0 | 0 | 0 | 0 | 0 | 0 | 0 | 0
SCE Core Roll-up E3 Calculator - With Carbon Adder | [17 empty] | System | #N/A | [21 empty] | 0 | 0 | 0 | 0 | 0 | 0 | 0 | 0 | 0 | 0 | 0 | 0 | 0 | 0 | 0 | 0 | 0 | 0 | 0 | 0 | 0 | 0 | 0 | 0 | 0 | 0 | 0 | 0 | 0
SCE Core Roll-up E3 Calculator - With Carbon Adder | [17 empty] | System | #N/A | [21 empty] | 0 | 0 | 0 | 0 | 0 | 0 | 0 | 0 | 0 | 0 | 0 | 0 | 0 | 0 | 0 | 0 | 0 | 0 | 0 | 0 | 0 | 0 | 0 | 0 | 0 | 0 | 0 | 0 | 0
SCE Core Roll-up E3 Calculator - With Carbon Adder | [17 empty] | System | #N/A | [21 empty] | 0 | 0 | 0 | 0 | 0 | 0 | 0 | 0 | 0 | 0 | 0 | 0 | 0 | 0 | 0 | 0 | 0 | 0 | 0 | 0 | 0 | 0 | 0 | 0 | 0 | 0 | 0 | 0 | 0
SCE Core Roll-up E3 Calculator - With Carbon Adder | [17 empty] | System | #N/A | [21 empty] | 0 | 0 | 0 | 0 | 0 | 0 | 0 | 0 | 0 | 0 | 0 | 0 | 0 | 0 | 0 | 0 | 0 | 0 | 0 | 0 | 0 | 0 | 0 | 0 | 0 | 0 | 0 | 0 | 0
SCE Core Roll-up E3 Calculator - With Carbon Adder | [17 empty] | System | #N/A | [21 empty] | 0 | 0 | 0 | 0 | 0 | 0 | 0 | 0 | 0 | 0 | 0 | 0 | 0 | 0 | 0 | 0 | 0 | 0 | 0 | 0 | 0 | 0 | 0 | 0 | 0 | 0 | 0 | 0 | 0
SCE Core Roll-up E3 Calculator - With Carbon Adder | [17 empty] | System | #N/A | [21 empty] | 0 | 0 | 0 | 0 | 0 | 0 | 0 | 0 | 0 | 0 | 0 | 0 | 0 | 0 | 0 | 0 | 0 | 0 | 0 | 0 | 0 | 0 | 0 | 0 | 0 | 0 | 0 | 0 | 0
SCE Core Roll-up E3 Calculator - With Carbon Adder | [17 empty] | System | #N/A | [21 empty] | 0 | 0 | 0 | 0 | 0 | 0 | 0 | 0 | 0 | 0 | 0 | 0 | 0 | 0 | 0 | 0 | 0 | 0 | 0 | 0 | 0 | 0 | 0 | 0 | 0 | 0 | 0 | 0 | 0
SCE Core Roll-up E3 Calculator - With Carbon Adder | [17 empty] | System | #N/A | [21 empty] | 0 | 0 | 0 | 0 | 0 | 0 | 0 | 0 | 0 | 0 | 0 | 0 | 0 | 0 | 0 | 0 | 0 | 0 | 0 | 0 | 0 | 0 | 0 | 0 | 0 | 0 | 0 | 0 | 0
SCE Core Roll-up E3 Calculator - With Carbon Adder | [17 empty] | System | #N/A | [21 empty] | 0 | 0 | 0 | 0 | 0 | 0 | 0 | 0 | 0 | 0 | 0 | 0 | 0 | 0 | 0 | 0 | 0 | 0 | 0 | 0 | 0 | 0 | 0 | 0 | 0 | 0 | 0 | 0 | 0
SCE Core Roll-up E3 Calculator - With Carbon Adder | [17 empty] | System | #N/A | [21 empty] | 0 | 0 | 0 | 0 | 0 | 0 | 0 | 0 | 0 | 0 | 0 | 0 | 0 | 0 | 0 | 0 | 0 | 0 | 0 | 0 | 0 | 0 | 0 | 0 | 0 | 0 | 0 | 0 | 0
SCE Core Roll-up E3 Calculator - With Carbon Adder | [17 empty] | System | #N/A | [21 empty] | 0 | 0 | 0 | 0 | 0 | 0 | 0 | 0 | 0 | 0 | 0 | 0 | 0 | 0 | 0 | 0 | 0 | 0 | 0 | 0 | 0 | 0 | 0 | 0 | 0 | 0 | 0 | 0 | 0
SCE Core Roll-up E3 Calculator - With Carbon Adder | [17 empty] | System | #N/A | [21 empty] | 0 | 0 | 0 | 0 | 0 | 0 | 0 | 0 | 0 | 0 | 0 | 0 | 0 | 0 | 0 | 0 | 0 | 0 | 0 | 0 | 0 | 0 | 0 | 0 | 0 | 0 | 0 | 0 | 0
SCE Core Roll-up E3 Calculator - With Carbon Adder | [17 empty] | System | #N/A | [21 empty] | 0 | 0 | 0 | 0 | 0 | 0 | 0 | 0 | 0 | 0 | 0 | 0 | 0 | 0 | 0 | 0 | 0 | 0 | 0 | 0 | 0 | 0 | 0 | 0 | 0 | 0 | 0 | 0 | 0
SCE Core Roll-up E3 Calculator - With Carbon Adder | [17 empty] | System | #N/A | [21 empty] | 0 | 0 | 0 | 0 | 0 | 0 | 0 | 0 | 0 | 0 | 0 | 0 | 0 | 0 | 0 | 0 | 0 | 0 | 0 | 0 | 0 | 0 | 0 | 0 | 0 | 0 | 0 | 0 | 0
SCE Core Roll-up E3 Calculator - With Carbon Adder | [17 empty] | System | #N/A | [21 empty] | 0 | 0 | 0 | 0 | 0 | 0 | 0 | 0 | 0 | 0 | 0 | 0 | 0 | 0 | 0 | 0 | 0 | 0 | 0 | 0 | 0 | 0 | 0 | 0 | 0 | 0 | 0 | 0 | 0
SCE Core Roll-up E3 Calculator - With Carbon Adder | [17 empty] | System | #N/A | [21 empty] | 0 | 0 | 0 | 0 | 0 | 0 | 0 | 0 | 0 | 0 | 0 | 0 | 0 | 0 | 0 | 0 | 0 | 0 | 0 | 0 | 0 | 0 | 0 | 0 | 0 | 0 | 0 | 0 | 0
SCE Core Roll-up E3 Calculator - With Carbon Adder | Do NOT enter program data in this row or below. The Spreadsheet will not evaluate any such data.
Lists of Dimensions and their Labels
|  |  | Climate Zones |  |  |  | Measure Types for Measure Life | Measure Types for NTGR | Gas Sector | Gas Savings Profile | Combustor Type |  | RES | DEER:Indoor_CFL_Ltg | DEER:RefgFrzr_HighEff | DEER:RefgFrzr_Recyc-Conditioned | DEER:RefgFrzr_Recyc-UnConditioned | DEER:HVAC_Eff_AC | DEER:HVAC_Duct_Sealing | DEER:HVAC_Refrig_Charge | DEER:Refg_Chrg_Duct_Seal | DEER:RefgFrzr_Recycling
|  |  | 6 |  |  |  | NONRESIDENTIAL MEASURES: |  | Residential | Summer Only | Large Boilers (>100 MMBtu/hr Heat Input):Uncontrolled |  | NON_RES | DEER:Indoor_CFL_Ltg | DEER:Indoor_Non-CFL_Ltg | DEER:HVAC_Chillers | DEER:HVAC_Refrig_Charge | DEER:HVAC_Split-Package_AC | DEER:HVAC_Duct_Sealing
|  |  | 8 |  |  |  | **************************************************************** | Appliance early retirement and replacement 0.80 | Commercial | Winter Only | Large Boilers (>100 MMBtu/hr Heat Input):Controlled Low NOx Burner |  | Residential | AC-NC | Heat_Pump-NC | Refrig-RC | AC_Cooling-RC | HeatPump_Heating_Only-RC | HeatPump_ThroughWall-RC | HeatPump_WtrHt-RC | HorizAxisClothesWasher-RC | CFL-RC | Residential Pool Pumps
|  |  | 9 |  |  |  | Ballast – Dimmable: NR - 11 | California Home Energy Efficiency Rating System (CHEERS) | Core | Annual | Large Boilers (>100 MMBtu/hr Heat Input):Controlled – Flue Gas Recirculation |  | Small_Office | Hi_Perf_Glass-NC | Lo_Gain_Wndw-NC | Wtr_Cool_Chiller-NC | Package_AC-NC | <65K_AC_Split-NC | <65K_AC_Pckg-NC | <65K_EvapCool-NC | 65K-135K_Air_AC-NC | 65K-135_Wtr_AC-NC | >135K_Air_AC-NC | >135K_Wtr_AC-NC | Hi_Eff_AC_Mtr-NC | Var_Spd_AC_Mtr-NC | DayLt_Cntrl-NC | Lighting-NC | Economy_cycle-Ret | New_AC-Ret | New_HtPmp-Ret | Roof_insul-Ret | Wall_insul-Ret | Window_Tint-Ret | Reduce_Cooling_Load-Ret | IndoorLt | Occupancy Sensor | Refrigeration | DayLt & Controls | Perimter Lt Control | 2009 Qtr 1: Pool HtPmp; 2009 Qtr 2: DHW HtPmp
|  |  | 10 |  |  |  | Ballast – Electronic: NR - 11 | Residential Audits 0.72 |  |  | Small Boilers (<100 MMBtu/hr Heat Input):Uncontrolled |  | Large_Office | Hi_Perf_Glass-NC | Lo_Gain_Wndw-NC | Wtr_Cool_Chiller-NC | >135K_Air_AC-NC | >135K_Wtr_AC-NC | Hi_Eff_AC_Mtr-NC | Var_Spd_AC_Mtr-NC | DayLt_Cntrl-NC | Lighting-NC | Economy_cycle-Ret | New_AC-Ret | New_HtPmp-Ret | Roof_insul-Ret | Wall_insul-Ret | Window_Tint-Ret | Reduce_Cooling_Load-Ret | IndoorLt | Occupancy Sensor | Refrigeration | DayLt & Controls | Perimter Lt Control | Pool HtPmp | DHW HtPmp | bar: 2009 Qtr 1 to 2009 Qtr 2
|  |  | 13 |  |  |  | Fluorescent Fixture – T8: C/I/A - 11 | Refrigerator Recycling 0.35 |  |  | Small Boilers (<100 MMBtu/hr Heat Input):Controlled Low NOx Burner |  | Small_Retail_Store | Package_AC-NC | <65K_AC_Split-NC | <65K_AC_Pckg-NC | <65K_EvapCool-NC | 65K-135K_Air_AC-NC | 65K-135_Wtr_AC-NC | Lighting-NC | Economy_cycle-Ret | Evap_Cooling-Ret | Replace_Chiller-Ret | New_AC-Ret | New_HtPmp-Ret | Roof_insul-Ret | Wall_insul-Ret | Reduce_Cooling_Load-Ret | IndoorLt | Occupancy Sensor | Refrigeration | DayLt & Controls | Perimter Lt Control | Pool HtPmp | DHW HtPmp | bar: 2009 Qtr 1 to 2009 Qtr 2
|  |  | 14 |  |  |  | Fixture: T8 Lamp & Electronic Ballast: C/I/A - 11 | Freezer Recycling 0.54 |  |  | Small Boilers (<100 MMBtu/hr Heat Input):Controlled – Flue Gas Recirculation |  | Large_Retail_Store | Wtr_Cool_Chiller-NC | >135K_Air_AC-NC | >135K_Wtr_AC-NC | Hi_Eff_AC_Mtr-NC | Var_Spd_AC_Mtr-NC | Lighting-NC | Economy_cycle-Ret | Evap_Cooling-Ret | Replace_Chiller-Ret | New_AC-Ret | New_HtPmp-Ret | Roof_insul-Ret | Wall_insul-Ret | Reduce_Cooling_Load-Ret | IndoorLt | Occupancy Sensor | Refrigeration | DayLt & Controls | Perimter Lt Control | Pool HtPmp | DHW HtPmp | bar: 2009 Qtr 1 to 2009 Qtr 2
|  |  | 15 |  |  |  | T8 Fixtures – 17 Watt Lamp, 2ft or 32-watt Lamp, 4ft 11 | Residential Contractor Program 0.89 |  |  | Residential Furnaces (<0.3):Uncontrolled |  | Grocery_Store | Hi_Perf_Glass-NC | Lo_Gain_Wndw-NC | Wtr_Cool_Chiller-NC | 65K-135_Wtr_AC-NC | >135K_Air_AC-NC | >135K_Wtr_AC-NC | Hi_Eff_AC_Mtr-NC | Var_Spd_AC_Mtr-NC | DayLt_Cntrl-NC | Lighting-NC | Refrigeration | DayLt & Controls | Perimter Lt Control | Pool HtPmp | DHW HtPmp | bar: 2009 Qtr 1 to 2009 Qtr 2
|  |  | 16 |  |  |  | T8 Lamps: C/I/A - 5 | Emerging Technologies 0.83 |  |  |  |  | Food_Store | New_AC-Ret | New_HtPmp-Ret | Roof_insul-Ret | Wall_insul-Ret | Reduce_Cooling_Load-Ret | Lower_Cond_temp-Ret | IndoorLt | Refrigeration | DayLt & Controls | Perimter Lt Control | Pool HtPmp | DHW HtPmp | bar: 2009 Qtr 1 to 2009 Qtr 2
|  |  | System |  |  |  | High Efficiency Lighting (HID): NR - 16 | All other residential programs 0.80 |  |  |  |  | Restaurant | Economy_cycle-Ret | Evap_Cooling-Ret | New_AC-Ret | New_HtPmp-Ret | IndoorLt | Refrigeration | DayLt & Controls | Perimter Lt Control | Pool HtPmp | DHW HtPmp | bar: 2009 Qtr 1 to 2009 Qtr 2
[7 empty] | High Output T5 Fixture: NR - 16 |  | Electric Rate | Gas Rate |  |  | Fast_Food_Restaurant | Hi_Perf_Glass-NC | Lo_Gain_Wndw-NC | Package_AC-NC | <65K_AC_Split-NC | <65K_AC_Pckg-NC | <65K_EvapCool-NC | 65K-135K_Air_AC-NC | 65K-135_Wtr_AC-NC | DayLt_Cntrl-NC | Lighting-NC | Refrigeration | DayLt & Controls | Perimter Lt Control | Pool HtPmp | DHW HtPmp | bar: 2009 Qtr 1 to 2009 Qtr 2
[7 empty] | Indoor or Outdoor Lighting System Modification: NR - 13.5 | Advanced water heating systems 1.00 | System | System |  |  | Sit_Down_Restaurant | Hi_Perf_Glass-NC | Lo_Gain_Wndw-NC | <65K_AC_Split-NC | <65K_AC_Pckg-NC | <65K_EvapCool-NC | 65K-135K_Air_AC-NC | 65K-135_Wtr_AC-NC | >135K_Air_AC-NC | >135K_Wtr_AC-NC | DayLt_Cntrl-NC | Lighting-NC | Refrigeration | DayLt & Controls | Perimter Lt Control | Pool HtPmp | DHW HtPmp | bar: 2009 Qtr 1 to 2009 Qtr 2
[7 empty] | Lighting Controls: NR - 16 | Agricultural and Dairy Incentives 0.75 | System | System |  |  | Storage_Building | <65K_AC_Split-NC | <65K_AC_Pckg-NC | <65K_EvapCool-NC | >135K_Air_AC-NC | >135K_Wtr_AC-NC | Lighting-NC | Refrigeration | DayLt & Controls | Perimter Lt Control | Pool HtPmp | DHW HtPmp | bar: 2009 Qtr 1 to 2009 Qtr 2
[7 empty] | Daylighting Controls; NR - 16 | Coin Laundry and Dry Cleaner Education 0.70 | System | 0 |  |  | Refrigerated_Warehouse | New_AC-Ret | New_HtPmp-Ret | IndoorLt | Refrigeration | DayLt & Controls | Perimter Lt Control | Pool HtPmp | DHW HtPmp | bar: 2009 Qtr 1 to 2009 Qtr 2
[7 empty] | Lighting Power Density: NR - 11 | Commercial and agricultural information, tools, or design assistance services | System |  |  |  | Non-Refrig._Warehouse | New_AC-Ret | New_HtPmp-Ret | Roof_insul-Ret | Wall_insul-Ret | Reduce_Cooling_Load-Ret | IndoorLt | Occupancy Sensor | Refrigeration | DayLt & Controls | Perimter Lt Control | Pool HtPmp | DHW HtPmp | bar: 2009 Qtr 1 to 2009 Qtr 2
[7 empty] | Exit Sign – CF Hardware Kit/LED/ Electro-Luminescent: NR - 16 | Comprehensive Space Conditioning 1.00 | System |  |  |  | Hotel_Motel | Wtr_Cool_Chiller-NC | Package_AC-NC | >135K_Air_AC-NC | >135K_Wtr_AC-NC | Var_Spd_AC_Mtr-NC | Lighting-NC | Replace_Chiller-Ret | New_AC-Ret | New_HtPmp-Ret | Roof_insul-Ret | Wall_insul-Ret | Reduce_Cooling_Load-Ret | IndoorLt | Occupancy Sensor | Refrigeration | DayLt & Controls | Perimter Lt Control | Pool HtPmp | DHW HtPmp | bar: 2009 Qtr 1 to 2009 Qtr 2
[7 empty] | Occupancy Sensor: NR - 8 | Lodging Education 0.70 |  |  |  |  | Medical_Clinic | Replace_Chiller-Ret | New_AC-Ret | New_HtPmp-Ret | Roof_insul-Ret | Wall_insul-Ret | IndoorLt | Refrigeration | DayLt & Controls | Perimter Lt Control | Pool HtPmp | DHW HtPmp | bar: 2009 Qtr 1 to 2009 Qtr 2
[7 empty] | Photocell: NR - 8 | Express Efficiency (rebates) 0.96 |  |  |  |  | School | Hi_Perf_Glass-NC | Lo_Gain_Wndw-NC | Wtr_Cool_Chiller-NC | Package_AC-NC | >135K_Air_AC-NC | >135K_Wtr_AC-NC | Hi_Eff_AC_Mtr-NC | Var_Spd_AC_Mtr-NC | DayLt_Cntrl-NC | Lighting-NC | Refrigeration | DayLt & Controls | Perimter Lt Control | Pool HtPmp | DHW HtPmp | bar: 2009 Qtr 1 to 2009 Qtr 2
[7 empty] | Time Clock – Lighting: NR - 8 | Energy Management Services, including audits (for small and medium customers) |  |  |  |  | K_thru_12_School | New_AC-Ret | New_HtPmp-Ret | Roof_insul-Ret | Wall_insul-Ret | IndoorLt | Occupancy Sensor | Refrigeration | DayLt & Controls | Perimter Lt Control | Pool HtPmp | DHW HtPmp | bar: 2009 Qtr 1 to 2009 Qtr 2
[7 empty] | Induction Lamps: NR - 2 | Food Services Equipment Retrofit 1.00 |  |  |  |  | College_University | Hi_Perf_Glass-NC | Lo_Gain_Wndw-NC | Wtr_Cool_Chiller-NC | 65K-135K_Air_AC-NC | 65K-135_Wtr_AC-NC | >135K_Air_AC-NC | >135K_Wtr_AC-NC | Hi_Eff_AC_Mtr-NC | Var_Spd_AC_Mtr-NC | DayLt_Cntrl-NC | Lighting-NC | Economy_cycle-Ret | Evap_Cooling-Ret | New_AC-Ret | New_HtPmp-Ret | Roof_insul-Ret | Wall_insul-Ret | Reduce_Cooling_Load-Ret | IndoorLt | Refrigeration | DayLt & Controls | Perimter Lt Control | Pool HtPmp | DHW HtPmp | bar: 2009 Qtr 1 to 2009 Qtr 2
[7 empty] | Induction Fixture: NR - 16 | Industrial Information and Services 0.74 |  |  |  |  | Assembly | Hi_Perf_Glass-NC | Lo_Gain_Wndw-NC | Wtr_Cool_Chiller-NC | >135K_Air_AC-NC | >135K_Wtr_AC-NC | Hi_Eff_AC_Mtr-NC | Var_Spd_AC_Mtr-NC | DayLt_Cntrl-NC | Lighting-NC | Refrigeration | DayLt & Controls | Perimter Lt Control | Pool HtPmp | DHW HtPmp | bar: 2009 Qtr 1 to 2009 Qtr 2
[7 empty] | Delamp/reflectors: C/I - 11 | Large Standard Performance Contract 0.70 |  |  |  |  | Trans_Comm_Util | Replace_Chiller-Ret | New_AC-Ret | New_HtPmp-Ret | Roof_insul-Ret | Wall_insul-Ret | Reduce_Cooling_Load-Ret | IndoorLt | Occupancy Sensor | Refrigeration | DayLt & Controls | Perimter Lt Control | Pool HtPmp | DHW HtPmp | bar: 2009 Qtr 1 to 2009 Qtr 2
[7 empty] | Optical Reflectors- new construction: Ind, NRNC - 12 | All other nonresidential programs 0.80 |  |  |  |  | Misc._Commercial | Economy_cycle-Ret | New_AC-Ret | New_HtPmp-Ret | Roof_insul-Ret | Wall_insul-Ret | Reduce_Cooling_Load-Ret | IndoorLt | Outdoor Lt | DayLt & Controls | Perimter Lt Control | Pool HtPmp | DHW HtPmp | Frig Barrier | Refrigeration | Commercial Whole Building | Occupancy Sensor | bar: 2009 Qtr 1 to 2009 Qtr 2
[7 empty] | Optical Reflectors- retrofit: NR - 10 | New Construction |  |  |  |  | Industrial | Replace_Chiller-Ret | New_AC-Ret | New_HtPmp-Ret | Roof_insul-Ret | Wall_insul-Ret | Reduce_Cooling_Load-Ret | IndoorLt | Industrial | Occupancy Sensor | Refrigeration | DayLt & Controls | Perimter Lt Control | Pool HtPmp | DHW HtPmp | bar: 2009 Qtr 1 to 2009 Qtr 2
[7 empty] | HID fixture: Interior, >= 176 Watts lamp: Ind - 16 | Industrial and Agricultural Process 0.94 |  |  |  |  | Agricultural | Replace_Chiller-Ret | New_AC-Ret | New_HtPmp-Ret | Roof_insul-Ret | Wall_insul-Ret | Reduce_Cooling_Load-Ret | IndoorLt | Ag & Water Pumping | Occupancy Sensor | Refrigeration | DayLt & Controls | Perimter Lt Control | Pool HtPmp | DHW HtPmp | bar: 2009 Qtr 1 to 2009 Qtr 2
[7 empty] | HID fixture: Interior, 251-400 Watt lamp: Com - 16 | Industrial new construction incentives 0.62 |  |  |  |  | Hospital | Hi_Perf_Glass-NC | Lo_Gain_Wndw-NC | Wtr_Cool_Chiller-NC | >135K_Air_AC-NC | >135K_Wtr_AC-NC | Hi_Eff_AC_Mtr-NC | Var_Spd_AC_Mtr-NC | DayLt_Cntrl-NC | Lighting-NC | Replace_Chiller-Ret | New_AC-Ret | New_HtPmp-Ret | Roof_insul-Ret | Wall_insul-Ret | IndoorLt | Refrigeration | DayLt & Controls | Perimter Lt Control | Pool HtPmp | DHW HtPmp | bar: 2009 Qtr 1 to 2009 Qtr 2
[7 empty] | CFL Fixture: Pin based CFL fixture: Com - 12.0 | Savings by Design 0.82
[7 empty] | Screw-in CFL: Education - Primary School: NR - 5.6 | All other new construction programs 0.80
[7 empty] | Screw-in CFL: Education - Secondary School: NR - 3.5 | Large Standard Performance Contract 0.7011
[7 empty] | Screw-in CFL: Education - Community College: NR - 2.1 | Savings by Design 0.8212
Screw-in CFL: Education - University: NR - 2.6
Screw-in CFL: Grocery: NR - 1.4
Screw-in CFL: Health/Medical - Hospital: NR - 0.9
Screw-in CFL: Health/Medical - Nursing Home: NR - 0.9
Screw-in CFL: Lodging - Hotel: NR - 0.9
Screw-in CFL: Lodging - Motel: NR - 0.9
Screw-in CFL: Lodging - Guest Rooms: NR - 7.0
Screw-in CFL: Manufacturing - Light Industrial: NR - 2.8
Screw-in CFL: Office - Large: NR - 2.9
Screw-in CFL: Office - Small: NR - 3.2
Screw-in CFL: Restaurant - Sit-Down: NR - 2.3
Screw-in CFL: Restaurant - Fast-Food: NR - 1.3
Screw-in CFL: Retail - 3-Story Large: NR - 1.9
Screw-in CFL: Retail - Single-Story Large: NR - 1.8
Screw-in CFL: Retail - Small: NR - 2.1
Screw-in CFL: Storage - Conditioned: NR - 2.8
Screw-in CFL: Storage - Unconditioned: NR - 2.8
Screw-in CFL: Warehouse - Refrigerated: NR - 3.1
HVAC/Refrigeration – SPC: NR - 16
Chiller – High Efficiency: NR - 20
Chiller – Variable Speed Drive: NR - 20
Water Cooled Chillers: NR - 20
Air Conditioners – High Efficiency: NR - 15
Packaged HVAC Systems: NR - 15
Install HVAC EMS: Com - 14
AC Packaged Terminal Units: NR - 15
Evaporative Coolers: NR - 15
Boiler – High Efficiency: NR - 20
Cooling Towers/Evaporative Condenser: NR - 15
Heat Pump – Split System: NR - 15
Heat Pump with Integrated Water Heating: NR - 10
Ground Source Heat Pump: NR - 15
Reduce Internal Load: NR - 15
Insulation: NR - 20
Insulation Package: NR - 20
Reflective Window Film: NR - 10
Bypass/Delay Timer(lighting): NR - 8
Set-Back Thermostat: NR - 11
Time Clock - HVAC: NR - 10
HVAC/Space Heating/Efficiency (Gas): NR - 18
Nonresidential Gas – AC: NR - 20
Adjustable speed drive, application unknown: Ag - 10
Adjustable speed drive, application unknown: Com - 10
Adjustable Speed Drive: HVAC fan, 50 HP Max: Com - 10
Pump repair: Ag - 11
Injection molding machines: Ind - 15
Plastic extusion equipment: Ind - 15
Process cooling: Ind - 15
Process equipment insulation: Ind - 15
Horizontal Clothes Washer: NR - 10
Efficient Dishwashing: NR - 5
Water Heater Controls: NR - 15
Cooking measures , Assorted: Com - 12
Water Heater – Gas: NR - 15
Domestic Hot Water Boiler (Gas): NR - 20
Auto Closer for Cooler/Freezer: NR - 8
Door Gaskets: NR - 4
Floating Head Pressure: NR - 16
Heatless Door: NR - 16
Humidistat Control for Anti-Sweat Heater: NR - 12
Insulation on Refrigeration Suction Line: NR - 11
Night Covers for Display Cases: NR - 5
PSC Evaporator Motor – Walkin/ Display: NR - 15
Refrigeration Case Doors – Glass/Acrylic: NR - 12
Refrigerator Case with Doors: NR - 12
Refrigerator Condensate Evaporator – Elec/Non Elec: NR - 8
Strip Curtains for Walk-Ins: NR - 4
Ballast: Electronic, for display case: NR - 11
Defrost: NR - 16
FHP & EFF Conditioner: NR - 16
High-efficiency Liquid Suction Heat Exchangers: NR - 16
Night Shields on Refrigerator and Freezer Cases: NR - 5
Walk-in Refrigerator or Freezer: Evaporative Fan Controller: NR - 5
Multiplec Refrigeration Systems/Supermarket Systems: NR - 10
Kiln/Oven/Furnace: NR - 18
Thermal Night Curtains: NR - 5
Custom Measures – SPC: NR - 15
Local Government Partnership: NR - 11
Audits: NR - 3
Plug Load Sensor: NR - 10
Information: NR - 1
High Efficiency Motors: NR - 15
Process Overhaul: NR - 20
System Controls: NR - 15
RESIDENTIAL MEASURES
****************************************************************
T8 Fixtures ; lamp or ballast: Res - 15
Pin based CFL Fixture: Res - 16
CFL: Indoor Screw in: Res - 9.4
CFL: Outdoor Screw in: Res - 7
Torchiere: Res - 9
Air Conditioners with SEER >= 11.0: Res - 18
Central Air Conditioners: Res - 18
Duct Testing: Res NC - 18
High Energy Efficiency Ducts: Res - 18
Whole House Fan: Res - 15
Evaporative Cooler: Res - 15
Glazing - Low E Double / Low Shade Coefficient: Res - 20
Heat Pump - Electric: Res - 15
Insulation - Ceiling / Floor / Walls: Res - 20
A/C with Integrated Water Heating: Res - 10
Programmable Thermostat: Res - 12
Audits: Res - 3
Gas Cooktops: Res - 20
Gas Dryer Stub: Res - 18
Energy-Efficient Furnaces: Res - 18
Refrigerator Recycling: Res - 10
Refrigerator - Energy Efficient; 20% more efficient: Res - 18
Refrigerators: Res - 18
GENERIC USEFUL LIVES:
****************************************************************
0.1
0.2
0.3
0.4
0.5
0.6
0.7
0.8
0.9
1
1.1
1.2
1.3
1.4
1.5
1.6
1.7
1.8
1.9
2
2.1
2.2
2.3
2.4
2.5
2.6
2.7
2.8
2.9
3
3.1
3.2
3.3
3.4
3.5
3.6
3.7
3.8
3.9
4
4.1
4.2
4.3
4.4
4.5
4.6
4.7
4.8
4.9
5
5.1
5.2
5.3
5.4
5.5
5.6
5.7
5.8
5.9
6
6.1
6.2
6.3
6.4
6.5
6.6
6.7
6.8
6.9
7
7.1
7.2
7.3
7.4
7.5
7.6
7.7
7.8
7.9
8
8.1
8.2
8.3
8.4
8.5
8.6
8.7
8.8
8.9
9
9.1
9.2
9.3
9.4
9.5
9.6
9.7
9.8
9.9
10
10.1
10.2
10.3
10.4
10.5
10.6
10.7
10.8
10.9
11
11.1
11.2
11.3
11.4
11.5
11.6
11.7
11.8
11.9
12
12.1
12.2
12.3
12.4
12.5
12.6
12.7
12.8
12.9
13
13.1
13.2
13.3
13.4
13.5
13.6
13.7
13.8
13.9
14
14.1
14.2
14.3
14.4
14.5
14.6
14.7
14.8
14.9
15
15.1
15.2
15.3
15.4
15.5
15.6
15.7
15.8
15.9
16
16.1
16.2
16.3
16.4
16.5
16.6
16.7
16.8
16.9
17
17.1
17.2
17.3
17.4
17.5
17.6
17.7
17.8
17.9
18
18.1
18.2
18.3
18.4
18.5
18.6
18.7
18.8
18.9
19
19.1
19.2
19.3
19.4
19.5
19.6
19.7
19.8
19.9
20
21
22
23
24
25
26
27
28
29
30