## Export
PROGRAM NAME | SCE Partnership Roll-up E3 Calculator - No Carbon Adder
BUDGET
Administrative Costs
Overhead and G&A | 9387270.9078
Other Administrative Costs | 8127103
Marketing/Outreach | 1940811
Incentives and Rebates
d.i. User Input Incentive | 8281944.1906
d.ii. Rebate | 49229061.8531
d.iii. Direct Install Labor | 0
d.iv. Direct Install Materials | 0
d.v. Upstream payments | 0
Activity | 27012986
Installation | 0
Hardware & Materials | 0
Rebate Processing & Inspection | 2516823
EM&V Costs | 7614263.7032
Budget | 114110263.6548
Costs recovered from other sources | 0
Budget (plus other costs) | 114110263.6548
PROGRAM IMPACTS
Program Reductions for Measures installed through 2011
User Entered kW (kW) | 57123.1981
Net Jul-Sept Peak (kW) | 60517.6099
Net Dec-Feb Peak (kW) | 34844.0902
Net NCP (kW) | 66374.2491
Net CEC (kW) | 62761.8289
Annual Net kWh | 289225018.1166
Lifecycle Net kWh | 3567324852.9651
Annual Net Therms | 0
Lifecycle Net Therms | 0
Program Reductions for Measures installed through 2015
User Entered kW (kW) | 57226.3297
Net Jul-Sept Peak (kW) | 60615.6575
Net Dec-Feb Peak (kW) | 34917.266
Net NCP (kW) | 83136.2028
Net CEC (kW) | 62835.9987
Annual Net kWh | 289566814.1166
Lifecycle Net kWh | 3572455126.9651
Annual Net Therms | 0
Lifecycle Net Therms | 0
Cost Effectiveness for all measures installed through 2015
TRC
Costs | 207092668.9932
Electric Benefits | 258449373.2343
Gas Benefits | 0
Net Benefits (NPV) | 51356704.2411
BC Ratio | 1.248
PAC
Costs | 107934687.6151
Electric Benefits | 258449373.2343
Gas Benefits | 0
Net Benefits (NPV) | 150514685.6192
BC Ratio | 2.3945
Levelized Cost
Levelized Cost TRC ($/kWh )
Discounted kWh | 2089198481.1651
Cost | 0.086813
Benefits | 0.12371
Benefit-Cost | 0.036894
Levelized Cost PAC ($/kWh)
Discounted kWh | 2089198481.1651
Cost | 0.04725
Benefits | 0.12371
Benefit-Cost | 0.076457
Levelized Cost TRC ($/therm)
Discounted Therms | 0
Cost | #DIV/0!
Benefits | #DIV/0!
Benefit-Cost | #DIV/0!
Levelized Cost PAC ($/therm)
Discounted Therms | 0
Cost | #DIV/0!
Benefits | #DIV/0!
Benefit-Cost | #DIV/0!
Emission Annual Reductions (2009-2011)
Electric Annual CO2 (tons) - 2009 | 34368.969
2010 | 53430.9517
2011 | 58554.5278
Electric Lifecycle CO2 (tons) - 2009 | 436967.1236
2010 | 687614.9381
2011 | 752940.3113
Electric Annual NOX (tons) - 2009 | 4.7999
2010 | 7.4717
2011 | 8.1723
Electric Lifecycle NOX (tons) - 2009 | 61.2987
2010 | 96.5653
2011 | 105.5371
Electric Annual SO2 (lbs) - 2009
2010
2011
Electric Lifecycle SO2 (lbs) - 2009
2010
2011
Gas Annual CO2 (tons) - 2009 | 0
2010 | 0
2011 | 0
Gas Lifecycle CO2 (tons) - 2009 | 0
2010 | 0
2011 | 0
Gas Annual NOX (tons) - 2009 | 0
2010 | 0
2011 | 0
Gas Lifecycle NOX (tons) - 2009 | 0
2010 | 0
2011 | 0
Gas Annual SO2 (lbs) - 2009
2010
2011
Gas Lifecycle SO2 (lbs) - 2009
2010
2011
Data below not currently used in Energy Division workbook
Levelized Cost RIM ($/therm)
Discounted Therms | 0
Cost | #DIV/0!
Benefits | #DIV/0!
Benefit-Cost | #DIV/0!
Levelized Cost RIM ($/kWh)
Discounted kWh | 2089198481.1651
Cost | 0.21108
Benefits | 0.12371
Benefit-Cost | #DIV/0!
RIM
Costs | 440994046.5563
Electric Benefits | 258449373.2343
Gas Benefits | 0
Net Benefits (NPV) | -182544673.322
BC Ratio | 0.58606
Impacts for all programs installed through 2015
Net July-Sept Peak (kW)
Clothes Dryer | 0
Clothes Washer | 0
Consumer Electronics | 0
Cooking | 0
Dishwasher | 0
Net Dec-Feb Pk (kW)
Clothes Dryer | 0
Clothes Washer | 0
Consumer Electronics | 0
Cooking | 0
Dishwasher | 0
Net CEC (kW)
Clothes Dryer | 0
Clothes Washer | 0
Consumer Electronics | 0
Cooking | 0
Dishwasher | 0
Annual Net kWh
Clothes Dryer | 0
Clothes Washer | 0
Consumer Electronics | 0
Cooking | 0
Dishwasher | 0
Lifecycle Net kWh
Clothes Dryer | 0
Clothes Washer | 0
Consumer Electronics | 0
Cooking | 0
Dishwasher | 0
Annual Net Therms
Clothes Dryer | 0
Clothes Washer | 0
Consumer Electronics | 0
Cooking | 0
Dishwasher | 0
Lifecycle Net Therms
Clothes Dryer | 0
Clothes Washer | 0
Consumer Electronics | 0
Cooking | 0
Dishwasher | 0

## Output by Measure
Southern California Edison
SCE Partnership Roll-up E3 Calculator - No Carbon Adder
SCE | [8 empty] | Levelized Benefits less Costs (TRC) |  |  |  | Levelized Benefits less Costs (PAC) |  |  |  | Benefit Cost Ratios
Net Impacts by Measure | [8 empty] | No Allocated Admin |  | w/ Allocated Admin |  | No Allocated Admin |  | w/ Allocated Admin |  | No Allocated Admin |  | w/ Allocated Admin
| Net Avg Jul-Sep (kW) | Net Dec-Feb Pk (kW) | Net CEC (kW) | Net User Entered kW | Annual kWh adj for Net to gross | Lifecycle kWh (Annual * Measure Life) | Annual Therms | Lifecycle Therms | Electric ($/kWh) | Gas ($/Th) | Electric ($/kWh) | Gas ($/Th) | Electric ($/kWh) | Gas ($/Th) | Electric ($/kWh) | Gas ($/Th) | TRC | PAC | TRC | PAC
Total or Average | 60615.6575 | 34917.266 | 62835.9987 | 57226.3297 | 289566814.1166 | 3572455126.9651 | 0 | 0 | 0.063986 | #DIV/0! | 0.036894 | #DIV/0! | 0.10751 | #DIV/0! | 0.076457 | #DIV/0!
RESIDENTIAL | 0 | 0 | 0 | 0 | 0 | 0 | 0 | 0 | 0 | 0 | 0 | 0 | 0 | 0 | 0 | 0 | 0 | 0 | 0 | 0
DEEMED MEASURES | 0 | 0 | 0 | 0 | 0 | 0 | 0 | 0 | 0 | 0 | 0 | 0 | 0 | 0 | 0 | 0 | 0 | 0 | 0 | 0
Appliances | 0 | 0 | 0 | 0 | 0 | 0 | 0 | 0 | 0 | 0 | 0 | 0 | 0 | 0 | 0 | 0 | 0 | 0 | 0 | 0
Laundry & Kitchen | 0 | 0 | 0 | 0 | 0 | 0 | 0 | 0 | 0 | 0 | 0 | 0 | 0 | 0 | 0 | 0 | 0 | 0 | 0 | 0
Refrigerators | 0 | 0 | 0 | 0 | 0 | 0 | 0 | 0 | 0 | 0 | 0 | 0 | 0 | 0 | 0 | 0 | 0 | 0 | 0 | 0
Appliances Recycling | 0 | 0 | 0 | 0 | 0 | 0 | 0 | 0 | 0 | 0 | 0 | 0 | 0 | 0 | 0 | 0 | 0 | 0 | 0 | 0
Refrigerators/Freezers | 0 | 0 | 0 | 0 | 0 | 0 | 0 | 0 | 0 | 0 | 0 | 0 | 0 | 0 | 0 | 0 | 0 | 0 | 0 | 0
Room A/C | 0 | 0 | 0 | 0 | 0 | 0 | 0 | 0 | 0 | 0 | 0 | 0 | 0 | 0 | 0 | 0 | 0 | 0 | 0 | 0
Other | 0 | 0 | 0 | 0 | 0 | 0 | 0 | 0 | 0 | 0 | 0 | 0 | 0 | 0 | 0 | 0 | 0 | 0 | 0 | 0
Residential Audits | 117.9526 | 117.6885 | 185.8345 | 184.8 | 856380 | 2569140 | 0 | 0 | 0.12136 | 0 | 0.094784 | 0 | 0.12136 | 0 | 0.090895 | 0 | 0 | 0 | 4.5663 | 3.9834
Consumer Electronics | 0 | 0 | 0 | 0 | 0 | 0 | 0 | 0 | 0 | 0 | 0 | 0 | 0 | 0 | 0 | 0 | 0 | 0 | 0 | 0
Entertainment | 0 | 0 | 0 | 0 | 0 | 0 | 0 | 0 | 0 | 0 | 0 | 0 | 0 | 0 | 0 | 0 | 0 | 0 | 0 | 0
Home Office | 0 | 0 | 0 | 0 | 0 | 0 | 0 | 0 | 0 | 0 | 0 | 0 | 0 | 0 | 0 | 0 | 0 | 0 | 0 | 0
Other | 0 | 0 | 0 | 0 | 0 | 0 | 0 | 0 | 0 | 0 | 0 | 0 | 0 | 0 | 0 | 0 | 0 | 0 | 0 | 0
Water Heating | 0 | 0 | 0 | 0 | 0 | 0 | 0 | 0 | 0 | 0 | 0 | 0 | 0 | 0 | 0 | 0 | 0 | 0 | 0 | 0
Efficiency | 0 | 0 | 0 | 0 | 0 | 0 | 0 | 0 | 0 | 0 | 0 | 0 | 0 | 0 | 0 | 0 | 0 | 0 | 0 | 0
Use Reduction | 0 | 0 | 0 | 0 | 0 | 0 | 0 | 0 | 0 | 0 | 0 | 0 | 0 | 0 | 0 | 0 | 0 | 0 | 0 | 0
Pool Pump | 792.4 | 792.4 | 1269.9708 | 792.4 | 5852400 | 58524000 | 0 | 0 | -0.052032 | 0 | -0.081432 | 0 | 0.07367 | 0 | 0.039968 | 0 | 0.72068 | 2.2161 | 0.62244 | 1.4239
Residential Other | 524.1093 | 47.6939 | 163.1373 | 524.1093 | 751784.9088 | 13456949.8667 | 0 | 0 | -0.43733 | 0 | -0.47496 | 0 | 0.043544 | 0 | 0.00040801 | 0 | 0.28208 | 1.3394 | 0.26567 | 1.0024
HVAC | 0 | 0 | 0 | 0 | 0 | 0 | 0 | 0 | 0 | 0 | 0 | 0 | 0 | 0 | 0 | 0 | 0 | 0 | 0 | 0
New Room AC | 413.4996 | 3.2711 | 111.4566 | 231 | 513625 | 4622625 | 0 | 0 | 0.13251 | 0 | 0.094626 | 0 | 0.13551 | 0 | 0.092081 | 0 | 4.2742 | 4.6161 | 2.2077 | 2.1382
New Package, Split System AC, etc. | 4518.4503 | 35.7445 | 1217.9244 | 3029.9404 | 5612555.0539 | 84188325.8088 | 0 | 0 | 0.012283 | 0 | -0.027 | 0 | 0.12648 | 0 | 0.081452 | 0 | 1.0735 | 3.3912 | 0.86917 | 1.8318
Repair & Maintenance | 3267.0299 | 105.3016 | 925.5121 | 3042.4774 | 4265032.82 | 42650328.2 | 0 | 0 | 0.17314 | 0 | 0.13245 | 0 | 0.17577 | 0 | 0.12913 | 0 | 14.6582 | 18.495 | 3.4817 | 3.2775
HVAC Ducts | 864.2011 | 35.1671 | 245.2145 | 1098.3912 | 1130020.8 | 20340374.4 | 0 | 0 | -0.022673 | 0 | -0.063046 | 0 | 0.085362 | 0 | 0.039081 | 0 | 0.89048 | 1.8623 | 0.74517 | 1.269
HVAC Envelope | 0 | 0 | 0 | 0 | 0 | 0 | 0 | 0 | 0 | 0 | 0 | 0 | 0 | 0 | 0 | 0 | 0 | 0 | 0 | 0
HVAC Install - Operation | 0 | 0 | 0 | 0 | 0 | 0 | 0 | 0 | 0 | 0 | 0 | 0 | 0 | 0 | 0 | 0 | 0 | 0 | 0 | 0
HVAC Controls | 0 | 0 | 0 | 0 | 0 | 0 | 0 | 0 | 0 | 0 | 0 | 0 | 0 | 0 | 0 | 0 | 0 | 0 | 0 | 0
New Evap Coolers & Whole House Fans | 0 | 0 | 0 | 0 | 0 | 0 | 0 | 0 | 0 | 0 | 0 | 0 | 0 | 0 | 0 | 0 | 0 | 0 | 0 | 0
Lighting | 0 | 0 | 0 | 0 | 0 | 0 | 0 | 0 | 0 | 0 | 0 | 0 | 0 | 0 | 0 | 0 | 0 | 0 | 0 | 0
Screw-in CFL Interior (Downstream) | 0 | 0 | 0 | 0 | 0 | 0 | 0 | 0 | 0 | 0 | 0 | 0 | 0 | 0 | 0 | 0 | 0 | 0 | 0 | 0
Screw-in CFL Interior (Upstream - Traditional) | 0 | 0 | 0 | 0 | 0 | 0 | 0 | 0 | 0 | 0 | 0 | 0 | 0 | 0 | 0 | 0 | 0 | 0 | 0 | 0
Screw-in CFL Interior (Upstream - Specialty) | 0 | 0 | 0 | 0 | 0 | 0 | 0 | 0 | 0 | 0 | 0 | 0 | 0 | 0 | 0 | 0 | 0 | 0 | 0 | 0
Screw-in CFL Interior (Direct Install) | 0 | 0 | 0 | 0 | 0 | 0 | 0 | 0 | 0 | 0 | 0 | 0 | 0 | 0 | 0 | 0 | 0 | 0 | 0 | 0
Screw-in CFL Interior (Midstream) | 0 | 0 | 0 | 0 | 0 | 0 | 0 | 0 | 0 | 0 | 0 | 0 | 0 | 0 | 0 | 0 | 0 | 0 | 0 | 0
Screw-in CFL Interior (Giveaway) | 0 | 0 | 0 | 0 | 0 | 0 | 0 | 0 | 0 | 0 | 0 | 0 | 0 | 0 | 0 | 0 | 0 | 0 | 0 | 0
CFL Fixture Interior (Midstream) | 0 | 0 | 0 | 0 | 0 | 0 | 0 | 0 | 0 | 0 | 0 | 0 | 0 | 0 | 0 | 0 | 0 | 0 | 0 | 0
CFL Fixture Interior (Upstream) | 0 | 0 | 0 | 0 | 0 | 0 | 0 | 0 | 0 | 0 | 0 | 0 | 0 | 0 | 0 | 0 | 0 | 0 | 0 | 0
CFL Fixture Interior (Direct Install) | 0 | 0 | 0 | 0 | 0 | 0 | 0 | 0 | 0 | 0 | 0 | 0 | 0 | 0 | 0 | 0 | 0 | 0 | 0 | 0
CFL Fixture Interior (Giveaway) | 0 | 0 | 0 | 0 | 0 | 0 | 0 | 0 | 0 | 0 | 0 | 0 | 0 | 0 | 0 | 0 | 0 | 0 | 0 | 0
CFL Exterior | 0 | 0 | 0 | 0 | 0 | 0 | 0 | 0 | 0 | 0 | 0 | 0 | 0 | 0 | 0 | 0 | 0 | 0 | 0 | 0
CFL Fixture Exterior (Midstream) | 0 | 0 | 0 | 0 | 0 | 0 | 0 | 0 | 0 | 0 | 0 | 0 | 0 | 0 | 0 | 0 | 0 | 0 | 0 | 0
CFL Fixture Exterior (Upstream) | 0 | 0 | 0 | 0 | 0 | 0 | 0 | 0 | 0 | 0 | 0 | 0 | 0 | 0 | 0 | 0 | 0 | 0 | 0 | 0
CFL Fixture Exterior (Direct Install) | 0 | 0 | 0 | 0 | 0 | 0 | 0 | 0 | 0 | 0 | 0 | 0 | 0 | 0 | 0 | 0 | 0 | 0 | 0 | 0
LED Interior | 0 | 0 | 0 | 0 | 0 | 0 | 0 | 0 | 0 | 0 | 0 | 0 | 0 | 0 | 0 | 0 | 0 | 0 | 0 | 0
Interior Controls | 0 | 0 | 0 | 0 | 0 | 0 | 0 | 0 | 0 | 0 | 0 | 0 | 0 | 0 | 0 | 0 | 0 | 0 | 0 | 0
Interior Exit Signs | 0 | 0 | 0 | 0 | 0 | 0 | 0 | 0 | 0 | 0 | 0 | 0 | 0 | 0 | 0 | 0 | 0 | 0 | 0 | 0
Linear Flourescents Interior | 0 | 0 | 0 | 0 | 0 | 0 | 0 | 0 | 0 | 0 | 0 | 0 | 0 | 0 | 0 | 0 | 0 | 0 | 0 | 0
Linear Flourescents (parking structures) Exterior | 0 | 0 | 0 | 0 | 0 | 0 | 0 | 0 | 0 | 0 | 0 | 0 | 0 | 0 | 0 | 0 | 0 | 0 | 0 | 0
Other Interior Lighting | 0 | 0 | 0 | 0 | 0 | 0 | 0 | 0 | 0 | 0 | 0 | 0 | 0 | 0 | 0 | 0 | 0 | 0 | 0 | 0
Other Exterior Lighting | 0 | 0 | 0 | 0 | 0 | 0 | 0 | 0 | 0 | 0 | 0 | 0 | 0 | 0 | 0 | 0 | 0 | 0 | 0 | 0
Refrigeration | 0 | 0 | 0 | 0 | 0 | 0 | 0 | 0 | 0 | 0 | 0 | 0 | 0 | 0 | 0 | 0 | 0 | 0 | 0 | 0
CUSTOMIZED MEASURES | 0 | 0 | 0 | 0 | 0 | 0 | 0 | 0 | 0 | 0 | 0 | 0 | 0 | 0 | 0 | 0 | 0 | 0 | 0 | 0
HVAC Equipment | 0 | 0 | 0 | 0 | 0 | 0 | 0 | 0 | 0 | 0 | 0 | 0 | 0 | 0 | 0 | 0 | 0 | 0 | 0 | 0
HVAC Envelope | 0 | 0 | 0 | 0 | 0 | 0 | 0 | 0 | 0 | 0 | 0 | 0 | 0 | 0 | 0 | 0 | 0 | 0 | 0 | 0
Interior Lighting | 0 | 0 | 0 | 0 | 0 | 0 | 0 | 0 | 0 | 0 | 0 | 0 | 0 | 0 | 0 | 0 | 0 | 0 | 0 | 0
Exterior Lighting | 0 | 0 | 0 | 0 | 0 | 0 | 0 | 0 | 0 | 0 | 0 | 0 | 0 | 0 | 0 | 0 | 0 | 0 | 0 | 0
Whole Building | 0 | 0 | 0 | 0 | 0 | 0 | 0 | 0 | 0 | 0 | 0 | 0 | 0 | 0 | 0 | 0 | 0 | 0 | 0 | 0
Other | 0 | 0 | 0 | 0 | 0 | 0 | 0 | 0 | 0 | 0 | 0 | 0 | 0 | 0 | 0 | 0 | 0 | 0 | 0 | 0
NONRESIDENTIAL | 0 | 0 | 0 | 0 | 0 | 0 | 0 | 0 | 0 | 0 | 0 | 0 | 0 | 0 | 0 | 0 | 0 | 0 | 0 | 0
DEEMED MEASURES | 0 | 0 | 0 | 0 | 0 | 0 | 0 | 0 | 0 | 0 | 0 | 0 | 0 | 0 | 0 | 0 | 0 | 0 | 0 | 0
Nonresidential Audits | 1790.1 | 1764.6976 | 1255.5622 | 1790.1 | 5786001 | 17358003 | 0 | 0 | 0.056976 | 0 | 0.030391 | 0 | 0.1214 | 0 | 0.090921 | 0 | 1.8844 | 0 | 1.3339 | 3.9834
Food Service | 18.22 | 17.9614 | 18.8608 | 18.22 | 86916 | 1025608.8 | 0 | 0 | -0.12323 | 0 | -0.14954 | 0 | 0.10236 | 0 | 0.072202 | 0 | 0.49366 | 6.7565 | 0.4455 | 2.506
Laundry General | 0 | 0 | 0 | 0 | 0 | 0 | 0 | 0 | 0 | 0 | 0 | 0 | 0 | 0 | 0 | 0 | 0 | 0 | 0 | 0
Agricultural | 0 | 0 | 0 | 0 | 0 | 0 | 0 | 0 | 0 | 0 | 0 | 0 | 0 | 0 | 0 | 0 | 0 | 0 | 0 | 0
Greenhouse | 0 | 0 | 0 | 0 | 0 | 0 | 0 | 0 | 0 | 0 | 0 | 0 | 0 | 0 | 0 | 0 | 0 | 0 | 0 | 0
Process | 0 | 0 | 0 | 0 | 0 | 0 | 0 | 0 | 0 | 0 | 0 | 0 | 0 | 0 | 0 | 0 | 0 | 0 | 0 | 0
Pumping | 0 | 0 | 0 | 0 | 0 | 0 | 0 | 0 | 0 | 0 | 0 | 0 | 0 | 0 | 0 | 0 | 0 | 0 | 0 | 0
Municipal Water | 0 | 0 | 0 | 0 | 0 | 0 | 0 | 0 | 0 | 0 | 0 | 0 | 0 | 0 | 0 | 0 | 0 | 0 | 0 | 0
Process | 0 | 0 | 0 | 0 | 0 | 0 | 0 | 0 | 0 | 0 | 0 | 0 | 0 | 0 | 0 | 0 | 0 | 0 | 0 | 0
Pumping | 0 | 0 | 0 | 0 | 0 | 0 | 0 | 0 | 0 | 0 | 0 | 0 | 0 | 0 | 0 | 0 | 0 | 0 | 0 | 0
Refrigeration | 0 | 0 | 0 | 0 | 0 | 0 | 0 | 0 | 0 | 0 | 0 | 0 | 0 | 0 | 0 | 0 | 0 | 0 | 0 | 0
Casework | 19.8556 | 18.4657 | 68.9601 | 19.8556 | 317788.4599 | 3845240.3648 | 0 | 0 | 0.05509 | 0 | 0.029873 | 0 | 0.093084 | 0 | 0.064176 | 0 | 1.9172 | 5.2181 | 1.3503 | 2.259
Compressors | 25.011 | 23.2602 | 12.9541 | 25.011 | 59696.49 | 895447.35 | 0 | 0 | 0.10937 | 0 | 0.079721 | 0 | 0.12136 | 0 | 0.087374 | 0 | 5.2037 | 9.6521 | 2.4321 | 2.8197
Condenser | 9.8959 | 9.2032 | 7.4958 | 9.8959 | 34543.05 | 518145.75 | 0 | 0 | 0.098199 | 0 | 0.069949 | 0 | 0.11813 | 0 | 0.085743 | 0 | 4.1885 | 11.8673 | 2.1846 | 2.9824
Controls & VSDs | 0 | 0 | 0 | 0 | 0 | 0 | 0 | 0 | 0 | 0 | 0 | 0 | 0 | 0 | 0 | 0 | 0 | 0 | 0 | 0
Dist to others | 6.3314 | 5.8882 | 19.1589 | 6.3314 | 88290 | 1324350 | 0 | 0 | 0.060829 | 0 | 0.035034 | 0 | 0.11413 | 0 | 0.084559 | 0 | 2.068 | 32.1983 | 1.4234 | 3.5449
Nonresidential Other (Downstream) | 1541.2752 | 1482.2827 | 2113.4028 | 1541.2752 | 9739183.4813 | 131478976.9971 | 0 | 0 | 0.096081 | 0 | 0.070584 | 0 | 0.11003 | 0 | 0.080803 | 0 | 5.7225 | 18.2049 | 2.5397 | 3.2683
Nonresidential Other (Upstream) | 0 | 0 | 0 | 0 | 0 | 0 | 0 | 0 | 0 | 0 | 0 | 0 | 0 | 0 | 0 | 0 | 0 | 0 | 0 | 0
Nonresidential Other (Direct Install) | 0 | 0 | 0 | 0 | 0 | 0 | 0 | 0 | 0 | 0 | 0 | 0 | 0 | 0 | 0 | 0 | 0 | 0 | 0 | 0
Nonresidential Other (Pump Tests) | 0 | 0 | 0 | 0 | 0 | 0 | 0 | 0 | 0 | 0 | 0 | 0 | 0 | 0 | 0 | 0 | 0 | 0 | 0 | 0
HVAC | 0 | 0 | 0 | 0 | 0 | 0 | 0 | 0 | 0 | 0 | 0 | 0 | 0 | 0 | 0 | 0 | 0 | 0 | 0 | 0
Commissioning | 0 | 0 | 0 | 0 | 0 | 0 | 0 | 0 | 0 | 0 | 0 | 0 | 0 | 0 | 0 | 0 | 0 | 0 | 0 | 0
Retrocommissioing | 0 | 0 | 0 | 0 | 0 | 0 | 0 | 0 | 0 | 0 | 0 | 0 | 0 | 0 | 0 | 0 | 0 | 0 | 0 | 0
New AC Equipment: packaged, split, etc. (Downstream) | 4039.7845 | 748.7502 | 2075.4519 | 2491.7477 | 9564294.3242 | 143464414.8634 | 0 | 0 | 0.053814 | 0 | 0.017993 | 0 | 0.15541 | 0 | 0.11435 | 0 | 1.4903 | 20.0447 | 1.1236 | 3.323
New AC Equipment: packaged, split, etc. (Upstream) | 0 | 0 | 0 | 0 | 0 | 0 | 0 | 0 | 0 | 0 | 0 | 0 | 0 | 0 | 0 | 0 | 0 | 0 | 0 | 0
New AC Equipment: packaged, split, etc. (Direct Install) | 0 | 0 | 0 | 0 | 0 | 0 | 0 | 0 | 0 | 0 | 0 | 0 | 0 | 0 | 0 | 0 | 0 | 0 | 0 | 0
Chillers | 0 | 0 | 0 | 0 | 0 | 0 | 0 | 0 | 0 | 0 | 0 | 0 | 0 | 0 | 0 | 0 | 0 | 0 | 0 | 0
Controls & VSDs | 823.3759 | 511.171 | 1636.6163 | 823.3759 | 7542010.5467 | 113130158.1998 | 0 | 0 | 0.06323 | 0 | 0.031105 | 0 | 0.11352 | 0 | 0.076691 | 0 | 1.7576 | 4.4218 | 1.2691 | 2.0956
Cooling Towers | 0 | 0 | 0 | 0 | 0 | 0 | 0 | 0 | 0 | 0 | 0 | 0 | 0 | 0 | 0 | 0 | 0 | 0 | 0 | 0
RCA (Direct Install) | 0 | 0 | 0 | 0 | 0 | 0 | 0 | 0 | 0 | 0 | 0 | 0 | 0 | 0 | 0 | 0 | 0 | 0 | 0 | 0
RCA (Midstream) | 0 | 0 | 0 | 0 | 0 | 0 | 0 | 0 | 0 | 0 | 0 | 0 | 0 | 0 | 0 | 0 | 0 | 0 | 0 | 0
Fans | 0 | 0 | 0 | 0 | 0 | 0 | 0 | 0 | 0 | 0 | 0 | 0 | 0 | 0 | 0 | 0 | 0 | 0 | 0 | 0
Ducts | 0 | 0 | 0 | 0 | 0 | 0 | 0 | 0 | 0 | 0 | 0 | 0 | 0 | 0 | 0 | 0 | 0 | 0 | 0 | 0
Other Ventilation | 0 | 0 | 0 | 0 | 0 | 0 | 0 | 0 | 0 | 0 | 0 | 0 | 0 | 0 | 0 | 0 | 0 | 0 | 0 | 0
Economizers | 0 | 0 | 0 | 0 | 0 | 0 | 0 | 0 | 0 | 0 | 0 | 0 | 0 | 0 | 0 | 0 | 0 | 0 | 0 | 0
Envelope (Downsteam) | 0 | 0 | 0 | 0 | 0 | 0 | 0 | 0 | 0 | 0 | 0 | 0 | 0 | 0 | 0 | 0 | 0 | 0 | 0 | 0
Envelope (Direct Install) | 0 | 0 | 0 | 0 | 0 | 0 | 0 | 0 | 0 | 0 | 0 | 0 | 0 | 0 | 0 | 0 | 0 | 0 | 0 | 0
HVAC Other (Downstream) | 848.6456 | 526.859 | 157.1589 | 848.6456 | 724234.5383 | 7242345.3828 | 0 | 0 | 0.10381 | 0 | 0.061417 | 0 | 0.1501 | 0 | 0.10151 | 0 | 2.1564 | 4.453 | 1.4647 | 2.1026
HVAC Other (Direct Install) | 0 | 0 | 0 | 0 | 0 | 0 | 0 | 0 | 0 | 0 | 0 | 0 | 0 | 0 | 0 | 0 | 0 | 0 | 0 | 0
HVAC Other (Midstream) | 0 | 0 | 0 | 0 | 0 | 0 | 0 | 0 | 0 | 0 | 0 | 0 | 0 | 0 | 0 | 0 | 0 | 0 | 0 | 0
Lighting | 0 | 0 | 0 | 0 | 0 | 0 | 0 | 0 | 0 | 0 | 0 | 0 | 0 | 0 | 0 | 0 | 0 | 0 | 0 | 0
Screw-in CFL Interior (Downstream) | 283.5862 | 238.5169 | 342.6708 | 299.0729 | 1579128.019 | 5053209.6608 | 0 | 0 | 0.11314 | 0 | 0.0853 | 0 | 0.1199 | 0 | 0.087984 | 0 | 9.0927 | 17.6007 | 3.0398 | 3.2483
Screw-in CFL Interior (Upstream - Traditional) | 0 | 0 | 0 | 0 | 0 | 0 | 0 | 0 | 0 | 0 | 0 | 0 | 0 | 0 | 0 | 0 | 0 | 0 | 0 | 0
Screw-in CFL Interior (Upstream - Specialty) | 0 | 0 | 0 | 0 | 0 | 0 | 0 | 0 | 0 | 0 | 0 | 0 | 0 | 0 | 0 | 0 | 0 | 0 | 0 | 0
Screw-in CFL Interior (Direct Install) | 0 | 0 | 0 | 0 | 0 | 0 | 0 | 0 | 0 | 0 | 0 | 0 | 0 | 0 | 0 | 0 | 0 | 0 | 0 | 0
CFL Fixture Interior | 317.8519 | 267.337 | 384.0757 | 422.4282 | 1769934.1308 | 21239209.5695 | 0 | 0 | 0.12172 | 0 | 0.093338 | 0 | 0.12131 | 0 | 0.088772 | 0 | 16.418 | 15.6042 | 3.5727 | 3.1733
Interior Exit Signs | 35.9311 | 30.1655 | 38.1242 | 22.3078 | 175687.452 | 2810999.232 | 0 | 0 | 0.1232 | 0 | 0.092624 | 0 | 0.12991 | 0 | 0.094853 | 0 | 8.4977 | 14.3529 | 2.9702 | 3.1181
Linear Flourescents Interior (Downstream) | 840.3045 | 705.4688 | 891.594 | 779.8109 | 4108728.0082 | 45196008.0901 | 0 | 0 | -0.010678 | 0 | -0.040307 | 0 | 0.1191 | 0 | 0.085131 | 0 | 0.92685 | 8.3519 | 0.77046 | 2.6971
Linear Flourescents Interior (Direct Install) | 0 | 0 | 0 | 0 | 0 | 0 | 0 | 0 | 0 | 0 | 0 | 0 | 0 | 0 | 0 | 0 | 0 | 0 | 0 | 0
HID Interior | 81.1008 | 68.0873 | 86.0509 | 108.9123 | 396548.1 | 5948221.5 | 0 | 0 | 0.1225 | 0 | 0.092133 | 0 | 0.13464 | 0 | 0.099831 | 0 | 8.5785 | 34.4754 | 2.98 | 3.5708
LED Interior | 0 | 0 | 0 | 0 | 0 | 0 | 0 | 0 | 0 | 0 | 0 | 0 | 0 | 0 | 0 | 0 | 0 | 0 | 0 | 0
Interior Controls (Downstream) | 43.0485 | 36.1409 | 45.6761 | 12.0549 | 210488.7558 | 1683910.0463 | 0 | 0 | 0.074333 | 0 | 0.045028 | 0 | 0.12211 | 0 | 0.088518 | 0 | 2.2497 | 11.4333 | 1.5071 | 2.9542
Interior Controls (Direct Install) | 0 | 0 | 0 | 0 | 0 | 0 | 0 | 0 | 0 | 0 | 0 | 0 | 0 | 0 | 0 | 0 | 0 | 0 | 0 | 0
Interior Day Lighting | 0 | 0 | 0 | 0 | 0 | 0 | 0 | 0 | 0 | 0 | 0 | 0 | 0 | 0 | 0 | 0 | 0 | 0 | 0 | 0
Other Interior Lighting | 2.3314 | 1.9573 | 2.4737 | 3.273 | 11399.4 | 158451.66 | 0 | 0 | 0.056843 | 0 | 0.026679 | 0 | 0.11737 | 0 | 0.08279 | 0 | 1.7027 | 6.7623 | 1.2402 | 2.5068
CFL Lamp Exterior | 0 | 0 | 0 | 0 | 0 | 0 | 0 | 0 | 0 | 0 | 0 | 0 | 0 | 0 | 0 | 0 | 0 | 0 | 0 | 0
CFL Fixture Exterior | 0 | 0 | 0 | 0 | 0 | 0 | 0 | 0 | 0 | 0 | 0 | 0 | 0 | 0 | 0 | 0 | 0 | 0 | 0 | 0
Other Exterior Lighting | 0 | 0 | 22.4076 | 0 | 103261 | 1548915 | 0 | 0 | 0.080681 | 0 | 0.060073 | 0 | 0.087559 | 0 | 0.063935 | 0 | 7.0115 | 14.3802 | 2.7654 | 3.1193
Process | 0 | 0 | 0 | 0 | 0 | 0 | 0 | 0 | 0 | 0 | 0 | 0 | 0 | 0 | 0 | 0 | 0 | 0 | 0 | 0
Compressed Air | 0 | 0 | 0 | 0 | 0 | 0 | 0 | 0 | 0 | 0 | 0 | 0 | 0 | 0 | 0 | 0 | 0 | 0 | 0 | 0
Controls | 0 | 0 | 0 | 0 | 0 | 0 | 0 | 0 | 0 | 0 | 0 | 0 | 0 | 0 | 0 | 0 | 0 | 0 | 0 | 0
VSD | 0 | 0 | 0 | 0 | 0 | 0 | 0 | 0 | 0 | 0 | 0 | 0 | 0 | 0 | 0 | 0 | 0 | 0 | 0 | 0
Oil Well Pump-Off Controllers | 0 | 0 | 0 | 0 | 0 | 0 | 0 | 0 | 0 | 0 | 0 | 0 | 0 | 0 | 0 | 0 | 0 | 0 | 0 | 0
Custom | 0 | 0 | 0 | 0 | 0 | 0 | 0 | 0 | 0 | 0 | 0 | 0 | 0 | 0 | 0 | 0 | 0 | 0 | 0 | 0
Cooling & Motors | 0 | 0 | 0 | 0 | 0 | 0 | 0 | 0 | 0 | 0 | 0 | 0 | 0 | 0 | 0 | 0 | 0 | 0 | 0 | 0
Pumps & Vacuum | 0 | 0 | 0 | 0 | 0 | 0 | 0 | 0 | 0 | 0 | 0 | 0 | 0 | 0 | 0 | 0 | 0 | 0 | 0 | 0
Water Heating | 0 | 0 | 0 | 0 | 0 | 0 | 0 | 0 | 0 | 0 | 0 | 0 | 0 | 0 | 0 | 0 | 0 | 0 | 0 | 0
Efficiency | 0 | 0 | 0 | 0 | 0 | 0 | 0 | 0 | 0 | 0 | 0 | 0 | 0 | 0 | 0 | 0 | 0 | 0 | 0 | 0
Use Reduction | 0 | 0 | 0 | 0 | 0 | 0 | 0 | 0 | 0 | 0 | 0 | 0 | 0 | 0 | 0 | 0 | 0 | 0 | 0 | 0
CUSTOMIZED MEASURES | 0 | 0 | 0 | 0 | 0 | 0 | 0 | 0 | 0 | 0 | 0 | 0 | 0 | 0 | 0 | 0 | 0 | 0 | 0 | 0
HVAC | 0 | 0 | 0 | 0 | 0 | 0 | 0 | 0 | 0 | 0 | 0 | 0 | 0 | 0 | 0 | 0 | 0 | 0 | 0 | 0
Chillers | 3300.7128 | 580.3155 | 1957.1664 | 4176.3792 | 9019200.2251 | 180384004.5021 | 0 | 0 | -0.040436 | 0 | -0.076085 | 0 | 0.14361 | 0 | 0.10274 | 0 | 0.80102 | 8.4902 | 0.68147 | 2.7113
Controls & VSDs | 3498.5284 | 2171.9682 | 6644.1784 | 3498.5284 | 30618333.4756 | 459275002.1338 | 0 | 0 | 0.12717 | 0 | 0.094902 | 0 | 0.12897 | 0 | 0.091981 | 0 | 7.308 | 8.0244 | 2.8103 | 2.662
Cool Roofs | 0 | 0 | 0 | 0 | 0 | 0 | 0 | 0 | 0 | 0 | 0 | 0 | 0 | 0 | 0 | 0 | 0 | 0 | 0 | 0
Cooling Towers | 0 | 0 | 0 | 0 | 0 | 0 | 0 | 0 | 0 | 0 | 0 | 0 | 0 | 0 | 0 | 0 | 0 | 0 | 0 | 0
Fans | 0 | 0 | 0 | 0 | 0 | 0 | 0 | 0 | 0 | 0 | 0 | 0 | 0 | 0 | 0 | 0 | 0 | 0 | 0 | 0
HVAC Other | 7784.5793 | 4832.8487 | 4851.5612 | 7784.5793 | 22357425 | 335361375 | 0 | 0 | 0.00029384 | 0 | -0.034624 | 0 | 0.13407 | 0 | 0.09404 | 0 | 1.0018 | 6.2831 | 0.82159 | 2.4378
New AC Equipment: packaged, split, etc. | 1470.2476 | 272.5017 | 755.3443 | 1244.4123 | 3480849.302 | 52212739.5301 | 0 | 0 | 0.051785 | 0 | 0.015844 | 0 | 0.15456 | 0 | 0.11336 | 0 | 1.461 | 17.171 | 1.1069 | 3.2333
Other Ventilation | 0 | 0 | 0 | 0 | 0 | 0 | 0 | 0 | 0 | 0 | 0 | 0 | 0 | 0 | 0 | 0 | 0 | 0 | 0 | 0
RCA | 0 | 0 | 0 | 0 | 0 | 0 | 0 | 0 | 0 | 0 | 0 | 0 | 0 | 0 | 0 | 0 | 0 | 0 | 0 | 0
Retrocommissioing | 0 | 0 | 9558.4518 | 0 | 44048165 | 440481650 | 0 | 0 | 0 | 0 | 0 | 0 | 0 | 0 | 0 | 0 | 0 | 0 | 0 | 0
Space Conditioning | 0 | 0 | 0 | 0 | 0 | 0 | 0 | 0 | 0 | 0 | 0 | 0 | 0 | 0 | 0 | 0 | 0 | 0 | 0 | 0
Exterior Lighting | 0 | 0 | 0 | 0 | 0 | 0 | 0 | 0 | 0 | 0 | 0 | 0 | 0 | 0 | 0 | 0 | 0 | 0 | 0 | 0
Customized Exterior Lighting | 0 | 0 | 1095.046 | 0 | 5046294.7091 | 75694420.6372 | 0 | 0 | 0.086706 | 0 | 0.066089 | 0 | 0.073789 | 0 | 0.050156 | 0 | 12.6621 | 4.6256 | 3.356 | 2.1403
Exterior Lighting Controls | 0 | 0 | 389.3325 | 0 | 1794158.7778 | 26732965.7889 | 0 | 0 | 0.086722 | 0 | 0.066119 | 0 | 0.071619 | 0 | 0.048001 | 0 | 12.7854 | 4.1886 | 3.3646 | 2.0417
Interior Lighting | 0 | 0 | 0 | 0 | 0 | 0 | 0 | 0 | 0 | 0 | 0 | 0 | 0 | 0 | 0 | 0 | 0 | 0 | 0 | 0
Customized Interior Lighting | 5405.1607 | 4537.8459 | 5735.0741 | 5203.5234 | 26428913 | 296003825.6 | 0 | 0 | 0.059945 | 0 | 0.030228 | 0 | 0.10861 | 0 | 0.074549 | 0 | 1.7913 | 5.0107 | 1.2866 | 2.2192
Daylighting | 13.6345 | 11.4467 | 14.4667 | 20.0001 | 66667 | 1066672 | 0 | 0 | 0.11962 | 0 | 0.088471 | 0 | 0.11756 | 0 | 0.081859 | 0 | 6.2928 | 5.7684 | 2.6462 | 2.3563
Interior Lighting System Modification | 3.8425 | 3.2259 | 4.077 | 3.6991 | 18788 | 206668 | 0 | 0 | 0.058658 | 0 | 0.029029 | 0 | 0.12761 | 0 | 0.093649 | 0 | 1.7654 | 17.6133 | 1.2732 | 3.2487
Interior Lighting System Replacement | 14277.7507 | 11986.7356 | 15149.2182 | 13777.5015 | 69812065.3229 | 767932718.5518 | 0 | 0 | 0.118 | 0 | 0.088305 | 0 | 0.1284 | 0 | 0.094359 | 0 | 7.7074 | 18.8486 | 2.8675 | 3.2884
Interior Controls | 784.2918 | 658.444 | 832.1625 | 537.3542 | 3834850 | 30678800 | 0 | 0 | 0.11077 | 0 | 0.081445 | 0 | 0.10174 | 0 | 0.068124 | 0 | 5.7887 | 4.1633 | 2.5527 | 2.0357
LED Interior | 0 | 0 | 0 | 0 | 0 | 0 | 0 | 0 | 0 | 0 | 0 | 0 | 0 | 0 | 0 | 0 | 0 | 0 | 0 | 0
SBD - Light Power Density | 13.6345 | 11.4467 | 14.4667 | 15.9334 | 66667 | 733337 | 0 | 0 | 0.11701 | 0 | 0.086983 | 0 | 0.10382 | 0 | 0.069403 | 0 | 6.8215 | 4.1191 | 2.7353 | 2.0251
Refrigeration | 1026.9794 | 955.0909 | 1485.6969 | 1026.9794 | 6846529.6166 | 102697944.2487 | 0 | 0 | 0.095453 | 0 | 0.068728 | 0 | 0.11248 | 0 | 0.081842 | 0 | 4.5908 | 12.7682 | 2.2893 | 3.0362
Process | 0 | 0 | 0 | 0 | 0 | 0 | 0 | 0 | 0 | 0 | 0 | 0 | 0 | 0 | 0 | 0 | 0 | 0 | 0 | 0
Compressed Air | 0 | 0 | 0 | 0 | 0 | 0 | 0 | 0 | 0 | 0 | 0 | 0 | 0 | 0 | 0 | 0 | 0 | 0 | 0 | 0
Controls | 0 | 0 | 0 | 0 | 0 | 0 | 0 | 0 | 0 | 0 | 0 | 0 | 0 | 0 | 0 | 0 | 0 | 0 | 0 | 0
Cooling & Motors | 1354.3396 | 840.8057 | 637.2327 | 1354.3396 | 2936556 | 44048340 | 0 | 0 | 0.091144 | 0 | 0.054953 | 0 | 0.14158 | 0 | 0.10009 | 0 | 2.2298 | 6.9797 | 1.4982 | 2.5361
Custom | 371.1244 | 375.7996 | 339.6626 | 371.1244 | 1565265.3487 | 23478980.2303 | 0 | 0 | 0.097682 | 0 | 0.071168 | 0 | 0.1151 | 0 | 0.084707 | 0 | 5.1758 | 20.2681 | 2.426 | 3.3291
Oil Well Pump-Off Controllers | 0 | 0 | 0 | 0 | 0 | 0 | 0 | 0 | 0 | 0 | 0 | 0 | 0 | 0 | 0 | 0 | 0 | 0 | 0 | 0
Pumps & Vacuums | 0 | 0 | 0 | 0 | 0 | 0 | 0 | 0 | 0 | 0 | 0 | 0 | 0 | 0 | 0 | 0 | 0 | 0 | 0 | 0
VSD | 0 | 0 | 0 | 0 | 0 | 0 | 0 | 0 | 0 | 0 | 0 | 0 | 0 | 0 | 0 | 0 | 0 | 0 | 0 | 0
Whole Building | 86.5387 | 85.3107 | 75.1156 | 86.5387 | 346155 | 5192325 | 0 | 0 | 0.097291 | 0 | 0.069465 | 0 | 0.099418 | 0 | 0.06752 | 0 | 4.2678 | 4.5961 | 2.206 | 2.1339
CODES & STANDARDS | 0 | 0 | 0 | 0 | 0 | 0 | 0 | 0 | 0 | 0 | 0 | 0 | 0 | 0 | 0 | 0 | 0 | 0 | 0 | 0
2008 Title 24 | 0 | 0 | 0 | 0 | 0 | 0 | 0 | 0 | 0 | 0 | 0 | 0 | 0 | 0 | 0 | 0 | 0 | 0 | 0 | 0
2008 Title 20 | 0 | 0 | 0 | 0 | 0 | 0 | 0 | 0 | 0 | 0 | 0 | 0 | 0 | 0 | 0 | 0 | 0 | 0 | 0 | 0
2009 Title 20 | 0 | 0 | 0 | 0 | 0 | 0 | 0 | 0 | 0 | 0 | 0 | 0 | 0 | 0 | 0 | 0 | 0 | 0 | 0 | 0
0 | 0 | 0 | 0 | 0 | 0 | 0 | 0 | 0 | 0 | 0 | 0 | 0 | 0 | 0 | 0 | 0 | 0 | 0 | 0 | 0
0 | 0 | 0 | 0 | 0 | 0 | 0 | 0 | 0 | 0 | 0 | 0 | 0 | 0 | 0 | 0 | 0 | 0 | 0 | 0 | 0
0 | 0 | 0 | 0 | 0 | 0 | 0 | 0 | 0 | 0 | 0 | 0 | 0 | 0 | 0 | 0 | 0 | 0 | 0 | 0 | 0
0 | 0 | 0 | 0 | 0 | 0 | 0 | 0 | 0 | 0 | 0 | 0 | 0 | 0 | 0 | 0 | 0 | 0 | 0 | 0 | 0
0 | 0 | 0 | 0 | 0 | 0 | 0 | 0 | 0 | 0 | 0 | 0 | 0 | 0 | 0 | 0 | 0 | 0 | 0 | 0 | 0
0 | 0 | 0 | 0 | 0 | 0 | 0 | 0 | 0 | 0 | 0 | 0 | 0 | 0 | 0 | 0 | 0 | 0 | 0 | 0 | 0
0 | 0 | 0 | 0 | 0 | 0 | 0 | 0 | 0 | 0 | 0 | 0 | 0 | 0 | 0 | 0 | 0 | 0 | 0 | 0 | 0
0 | 0 | 0 | 0 | 0 | 0 | 0 | 0 | 0 | 0 | 0 | 0 | 0 | 0 | 0 | 0 | 0 | 0 | 0 | 0 | 0
0 | 0 | 0 | 0 | 0 | 0 | 0 | 0 | 0 | 0 | 0 | 0 | 0 | 0 | 0 | 0 | 0 | 0 | 0 | 0 | 0
0 | 0 | 0 | 0 | 0 | 0 | 0 | 0 | 0 | 0 | 0 | 0 | 0 | 0 | 0 | 0 | 0 | 0 | 0 | 0 | 0
0 | 0 | 0 | 0 | 0 | 0 | 0 | 0 | 0 | 0 | 0 | 0 | 0 | 0 | 0 | 0 | 0 | 0 | 0 | 0 | 0
0 | 0 | 0 | 0 | 0 | 0 | 0 | 0 | 0 | 0 | 0 | 0 | 0 | 0 | 0 | 0 | 0 | 0 | 0 | 0 | 0
0 | 0 | 0 | 0 | 0 | 0 | 0 | 0 | 0 | 0 | 0 | 0 | 0 | 0 | 0 | 0 | 0 | 0 | 0 | 0 | 0
0 | 0 | 0 | 0 | 0 | 0 | 0 | 0 | 0 | 0 | 0 | 0 | 0 | 0 | 0 | 0 | 0 | 0 | 0 | 0 | 0
0 | 0 | 0 | 0 | 0 | 0 | 0 | 0 | 0 | 0 | 0 | 0 | 0 | 0 | 0 | 0 | 0 | 0 | 0 | 0 | 0
0 | 0 | 0 | 0 | 0 | 0 | 0 | 0 | 0 | 0 | 0 | 0 | 0 | 0 | 0 | 0 | 0 | 0 | 0 | 0 | 0
0 | 0 | 0 | 0 | 0 | 0 | 0 | 0 | 0 | 0 | 0 | 0 | 0 | 0 | 0 | 0 | 0 | 0 | 0 | 0 | 0
0 | 0 | 0 | 0 | 0 | 0 | 0 | 0 | 0 | 0 | 0 | 0 | 0 | 0 | 0 | 0 | 0 | 0 | 0 | 0 | 0
0 | 0 | 0 | 0 | 0 | 0 | 0 | 0 | 0 | 0 | 0 | 0 | 0 | 0 | 0 | 0 | 0 | 0 | 0 | 0 | 0
0 | 0 | 0 | 0 | 0 | 0 | 0 | 0 | 0 | 0 | 0 | 0 | 0 | 0 | 0 | 0 | 0 | 0 | 0 | 0 | 0
0 | 0 | 0 | 0 | 0 | 0 | 0 | 0 | 0 | 0 | 0 | 0 | 0 | 0 | 0 | 0 | 0 | 0 | 0 | 0 | 0
0 | 0 | 0 | 0 | 0 | 0 | 0 | 0 | 0 | 0 | 0 | 0 | 0 | 0 | 0 | 0 | 0 | 0 | 0 | 0 | 0
0 | 0 | 0 | 0 | 0 | 0 | 0 | 0 | 0 | 0 | 0 | 0 | 0 | 0 | 0 | 0 | 0 | 0 | 0 | 0 | 0
0 | 0 | 0 | 0 | 0 | 0 | 0 | 0 | 0 | 0 | 0 | 0 | 0 | 0 | 0 | 0 | 0 | 0 | 0 | 0 | 0
0 | 0 | 0 | 0 | 0 | 0 | 0 | 0 | 0 | 0 | 0 | 0 | 0 | 0 | 0 | 0 | 0 | 0 | 0 | 0 | 0
0 | 0 | 0 | 0 | 0 | 0 | 0 | 0 | 0 | 0 | 0 | 0 | 0 | 0 | 0 | 0 | 0 | 0 | 0 | 0 | 0
0 | 0 | 0 | 0 | 0 | 0 | 0 | 0 | 0 | 0 | 0 | 0 | 0 | 0 | 0 | 0 | 0 | 0 | 0 | 0 | 0
0 | 0 | 0 | 0 | 0 | 0 | 0 | 0 | 0 | 0 | 0 | 0 | 0 | 0 | 0 | 0 | 0 | 0 | 0 | 0 | 0
0 | 0 | 0 | 0 | 0 | 0 | 0 | 0 | 0 | 0 | 0 | 0 | 0 | 0 | 0 | 0 | 0 | 0 | 0 | 0 | 0
0 | 0 | 0 | 0 | 0 | 0 | 0 | 0 | 0 | 0 | 0 | 0 | 0 | 0 | 0 | 0 | 0 | 0 | 0 | 0 | 0
0 | 0 | 0 | 0 | 0 | 0 | 0 | 0 | 0 | 0 | 0 | 0 | 0 | 0 | 0 | 0 | 0 | 0 | 0 | 0 | 0
0 | 0 | 0 | 0 | 0 | 0 | 0 | 0 | 0 | 0 | 0 | 0 | 0 | 0 | 0 | 0 | 0 | 0 | 0 | 0 | 0
0 | 0 | 0 | 0 | 0 | 0 | 0 | 0 | 0 | 0 | 0 | 0 | 0 | 0 | 0 | 0 | 0 | 0 | 0 | 0 | 0
0 | 0 | 0 | 0 | 0 | 0 | 0 | 0 | 0 | 0 | 0 | 0 | 0 | 0 | 0 | 0 | 0 | 0 | 0 | 0 | 0
0 | 0 | 0 | 0 | 0 | 0 | 0 | 0 | 0 | 0 | 0 | 0 | 0 | 0 | 0 | 0 | 0 | 0 | 0 | 0 | 0
0 | 0 | 0 | 0 | 0 | 0 | 0 | 0 | 0 | 0 | 0 | 0 | 0 | 0 | 0 | 0 | 0 | 0 | 0 | 0 | 0
0 | 0 | 0 | 0 | 0 | 0 | 0 | 0 | 0 | 0 | 0 | 0 | 0 | 0 | 0 | 0 | 0 | 0 | 0 | 0 | 0
0 | 0 | 0 | 0 | 0 | 0 | 0 | 0 | 0 | 0 | 0 | 0 | 0 | 0 | 0 | 0 | 0 | 0 | 0 | 0 | 0
0 | 0 | 0 | 0 | 0 | 0 | 0 | 0 | 0 | 0 | 0 | 0 | 0 | 0 | 0 | 0 | 0 | 0 | 0 | 0 | 0
0 | 0 | 0 | 0 | 0 | 0 | 0 | 0 | 0 | 0 | 0 | 0 | 0 | 0 | 0 | 0 | 0 | 0 | 0 | 0 | 0
0 | 0 | 0 | 0 | 0 | 0 | 0 | 0 | 0 | 0 | 0 | 0 | 0 | 0 | 0 | 0 | 0 | 0 | 0 | 0 | 0
0 | 0 | 0 | 0 | 0 | 0 | 0 | 0 | 0 | 0 | 0 | 0 | 0 | 0 | 0 | 0 | 0 | 0 | 0 | 0 | 0
0 | 0 | 0 | 0 | 0 | 0 | 0 | 0 | 0 | 0 | 0 | 0 | 0 | 0 | 0 | 0 | 0 | 0 | 0 | 0 | 0
0 | 0 | 0 | 0 | 0 | 0 | 0 | 0 | 0 | 0 | 0 | 0 | 0 | 0 | 0 | 0 | 0 | 0 | 0 | 0 | 0
0 | 0 | 0 | 0 | 0 | 0 | 0 | 0 | 0 | 0 | 0 | 0 | 0 | 0 | 0 | 0 | 0 | 0 | 0 | 0 | 0
0 | 0 | 0 | 0 | 0 | 0 | 0 | 0 | 0 | 0 | 0 | 0 | 0 | 0 | 0 | 0 | 0 | 0 | 0 | 0 | 0
0 | 0 | 0 | 0 | 0 | 0 | 0 | 0 | 0 | 0 | 0 | 0 | 0 | 0 | 0 | 0 | 0 | 0 | 0 | 0 | 0
0 | 0 | 0 | 0 | 0 | 0 | 0 | 0 | 0 | 0 | 0 | 0 | 0 | 0 | 0 | 0 | 0 | 0 | 0 | 0 | 0
0 | 0 | 0 | 0 | 0 | 0 | 0 | 0 | 0 | 0 | 0 | 0 | 0 | 0 | 0 | 0 | 0 | 0 | 0 | 0 | 0
0 | 0 | 0 | 0 | 0 | 0 | 0 | 0 | 0 | 0 | 0 | 0 | 0 | 0 | 0 | 0 | 0 | 0 | 0 | 0 | 0
0 | 0 | 0 | 0 | 0 | 0 | 0 | 0 | 0 | 0 | 0 | 0 | 0 | 0 | 0 | 0 | 0 | 0 | 0 | 0 | 0
0 | 0 | 0 | 0 | 0 | 0 | 0 | 0 | 0 | 0 | 0 | 0 | 0 | 0 | 0 | 0 | 0 | 0 | 0 | 0 | 0
0 | 0 | 0 | 0 | 0 | 0 | 0 | 0 | 0 | 0 | 0 | 0 | 0 | 0 | 0 | 0 | 0 | 0 | 0 | 0 | 0
0 | 0 | 0 | 0 | 0 | 0 | 0 | 0 | 0 | 0 | 0 | 0 | 0 | 0 | 0 | 0 | 0 | 0 | 0 | 0 | 0
0 | 0 | 0 | 0 | 0 | 0 | 0 | 0 | 0 | 0 | 0 | 0 | 0 | 0 | 0 | 0 | 0 | 0 | 0 | 0 | 0
0 | 0 | 0 | 0 | 0 | 0 | 0 | 0 | 0 | 0 | 0 | 0 | 0 | 0 | 0 | 0 | 0 | 0 | 0 | 0 | 0
0 | 0 | 0 | 0 | 0 | 0 | 0 | 0 | 0 | 0 | 0 | 0 | 0 | 0 | 0 | 0 | 0 | 0 | 0 | 0 | 0
0 | 0 | 0 | 0 | 0 | 0 | 0 | 0 | 0 | 0 | 0 | 0 | 0 | 0 | 0 | 0 | 0 | 0 | 0 | 0 | 0
0 | 0 | 0 | 0 | 0 | 0 | 0 | 0 | 0 | 0 | 0 | 0 | 0 | 0 | 0 | 0 | 0 | 0 | 0 | 0 | 0
0 | 0 | 0 | 0 | 0 | 0 | 0 | 0 | 0 | 0 | 0 | 0 | 0 | 0 | 0 | 0 | 0 | 0 | 0 | 0 | 0
0 | 0 | 0 | 0 | 0 | 0 | 0 | 0 | 0 | 0 | 0 | 0 | 0 | 0 | 0 | 0 | 0 | 0 | 0 | 0 | 0
0 | 0 | 0 | 0 | 0 | 0 | 0 | 0 | 0 | 0 | 0 | 0 | 0 | 0 | 0 | 0 | 0 | 0 | 0 | 0 | 0
0 | 0 | 0 | 0 | 0 | 0 | 0 | 0 | 0 | 0 | 0 | 0 | 0 | 0 | 0 | 0 | 0 | 0 | 0 | 0 | 0
0 | 0 | 0 | 0 | 0 | 0 | 0 | 0 | 0 | 0 | 0 | 0 | 0 | 0 | 0 | 0 | 0 | 0 | 0 | 0 | 0
0 | 0 | 0 | 0 | 0 | 0 | 0 | 0 | 0 | 0 | 0 | 0 | 0 | 0 | 0 | 0 | 0 | 0 | 0 | 0 | 0
0 | 0 | 0 | 0 | 0 | 0 | 0 | 0 | 0 | 0 | 0 | 0 | 0 | 0 | 0 | 0 | 0 | 0 | 0 | 0 | 0
0 | 0 | 0 | 0 | 0 | 0 | 0 | 0 | 0 | 0 | 0 | 0 | 0 | 0 | 0 | 0 | 0 | 0 | 0 | 0 | 0
0 | 0 | 0 | 0 | 0 | 0 | 0 | 0 | 0 | 0 | 0 | 0 | 0 | 0 | 0 | 0 | 0 | 0 | 0 | 0 | 0
0 | 0 | 0 | 0 | 0 | 0 | 0 | 0 | 0 | 0 | 0 | 0 | 0 | 0 | 0 | 0 | 0 | 0 | 0 | 0 | 0
0 | 0 | 0 | 0 | 0 | 0 | 0 | 0 | 0 | 0 | 0 | 0 | 0 | 0 | 0 | 0 | 0 | 0 | 0 | 0 | 0
0 | 0 | 0 | 0 | 0 | 0 | 0 | 0 | 0 | 0 | 0 | 0 | 0 | 0 | 0 | 0 | 0 | 0 | 0 | 0 | 0
0 | 0 | 0 | 0 | 0 | 0 | 0 | 0 | 0 | 0 | 0 | 0 | 0 | 0 | 0 | 0 | 0 | 0 | 0 | 0 | 0
0 | 0 | 0 | 0 | 0 | 0 | 0 | 0 | 0 | 0 | 0 | 0 | 0 | 0 | 0 | 0 | 0 | 0 | 0 | 0 | 0
0 | 0 | 0 | 0 | 0 | 0 | 0 | 0 | 0 | 0 | 0 | 0 | 0 | 0 | 0 | 0 | 0 | 0 | 0 | 0 | 0
0 | 0 | 0 | 0 | 0 | 0 | 0 | 0 | 0 | 0 | 0 | 0 | 0 | 0 | 0 | 0 | 0 | 0 | 0 | 0 | 0
0 | 0 | 0 | 0 | 0 | 0 | 0 | 0 | 0 | 0 | 0 | 0 | 0 | 0 | 0 | 0 | 0 | 0 | 0 | 0 | 0
0 | 0 | 0 | 0 | 0 | 0 | 0 | 0 | 0 | 0 | 0 | 0 | 0 | 0 | 0 | 0 | 0 | 0 | 0 | 0 | 0
0 | 0 | 0 | 0 | 0 | 0 | 0 | 0 | 0 | 0 | 0 | 0 | 0 | 0 | 0 | 0 | 0 | 0 | 0 | 0 | 0
0 | 0 | 0 | 0 | 0 | 0 | 0 | 0 | 0 | 0 | 0 | 0 | 0 | 0 | 0 | 0 | 0 | 0 | 0 | 0 | 0
0 | 0 | 0 | 0 | 0 | 0 | 0 | 0 | 0 | 0 | 0 | 0 | 0 | 0 | 0 | 0 | 0 | 0 | 0 | 0 | 0
0 | 0 | 0 | 0 | 0 | 0 | 0 | 0 | 0 | 0 | 0 | 0 | 0 | 0 | 0 | 0 | 0 | 0 | 0 | 0 | 0
0 | 0 | 0 | 0 | 0 | 0 | 0 | 0 | 0 | 0 | 0 | 0 | 0 | 0 | 0 | 0 | 0 | 0 | 0 | 0 | 0
0 | 0 | 0 | 0 | 0 | 0 | 0 | 0 | 0 | 0 | 0 | 0 | 0 | 0 | 0 | 0 | 0 | 0 | 0 | 0 | 0
0 | 0 | 0 | 0 | 0 | 0 | 0 | 0 | 0 | 0 | 0 | 0 | 0 | 0 | 0 | 0 | 0 | 0 | 0 | 0 | 0
0 | 0 | 0 | 0 | 0 | 0 | 0 | 0 | 0 | 0 | 0 | 0 | 0 | 0 | 0 | 0 | 0 | 0 | 0 | 0 | 0
0 | 0 | 0 | 0 | 0 | 0 | 0 | 0 | 0 | 0 | 0 | 0 | 0 | 0 | 0 | 0 | 0 | 0 | 0 | 0 | 0
0 | 0 | 0 | 0 | 0 | 0 | 0 | 0 | 0 | 0 | 0 | 0 | 0 | 0 | 0 | 0 | 0 | 0 | 0 | 0 | 0
0 | 0 | 0 | 0 | 0 | 0 | 0 | 0 | 0 | 0 | 0 | 0 | 0 | 0 | 0 | 0 | 0 | 0 | 0 | 0 | 0
0 | 0 | 0 | 0 | 0 | 0 | 0 | 0 | 0 | 0 | 0 | 0 | 0 | 0 | 0 | 0 | 0 | 0 | 0 | 0 | 0
0 | 0 | 0 | 0 | 0 | 0 | 0 | 0 | 0 | 0 | 0 | 0 | 0 | 0 | 0 | 0 | 0 | 0 | 0 | 0 | 0
0 | 0 | 0 | 0 | 0 | 0 | 0 | 0 | 0 | 0 | 0 | 0 | 0 | 0 | 0 | 0 | 0 | 0 | 0 | 0 | 0
0 | 0 | 0 | 0 | 0 | 0 | 0 | 0 | 0 | 0 | 0 | 0 | 0 | 0 | 0 | 0 | 0 | 0 | 0 | 0 | 0
0 | 0 | 0 | 0 | 0 | 0 | 0 | 0 | 0 | 0 | 0 | 0 | 0 | 0 | 0 | 0 | 0 | 0 | 0 | 0 | 0
0 | 0 | 0 | 0 | 0 | 0 | 0 | 0 | 0 | 0 | 0 | 0 | 0 | 0 | 0 | 0 | 0 | 0 | 0 | 0 | 0
0 | 0 | 0 | 0 | 0 | 0 | 0 | 0 | 0 | 0 | 0 | 0 | 0 | 0 | 0 | 0 | 0 | 0 | 0 | 0 | 0
0 | 0 | 0 | 0 | 0 | 0 | 0 | 0 | 0 | 0 | 0 | 0 | 0 | 0 | 0 | 0 | 0 | 0 | 0 | 0 | 0
0 | 0 | 0 | 0 | 0 | 0 | 0 | 0 | 0 | 0 | 0 | 0 | 0 | 0 | 0 | 0 | 0 | 0 | 0 | 0 | 0
0 | 0 | 0 | 0 | 0 | 0 | 0 | 0 | 0 | 0 | 0 | 0 | 0 | 0 | 0 | 0 | 0 | 0 | 0 | 0 | 0
0 | 0 | 0 | 0 | 0 | 0 | 0 | 0 | 0 | 0 | 0 | 0 | 0 | 0 | 0 | 0 | 0 | 0 | 0 | 0 | 0
0 | 0 | 0 | 0 | 0 | 0 | 0 | 0 | 0 | 0 | 0 | 0 | 0 | 0 | 0 | 0 | 0 | 0 | 0 | 0 | 0
0 | 0 | 0 | 0 | 0 | 0 | 0 | 0 | 0 | 0 | 0 | 0 | 0 | 0 | 0 | 0 | 0 | 0 | 0 | 0 | 0
0 | 0 | 0 | 0 | 0 | 0 | 0 | 0 | 0 | 0 | 0 | 0 | 0 | 0 | 0 | 0 | 0 | 0 | 0 | 0 | 0
0 | 0 | 0 | 0 | 0 | 0 | 0 | 0 | 0 | 0 | 0 | 0 | 0 | 0 | 0 | 0 | 0 | 0 | 0 | 0 | 0
0 | 0 | 0 | 0 | 0 | 0 | 0 | 0 | 0 | 0 | 0 | 0 | 0 | 0 | 0 | 0 | 0 | 0 | 0 | 0 | 0
0 | 0 | 0 | 0 | 0 | 0 | 0 | 0 | 0 | 0 | 0 | 0 | 0 | 0 | 0 | 0 | 0 | 0 | 0 | 0 | 0
0 | 0 | 0 | 0 | 0 | 0 | 0 | 0 | 0 | 0 | 0 | 0 | 0 | 0 | 0 | 0 | 0 | 0 | 0 | 0 | 0
0 | 0 | 0 | 0 | 0 | 0 | 0 | 0 | 0 | 0 | 0 | 0 | 0 | 0 | 0 | 0 | 0 | 0 | 0 | 0 | 0
0 | 0 | 0 | 0 | 0 | 0 | 0 | 0 | 0 | 0 | 0 | 0 | 0 | 0 | 0 | 0 | 0 | 0 | 0 | 0 | 0
0 | 0 | 0 | 0 | 0 | 0 | 0 | 0 | 0 | 0 | 0 | 0 | 0 | 0 | 0 | 0 | 0 | 0 | 0 | 0 | 0
0 | 0 | 0 | 0 | 0 | 0 | 0 | 0 | 0 | 0 | 0 | 0 | 0 | 0 | 0 | 0 | 0 | 0 | 0 | 0 | 0
0 | 0 | 0 | 0 | 0 | 0 | 0 | 0 | 0 | 0 | 0 | 0 | 0 | 0 | 0 | 0 | 0 | 0 | 0 | 0 | 0
0 | 0 | 0 | 0 | 0 | 0 | 0 | 0 | 0 | 0 | 0 | 0 | 0 | 0 | 0 | 0 | 0 | 0 | 0 | 0 | 0
0 | 0 | 0 | 0 | 0 | 0 | 0 | 0 | 0 | 0 | 0 | 0 | 0 | 0 | 0 | 0 | 0 | 0 | 0 | 0 | 0
0 | 0 | 0 | 0 | 0 | 0 | 0 | 0 | 0 | 0 | 0 | 0 | 0 | 0 | 0 | 0 | 0 | 0 | 0 | 0 | 0
0 | 0 | 0 | 0 | 0 | 0 | 0 | 0 | 0 | 0 | 0 | 0 | 0 | 0 | 0 | 0 | 0 | 0 | 0 | 0 | 0
0 | 0 | 0 | 0 | 0 | 0 | 0 | 0 | 0 | 0 | 0 | 0 | 0 | 0 | 0 | 0 | 0 | 0 | 0 | 0 | 0
0 | 0 | 0 | 0 | 0 | 0 | 0 | 0 | 0 | 0 | 0 | 0 | 0 | 0 | 0 | 0 | 0 | 0 | 0 | 0 | 0
0 | 0 | 0 | 0 | 0 | 0 | 0 | 0 | 0 | 0 | 0 | 0 | 0 | 0 | 0 | 0 | 0 | 0 | 0 | 0 | 0
0 | 0 | 0 | 0 | 0 | 0 | 0 | 0 | 0 | 0 | 0 | 0 | 0 | 0 | 0 | 0 | 0 | 0 | 0 | 0 | 0
0 | 0 | 0 | 0 | 0 | 0 | 0 | 0 | 0 | 0 | 0 | 0 | 0 | 0 | 0 | 0 | 0 | 0 | 0 | 0 | 0
0 | 0 | 0 | 0 | 0 | 0 | 0 | 0 | 0 | 0 | 0 | 0 | 0 | 0 | 0 | 0 | 0 | 0 | 0 | 0 | 0
0 | 0 | 0 | 0 | 0 | 0 | 0 | 0 | 0 | 0 | 0 | 0 | 0 | 0 | 0 | 0 | 0 | 0 | 0 | 0 | 0
0 | 0 | 0 | 0 | 0 | 0 | 0 | 0 | 0 | 0 | 0 | 0 | 0 | 0 | 0 | 0 | 0 | 0 | 0 | 0 | 0
0 | 0 | 0 | 0 | 0 | 0 | 0 | 0 | 0 | 0 | 0 | 0 | 0 | 0 | 0 | 0 | 0 | 0 | 0 | 0 | 0
0 | 0 | 0 | 0 | 0 | 0 | 0 | 0 | 0 | 0 | 0 | 0 | 0 | 0 | 0 | 0 | 0 | 0 | 0 | 0 | 0
0 | 0 | 0 | 0 | 0 | 0 | 0 | 0 | 0 | 0 | 0 | 0 | 0 | 0 | 0 | 0 | 0 | 0 | 0 | 0 | 0
0 | 0 | 0 | 0 | 0 | 0 | 0 | 0 | 0 | 0 | 0 | 0 | 0 | 0 | 0 | 0 | 0 | 0 | 0 | 0 | 0
0 | 0 | 0 | 0 | 0 | 0 | 0 | 0 | 0 | 0 | 0 | 0 | 0 | 0 | 0 | 0 | 0 | 0 | 0 | 0 | 0
0 | 0 | 0 | 0 | 0 | 0 | 0 | 0 | 0 | 0 | 0 | 0 | 0 | 0 | 0 | 0 | 0 | 0 | 0 | 0 | 0
0 | 0 | 0 | 0 | 0 | 0 | 0 | 0 | 0 | 0 | 0 | 0 | 0 | 0 | 0 | 0 | 0 | 0 | 0 | 0 | 0
0 | 0 | 0 | 0 | 0 | 0 | 0 | 0 | 0 | 0 | 0 | 0 | 0 | 0 | 0 | 0 | 0 | 0 | 0 | 0 | 0
0 | 0 | 0 | 0 | 0 | 0 | 0 | 0 | 0 | 0 | 0 | 0 | 0 | 0 | 0 | 0 | 0 | 0 | 0 | 0 | 0
0 | 0 | 0 | 0 | 0 | 0 | 0 | 0 | 0 | 0 | 0 | 0 | 0 | 0 | 0 | 0 | 0 | 0 | 0 | 0 | 0
0 | 0 | 0 | 0 | 0 | 0 | 0 | 0 | 0 | 0 | 0 | 0 | 0 | 0 | 0 | 0 | 0 | 0 | 0 | 0 | 0
0 | 0 | 0 | 0 | 0 | 0 | 0 | 0 | 0 | 0 | 0 | 0 | 0 | 0 | 0 | 0 | 0 | 0 | 0 | 0 | 0
0 | 0 | 0 | 0 | 0 | 0 | 0 | 0 | 0 | 0 | 0 | 0 | 0 | 0 | 0 | 0 | 0 | 0 | 0 | 0 | 0
0 | 0 | 0 | 0 | 0 | 0 | 0 | 0 | 0 | 0 | 0 | 0 | 0 | 0 | 0 | 0 | 0 | 0 | 0 | 0 | 0
0 | 0 | 0 | 0 | 0 | 0 | 0 | 0 | 0 | 0 | 0 | 0 | 0 | 0 | 0 | 0 | 0 | 0 | 0 | 0 | 0
0 | 0 | 0 | 0 | 0 | 0 | 0 | 0 | 0 | 0 | 0 | 0 | 0 | 0 | 0 | 0 | 0 | 0 | 0 | 0 | 0
0 | 0 | 0 | 0 | 0 | 0 | 0 | 0 | 0 | 0 | 0 | 0 | 0 | 0 | 0 | 0 | 0 | 0 | 0 | 0 | 0
0 | 0 | 0 | 0 | 0 | 0 | 0 | 0 | 0 | 0 | 0 | 0 | 0 | 0 | 0 | 0 | 0 | 0 | 0 | 0 | 0
0 | 0 | 0 | 0 | 0 | 0 | 0 | 0 | 0 | 0 | 0 | 0 | 0 | 0 | 0 | 0 | 0 | 0 | 0 | 0 | 0
0 | 0 | 0 | 0 | 0 | 0 | 0 | 0 | 0 | 0 | 0 | 0 | 0 | 0 | 0 | 0 | 0 | 0 | 0 | 0 | 0
0 | 0 | 0 | 0 | 0 | 0 | 0 | 0 | 0 | 0 | 0 | 0 | 0 | 0 | 0 | 0 | 0 | 0 | 0 | 0 | 0
0 | 0 | 0 | 0 | 0 | 0 | 0 | 0 | 0 | 0 | 0 | 0 | 0 | 0 | 0 | 0 | 0 | 0 | 0 | 0 | 0
0 | 0 | 0 | 0 | 0 | 0 | 0 | 0 | 0 | 0 | 0 | 0 | 0 | 0 | 0 | 0 | 0 | 0 | 0 | 0 | 0
0 | 0 | 0 | 0 | 0 | 0 | 0 | 0 | 0 | 0 | 0 | 0 | 0 | 0 | 0 | 0 | 0 | 0 | 0 | 0 | 0
0 | 0 | 0 | 0 | 0 | 0 | 0 | 0 | 0 | 0 | 0 | 0 | 0 | 0 | 0 | 0 | 0 | 0 | 0 | 0 | 0
0 | 0 | 0 | 0 | 0 | 0 | 0 | 0 | 0 | 0 | 0 | 0 | 0 | 0 | 0 | 0 | 0 | 0 | 0 | 0 | 0
0 | 0 | 0 | 0 | 0 | 0 | 0 | 0 | 0 | 0 | 0 | 0 | 0 | 0 | 0 | 0 | 0 | 0 | 0 | 0 | 0
0 | 0 | 0 | 0 | 0 | 0 | 0 | 0 | 0 | 0 | 0 | 0 | 0 | 0 | 0 | 0 | 0 | 0 | 0 | 0 | 0
0 | 0 | 0 | 0 | 0 | 0 | 0 | 0 | 0 | 0 | 0 | 0 | 0 | 0 | 0 | 0 | 0 | 0 | 0 | 0 | 0
0 | 0 | 0 | 0 | 0 | 0 | 0 | 0 | 0 | 0 | 0 | 0 | 0 | 0 | 0 | 0 | 0 | 0 | 0 | 0 | 0
0 | 0 | 0 | 0 | 0 | 0 | 0 | 0 | 0 | 0 | 0 | 0 | 0 | 0 | 0 | 0 | 0 | 0 | 0 | 0 | 0
0 | 0 | 0 | 0 | 0 | 0 | 0 | 0 | 0 | 0 | 0 | 0 | 0 | 0 | 0 | 0 | 0 | 0 | 0 | 0 | 0
0 | 0 | 0 | 0 | 0 | 0 | 0 | 0 | 0 | 0 | 0 | 0 | 0 | 0 | 0 | 0 | 0 | 0 | 0 | 0 | 0
0 | 0 | 0 | 0 | 0 | 0 | 0 | 0 | 0 | 0 | 0 | 0 | 0 | 0 | 0 | 0 | 0 | 0 | 0 | 0 | 0
0 | 0 | 0 | 0 | 0 | 0 | 0 | 0 | 0 | 0 | 0 | 0 | 0 | 0 | 0 | 0 | 0 | 0 | 0 | 0 | 0
0 | 0 | 0 | 0 | 0 | 0 | 0 | 0 | 0 | 0 | 0 | 0 | 0 | 0 | 0 | 0 | 0 | 0 | 0 | 0 | 0
0 | 0 | 0 | 0 | 0 | 0 | 0 | 0 | 0 | 0 | 0 | 0 | 0 | 0 | 0 | 0 | 0 | 0 | 0 | 0 | 0
0 | 0 | 0 | 0 | 0 | 0 | 0 | 0 | 0 | 0 | 0 | 0 | 0 | 0 | 0 | 0 | 0 | 0 | 0 | 0 | 0
0 | 0 | 0 | 0 | 0 | 0 | 0 | 0 | 0 | 0 | 0 | 0 | 0 | 0 | 0 | 0 | 0 | 0 | 0 | 0 | 0
0 | 0 | 0 | 0 | 0 | 0 | 0 | 0 | 0 | 0 | 0 | 0 | 0 | 0 | 0 | 0 | 0 | 0 | 0 | 0 | 0
0 | 0 | 0 | 0 | 0 | 0 | 0 | 0 | 0 | 0 | 0 | 0 | 0 | 0 | 0 | 0 | 0 | 0 | 0 | 0 | 0
0 | 0 | 0 | 0 | 0 | 0 | 0 | 0 | 0 | 0 | 0 | 0 | 0 | 0 | 0 | 0 | 0 | 0 | 0 | 0 | 0
0 | 0 | 0 | 0 | 0 | 0 | 0 | 0 | 0 | 0 | 0 | 0 | 0 | 0 | 0 | 0 | 0 | 0 | 0 | 0 | 0
0 | 0 | 0 | 0 | 0 | 0 | 0 | 0 | 0 | 0 | 0 | 0 | 0 | 0 | 0 | 0 | 0 | 0 | 0 | 0 | 0
0 | 0 | 0 | 0 | 0 | 0 | 0 | 0 | 0 | 0 | 0 | 0 | 0 | 0 | 0 | 0 | 0 | 0 | 0 | 0 | 0
0 | 0 | 0 | 0 | 0 | 0 | 0 | 0 | 0 | 0 | 0 | 0 | 0 | 0 | 0 | 0 | 0 | 0 | 0 | 0 | 0
0 | 0 | 0 | 0 | 0 | 0 | 0 | 0 | 0 | 0 | 0 | 0 | 0 | 0 | 0 | 0 | 0 | 0 | 0 | 0 | 0
0 | 0 | 0 | 0 | 0 | 0 | 0 | 0 | 0 | 0 | 0 | 0 | 0 | 0 | 0 | 0 | 0 | 0 | 0 | 0 | 0
0 | 0 | 0 | 0 | 0 | 0 | 0 | 0 | 0 | 0 | 0 | 0 | 0 | 0 | 0 | 0 | 0 | 0 | 0 | 0 | 0
0 | 0 | 0 | 0 | 0 | 0 | 0 | 0 | 0 | 0 | 0 | 0 | 0 | 0 | 0 | 0 | 0 | 0 | 0 | 0 | 0
0 | 0 | 0 | 0 | 0 | 0 | 0 | 0 | 0 | 0 | 0 | 0 | 0 | 0 | 0 | 0 | 0 | 0 | 0 | 0 | 0
0 | 0 | 0 | 0 | 0 | 0 | 0 | 0 | 0 | 0 | 0 | 0 | 0 | 0 | 0 | 0 | 0 | 0 | 0 | 0 | 0
0 | 0 | 0 | 0 | 0 | 0 | 0 | 0 | 0 | 0 | 0 | 0 | 0 | 0 | 0 | 0 | 0 | 0 | 0 | 0 | 0
0 | 0 | 0 | 0 | 0 | 0 | 0 | 0 | 0 | 0 | 0 | 0 | 0 | 0 | 0 | 0 | 0 | 0 | 0 | 0 | 0
0 | 0 | 0 | 0 | 0 | 0 | 0 | 0 | 0 | 0 | 0 | 0 | 0 | 0 | 0 | 0 | 0 | 0 | 0 | 0 | 0
0 | 0 | 0 | 0 | 0 | 0 | 0 | 0 | 0 | 0 | 0 | 0 | 0 | 0 | 0 | 0 | 0 | 0 | 0 | 0 | 0
0 | 0 | 0 | 0 | 0 | 0 | 0 | 0 | 0 | 0 | 0 | 0 | 0 | 0 | 0 | 0 | 0 | 0 | 0 | 0 | 0
0 | 0 | 0 | 0 | 0 | 0 | 0 | 0 | 0 | 0 | 0 | 0 | 0 | 0 | 0 | 0 | 0 | 0 | 0 | 0 | 0
0 | 0 | 0 | 0 | 0 | 0 | 0 | 0 | 0 | 0 | 0 | 0 | 0 | 0 | 0 | 0 | 0 | 0 | 0 | 0 | 0
0 | 0 | 0 | 0 | 0 | 0 | 0 | 0 | 0 | 0 | 0 | 0 | 0 | 0 | 0 | 0 | 0 | 0 | 0 | 0 | 0
0 | 0 | 0 | 0 | 0 | 0 | 0 | 0 | 0 | 0 | 0 | 0 | 0 | 0 | 0 | 0 | 0 | 0 | 0 | 0 | 0
0 | 0 | 0 | 0 | 0 | 0 | 0 | 0 | 0 | 0 | 0 | 0 | 0 | 0 | 0 | 0 | 0 | 0 | 0 | 0 | 0
0 | 0 | 0 | 0 | 0 | 0 | 0 | 0 | 0 | 0 | 0 | 0 | 0 | 0 | 0 | 0 | 0 | 0 | 0 | 0 | 0
0 | 0 | 0 | 0 | 0 | 0 | 0 | 0 | 0 | 0 | 0 | 0 | 0 | 0 | 0 | 0 | 0 | 0 | 0 | 0 | 0
0 | 0 | 0 | 0 | 0 | 0 | 0 | 0 | 0 | 0 | 0 | 0 | 0 | 0 | 0 | 0 | 0 | 0 | 0 | 0 | 0
0 | 0 | 0 | 0 | 0 | 0 | 0 | 0 | 0 | 0 | 0 | 0 | 0 | 0 | 0 | 0 | 0 | 0 | 0 | 0 | 0
0 | 0 | 0 | 0 | 0 | 0 | 0 | 0 | 0 | 0 | 0 | 0 | 0 | 0 | 0 | 0 | 0 | 0 | 0 | 0 | 0
0 | 0 | 0 | 0 | 0 | 0 | 0 | 0 | 0 | 0 | 0 | 0 | 0 | 0 | 0 | 0 | 0 | 0 | 0 | 0 | 0
0 | 0 | 0 | 0 | 0 | 0 | 0 | 0 | 0 | 0 | 0 | 0 | 0 | 0 | 0 | 0 | 0 | 0 | 0 | 0 | 0
0 | 0 | 0 | 0 | 0 | 0 | 0 | 0 | 0 | 0 | 0 | 0 | 0 | 0 | 0 | 0 | 0 | 0 | 0 | 0 | 0
0 | 0 | 0 | 0 | 0 | 0 | 0 | 0 | 0 | 0 | 0 | 0 | 0 | 0 | 0 | 0 | 0 | 0 | 0 | 0 | 0
0 | 0 | 0 | 0 | 0 | 0 | 0 | 0 | 0 | 0 | 0 | 0 | 0 | 0 | 0 | 0 | 0 | 0 | 0 | 0 | 0
0 | 0 | 0 | 0 | 0 | 0 | 0 | 0 | 0 | 0 | 0 | 0 | 0 | 0 | 0 | 0 | 0 | 0 | 0 | 0 | 0
0 | 0 | 0 | 0 | 0 | 0 | 0 | 0 | 0 | 0 | 0 | 0 | 0 | 0 | 0 | 0 | 0 | 0 | 0 | 0 | 0
0 | 0 | 0 | 0 | 0 | 0 | 0 | 0 | 0 | 0 | 0 | 0 | 0 | 0 | 0 | 0 | 0 | 0 | 0 | 0 | 0
0 | 0 | 0 | 0 | 0 | 0 | 0 | 0 | 0 | 0 | 0 | 0 | 0 | 0 | 0 | 0 | 0 | 0 | 0 | 0 | 0
0 | 0 | 0 | 0 | 0 | 0 | 0 | 0 | 0 | 0 | 0 | 0 | 0 | 0 | 0 | 0 | 0 | 0 | 0 | 0 | 0
0 | 0 | 0 | 0 | 0 | 0 | 0 | 0 | 0 | 0 | 0 | 0 | 0 | 0 | 0 | 0 | 0 | 0 | 0 | 0 | 0
0 | 0 | 0 | 0 | 0 | 0 | 0 | 0 | 0 | 0 | 0 | 0 | 0 | 0 | 0 | 0 | 0 | 0 | 0 | 0 | 0
0 | 0 | 0 | 0 | 0 | 0 | 0 | 0 | 0 | 0 | 0 | 0 | 0 | 0 | 0 | 0 | 0 | 0 | 0 | 0 | 0
0 | 0 | 0 | 0 | 0 | 0 | 0 | 0 | 0 | 0 | 0 | 0 | 0 | 0 | 0 | 0 | 0 | 0 | 0 | 0 | 0
0 | 0 | 0 | 0 | 0 | 0 | 0 | 0 | 0 | 0 | 0 | 0 | 0 | 0 | 0 | 0 | 0 | 0 | 0 | 0 | 0
0 | 0 | 0 | 0 | 0 | 0 | 0 | 0 | 0 | 0 | 0 | 0 | 0 | 0 | 0 | 0 | 0 | 0 | 0 | 0 | 0
0 | 0 | 0 | 0 | 0 | 0 | 0 | 0 | 0 | 0 | 0 | 0 | 0 | 0 | 0 | 0 | 0 | 0 | 0 | 0 | 0
0 | 0 | 0 | 0 | 0 | 0 | 0 | 0 | 0 | 0 | 0 | 0 | 0 | 0 | 0 | 0 | 0 | 0 | 0 | 0 | 0
0 | 0 | 0 | 0 | 0 | 0 | 0 | 0 | 0 | 0 | 0 | 0 | 0 | 0 | 0 | 0 | 0 | 0 | 0 | 0 | 0
0 | 0 | 0 | 0 | 0 | 0 | 0 | 0 | 0 | 0 | 0 | 0 | 0 | 0 | 0 | 0 | 0 | 0 | 0 | 0 | 0
0 | 0 | 0 | 0 | 0 | 0 | 0 | 0 | 0 | 0 | 0 | 0 | 0 | 0 | 0 | 0 | 0 | 0 | 0 | 0 | 0
0 | 0 | 0 | 0 | 0 | 0 | 0 | 0 | 0 | 0 | 0 | 0 | 0 | 0 | 0 | 0 | 0 | 0 | 0 | 0 | 0
0 | 0 | 0 | 0 | 0 | 0 | 0 | 0 | 0 | 0 | 0 | 0 | 0 | 0 | 0 | 0 | 0 | 0 | 0 | 0 | 0
0 | 0 | 0 | 0 | 0 | 0 | 0 | 0 | 0 | 0 | 0 | 0 | 0 | 0 | 0 | 0 | 0 | 0 | 0 | 0 | 0
0 | 0 | 0 | 0 | 0 | 0 | 0 | 0 | 0 | 0 | 0 | 0 | 0 | 0 | 0 | 0 | 0 | 0 | 0 | 0 | 0
0 | 0 | 0 | 0 | 0 | 0 | 0 | 0 | 0 | 0 | 0 | 0 | 0 | 0 | 0 | 0 | 0 | 0 | 0 | 0 | 0
0 | 0 | 0 | 0 | 0 | 0 | 0 | 0 | 0 | 0 | 0 | 0 | 0 | 0 | 0 | 0 | 0 | 0 | 0 | 0 | 0
0 | 0 | 0 | 0 | 0 | 0 | 0 | 0 | 0 | 0 | 0 | 0 | 0 | 0 | 0 | 0 | 0 | 0 | 0 | 0 | 0
0 | 0 | 0 | 0 | 0 | 0 | 0 | 0 | 0 | 0 | 0 | 0 | 0 | 0 | 0 | 0 | 0 | 0 | 0 | 0 | 0
0 | 0 | 0 | 0 | 0 | 0 | 0 | 0 | 0 | 0 | 0 | 0 | 0 | 0 | 0 | 0 | 0 | 0 | 0 | 0 | 0
0 | 0 | 0 | 0 | 0 | 0 | 0 | 0 | 0 | 0 | 0 | 0 | 0 | 0 | 0 | 0 | 0 | 0 | 0 | 0 | 0
0 | 0 | 0 | 0 | 0 | 0 | 0 | 0 | 0 | 0 | 0 | 0 | 0 | 0 | 0 | 0 | 0 | 0 | 0 | 0 | 0
0 | 0 | 0 | 0 | 0 | 0 | 0 | 0 | 0 | 0 | 0 | 0 | 0 | 0 | 0 | 0 | 0 | 0 | 0 | 0 | 0
0 | 0 | 0 | 0 | 0 | 0 | 0 | 0 | 0 | 0 | 0 | 0 | 0 | 0 | 0 | 0 | 0 | 0 | 0 | 0 | 0
0 | 0 | 0 | 0 | 0 | 0 | 0 | 0 | 0 | 0 | 0 | 0 | 0 | 0 | 0 | 0 | 0 | 0 | 0 | 0 | 0
0 | 0 | 0 | 0 | 0 | 0 | 0 | 0 | 0 | 0 | 0 | 0 | 0 | 0 | 0 | 0 | 0 | 0 | 0 | 0 | 0
0 | 0 | 0 | 0 | 0 | 0 | 0 | 0 | 0 | 0 | 0 | 0 | 0 | 0 | 0 | 0 | 0 | 0 | 0 | 0 | 0
0 | 0 | 0 | 0 | 0 | 0 | 0 | 0 | 0 | 0 | 0 | 0 | 0 | 0 | 0 | 0 | 0 | 0 | 0 | 0 | 0
0 | 0 | 0 | 0 | 0 | 0 | 0 | 0 | 0 | 0 | 0 | 0 | 0 | 0 | 0 | 0 | 0 | 0 | 0 | 0 | 0
0 | 0 | 0 | 0 | 0 | 0 | 0 | 0 | 0 | 0 | 0 | 0 | 0 | 0 | 0 | 0 | 0 | 0 | 0 | 0 | 0
0 | 0 | 0 | 0 | 0 | 0 | 0 | 0 | 0 | 0 | 0 | 0 | 0 | 0 | 0 | 0 | 0 | 0 | 0 | 0 | 0
0 | 0 | 0 | 0 | 0 | 0 | 0 | 0 | 0 | 0 | 0 | 0 | 0 | 0 | 0 | 0 | 0 | 0 | 0 | 0 | 0
0 | 0 | 0 | 0 | 0 | 0 | 0 | 0 | 0 | 0 | 0 | 0 | 0 | 0 | 0 | 0 | 0 | 0 | 0 | 0 | 0
0 | 0 | 0 | 0 | 0 | 0 | 0 | 0 | 0 | 0 | 0 | 0 | 0 | 0 | 0 | 0 | 0 | 0 | 0 | 0 | 0
0 | 0 | 0 | 0 | 0 | 0 | 0 | 0 | 0 | 0 | 0 | 0 | 0 | 0 | 0 | 0 | 0 | 0 | 0 | 0 | 0
0 | 0 | 0 | 0 | 0 | 0 | 0 | 0 | 0 | 0 | 0 | 0 | 0 | 0 | 0 | 0 | 0 | 0 | 0 | 0 | 0
0 | 0 | 0 | 0 | 0 | 0 | 0 | 0 | 0 | 0 | 0 | 0 | 0 | 0 | 0 | 0 | 0 | 0 | 0 | 0 | 0
0 | 0 | 0 | 0 | 0 | 0 | 0 | 0 | 0 | 0 | 0 | 0 | 0 | 0 | 0 | 0 | 0 | 0 | 0 | 0 | 0
0 | 0 | 0 | 0 | 0 | 0 | 0 | 0 | 0 | 0 | 0 | 0 | 0 | 0 | 0 | 0 | 0 | 0 | 0 | 0 | 0
0 | 0 | 0 | 0 | 0 | 0 | 0 | 0 | 0 | 0 | 0 | 0 | 0 | 0 | 0 | 0 | 0 | 0 | 0 | 0 | 0
0 | 0 | 0 | 0 | 0 | 0 | 0 | 0 | 0 | 0 | 0 | 0 | 0 | 0 | 0 | 0 | 0 | 0 | 0 | 0 | 0
0 | 0 | 0 | 0 | 0 | 0 | 0 | 0 | 0 | 0 | 0 | 0 | 0 | 0 | 0 | 0 | 0 | 0 | 0 | 0 | 0
0 | 0 | 0 | 0 | 0 | 0 | 0 | 0 | 0 | 0 | 0 | 0 | 0 | 0 | 0 | 0 | 0 | 0 | 0 | 0 | 0
0 | 0 | 0 | 0 | 0 | 0 | 0 | 0 | 0 | 0 | 0 | 0 | 0 | 0 | 0 | 0 | 0 | 0 | 0 | 0 | 0
0 | 0 | 0 | 0 | 0 | 0 | 0 | 0 | 0 | 0 | 0 | 0 | 0 | 0 | 0 | 0 | 0 | 0 | 0 | 0 | 0
0 | 0 | 0 | 0 | 0 | 0 | 0 | 0 | 0 | 0 | 0 | 0 | 0 | 0 | 0 | 0 | 0 | 0 | 0 | 0 | 0
0 | 0 | 0 | 0 | 0 | 0 | 0 | 0 | 0 | 0 | 0 | 0 | 0 | 0 | 0 | 0 | 0 | 0 | 0 | 0 | 0
0 | 0 | 0 | 0 | 0 | 0 | 0 | 0 | 0 | 0 | 0 | 0 | 0 | 0 | 0 | 0 | 0 | 0 | 0 | 0 | 0
0 | 0 | 0 | 0 | 0 | 0 | 0 | 0 | 0 | 0 | 0 | 0 | 0 | 0 | 0 | 0 | 0 | 0 | 0 | 0 | 0
0 | 0 | 0 | 0 | 0 | 0 | 0 | 0 | 0 | 0 | 0 | 0 | 0 | 0 | 0 | 0 | 0 | 0 | 0 | 0 | 0
0 | 0 | 0 | 0 | 0 | 0 | 0 | 0 | 0 | 0 | 0 | 0 | 0 | 0 | 0 | 0 | 0 | 0 | 0 | 0 | 0
0 | 0 | 0 | 0 | 0 | 0 | 0 | 0 | 0 | 0 | 0 | 0 | 0 | 0 | 0 | 0 | 0 | 0 | 0 | 0 | 0
0 | 0 | 0 | 0 | 0 | 0 | 0 | 0 | 0 | 0 | 0 | 0 | 0 | 0 | 0 | 0 | 0 | 0 | 0 | 0 | 0
0 | 0 | 0 | 0 | 0 | 0 | 0 | 0 | 0 | 0 | 0 | 0 | 0 | 0 | 0 | 0 | 0 | 0 | 0 | 0 | 0
0 | 0 | 0 | 0 | 0 | 0 | 0 | 0 | 0 | 0 | 0 | 0 | 0 | 0 | 0 | 0 | 0 | 0 | 0 | 0 | 0
0 | 0 | 0 | 0 | 0 | 0 | 0 | 0 | 0 | 0 | 0 | 0 | 0 | 0 | 0 | 0 | 0 | 0 | 0 | 0 | 0
0 | 0 | 0 | 0 | 0 | 0 | 0 | 0 | 0 | 0 | 0 | 0 | 0 | 0 | 0 | 0 | 0 | 0 | 0 | 0 | 0
0 | 0 | 0 | 0 | 0 | 0 | 0 | 0 | 0 | 0 | 0 | 0 | 0 | 0 | 0 | 0 | 0 | 0 | 0 | 0 | 0
0 | 0 | 0 | 0 | 0 | 0 | 0 | 0 | 0 | 0 | 0 | 0 | 0 | 0 | 0 | 0 | 0 | 0 | 0 | 0 | 0
0 | 0 | 0 | 0 | 0 | 0 | 0 | 0 | 0 | 0 | 0 | 0 | 0 | 0 | 0 | 0 | 0 | 0 | 0 | 0 | 0
0 | 0 | 0 | 0 | 0 | 0 | 0 | 0 | 0 | 0 | 0 | 0 | 0 | 0 | 0 | 0 | 0 | 0 | 0 | 0 | 0
0 | 0 | 0 | 0 | 0 | 0 | 0 | 0 | 0 | 0 | 0 | 0 | 0 | 0 | 0 | 0 | 0 | 0 | 0 | 0 | 0
0 | 0 | 0 | 0 | 0 | 0 | 0 | 0 | 0 | 0 | 0 | 0 | 0 | 0 | 0 | 0 | 0 | 0 | 0 | 0 | 0
0 | 0 | 0 | 0 | 0 | 0 | 0 | 0 | 0 | 0 | 0 | 0 | 0 | 0 | 0 | 0 | 0 | 0 | 0 | 0 | 0
0 | 0 | 0 | 0 | 0 | 0 | 0 | 0 | 0 | 0 | 0 | 0 | 0 | 0 | 0 | 0 | 0 | 0 | 0 | 0 | 0
0 | 0 | 0 | 0 | 0 | 0 | 0 | 0 | 0 | 0 | 0 | 0 | 0 | 0 | 0 | 0 | 0 | 0 | 0 | 0 | 0
0 | 0 | 0 | 0 | 0 | 0 | 0 | 0 | 0 | 0 | 0 | 0 | 0 | 0 | 0 | 0 | 0 | 0 | 0 | 0 | 0
0 | 0 | 0 | 0 | 0 | 0 | 0 | 0 | 0 | 0 | 0 | 0 | 0 | 0 | 0 | 0 | 0 | 0 | 0 | 0 | 0
0 | 0 | 0 | 0 | 0 | 0 | 0 | 0 | 0 | 0 | 0 | 0 | 0 | 0 | 0 | 0 | 0 | 0 | 0 | 0 | 0
0 | 0 | 0 | 0 | 0 | 0 | 0 | 0 | 0 | 0 | 0 | 0 | 0 | 0 | 0 | 0 | 0 | 0 | 0 | 0 | 0
0 | 0 | 0 | 0 | 0 | 0 | 0 | 0 | 0 | 0 | 0 | 0 | 0 | 0 | 0 | 0 | 0 | 0 | 0 | 0 | 0
0 | 0 | 0 | 0 | 0 | 0 | 0 | 0 | 0 | 0 | 0 | 0 | 0 | 0 | 0 | 0 | 0 | 0 | 0 | 0 | 0
0 | 0 | 0 | 0 | 0 | 0 | 0 | 0 | 0 | 0 | 0 | 0 | 0 | 0 | 0 | 0 | 0 | 0 | 0 | 0 | 0
0 | 0 | 0 | 0 | 0 | 0 | 0 | 0 | 0 | 0 | 0 | 0 | 0 | 0 | 0 | 0 | 0 | 0 | 0 | 0 | 0
0 | 0 | 0 | 0 | 0 | 0 | 0 | 0 | 0 | 0 | 0 | 0 | 0 | 0 | 0 | 0 | 0 | 0 | 0 | 0 | 0
0 | 0 | 0 | 0 | 0 | 0 | 0 | 0 | 0 | 0 | 0 | 0 | 0 | 0 | 0 | 0 | 0 | 0 | 0 | 0 | 0
0 | 0 | 0 | 0 | 0 | 0 | 0 | 0 | 0 | 0 | 0 | 0 | 0 | 0 | 0 | 0 | 0 | 0 | 0 | 0 | 0
0 | 0 | 0 | 0 | 0 | 0 | 0 | 0 | 0 | 0 | 0 | 0 | 0 | 0 | 0 | 0 | 0 | 0 | 0 | 0 | 0
0 | 0 | 0 | 0 | 0 | 0 | 0 | 0 | 0 | 0 | 0 | 0 | 0 | 0 | 0 | 0 | 0 | 0 | 0 | 0 | 0
0 | 0 | 0 | 0 | 0 | 0 | 0 | 0 | 0 | 0 | 0 | 0 | 0 | 0 | 0 | 0 | 0 | 0 | 0 | 0 | 0
0 | 0 | 0 | 0 | 0 | 0 | 0 | 0 | 0 | 0 | 0 | 0 | 0 | 0 | 0 | 0 | 0 | 0 | 0 | 0 | 0
0 | 0 | 0 | 0 | 0 | 0 | 0 | 0 | 0 | 0 | 0 | 0 | 0 | 0 | 0 | 0 | 0 | 0 | 0 | 0 | 0
0 | 0 | 0 | 0 | 0 | 0 | 0 | 0 | 0 | 0 | 0 | 0 | 0 | 0 | 0 | 0 | 0 | 0 | 0 | 0 | 0
0 | 0 | 0 | 0 | 0 | 0 | 0 | 0 | 0 | 0 | 0 | 0 | 0 | 0 | 0 | 0 | 0 | 0 | 0 | 0 | 0
0 | 0 | 0 | 0 | 0 | 0 | 0 | 0 | 0 | 0 | 0 | 0 | 0 | 0 | 0 | 0 | 0 | 0 | 0 | 0 | 0
0 | 0 | 0 | 0 | 0 | 0 | 0 | 0 | 0 | 0 | 0 | 0 | 0 | 0 | 0 | 0 | 0 | 0 | 0 | 0 | 0
0 | 0 | 0 | 0 | 0 | 0 | 0 | 0 | 0 | 0 | 0 | 0 | 0 | 0 | 0 | 0 | 0 | 0 | 0 | 0 | 0
0 | 0 | 0 | 0 | 0 | 0 | 0 | 0 | 0 | 0 | 0 | 0 | 0 | 0 | 0 | 0 | 0 | 0 | 0 | 0 | 0
0 | 0 | 0 | 0 | 0 | 0 | 0 | 0 | 0 | 0 | 0 | 0 | 0 | 0 | 0 | 0 | 0 | 0 | 0 | 0 | 0
0 | 0 | 0 | 0 | 0 | 0 | 0 | 0 | 0 | 0 | 0 | 0 | 0 | 0 | 0 | 0 | 0 | 0 | 0 | 0 | 0
0 | 0 | 0 | 0 | 0 | 0 | 0 | 0 | 0 | 0 | 0 | 0 | 0 | 0 | 0 | 0 | 0 | 0 | 0 | 0 | 0
0 | 0 | 0 | 0 | 0 | 0 | 0 | 0 | 0 | 0 | 0 | 0 | 0 | 0 | 0 | 0 | 0 | 0 | 0 | 0 | 0
0 | 0 | 0 | 0 | 0 | 0 | 0 | 0 | 0 | 0 | 0 | 0 | 0 | 0 | 0 | 0 | 0 | 0 | 0 | 0 | 0
0 | 0 | 0 | 0 | 0 | 0 | 0 | 0 | 0 | 0 | 0 | 0 | 0 | 0 | 0 | 0 | 0 | 0 | 0 | 0 | 0
0 | 0 | 0 | 0 | 0 | 0 | 0 | 0 | 0 | 0 | 0 | 0 | 0 | 0 | 0 | 0 | 0 | 0 | 0 | 0 | 0
0 | 0 | 0 | 0 | 0 | 0 | 0 | 0 | 0 | 0 | 0 | 0 | 0 | 0 | 0 | 0 | 0 | 0 | 0 | 0 | 0
0 | 0 | 0 | 0 | 0 | 0 | 0 | 0 | 0 | 0 | 0 | 0 | 0 | 0 | 0 | 0 | 0 | 0 | 0 | 0 | 0
0 | 0 | 0 | 0 | 0 | 0 | 0 | 0 | 0 | 0 | 0 | 0 | 0 | 0 | 0 | 0 | 0 | 0 | 0 | 0 | 0
0 | 0 | 0 | 0 | 0 | 0 | 0 | 0 | 0 | 0 | 0 | 0 | 0 | 0 | 0 | 0 | 0 | 0 | 0 | 0 | 0
0 | 0 | 0 | 0 | 0 | 0 | 0 | 0 | 0 | 0 | 0 | 0 | 0 | 0 | 0 | 0 | 0 | 0 | 0 | 0 | 0
0 | 0 | 0 | 0 | 0 | 0 | 0 | 0 | 0 | 0 | 0 | 0 | 0 | 0 | 0 | 0 | 0 | 0 | 0 | 0 | 0
0 | 0 | 0 | 0 | 0 | 0 | 0 | 0 | 0 | 0 | 0 | 0 | 0 | 0 | 0 | 0 | 0 | 0 | 0 | 0 | 0
0 | 0 | 0 | 0 | 0 | 0 | 0 | 0 | 0 | 0 | 0 | 0 | 0 | 0 | 0 | 0 | 0 | 0 | 0 | 0 | 0
0 | 0 | 0 | 0 | 0 | 0 | 0 | 0 | 0 | 0 | 0 | 0 | 0 | 0 | 0 | 0 | 0 | 0 | 0 | 0 | 0
0 | 0 | 0 | 0 | 0 | 0 | 0 | 0 | 0 | 0 | 0 | 0 | 0 | 0 | 0 | 0 | 0 | 0 | 0 | 0 | 0
0 | 0 | 0 | 0 | 0 | 0 | 0 | 0 | 0 | 0 | 0 | 0 | 0 | 0 | 0 | 0 | 0 | 0 | 0 | 0 | 0
0 | 0 | 0 | 0 | 0 | 0 | 0 | 0 | 0 | 0 | 0 | 0 | 0 | 0 | 0 | 0 | 0 | 0 | 0 | 0 | 0
0 | 0 | 0 | 0 | 0 | 0 | 0 | 0 | 0 | 0 | 0 | 0 | 0 | 0 | 0 | 0 | 0 | 0 | 0 | 0 | 0
0 | 0 | 0 | 0 | 0 | 0 | 0 | 0 | 0 | 0 | 0 | 0 | 0 | 0 | 0 | 0 | 0 | 0 | 0 | 0 | 0
0 | 0 | 0 | 0 | 0 | 0 | 0 | 0 | 0 | 0 | 0 | 0 | 0 | 0 | 0 | 0 | 0 | 0 | 0 | 0 | 0
0 | 0 | 0 | 0 | 0 | 0 | 0 | 0 | 0 | 0 | 0 | 0 | 0 | 0 | 0 | 0 | 0 | 0 | 0 | 0 | 0
0 | 0 | 0 | 0 | 0 | 0 | 0 | 0 | 0 | 0 | 0 | 0 | 0 | 0 | 0 | 0 | 0 | 0 | 0 | 0 | 0
0 | 0 | 0 | 0 | 0 | 0 | 0 | 0 | 0 | 0 | 0 | 0 | 0 | 0 | 0 | 0 | 0 | 0 | 0 | 0 | 0
0 | 0 | 0 | 0 | 0 | 0 | 0 | 0 | 0 | 0 | 0 | 0 | 0 | 0 | 0 | 0 | 0 | 0 | 0 | 0 | 0
0 | 0 | 0 | 0 | 0 | 0 | 0 | 0 | 0 | 0 | 0 | 0 | 0 | 0 | 0 | 0 | 0 | 0 | 0 | 0 | 0
0 | 0 | 0 | 0 | 0 | 0 | 0 | 0 | 0 | 0 | 0 | 0 | 0 | 0 | 0 | 0 | 0 | 0 | 0 | 0 | 0
0 | 0 | 0 | 0 | 0 | 0 | 0 | 0 | 0 | 0 | 0 | 0 | 0 | 0 | 0 | 0 | 0 | 0 | 0 | 0 | 0
0 | 0 | 0 | 0 | 0 | 0 | 0 | 0 | 0 | 0 | 0 | 0 | 0 | 0 | 0 | 0 | 0 | 0 | 0 | 0 | 0
0 | 0 | 0 | 0 | 0 | 0 | 0 | 0 | 0 | 0 | 0 | 0 | 0 | 0 | 0 | 0 | 0 | 0 | 0 | 0 | 0
0 | 0 | 0 | 0 | 0 | 0 | 0 | 0 | 0 | 0 | 0 | 0 | 0 | 0 | 0 | 0 | 0 | 0 | 0 | 0 | 0
0 | 0 | 0 | 0 | 0 | 0 | 0 | 0 | 0 | 0 | 0 | 0 | 0 | 0 | 0 | 0 | 0 | 0 | 0 | 0 | 0
0 | 0 | 0 | 0 | 0 | 0 | 0 | 0 | 0 | 0 | 0 | 0 | 0 | 0 | 0 | 0 | 0 | 0 | 0 | 0 | 0
0 | 0 | 0 | 0 | 0 | 0 | 0 | 0 | 0 | 0 | 0 | 0 | 0 | 0 | 0 | 0 | 0 | 0 | 0 | 0 | 0
0 | 0 | 0 | 0 | 0 | 0 | 0 | 0 | 0 | 0 | 0 | 0 | 0 | 0 | 0 | 0 | 0 | 0 | 0 | 0 | 0
0 | 0 | 0 | 0 | 0 | 0 | 0 | 0 | 0 | 0 | 0 | 0 | 0 | 0 | 0 | 0 | 0 | 0 | 0 | 0 | 0
0 | 0 | 0 | 0 | 0 | 0 | 0 | 0 | 0 | 0 | 0 | 0 | 0 | 0 | 0 | 0 | 0 | 0 | 0 | 0 | 0
0 | 0 | 0 | 0 | 0 | 0 | 0 | 0 | 0 | 0 | 0 | 0 | 0 | 0 | 0 | 0 | 0 | 0 | 0 | 0 | 0
0 | 0 | 0 | 0 | 0 | 0 | 0 | 0 | 0 | 0 | 0 | 0 | 0 | 0 | 0 | 0 | 0 | 0 | 0 | 0 | 0
0 | 0 | 0 | 0 | 0 | 0 | 0 | 0 | 0 | 0 | 0 | 0 | 0 | 0 | 0 | 0 | 0 | 0 | 0 | 0 | 0
0 | 0 | 0 | 0 | 0 | 0 | 0 | 0 | 0 | 0 | 0 | 0 | 0 | 0 | 0 | 0 | 0 | 0 | 0 | 0 | 0
0 | 0 | 0 | 0 | 0 | 0 | 0 | 0 | 0 | 0 | 0 | 0 | 0 | 0 | 0 | 0 | 0 | 0 | 0 | 0 | 0
0 | 0 | 0 | 0 | 0 | 0 | 0 | 0 | 0 | 0 | 0 | 0 | 0 | 0 | 0 | 0 | 0 | 0 | 0 | 0 | 0
0 | 0 | 0 | 0 | 0 | 0 | 0 | 0 | 0 | 0 | 0 | 0 | 0 | 0 | 0 | 0 | 0 | 0 | 0 | 0 | 0
0 | 0 | 0 | 0 | 0 | 0 | 0 | 0 | 0 | 0 | 0 | 0 | 0 | 0 | 0 | 0 | 0 | 0 | 0 | 0 | 0
0 | 0 | 0 | 0 | 0 | 0 | 0 | 0 | 0 | 0 | 0 | 0 | 0 | 0 | 0 | 0 | 0 | 0 | 0 | 0 | 0
0 | 0 | 0 | 0 | 0 | 0 | 0 | 0 | 0 | 0 | 0 | 0 | 0 | 0 | 0 | 0 | 0 | 0 | 0 | 0 | 0
0 | 0 | 0 | 0 | 0 | 0 | 0 | 0 | 0 | 0 | 0 | 0 | 0 | 0 | 0 | 0 | 0 | 0 | 0 | 0 | 0
0 | 0 | 0 | 0 | 0 | 0 | 0 | 0 | 0 | 0 | 0 | 0 | 0 | 0 | 0 | 0 | 0 | 0 | 0 | 0 | 0
0 | 0 | 0 | 0 | 0 | 0 | 0 | 0 | 0 | 0 | 0 | 0 | 0 | 0 | 0 | 0 | 0 | 0 | 0 | 0 | 0
0 | 0 | 0 | 0 | 0 | 0 | 0 | 0 | 0 | 0 | 0 | 0 | 0 | 0 | 0 | 0 | 0 | 0 | 0 | 0 | 0
0 | 0 | 0 | 0 | 0 | 0 | 0 | 0 | 0 | 0 | 0 | 0 | 0 | 0 | 0 | 0 | 0 | 0 | 0 | 0 | 0
0 | 0 | 0 | 0 | 0 | 0 | 0 | 0 | 0 | 0 | 0 | 0 | 0 | 0 | 0 | 0 | 0 | 0 | 0 | 0 | 0
0 | 0 | 0 | 0 | 0 | 0 | 0 | 0 | 0 | 0 | 0 | 0 | 0 | 0 | 0 | 0 | 0 | 0 | 0 | 0 | 0
0 | 0 | 0 | 0 | 0 | 0 | 0 | 0 | 0 | 0 | 0 | 0 | 0 | 0 | 0 | 0 | 0 | 0 | 0 | 0 | 0
0 | 0 | 0 | 0 | 0 | 0 | 0 | 0 | 0 | 0 | 0 | 0 | 0 | 0 | 0 | 0 | 0 | 0 | 0 | 0 | 0
0 | 0 | 0 | 0 | 0 | 0 | 0 | 0 | 0 | 0 | 0 | 0 | 0 | 0 | 0 | 0 | 0 | 0 | 0 | 0 | 0
0 | 0 | 0 | 0 | 0 | 0 | 0 | 0 | 0 | 0 | 0 | 0 | 0 | 0 | 0 | 0 | 0 | 0 | 0 | 0 | 0
0 | 0 | 0 | 0 | 0 | 0 | 0 | 0 | 0 | 0 | 0 | 0 | 0 | 0 | 0 | 0 | 0 | 0 | 0 | 0 | 0
0 | 0 | 0 | 0 | 0 | 0 | 0 | 0 | 0 | 0 | 0 | 0 | 0 | 0 | 0 | 0 | 0 | 0 | 0 | 0 | 0
0 | 0 | 0 | 0 | 0 | 0 | 0 | 0 | 0 | 0 | 0 | 0 | 0 | 0 | 0 | 0 | 0 | 0 | 0 | 0 | 0
0 | 0 | 0 | 0 | 0 | 0 | 0 | 0 | 0 | 0 | 0 | 0 | 0 | 0 | 0 | 0 | 0 | 0 | 0 | 0 | 0
0 | 0 | 0 | 0 | 0 | 0 | 0 | 0 | 0 | 0 | 0 | 0 | 0 | 0 | 0 | 0 | 0 | 0 | 0 | 0 | 0
0 | 0 | 0 | 0 | 0 | 0 | 0 | 0 | 0 | 0 | 0 | 0 | 0 | 0 | 0 | 0 | 0 | 0 | 0 | 0 | 0
0 | 0 | 0 | 0 | 0 | 0 | 0 | 0 | 0 | 0 | 0 | 0 | 0 | 0 | 0 | 0 | 0 | 0 | 0 | 0 | 0
0 | 0 | 0 | 0 | 0 | 0 | 0 | 0 | 0 | 0 | 0 | 0 | 0 | 0 | 0 | 0 | 0 | 0 | 0 | 0 | 0
0 | 0 | 0 | 0 | 0 | 0 | 0 | 0 | 0 | 0 | 0 | 0 | 0 | 0 | 0 | 0 | 0 | 0 | 0 | 0 | 0
0 | 0 | 0 | 0 | 0 | 0 | 0 | 0 | 0 | 0 | 0 | 0 | 0 | 0 | 0 | 0 | 0 | 0 | 0 | 0 | 0
0 | 0 | 0 | 0 | 0 | 0 | 0 | 0 | 0 | 0 | 0 | 0 | 0 | 0 | 0 | 0 | 0 | 0 | 0 | 0 | 0
0 | 0 | 0 | 0 | 0 | 0 | 0 | 0 | 0 | 0 | 0 | 0 | 0 | 0 | 0 | 0 | 0 | 0 | 0 | 0 | 0
0 | 0 | 0 | 0 | 0 | 0 | 0 | 0 | 0 | 0 | 0 | 0 | 0 | 0 | 0 | 0 | 0 | 0 | 0 | 0 | 0
0 | 0 | 0 | 0 | 0 | 0 | 0 | 0 | 0 | 0 | 0 | 0 | 0 | 0 | 0 | 0 | 0 | 0 | 0 | 0 | 0
0 | 0 | 0 | 0 | 0 | 0 | 0 | 0 | 0 | 0 | 0 | 0 | 0 | 0 | 0 | 0 | 0 | 0 | 0 | 0 | 0
0 | 0 | 0 | 0 | 0 | 0 | 0 | 0 | 0 | 0 | 0 | 0 | 0 | 0 | 0 | 0 | 0 | 0 | 0 | 0 | 0
0 | 0 | 0 | 0 | 0 | 0 | 0 | 0 | 0 | 0 | 0 | 0 | 0 | 0 | 0 | 0 | 0 | 0 | 0 | 0 | 0
0 | 0 | 0 | 0 | 0 | 0 | 0 | 0 | 0 | 0 | 0 | 0 | 0 | 0 | 0 | 0 | 0 | 0 | 0 | 0 | 0
0 | 0 | 0 | 0 | 0 | 0 | 0 | 0 | 0 | 0 | 0 | 0 | 0 | 0 | 0 | 0 | 0 | 0 | 0 | 0 | 0
0 | 0 | 0 | 0 | 0 | 0 | 0 | 0 | 0 | 0 | 0 | 0 | 0 | 0 | 0 | 0 | 0 | 0 | 0 | 0 | 0
0 | 0 | 0 | 0 | 0 | 0 | 0 | 0 | 0 | 0 | 0 | 0 | 0 | 0 | 0 | 0 | 0 | 0 | 0 | 0 | 0
0 | 0 | 0 | 0 | 0 | 0 | 0 | 0 | 0 | 0 | 0 | 0 | 0 | 0 | 0 | 0 | 0 | 0 | 0 | 0 | 0
0 | 0 | 0 | 0 | 0 | 0 | 0 | 0 | 0 | 0 | 0 | 0 | 0 | 0 | 0 | 0 | 0 | 0 | 0 | 0 | 0
0 | 0 | 0 | 0 | 0 | 0 | 0 | 0 | 0 | 0 | 0 | 0 | 0 | 0 | 0 | 0 | 0 | 0 | 0 | 0 | 0
0 | 0 | 0 | 0 | 0 | 0 | 0 | 0 | 0 | 0 | 0 | 0 | 0 | 0 | 0 | 0 | 0 | 0 | 0 | 0 | 0
0 | 0 | 0 | 0 | 0 | 0 | 0 | 0 | 0 | 0 | 0 | 0 | 0 | 0 | 0 | 0 | 0 | 0 | 0 | 0 | 0
0 | 0 | 0 | 0 | 0 | 0 | 0 | 0 | 0 | 0 | 0 | 0 | 0 | 0 | 0 | 0 | 0 | 0 | 0 | 0 | 0
0 | 0 | 0 | 0 | 0 | 0 | 0 | 0 | 0 | 0 | 0 | 0 | 0 | 0 | 0 | 0 | 0 | 0 | 0 | 0 | 0
0 | 0 | 0 | 0 | 0 | 0 | 0 | 0 | 0 | 0 | 0 | 0 | 0 | 0 | 0 | 0 | 0 | 0 | 0 | 0 | 0
0 | 0 | 0 | 0 | 0 | 0 | 0 | 0 | 0 | 0 | 0 | 0 | 0 | 0 | 0 | 0 | 0 | 0 | 0 | 0 | 0
0 | 0 | 0 | 0 | 0 | 0 | 0 | 0 | 0 | 0 | 0 | 0 | 0 | 0 | 0 | 0 | 0 | 0 | 0 | 0 | 0
0 | 0 | 0 | 0 | 0 | 0 | 0 | 0 | 0 | 0 | 0 | 0 | 0 | 0 | 0 | 0 | 0 | 0 | 0 | 0 | 0
0 | 0 | 0 | 0 | 0 | 0 | 0 | 0 | 0 | 0 | 0 | 0 | 0 | 0 | 0 | 0 | 0 | 0 | 0 | 0 | 0
0 | 0 | 0 | 0 | 0 | 0 | 0 | 0 | 0 | 0 | 0 | 0 | 0 | 0 | 0 | 0 | 0 | 0 | 0 | 0 | 0
0 | 0 | 0 | 0 | 0 | 0 | 0 | 0 | 0 | 0 | 0 | 0 | 0 | 0 | 0 | 0 | 0 | 0 | 0 | 0 | 0
0 | 0 | 0 | 0 | 0 | 0 | 0 | 0 | 0 | 0 | 0 | 0 | 0 | 0 | 0 | 0 | 0 | 0 | 0 | 0 | 0
0 | 0 | 0 | 0 | 0 | 0 | 0 | 0 | 0 | 0 | 0 | 0 | 0 | 0 | 0 | 0 | 0 | 0 | 0 | 0 | 0
0 | 0 | 0 | 0 | 0 | 0 | 0 | 0 | 0 | 0 | 0 | 0 | 0 | 0 | 0 | 0 | 0 | 0 | 0 | 0 | 0
0 | 0 | 0 | 0 | 0 | 0 | 0 | 0 | 0 | 0 | 0 | 0 | 0 | 0 | 0 | 0 | 0 | 0 | 0 | 0 | 0
0 | 0 | 0 | 0 | 0 | 0 | 0 | 0 | 0 | 0 | 0 | 0 | 0 | 0 | 0 | 0 | 0 | 0 | 0 | 0 | 0
0 | 0 | 0 | 0 | 0 | 0 | 0 | 0 | 0 | 0 | 0 | 0 | 0 | 0 | 0 | 0 | 0 | 0 | 0 | 0 | 0
0 | 0 | 0 | 0 | 0 | 0 | 0 | 0 | 0 | 0 | 0 | 0 | 0 | 0 | 0 | 0 | 0 | 0 | 0 | 0 | 0
0 | 0 | 0 | 0 | 0 | 0 | 0 | 0 | 0 | 0 | 0 | 0 | 0 | 0 | 0 | 0 | 0 | 0 | 0 | 0 | 0
0 | 0 | 0 | 0 | 0 | 0 | 0 | 0 | 0 | 0 | 0 | 0 | 0 | 0 | 0 | 0 | 0 | 0 | 0 | 0 | 0
0 | 0 | 0 | 0 | 0 | 0 | 0 | 0 | 0 | 0 | 0 | 0 | 0 | 0 | 0 | 0 | 0 | 0 | 0 | 0 | 0
0 | 0 | 0 | 0 | 0 | 0 | 0 | 0 | 0 | 0 | 0 | 0 | 0 | 0 | 0 | 0 | 0 | 0 | 0 | 0 | 0
0 | 0 | 0 | 0 | 0 | 0 | 0 | 0 | 0 | 0 | 0 | 0 | 0 | 0 | 0 | 0 | 0 | 0 | 0 | 0 | 0
0 | 0 | 0 | 0 | 0 | 0 | 0 | 0 | 0 | 0 | 0 | 0 | 0 | 0 | 0 | 0 | 0 | 0 | 0 | 0 | 0
0 | 0 | 0 | 0 | 0 | 0 | 0 | 0 | 0 | 0 | 0 | 0 | 0 | 0 | 0 | 0 | 0 | 0 | 0 | 0 | 0
0 | 0 | 0 | 0 | 0 | 0 | 0 | 0 | 0 | 0 | 0 | 0 | 0 | 0 | 0 | 0 | 0 | 0 | 0 | 0 | 0
0 | 0 | 0 | 0 | 0 | 0 | 0 | 0 | 0 | 0 | 0 | 0 | 0 | 0 | 0 | 0 | 0 | 0 | 0 | 0 | 0
0 | 0 | 0 | 0 | 0 | 0 | 0 | 0 | 0 | 0 | 0 | 0 | 0 | 0 | 0 | 0 | 0 | 0 | 0 | 0 | 0
0 | 0 | 0 | 0 | 0 | 0 | 0 | 0 | 0 | 0 | 0 | 0 | 0 | 0 | 0 | 0 | 0 | 0 | 0 | 0 | 0
0 | 0 | 0 | 0 | 0 | 0 | 0 | 0 | 0 | 0 | 0 | 0 | 0 | 0 | 0 | 0 | 0 | 0 | 0 | 0 | 0
0 | 0 | 0 | 0 | 0 | 0 | 0 | 0 | 0 | 0 | 0 | 0 | 0 | 0 | 0 | 0 | 0 | 0 | 0 | 0 | 0
0 | 0 | 0 | 0 | 0 | 0 | 0 | 0 | 0 | 0 | 0 | 0 | 0 | 0 | 0 | 0 | 0 | 0 | 0 | 0 | 0
0 | 0 | 0 | 0 | 0 | 0 | 0 | 0 | 0 | 0 | 0 | 0 | 0 | 0 | 0 | 0 | 0 | 0 | 0 | 0 | 0
0 | 0 | 0 | 0 | 0 | 0 | 0 | 0 | 0 | 0 | 0 | 0 | 0 | 0 | 0 | 0 | 0 | 0 | 0 | 0 | 0
0 | 0 | 0 | 0 | 0 | 0 | 0 | 0 | 0 | 0 | 0 | 0 | 0 | 0 | 0 | 0 | 0 | 0 | 0 | 0 | 0
0 | 0 | 0 | 0 | 0 | 0 | 0 | 0 | 0 | 0 | 0 | 0 | 0 | 0 | 0 | 0 | 0 | 0 | 0 | 0 | 0
0 | 0 | 0 | 0 | 0 | 0 | 0 | 0 | 0 | 0 | 0 | 0 | 0 | 0 | 0 | 0 | 0 | 0 | 0 | 0 | 0
0 | 0 | 0 | 0 | 0 | 0 | 0 | 0 | 0 | 0 | 0 | 0 | 0 | 0 | 0 | 0 | 0 | 0 | 0 | 0 | 0
0 | 0 | 0 | 0 | 0 | 0 | 0 | 0 | 0 | 0 | 0 | 0 | 0 | 0 | 0 | 0 | 0 | 0 | 0 | 0 | 0
0 | 0 | 0 | 0 | 0 | 0 | 0 | 0 | 0 | 0 | 0 | 0 | 0 | 0 | 0 | 0 | 0 | 0 | 0 | 0 | 0
0 | 0 | 0 | 0 | 0 | 0 | 0 | 0 | 0 | 0 | 0 | 0 | 0 | 0 | 0 | 0 | 0 | 0 | 0 | 0 | 0
0 | 0 | 0 | 0 | 0 | 0 | 0 | 0 | 0 | 0 | 0 | 0 | 0 | 0 | 0 | 0 | 0 | 0 | 0 | 0 | 0
0 | 0 | 0 | 0 | 0 | 0 | 0 | 0 | 0 | 0 | 0 | 0 | 0 | 0 | 0 | 0 | 0 | 0 | 0 | 0 | 0
0 | 0 | 0 | 0 | 0 | 0 | 0 | 0 | 0 | 0 | 0 | 0 | 0 | 0 | 0 | 0 | 0 | 0 | 0 | 0 | 0
0 | 0 | 0 | 0 | 0 | 0 | 0 | 0 | 0 | 0 | 0 | 0 | 0 | 0 | 0 | 0 | 0 | 0 | 0 | 0 | 0
0 | 0 | 0 | 0 | 0 | 0 | 0 | 0 | 0 | 0 | 0 | 0 | 0 | 0 | 0 | 0 | 0 | 0 | 0 | 0 | 0
0 | 0 | 0 | 0 | 0 | 0 | 0 | 0 | 0 | 0 | 0 | 0 | 0 | 0 | 0 | 0 | 0 | 0 | 0 | 0 | 0
0 | 0 | 0 | 0 | 0 | 0 | 0 | 0 | 0 | 0 | 0 | 0 | 0 | 0 | 0 | 0 | 0 | 0 | 0 | 0 | 0
0 | 0 | 0 | 0 | 0 | 0 | 0 | 0 | 0 | 0 | 0 | 0 | 0 | 0 | 0 | 0 | 0 | 0 | 0 | 0 | 0
0 | 0 | 0 | 0 | 0 | 0 | 0 | 0 | 0 | 0 | 0 | 0 | 0 | 0 | 0 | 0 | 0 | 0 | 0 | 0 | 0
0 | 0 | 0 | 0 | 0 | 0 | 0 | 0 | 0 | 0 | 0 | 0 | 0 | 0 | 0 | 0 | 0 | 0 | 0 | 0 | 0
0 | 0 | 0 | 0 | 0 | 0 | 0 | 0 | 0 | 0 | 0 | 0 | 0 | 0 | 0 | 0 | 0 | 0 | 0 | 0 | 0
0 | 0 | 0 | 0 | 0 | 0 | 0 | 0 | 0 | 0 | 0 | 0 | 0 | 0 | 0 | 0 | 0 | 0 | 0 | 0 | 0
0 | 0 | 0 | 0 | 0 | 0 | 0 | 0 | 0 | 0 | 0 | 0 | 0 | 0 | 0 | 0 | 0 | 0 | 0 | 0 | 0
0 | 0 | 0 | 0 | 0 | 0 | 0 | 0 | 0 | 0 | 0 | 0 | 0 | 0 | 0 | 0 | 0 | 0 | 0 | 0 | 0
0 | 0 | 0 | 0 | 0 | 0 | 0 | 0 | 0 | 0 | 0 | 0 | 0 | 0 | 0 | 0 | 0 | 0 | 0 | 0 | 0
0 | 0 | 0 | 0 | 0 | 0 | 0 | 0 | 0 | 0 | 0 | 0 | 0 | 0 | 0 | 0 | 0 | 0 | 0 | 0 | 0
0 | 0 | 0 | 0 | 0 | 0 | 0 | 0 | 0 | 0 | 0 | 0 | 0 | 0 | 0 | 0 | 0 | 0 | 0 | 0 | 0
0 | 0 | 0 | 0 | 0 | 0 | 0 | 0 | 0 | 0 | 0 | 0 | 0 | 0 | 0 | 0 | 0 | 0 | 0 | 0 | 0
0 | 0 | 0 | 0 | 0 | 0 | 0 | 0 | 0 | 0 | 0 | 0 | 0 | 0 | 0 | 0 | 0 | 0 | 0 | 0 | 0
0 | 0 | 0 | 0 | 0 | 0 | 0 | 0 | 0 | 0 | 0 | 0 | 0 | 0 | 0 | 0 | 0 | 0 | 0 | 0 | 0
0 | 0 | 0 | 0 | 0 | 0 | 0 | 0 | 0 | 0 | 0 | 0 | 0 | 0 | 0 | 0 | 0 | 0 | 0 | 0 | 0
0 | 0 | 0 | 0 | 0 | 0 | 0 | 0 | 0 | 0 | 0 | 0 | 0 | 0 | 0 | 0 | 0 | 0 | 0 | 0 | 0
0 | 0 | 0 | 0 | 0 | 0 | 0 | 0 | 0 | 0 | 0 | 0 | 0 | 0 | 0 | 0 | 0 | 0 | 0 | 0 | 0
0 | 0 | 0 | 0 | 0 | 0 | 0 | 0 | 0 | 0 | 0 | 0 | 0 | 0 | 0 | 0 | 0 | 0 | 0 | 0 | 0
0 | 0 | 0 | 0 | 0 | 0 | 0 | 0 | 0 | 0 | 0 | 0 | 0 | 0 | 0 | 0 | 0 | 0 | 0 | 0 | 0
0 | 0 | 0 | 0 | 0 | 0 | 0 | 0 | 0 | 0 | 0 | 0 | 0 | 0 | 0 | 0 | 0 | 0 | 0 | 0 | 0
0 | 0 | 0 | 0 | 0 | 0 | 0 | 0 | 0 | 0 | 0 | 0 | 0 | 0 | 0 | 0 | 0 | 0 | 0 | 0 | 0
0 | 0 | 0 | 0 | 0 | 0 | 0 | 0 | 0 | 0 | 0 | 0 | 0 | 0 | 0 | 0 | 0 | 0 | 0 | 0 | 0
0 | 0 | 0 | 0 | 0 | 0 | 0 | 0 | 0 | 0 | 0 | 0 | 0 | 0 | 0 | 0 | 0 | 0 | 0 | 0 | 0
0 | 0 | 0 | 0 | 0 | 0 | 0 | 0 | 0 | 0 | 0 | 0 | 0 | 0 | 0 | 0 | 0 | 0 | 0 | 0 | 0
0 | 0 | 0 | 0 | 0 | 0 | 0 | 0 | 0 | 0 | 0 | 0 | 0 | 0 | 0 | 0 | 0 | 0 | 0 | 0 | 0
0 | 0 | 0 | 0 | 0 | 0 | 0 | 0 | 0 | 0 | 0 | 0 | 0 | 0 | 0 | 0 | 0 | 0 | 0 | 0 | 0
0 | 0 | 0 | 0 | 0 | 0 | 0 | 0 | 0 | 0 | 0 | 0 | 0 | 0 | 0 | 0 | 0 | 0 | 0 | 0 | 0
0 | 0 | 0 | 0 | 0 | 0 | 0 | 0 | 0 | 0 | 0 | 0 | 0 | 0 | 0 | 0 | 0 | 0 | 0 | 0 | 0
0 | 0 | 0 | 0 | 0 | 0 | 0 | 0 | 0 | 0 | 0 | 0 | 0 | 0 | 0 | 0 | 0 | 0 | 0 | 0 | 0
0 | 0 | 0 | 0 | 0 | 0 | 0 | 0 | 0 | 0 | 0 | 0 | 0 | 0 | 0 | 0 | 0 | 0 | 0 | 0 | 0
0 | 0 | 0 | 0 | 0 | 0 | 0 | 0 | 0 | 0 | 0 | 0 | 0 | 0 | 0 | 0 | 0 | 0 | 0 | 0 | 0
0 | 0 | 0 | 0 | 0 | 0 | 0 | 0 | 0 | 0 | 0 | 0 | 0 | 0 | 0 | 0 | 0 | 0 | 0 | 0 | 0
0 | 0 | 0 | 0 | 0 | 0 | 0 | 0 | 0 | 0 | 0 | 0 | 0 | 0 | 0 | 0 | 0 | 0 | 0 | 0 | 0
0 | 0 | 0 | 0 | 0 | 0 | 0 | 0 | 0 | 0 | 0 | 0 | 0 | 0 | 0 | 0 | 0 | 0 | 0 | 0 | 0
0 | 0 | 0 | 0 | 0 | 0 | 0 | 0 | 0 | 0 | 0 | 0 | 0 | 0 | 0 | 0 | 0 | 0 | 0 | 0 | 0
0 | 0 | 0 | 0 | 0 | 0 | 0 | 0 | 0 | 0 | 0 | 0 | 0 | 0 | 0 | 0 | 0 | 0 | 0 | 0 | 0
0 | 0 | 0 | 0 | 0 | 0 | 0 | 0 | 0 | 0 | 0 | 0 | 0 | 0 | 0 | 0 | 0 | 0 | 0 | 0 | 0
0 | 0 | 0 | 0 | 0 | 0 | 0 | 0 | 0 | 0 | 0 | 0 | 0 | 0 | 0 | 0 | 0 | 0 | 0 | 0 | 0
0 | 0 | 0 | 0 | 0 | 0 | 0 | 0 | 0 | 0 | 0 | 0 | 0 | 0 | 0 | 0 | 0 | 0 | 0 | 0 | 0
0 | 0 | 0 | 0 | 0 | 0 | 0 | 0 | 0 | 0 | 0 | 0 | 0 | 0 | 0 | 0 | 0 | 0 | 0 | 0 | 0
0 | 0 | 0 | 0 | 0 | 0 | 0 | 0 | 0 | 0 | 0 | 0 | 0 | 0 | 0 | 0 | 0 | 0 | 0 | 0 | 0
0 | 0 | 0 | 0 | 0 | 0 | 0 | 0 | 0 | 0 | 0 | 0 | 0 | 0 | 0 | 0 | 0 | 0 | 0 | 0 | 0
0 | 0 | 0 | 0 | 0 | 0 | 0 | 0 | 0 | 0 | 0 | 0 | 0 | 0 | 0 | 0 | 0 | 0 | 0 | 0 | 0
0 | 0 | 0 | 0 | 0 | 0 | 0 | 0 | 0 | 0 | 0 | 0 | 0 | 0 | 0 | 0 | 0 | 0 | 0 | 0 | 0
0 | 0 | 0 | 0 | 0 | 0 | 0 | 0 | 0 | 0 | 0 | 0 | 0 | 0 | 0 | 0 | 0 | 0 | 0 | 0 | 0
0 | 0 | 0 | 0 | 0 | 0 | 0 | 0 | 0 | 0 | 0 | 0 | 0 | 0 | 0 | 0 | 0 | 0 | 0 | 0 | 0
0 | 0 | 0 | 0 | 0 | 0 | 0 | 0 | 0 | 0 | 0 | 0 | 0 | 0 | 0 | 0 | 0 | 0 | 0 | 0 | 0
0 | 0 | 0 | 0 | 0 | 0 | 0 | 0 | 0 | 0 | 0 | 0 | 0 | 0 | 0 | 0 | 0 | 0 | 0 | 0 | 0
0 | 0 | 0 | 0 | 0 | 0 | 0 | 0 | 0 | 0 | 0 | 0 | 0 | 0 | 0 | 0 | 0 | 0 | 0 | 0 | 0
0 | 0 | 0 | 0 | 0 | 0 | 0 | 0 | 0 | 0 | 0 | 0 | 0 | 0 | 0 | 0 | 0 | 0 | 0 | 0 | 0
0 | 0 | 0 | 0 | 0 | 0 | 0 | 0 | 0 | 0 | 0 | 0 | 0 | 0 | 0 | 0 | 0 | 0 | 0 | 0 | 0
0 | 0 | 0 | 0 | 0 | 0 | 0 | 0 | 0 | 0 | 0 | 0 | 0 | 0 | 0 | 0 | 0 | 0 | 0 | 0 | 0
0 | 0 | 0 | 0 | 0 | 0 | 0 | 0 | 0 | 0 | 0 | 0 | 0 | 0 | 0 | 0 | 0 | 0 | 0 | 0 | 0
0 | 0 | 0 | 0 | 0 | 0 | 0 | 0 | 0 | 0 | 0 | 0 | 0 | 0 | 0 | 0 | 0 | 0 | 0 | 0 | 0
0 | 0 | 0 | 0 | 0 | 0 | 0 | 0 | 0 | 0 | 0 | 0 | 0 | 0 | 0 | 0 | 0 | 0 | 0 | 0 | 0
0 | 0 | 0 | 0 | 0 | 0 | 0 | 0 | 0 | 0 | 0 | 0 | 0 | 0 | 0 | 0 | 0 | 0 | 0 | 0 | 0
0 | 0 | 0 | 0 | 0 | 0 | 0 | 0 | 0 | 0 | 0 | 0 | 0 | 0 | 0 | 0 | 0 | 0 | 0 | 0 | 0
0 | 0 | 0 | 0 | 0 | 0 | 0 | 0 | 0 | 0 | 0 | 0 | 0 | 0 | 0 | 0 | 0 | 0 | 0 | 0 | 0
0 | 0 | 0 | 0 | 0 | 0 | 0 | 0 | 0 | 0 | 0 | 0 | 0 | 0 | 0 | 0 | 0 | 0 | 0 | 0 | 0
0 | 0 | 0 | 0 | 0 | 0 | 0 | 0 | 0 | 0 | 0 | 0 | 0 | 0 | 0 | 0 | 0 | 0 | 0 | 0 | 0
0 | 0 | 0 | 0 | 0 | 0 | 0 | 0 | 0 | 0 | 0 | 0 | 0 | 0 | 0 | 0 | 0 | 0 | 0 | 0 | 0
0 | 0 | 0 | 0 | 0 | 0 | 0 | 0 | 0 | 0 | 0 | 0 | 0 | 0 | 0 | 0 | 0 | 0 | 0 | 0 | 0
0 | 0 | 0 | 0 | 0 | 0 | 0 | 0 | 0 | 0 | 0 | 0 | 0 | 0 | 0 | 0 | 0 | 0 | 0 | 0 | 0
0 | 0 | 0 | 0 | 0 | 0 | 0 | 0 | 0 | 0 | 0 | 0 | 0 | 0 | 0 | 0 | 0 | 0 | 0 | 0 | 0
0 | 0 | 0 | 0 | 0 | 0 | 0 | 0 | 0 | 0 | 0 | 0 | 0 | 0 | 0 | 0 | 0 | 0 | 0 | 0 | 0
0 | 0 | 0 | 0 | 0 | 0 | 0 | 0 | 0 | 0 | 0 | 0 | 0 | 0 | 0 | 0 | 0 | 0 | 0 | 0 | 0
0 | 0 | 0 | 0 | 0 | 0 | 0 | 0 | 0 | 0 | 0 | 0 | 0 | 0 | 0 | 0 | 0 | 0 | 0 | 0 | 0
0 | 0 | 0 | 0 | 0 | 0 | 0 | 0 | 0 | 0 | 0 | 0 | 0 | 0 | 0 | 0 | 0 | 0 | 0 | 0 | 0
0 | 0 | 0 | 0 | 0 | 0 | 0 | 0 | 0 | 0 | 0 | 0 | 0 | 0 | 0 | 0 | 0 | 0 | 0 | 0 | 0
0 | 0 | 0 | 0 | 0 | 0 | 0 | 0 | 0 | 0 | 0 | 0 | 0 | 0 | 0 | 0 | 0 | 0 | 0 | 0 | 0
0 | 0 | 0 | 0 | 0 | 0 | 0 | 0 | 0 | 0 | 0 | 0 | 0 | 0 | 0 | 0 | 0 | 0 | 0 | 0 | 0
0 | 0 | 0 | 0 | 0 | 0 | 0 | 0 | 0 | 0 | 0 | 0 | 0 | 0 | 0 | 0 | 0 | 0 | 0 | 0 | 0
0 | 0 | 0 | 0 | 0 | 0 | 0 | 0 | 0 | 0 | 0 | 0 | 0 | 0 | 0 | 0 | 0 | 0 | 0 | 0 | 0
0 | 0 | 0 | 0 | 0 | 0 | 0 | 0 | 0 | 0 | 0 | 0 | 0 | 0 | 0 | 0 | 0 | 0 | 0 | 0 | 0
0 | 0 | 0 | 0 | 0 | 0 | 0 | 0 | 0 | 0 | 0 | 0 | 0 | 0 | 0 | 0 | 0 | 0 | 0 | 0 | 0
0 | 0 | 0 | 0 | 0 | 0 | 0 | 0 | 0 | 0 | 0 | 0 | 0 | 0 | 0 | 0 | 0 | 0 | 0 | 0 | 0
0 | 0 | 0 | 0 | 0 | 0 | 0 | 0 | 0 | 0 | 0 | 0 | 0 | 0 | 0 | 0 | 0 | 0 | 0 | 0 | 0
0 | 0 | 0 | 0 | 0 | 0 | 0 | 0 | 0 | 0 | 0 | 0 | 0 | 0 | 0 | 0 | 0 | 0 | 0 | 0 | 0
0 | 0 | 0 | 0 | 0 | 0 | 0 | 0 | 0 | 0 | 0 | 0 | 0 | 0 | 0 | 0 | 0 | 0 | 0 | 0 | 0
0 | 0 | 0 | 0 | 0 | 0 | 0 | 0 | 0 | 0 | 0 | 0 | 0 | 0 | 0 | 0 | 0 | 0 | 0 | 0 | 0
0 | 0 | 0 | 0 | 0 | 0 | 0 | 0 | 0 | 0 | 0 | 0 | 0 | 0 | 0 | 0 | 0 | 0 | 0 | 0 | 0
0 | 0 | 0 | 0 | 0 | 0 | 0 | 0 | 0 | 0 | 0 | 0 | 0 | 0 | 0 | 0 | 0 | 0 | 0 | 0 | 0
0 | 0 | 0 | 0 | 0 | 0 | 0 | 0 | 0 | 0 | 0 | 0 | 0 | 0 | 0 | 0 | 0 | 0 | 0 | 0 | 0
0 | 0 | 0 | 0 | 0 | 0 | 0 | 0 | 0 | 0 | 0 | 0 | 0 | 0 | 0 | 0 | 0 | 0 | 0 | 0 | 0
0 | 0 | 0 | 0 | 0 | 0 | 0 | 0 | 0 | 0 | 0 | 0 | 0 | 0 | 0 | 0 | 0 | 0 | 0 | 0 | 0
0 | 0 | 0 | 0 | 0 | 0 | 0 | 0 | 0 | 0 | 0 | 0 | 0 | 0 | 0 | 0 | 0 | 0 | 0 | 0 | 0
0 | 0 | 0 | 0 | 0 | 0 | 0 | 0 | 0 | 0 | 0 | 0 | 0 | 0 | 0 | 0 | 0 | 0 | 0 | 0 | 0
0 | 0 | 0 | 0 | 0 | 0 | 0 | 0 | 0 | 0 | 0 | 0 | 0 | 0 | 0 | 0 | 0 | 0 | 0 | 0 | 0
0 | 0 | 0 | 0 | 0 | 0 | 0 | 0 | 0 | 0 | 0 | 0 | 0 | 0 | 0 | 0 | 0 | 0 | 0 | 0 | 0
0 | 0 | 0 | 0 | 0 | 0 | 0 | 0 | 0 | 0 | 0 | 0 | 0 | 0 | 0 | 0 | 0 | 0 | 0 | 0 | 0
0 | 0 | 0 | 0 | 0 | 0 | 0 | 0 | 0 | 0 | 0 | 0 | 0 | 0 | 0 | 0 | 0 | 0 | 0 | 0 | 0
0 | 0 | 0 | 0 | 0 | 0 | 0 | 0 | 0 | 0 | 0 | 0 | 0 | 0 | 0 | 0 | 0 | 0 | 0 | 0 | 0
0 | 0 | 0 | 0 | 0 | 0 | 0 | 0 | 0 | 0 | 0 | 0 | 0 | 0 | 0 | 0 | 0 | 0 | 0 | 0 | 0
0 | 0 | 0 | 0 | 0 | 0 | 0 | 0 | 0 | 0 | 0 | 0 | 0 | 0 | 0 | 0 | 0 | 0 | 0 | 0 | 0
0 | 0 | 0 | 0 | 0 | 0 | 0 | 0 | 0 | 0 | 0 | 0 | 0 | 0 | 0 | 0 | 0 | 0 | 0 | 0 | 0
0 | 0 | 0 | 0 | 0 | 0 | 0 | 0 | 0 | 0 | 0 | 0 | 0 | 0 | 0 | 0 | 0 | 0 | 0 | 0 | 0
0 | 0 | 0 | 0 | 0 | 0 | 0 | 0 | 0 | 0 | 0 | 0 | 0 | 0 | 0 | 0 | 0 | 0 | 0 | 0 | 0
0 | 0 | 0 | 0 | 0 | 0 | 0 | 0 | 0 | 0 | 0 | 0 | 0 | 0 | 0 | 0 | 0 | 0 | 0 | 0 | 0
0 | 0 | 0 | 0 | 0 | 0 | 0 | 0 | 0 | 0 | 0 | 0 | 0 | 0 | 0 | 0 | 0 | 0 | 0 | 0 | 0
0 | 0 | 0 | 0 | 0 | 0 | 0 | 0 | 0 | 0 | 0 | 0 | 0 | 0 | 0 | 0 | 0 | 0 | 0 | 0 | 0
0 | 0 | 0 | 0 | 0 | 0 | 0 | 0 | 0 | 0 | 0 | 0 | 0 | 0 | 0 | 0 | 0 | 0 | 0 | 0 | 0
0 | 0 | 0 | 0 | 0 | 0 | 0 | 0 | 0 | 0 | 0 | 0 | 0 | 0 | 0 | 0 | 0 | 0 | 0 | 0 | 0
0 | 0 | 0 | 0 | 0 | 0 | 0 | 0 | 0 | 0 | 0 | 0 | 0 | 0 | 0 | 0 | 0 | 0 | 0 | 0 | 0
0 | 0 | 0 | 0 | 0 | 0 | 0 | 0 | 0 | 0 | 0 | 0 | 0 | 0 | 0 | 0 | 0 | 0 | 0 | 0 | 0
0 | 0 | 0 | 0 | 0 | 0 | 0 | 0 | 0 | 0 | 0 | 0 | 0 | 0 | 0 | 0 | 0 | 0 | 0 | 0 | 0
0 | 0 | 0 | 0 | 0 | 0 | 0 | 0 | 0 | 0 | 0 | 0 | 0 | 0 | 0 | 0 | 0 | 0 | 0 | 0 | 0
0 | 0 | 0 | 0 | 0 | 0 | 0 | 0 | 0 | 0 | 0 | 0 | 0 | 0 | 0 | 0 | 0 | 0 | 0 | 0 | 0
0 | 0 | 0 | 0 | 0 | 0 | 0 | 0 | 0 | 0 | 0 | 0 | 0 | 0 | 0 | 0 | 0 | 0 | 0 | 0 | 0
0 | 0 | 0 | 0 | 0 | 0 | 0 | 0 | 0 | 0 | 0 | 0 | 0 | 0 | 0 | 0 | 0 | 0 | 0 | 0 | 0
0 | 0 | 0 | 0 | 0 | 0 | 0 | 0 | 0 | 0 | 0 | 0 | 0 | 0 | 0 | 0 | 0 | 0 | 0 | 0 | 0
0 | 0 | 0 | 0 | 0 | 0 | 0 | 0 | 0 | 0 | 0 | 0 | 0 | 0 | 0 | 0 | 0 | 0 | 0 | 0 | 0
0 | 0 | 0 | 0 | 0 | 0 | 0 | 0 | 0 | 0 | 0 | 0 | 0 | 0 | 0 | 0 | 0 | 0 | 0 | 0 | 0
0 | 0 | 0 | 0 | 0 | 0 | 0 | 0 | 0 | 0 | 0 | 0 | 0 | 0 | 0 | 0 | 0 | 0 | 0 | 0 | 0
0 | 0 | 0 | 0 | 0 | 0 | 0 | 0 | 0 | 0 | 0 | 0 | 0 | 0 | 0 | 0 | 0 | 0 | 0 | 0 | 0
0 | 0 | 0 | 0 | 0 | 0 | 0 | 0 | 0 | 0 | 0 | 0 | 0 | 0 | 0 | 0 | 0 | 0 | 0 | 0 | 0
0 | 0 | 0 | 0 | 0 | 0 | 0 | 0 | 0 | 0 | 0 | 0 | 0 | 0 | 0 | 0 | 0 | 0 | 0 | 0 | 0
0 | 0 | 0 | 0 | 0 | 0 | 0 | 0 | 0 | 0 | 0 | 0 | 0 | 0 | 0 | 0 | 0 | 0 | 0 | 0 | 0
0 | 0 | 0 | 0 | 0 | 0 | 0 | 0 | 0 | 0 | 0 | 0 | 0 | 0 | 0 | 0 | 0 | 0 | 0 | 0 | 0
0 | 0 | 0 | 0 | 0 | 0 | 0 | 0 | 0 | 0 | 0 | 0 | 0 | 0 | 0 | 0 | 0 | 0 | 0 | 0 | 0
0 | 0 | 0 | 0 | 0 | 0 | 0 | 0 | 0 | 0 | 0 | 0 | 0 | 0 | 0 | 0 | 0 | 0 | 0 | 0 | 0
0 | 0 | 0 | 0 | 0 | 0 | 0 | 0 | 0 | 0 | 0 | 0 | 0 | 0 | 0 | 0 | 0 | 0 | 0 | 0 | 0
0 | 0 | 0 | 0 | 0 | 0 | 0 | 0 | 0 | 0 | 0 | 0 | 0 | 0 | 0 | 0 | 0 | 0 | 0 | 0 | 0
0 | 0 | 0 | 0 | 0 | 0 | 0 | 0 | 0 | 0 | 0 | 0 | 0 | 0 | 0 | 0 | 0 | 0 | 0 | 0 | 0
0 | 0 | 0 | 0 | 0 | 0 | 0 | 0 | 0 | 0 | 0 | 0 | 0 | 0 | 0 | 0 | 0 | 0 | 0 | 0 | 0
0 | 0 | 0 | 0 | 0 | 0 | 0 | 0 | 0 | 0 | 0 | 0 | 0 | 0 | 0 | 0 | 0 | 0 | 0 | 0 | 0
0 | 0 | 0 | 0 | 0 | 0 | 0 | 0 | 0 | 0 | 0 | 0 | 0 | 0 | 0 | 0 | 0 | 0 | 0 | 0 | 0
0 | 0 | 0 | 0 | 0 | 0 | 0 | 0 | 0 | 0 | 0 | 0 | 0 | 0 | 0 | 0 | 0 | 0 | 0 | 0 | 0
0 | 0 | 0 | 0 | 0 | 0 | 0 | 0 | 0 | 0 | 0 | 0 | 0 | 0 | 0 | 0 | 0 | 0 | 0 | 0 | 0
0 | 0 | 0 | 0 | 0 | 0 | 0 | 0 | 0 | 0 | 0 | 0 | 0 | 0 | 0 | 0 | 0 | 0 | 0 | 0 | 0
0 | 0 | 0 | 0 | 0 | 0 | 0 | 0 | 0 | 0 | 0 | 0 | 0 | 0 | 0 | 0 | 0 | 0 | 0 | 0 | 0
0 | 0 | 0 | 0 | 0 | 0 | 0 | 0 | 0 | 0 | 0 | 0 | 0 | 0 | 0 | 0 | 0 | 0 | 0 | 0 | 0
0 | 0 | 0 | 0 | 0 | 0 | 0 | 0 | 0 | 0 | 0 | 0 | 0 | 0 | 0 | 0 | 0 | 0 | 0 | 0 | 0
0 | 0 | 0 | 0 | 0 | 0 | 0 | 0 | 0 | 0 | 0 | 0 | 0 | 0 | 0 | 0 | 0 | 0 | 0 | 0 | 0
0 | 0 | 0 | 0 | 0 | 0 | 0 | 0 | 0 | 0 | 0 | 0 | 0 | 0 | 0 | 0 | 0 | 0 | 0 | 0 | 0
0 | 0 | 0 | 0 | 0 | 0 | 0 | 0 | 0 | 0 | 0 | 0 | 0 | 0 | 0 | 0 | 0 | 0 | 0 | 0 | 0
0 | 0 | 0 | 0 | 0 | 0 | 0 | 0 | 0 | 0 | 0 | 0 | 0 | 0 | 0 | 0 | 0 | 0 | 0 | 0 | 0
0 | 0 | 0 | 0 | 0 | 0 | 0 | 0 | 0 | 0 | 0 | 0 | 0 | 0 | 0 | 0 | 0 | 0 | 0 | 0 | 0
0 | 0 | 0 | 0 | 0 | 0 | 0 | 0 | 0 | 0 | 0 | 0 | 0 | 0 | 0 | 0 | 0 | 0 | 0 | 0 | 0
0 | 0 | 0 | 0 | 0 | 0 | 0 | 0 | 0 | 0 | 0 | 0 | 0 | 0 | 0 | 0 | 0 | 0 | 0 | 0 | 0
0 | 0 | 0 | 0 | 0 | 0 | 0 | 0 | 0 | 0 | 0 | 0 | 0 | 0 | 0 | 0 | 0 | 0 | 0 | 0 | 0
0 | 0 | 0 | 0 | 0 | 0 | 0 | 0 | 0 | 0 | 0 | 0 | 0 | 0 | 0 | 0 | 0 | 0 | 0 | 0 | 0
0 | 0 | 0 | 0 | 0 | 0 | 0 | 0 | 0 | 0 | 0 | 0 | 0 | 0 | 0 | 0 | 0 | 0 | 0 | 0 | 0
0 | 0 | 0 | 0 | 0 | 0 | 0 | 0 | 0 | 0 | 0 | 0 | 0 | 0 | 0 | 0 | 0 | 0 | 0 | 0 | 0
0 | 0 | 0 | 0 | 0 | 0 | 0 | 0 | 0 | 0 | 0 | 0 | 0 | 0 | 0 | 0 | 0 | 0 | 0 | 0 | 0
0 | 0 | 0 | 0 | 0 | 0 | 0 | 0 | 0 | 0 | 0 | 0 | 0 | 0 | 0 | 0 | 0 | 0 | 0 | 0 | 0
0 | 0 | 0 | 0 | 0 | 0 | 0 | 0 | 0 | 0 | 0 | 0 | 0 | 0 | 0 | 0 | 0 | 0 | 0 | 0 | 0
0 | 0 | 0 | 0 | 0 | 0 | 0 | 0 | 0 | 0 | 0 | 0 | 0 | 0 | 0 | 0 | 0 | 0 | 0 | 0 | 0
0 | 0 | 0 | 0 | 0 | 0 | 0 | 0 | 0 | 0 | 0 | 0 | 0 | 0 | 0 | 0 | 0 | 0 | 0 | 0 | 0
0 | 0 | 0 | 0 | 0 | 0 | 0 | 0 | 0 | 0 | 0 | 0 | 0 | 0 | 0 | 0 | 0 | 0 | 0 | 0 | 0
0 | 0 | 0 | 0 | 0 | 0 | 0 | 0 | 0 | 0 | 0 | 0 | 0 | 0 | 0 | 0 | 0 | 0 | 0 | 0 | 0
0 | 0 | 0 | 0 | 0 | 0 | 0 | 0 | 0 | 0 | 0 | 0 | 0 | 0 | 0 | 0 | 0 | 0 | 0 | 0 | 0
0 | 0 | 0 | 0 | 0 | 0 | 0 | 0 | 0 | 0 | 0 | 0 | 0 | 0 | 0 | 0 | 0 | 0 | 0 | 0 | 0
0 | 0 | 0 | 0 | 0 | 0 | 0 | 0 | 0 | 0 | 0 | 0 | 0 | 0 | 0 | 0 | 0 | 0 | 0 | 0 | 0
0 | 0 | 0 | 0 | 0 | 0 | 0 | 0 | 0 | 0 | 0 | 0 | 0 | 0 | 0 | 0 | 0 | 0 | 0 | 0 | 0
0 | 0 | 0 | 0 | 0 | 0 | 0 | 0 | 0 | 0 | 0 | 0 | 0 | 0 | 0 | 0 | 0 | 0 | 0 | 0 | 0
0 | 0 | 0 | 0 | 0 | 0 | 0 | 0 | 0 | 0 | 0 | 0 | 0 | 0 | 0 | 0 | 0 | 0 | 0 | 0 | 0
0 | 0 | 0 | 0 | 0 | 0 | 0 | 0 | 0 | 0 | 0 | 0 | 0 | 0 | 0 | 0 | 0 | 0 | 0 | 0 | 0
0 | 0 | 0 | 0 | 0 | 0 | 0 | 0 | 0 | 0 | 0 | 0 | 0 | 0 | 0 | 0 | 0 | 0 | 0 | 0 | 0
0 | 0 | 0 | 0 | 0 | 0 | 0 | 0 | 0 | 0 | 0 | 0 | 0 | 0 | 0 | 0 | 0 | 0 | 0 | 0 | 0
0 | 0 | 0 | 0 | 0 | 0 | 0 | 0 | 0 | 0 | 0 | 0 | 0 | 0 | 0 | 0 | 0 | 0 | 0 | 0 | 0
0 | 0 | 0 | 0 | 0 | 0 | 0 | 0 | 0 | 0 | 0 | 0 | 0 | 0 | 0 | 0 | 0 | 0 | 0 | 0 | 0
0 | 0 | 0 | 0 | 0 | 0 | 0 | 0 | 0 | 0 | 0 | 0 | 0 | 0 | 0 | 0 | 0 | 0 | 0 | 0 | 0
0 | 0 | 0 | 0 | 0 | 0 | 0 | 0 | 0 | 0 | 0 | 0 | 0 | 0 | 0 | 0 | 0 | 0 | 0 | 0 | 0
0 | 0 | 0 | 0 | 0 | 0 | 0 | 0 | 0 | 0 | 0 | 0 | 0 | 0 | 0 | 0 | 0 | 0 | 0 | 0 | 0
0 | 0 | 0 | 0 | 0 | 0 | 0 | 0 | 0 | 0 | 0 | 0 | 0 | 0 | 0 | 0 | 0 | 0 | 0 | 0 | 0
0 | 0 | 0 | 0 | 0 | 0 | 0 | 0 | 0 | 0 | 0 | 0 | 0 | 0 | 0 | 0 | 0 | 0 | 0 | 0 | 0
0 | 0 | 0 | 0 | 0 | 0 | 0 | 0 | 0 | 0 | 0 | 0 | 0 | 0 | 0 | 0 | 0 | 0 | 0 | 0 | 0
0 | 0 | 0 | 0 | 0 | 0 | 0 | 0 | 0 | 0 | 0 | 0 | 0 | 0 | 0 | 0 | 0 | 0 | 0 | 0 | 0
0 | 0 | 0 | 0 | 0 | 0 | 0 | 0 | 0 | 0 | 0 | 0 | 0 | 0 | 0 | 0 | 0 | 0 | 0 | 0 | 0
0 | 0 | 0 | 0 | 0 | 0 | 0 | 0 | 0 | 0 | 0 | 0 | 0 | 0 | 0 | 0 | 0 | 0 | 0 | 0 | 0
0 | 0 | 0 | 0 | 0 | 0 | 0 | 0 | 0 | 0 | 0 | 0 | 0 | 0 | 0 | 0 | 0 | 0 | 0 | 0 | 0
0 | 0 | 0 | 0 | 0 | 0 | 0 | 0 | 0 | 0 | 0 | 0 | 0 | 0 | 0 | 0 | 0 | 0 | 0 | 0 | 0
0 | 0 | 0 | 0 | 0 | 0 | 0 | 0 | 0 | 0 | 0 | 0 | 0 | 0 | 0 | 0 | 0 | 0 | 0 | 0 | 0
0 | 0 | 0 | 0 | 0 | 0 | 0 | 0 | 0 | 0 | 0 | 0 | 0 | 0 | 0 | 0 | 0 | 0 | 0 | 0 | 0
0 | 0 | 0 | 0 | 0 | 0 | 0 | 0 | 0 | 0 | 0 | 0 | 0 | 0 | 0 | 0 | 0 | 0 | 0 | 0 | 0
0 | 0 | 0 | 0 | 0 | 0 | 0 | 0 | 0 | 0 | 0 | 0 | 0 | 0 | 0 | 0 | 0 | 0 | 0 | 0 | 0
0 | 0 | 0 | 0 | 0 | 0 | 0 | 0 | 0 | 0 | 0 | 0 | 0 | 0 | 0 | 0 | 0 | 0 | 0 | 0 | 0
0 | 0 | 0 | 0 | 0 | 0 | 0 | 0 | 0 | 0 | 0 | 0 | 0 | 0 | 0 | 0 | 0 | 0 | 0 | 0 | 0
0 | 0 | 0 | 0 | 0 | 0 | 0 | 0 | 0 | 0 | 0 | 0 | 0 | 0 | 0 | 0 | 0 | 0 | 0 | 0 | 0
0 | 0 | 0 | 0 | 0 | 0 | 0 | 0 | 0 | 0 | 0 | 0 | 0 | 0 | 0 | 0 | 0 | 0 | 0 | 0 | 0
0 | 0 | 0 | 0 | 0 | 0 | 0 | 0 | 0 | 0 | 0 | 0 | 0 | 0 | 0 | 0 | 0 | 0 | 0 | 0 | 0
0 | 0 | 0 | 0 | 0 | 0 | 0 | 0 | 0 | 0 | 0 | 0 | 0 | 0 | 0 | 0 | 0 | 0 | 0 | 0 | 0
0 | 0 | 0 | 0 | 0 | 0 | 0 | 0 | 0 | 0 | 0 | 0 | 0 | 0 | 0 | 0 | 0 | 0 | 0 | 0 | 0
0 | 0 | 0 | 0 | 0 | 0 | 0 | 0 | 0 | 0 | 0 | 0 | 0 | 0 | 0 | 0 | 0 | 0 | 0 | 0 | 0
0 | 0 | 0 | 0 | 0 | 0 | 0 | 0 | 0 | 0 | 0 | 0 | 0 | 0 | 0 | 0 | 0 | 0 | 0 | 0 | 0
0 | 0 | 0 | 0 | 0 | 0 | 0 | 0 | 0 | 0 | 0 | 0 | 0 | 0 | 0 | 0 | 0 | 0 | 0 | 0 | 0
0 | 0 | 0 | 0 | 0 | 0 | 0 | 0 | 0 | 0 | 0 | 0 | 0 | 0 | 0 | 0 | 0 | 0 | 0 | 0 | 0
0 | 0 | 0 | 0 | 0 | 0 | 0 | 0 | 0 | 0 | 0 | 0 | 0 | 0 | 0 | 0 | 0 | 0 | 0 | 0 | 0
0 | 0 | 0 | 0 | 0 | 0 | 0 | 0 | 0 | 0 | 0 | 0 | 0 | 0 | 0 | 0 | 0 | 0 | 0 | 0 | 0
0 | 0 | 0 | 0 | 0 | 0 | 0 | 0 | 0 | 0 | 0 | 0 | 0 | 0 | 0 | 0 | 0 | 0 | 0 | 0 | 0
0 | 0 | 0 | 0 | 0 | 0 | 0 | 0 | 0 | 0 | 0 | 0 | 0 | 0 | 0 | 0 | 0 | 0 | 0 | 0 | 0
0 | 0 | 0 | 0 | 0 | 0 | 0 | 0 | 0 | 0 | 0 | 0 | 0 | 0 | 0 | 0 | 0 | 0 | 0 | 0 | 0
0 | 0 | 0 | 0 | 0 | 0 | 0 | 0 | 0 | 0 | 0 | 0 | 0 | 0 | 0 | 0 | 0 | 0 | 0 | 0 | 0
0 | 0 | 0 | 0 | 0 | 0 | 0 | 0 | 0 | 0 | 0 | 0 | 0 | 0 | 0 | 0 | 0 | 0 | 0 | 0 | 0
0 | 0 | 0 | 0 | 0 | 0 | 0 | 0 | 0 | 0 | 0 | 0 | 0 | 0 | 0 | 0 | 0 | 0 | 0 | 0 | 0
0 | 0 | 0 | 0 | 0 | 0 | 0 | 0 | 0 | 0 | 0 | 0 | 0 | 0 | 0 | 0 | 0 | 0 | 0 | 0 | 0
0 | 0 | 0 | 0 | 0 | 0 | 0 | 0 | 0 | 0 | 0 | 0 | 0 | 0 | 0 | 0 | 0 | 0 | 0 | 0 | 0
0 | 0 | 0 | 0 | 0 | 0 | 0 | 0 | 0 | 0 | 0 | 0 | 0 | 0 | 0 | 0 | 0 | 0 | 0 | 0 | 0
0 | 0 | 0 | 0 | 0 | 0 | 0 | 0 | 0 | 0 | 0 | 0 | 0 | 0 | 0 | 0 | 0 | 0 | 0 | 0 | 0
0 | 0 | 0 | 0 | 0 | 0 | 0 | 0 | 0 | 0 | 0 | 0 | 0 | 0 | 0 | 0 | 0 | 0 | 0 | 0 | 0
0 | 0 | 0 | 0 | 0 | 0 | 0 | 0 | 0 | 0 | 0 | 0 | 0 | 0 | 0 | 0 | 0 | 0 | 0 | 0 | 0
0 | 0 | 0 | 0 | 0 | 0 | 0 | 0 | 0 | 0 | 0 | 0 | 0 | 0 | 0 | 0 | 0 | 0 | 0 | 0 | 0
0 | 0 | 0 | 0 | 0 | 0 | 0 | 0 | 0 | 0 | 0 | 0 | 0 | 0 | 0 | 0 | 0 | 0 | 0 | 0 | 0
0 | 0 | 0 | 0 | 0 | 0 | 0 | 0 | 0 | 0 | 0 | 0 | 0 | 0 | 0 | 0 | 0 | 0 | 0 | 0 | 0
0 | 0 | 0 | 0 | 0 | 0 | 0 | 0 | 0 | 0 | 0 | 0 | 0 | 0 | 0 | 0 | 0 | 0 | 0 | 0 | 0
0 | 0 | 0 | 0 | 0 | 0 | 0 | 0 | 0 | 0 | 0 | 0 | 0 | 0 | 0 | 0 | 0 | 0 | 0 | 0 | 0
0 | 0 | 0 | 0 | 0 | 0 | 0 | 0 | 0 | 0 | 0 | 0 | 0 | 0 | 0 | 0 | 0 | 0 | 0 | 0 | 0
0 | 0 | 0 | 0 | 0 | 0 | 0 | 0 | 0 | 0 | 0 | 0 | 0 | 0 | 0 | 0 | 0 | 0 | 0 | 0 | 0
0 | 0 | 0 | 0 | 0 | 0 | 0 | 0 | 0 | 0 | 0 | 0 | 0 | 0 | 0 | 0 | 0 | 0 | 0 | 0 | 0
0 | 0 | 0 | 0 | 0 | 0 | 0 | 0 | 0 | 0 | 0 | 0 | 0 | 0 | 0 | 0 | 0 | 0 | 0 | 0 | 0
0 | 0 | 0 | 0 | 0 | 0 | 0 | 0 | 0 | 0 | 0 | 0 | 0 | 0 | 0 | 0 | 0 | 0 | 0 | 0 | 0
0 | 0 | 0 | 0 | 0 | 0 | 0 | 0 | 0 | 0 | 0 | 0 | 0 | 0 | 0 | 0 | 0 | 0 | 0 | 0 | 0
0 | 0 | 0 | 0 | 0 | 0 | 0 | 0 | 0 | 0 | 0 | 0 | 0 | 0 | 0 | 0 | 0 | 0 | 0 | 0 | 0
0 | 0 | 0 | 0 | 0 | 0 | 0 | 0 | 0 | 0 | 0 | 0 | 0 | 0 | 0 | 0 | 0 | 0 | 0 | 0 | 0
0 | 0 | 0 | 0 | 0 | 0 | 0 | 0 | 0 | 0 | 0 | 0 | 0 | 0 | 0 | 0 | 0 | 0 | 0 | 0 | 0
0 | 0 | 0 | 0 | 0 | 0 | 0 | 0 | 0 | 0 | 0 | 0 | 0 | 0 | 0 | 0 | 0 | 0 | 0 | 0 | 0
0 | 0 | 0 | 0 | 0 | 0 | 0 | 0 | 0 | 0 | 0 | 0 | 0 | 0 | 0 | 0 | 0 | 0 | 0 | 0 | 0
0 | 0 | 0 | 0 | 0 | 0 | 0 | 0 | 0 | 0 | 0 | 0 | 0 | 0 | 0 | 0 | 0 | 0 | 0 | 0 | 0
0 | 0 | 0 | 0 | 0 | 0 | 0 | 0 | 0 | 0 | 0 | 0 | 0 | 0 | 0 | 0 | 0 | 0 | 0 | 0 | 0
0 | 0 | 0 | 0 | 0 | 0 | 0 | 0 | 0 | 0 | 0 | 0 | 0 | 0 | 0 | 0 | 0 | 0 | 0 | 0 | 0
0 | 0 | 0 | 0 | 0 | 0 | 0 | 0 | 0 | 0 | 0 | 0 | 0 | 0 | 0 | 0 | 0 | 0 | 0 | 0 | 0
0 | 0 | 0 | 0 | 0 | 0 | 0 | 0 | 0 | 0 | 0 | 0 | 0 | 0 | 0 | 0 | 0 | 0 | 0 | 0 | 0
0 | 0 | 0 | 0 | 0 | 0 | 0 | 0 | 0 | 0 | 0 | 0 | 0 | 0 | 0 | 0 | 0 | 0 | 0 | 0 | 0
0 | 0 | 0 | 0 | 0 | 0 | 0 | 0 | 0 | 0 | 0 | 0 | 0 | 0 | 0 | 0 | 0 | 0 | 0 | 0 | 0
0 | 0 | 0 | 0 | 0 | 0 | 0 | 0 | 0 | 0 | 0 | 0 | 0 | 0 | 0 | 0 | 0 | 0 | 0 | 0 | 0
0 | 0 | 0 | 0 | 0 | 0 | 0 | 0 | 0 | 0 | 0 | 0 | 0 | 0 | 0 | 0 | 0 | 0 | 0 | 0 | 0
0 | 0 | 0 | 0 | 0 | 0 | 0 | 0 | 0 | 0 | 0 | 0 | 0 | 0 | 0 | 0 | 0 | 0 | 0 | 0 | 0
0 | 0 | 0 | 0 | 0 | 0 | 0 | 0 | 0 | 0 | 0 | 0 | 0 | 0 | 0 | 0 | 0 | 0 | 0 | 0 | 0
0 | 0 | 0 | 0 | 0 | 0 | 0 | 0 | 0 | 0 | 0 | 0 | 0 | 0 | 0 | 0 | 0 | 0 | 0 | 0 | 0
0 | 0 | 0 | 0 | 0 | 0 | 0 | 0 | 0 | 0 | 0 | 0 | 0 | 0 | 0 | 0 | 0 | 0 | 0 | 0 | 0
0 | 0 | 0 | 0 | 0 | 0 | 0 | 0 | 0 | 0 | 0 | 0 | 0 | 0 | 0 | 0 | 0 | 0 | 0 | 0 | 0
0 | 0 | 0 | 0 | 0 | 0 | 0 | 0 | 0 | 0 | 0 | 0 | 0 | 0 | 0 | 0 | 0 | 0 | 0 | 0 | 0
0 | 0 | 0 | 0 | 0 | 0 | 0 | 0 | 0 | 0 | 0 | 0 | 0 | 0 | 0 | 0 | 0 | 0 | 0 | 0 | 0
0 | 0 | 0 | 0 | 0 | 0 | 0 | 0 | 0 | 0 | 0 | 0 | 0 | 0 | 0 | 0 | 0 | 0 | 0 | 0 | 0
0 | 0 | 0 | 0 | 0 | 0 | 0 | 0 | 0 | 0 | 0 | 0 | 0 | 0 | 0 | 0 | 0 | 0 | 0 | 0 | 0
0 | 0 | 0 | 0 | 0 | 0 | 0 | 0 | 0 | 0 | 0 | 0 | 0 | 0 | 0 | 0 | 0 | 0 | 0 | 0 | 0
0 | 0 | 0 | 0 | 0 | 0 | 0 | 0 | 0 | 0 | 0 | 0 | 0 | 0 | 0 | 0 | 0 | 0 | 0 | 0 | 0
0 | 0 | 0 | 0 | 0 | 0 | 0 | 0 | 0 | 0 | 0 | 0 | 0 | 0 | 0 | 0 | 0 | 0 | 0 | 0 | 0
0 | 0 | 0 | 0 | 0 | 0 | 0 | 0 | 0 | 0 | 0 | 0 | 0 | 0 | 0 | 0 | 0 | 0 | 0 | 0 | 0
0 | 0 | 0 | 0 | 0 | 0 | 0 | 0 | 0 | 0 | 0 | 0 | 0 | 0 | 0 | 0 | 0 | 0 | 0 | 0 | 0
0 | 0 | 0 | 0 | 0 | 0 | 0 | 0 | 0 | 0 | 0 | 0 | 0 | 0 | 0 | 0 | 0 | 0 | 0 | 0 | 0
0 | 0 | 0 | 0 | 0 | 0 | 0 | 0 | 0 | 0 | 0 | 0 | 0 | 0 | 0 | 0 | 0 | 0 | 0 | 0 | 0
0 | 0 | 0 | 0 | 0 | 0 | 0 | 0 | 0 | 0 | 0 | 0 | 0 | 0 | 0 | 0 | 0 | 0 | 0 | 0 | 0
0 | 0 | 0 | 0 | 0 | 0 | 0 | 0 | 0 | 0 | 0 | 0 | 0 | 0 | 0 | 0 | 0 | 0 | 0 | 0 | 0
0 | 0 | 0 | 0 | 0 | 0 | 0 | 0 | 0 | 0 | 0 | 0 | 0 | 0 | 0 | 0 | 0 | 0 | 0 | 0 | 0
0 | 0 | 0 | 0 | 0 | 0 | 0 | 0 | 0 | 0 | 0 | 0 | 0 | 0 | 0 | 0 | 0 | 0 | 0 | 0 | 0
0 | 0 | 0 | 0 | 0 | 0 | 0 | 0 | 0 | 0 | 0 | 0 | 0 | 0 | 0 | 0 | 0 | 0 | 0 | 0 | 0
0 | 0 | 0 | 0 | 0 | 0 | 0 | 0 | 0 | 0 | 0 | 0 | 0 | 0 | 0 | 0 | 0 | 0 | 0 | 0 | 0
0 | 0 | 0 | 0 | 0 | 0 | 0 | 0 | 0 | 0 | 0 | 0 | 0 | 0 | 0 | 0 | 0 | 0 | 0 | 0 | 0
0 | 0 | 0 | 0 | 0 | 0 | 0 | 0 | 0 | 0 | 0 | 0 | 0 | 0 | 0 | 0 | 0 | 0 | 0 | 0 | 0
0 | 0 | 0 | 0 | 0 | 0 | 0 | 0 | 0 | 0 | 0 | 0 | 0 | 0 | 0 | 0 | 0 | 0 | 0 | 0 | 0
0 | 0 | 0 | 0 | 0 | 0 | 0 | 0 | 0 | 0 | 0 | 0 | 0 | 0 | 0 | 0 | 0 | 0 | 0 | 0 | 0
0 | 0 | 0 | 0 | 0 | 0 | 0 | 0 | 0 | 0 | 0 | 0 | 0 | 0 | 0 | 0 | 0 | 0 | 0 | 0 | 0
0 | 0 | 0 | 0 | 0 | 0 | 0 | 0 | 0 | 0 | 0 | 0 | 0 | 0 | 0 | 0 | 0 | 0 | 0 | 0 | 0
0 | 0 | 0 | 0 | 0 | 0 | 0 | 0 | 0 | 0 | 0 | 0 | 0 | 0 | 0 | 0 | 0 | 0 | 0 | 0 | 0
0 | 0 | 0 | 0 | 0 | 0 | 0 | 0 | 0 | 0 | 0 | 0 | 0 | 0 | 0 | 0 | 0 | 0 | 0 | 0 | 0
0 | 0 | 0 | 0 | 0 | 0 | 0 | 0 | 0 | 0 | 0 | 0 | 0 | 0 | 0 | 0 | 0 | 0 | 0 | 0 | 0
0 | 0 | 0 | 0 | 0 | 0 | 0 | 0 | 0 | 0 | 0 | 0 | 0 | 0 | 0 | 0 | 0 | 0 | 0 | 0 | 0
0 | 0 | 0 | 0 | 0 | 0 | 0 | 0 | 0 | 0 | 0 | 0 | 0 | 0 | 0 | 0 | 0 | 0 | 0 | 0 | 0
0 | 0 | 0 | 0 | 0 | 0 | 0 | 0 | 0 | 0 | 0 | 0 | 0 | 0 | 0 | 0 | 0 | 0 | 0 | 0 | 0
0 | 0 | 0 | 0 | 0 | 0 | 0 | 0 | 0 | 0 | 0 | 0 | 0 | 0 | 0 | 0 | 0 | 0 | 0 | 0 | 0
0 | 0 | 0 | 0 | 0 | 0 | 0 | 0 | 0 | 0 | 0 | 0 | 0 | 0 | 0 | 0 | 0 | 0 | 0 | 0 | 0
0 | 0 | 0 | 0 | 0 | 0 | 0 | 0 | 0 | 0 | 0 | 0 | 0 | 0 | 0 | 0 | 0 | 0 | 0 | 0 | 0
0 | 0 | 0 | 0 | 0 | 0 | 0 | 0 | 0 | 0 | 0 | 0 | 0 | 0 | 0 | 0 | 0 | 0 | 0 | 0 | 0
0 | 0 | 0 | 0 | 0 | 0 | 0 | 0 | 0 | 0 | 0 | 0 | 0 | 0 | 0 | 0 | 0 | 0 | 0 | 0 | 0
0 | 0 | 0 | 0 | 0 | 0 | 0 | 0 | 0 | 0 | 0 | 0 | 0 | 0 | 0 | 0 | 0 | 0 | 0 | 0 | 0
0 | 0 | 0 | 0 | 0 | 0 | 0 | 0 | 0 | 0 | 0 | 0 | 0 | 0 | 0 | 0 | 0 | 0 | 0 | 0 | 0
0 | 0 | 0 | 0 | 0 | 0 | 0 | 0 | 0 | 0 | 0 | 0 | 0 | 0 | 0 | 0 | 0 | 0 | 0 | 0 | 0
0 | 0 | 0 | 0 | 0 | 0 | 0 | 0 | 0 | 0 | 0 | 0 | 0 | 0 | 0 | 0 | 0 | 0 | 0 | 0 | 0
0 | 0 | 0 | 0 | 0 | 0 | 0 | 0 | 0 | 0 | 0 | 0 | 0 | 0 | 0 | 0 | 0 | 0 | 0 | 0 | 0
0 | 0 | 0 | 0 | 0 | 0 | 0 | 0 | 0 | 0 | 0 | 0 | 0 | 0 | 0 | 0 | 0 | 0 | 0 | 0 | 0
0 | 0 | 0 | 0 | 0 | 0 | 0 | 0 | 0 | 0 | 0 | 0 | 0 | 0 | 0 | 0 | 0 | 0 | 0 | 0 | 0
0 | 0 | 0 | 0 | 0 | 0 | 0 | 0 | 0 | 0 | 0 | 0 | 0 | 0 | 0 | 0 | 0 | 0 | 0 | 0 | 0
0 | 0 | 0 | 0 | 0 | 0 | 0 | 0 | 0 | 0 | 0 | 0 | 0 | 0 | 0 | 0 | 0 | 0 | 0 | 0 | 0
0 | 0 | 0 | 0 | 0 | 0 | 0 | 0 | 0 | 0 | 0 | 0 | 0 | 0 | 0 | 0 | 0 | 0 | 0 | 0 | 0
0 | 0 | 0 | 0 | 0 | 0 | 0 | 0 | 0 | 0 | 0 | 0 | 0 | 0 | 0 | 0 | 0 | 0 | 0 | 0 | 0
0 | 0 | 0 | 0 | 0 | 0 | 0 | 0 | 0 | 0 | 0 | 0 | 0 | 0 | 0 | 0 | 0 | 0 | 0 | 0 | 0
0 | 0 | 0 | 0 | 0 | 0 | 0 | 0 | 0 | 0 | 0 | 0 | 0 | 0 | 0 | 0 | 0 | 0 | 0 | 0 | 0
0 | 0 | 0 | 0 | 0 | 0 | 0 | 0 | 0 | 0 | 0 | 0 | 0 | 0 | 0 | 0 | 0 | 0 | 0 | 0 | 0
0 | 0 | 0 | 0 | 0 | 0 | 0 | 0 | 0 | 0 | 0 | 0 | 0 | 0 | 0 | 0 | 0 | 0 | 0 | 0 | 0
0 | 0 | 0 | 0 | 0 | 0 | 0 | 0 | 0 | 0 | 0 | 0 | 0 | 0 | 0 | 0 | 0 | 0 | 0 | 0 | 0
0 | 0 | 0 | 0 | 0 | 0 | 0 | 0 | 0 | 0 | 0 | 0 | 0 | 0 | 0 | 0 | 0 | 0 | 0 | 0 | 0
0 | 0 | 0 | 0 | 0 | 0 | 0 | 0 | 0 | 0 | 0 | 0 | 0 | 0 | 0 | 0 | 0 | 0 | 0 | 0 | 0
0 | 0 | 0 | 0 | 0 | 0 | 0 | 0 | 0 | 0 | 0 | 0 | 0 | 0 | 0 | 0 | 0 | 0 | 0 | 0 | 0
0 | 0 | 0 | 0 | 0 | 0 | 0 | 0 | 0 | 0 | 0 | 0 | 0 | 0 | 0 | 0 | 0 | 0 | 0 | 0 | 0
0 | 0 | 0 | 0 | 0 | 0 | 0 | 0 | 0 | 0 | 0 | 0 | 0 | 0 | 0 | 0 | 0 | 0 | 0 | 0 | 0
0 | 0 | 0 | 0 | 0 | 0 | 0 | 0 | 0 | 0 | 0 | 0 | 0 | 0 | 0 | 0 | 0 | 0 | 0 | 0 | 0
0 | 0 | 0 | 0 | 0 | 0 | 0 | 0 | 0 | 0 | 0 | 0 | 0 | 0 | 0 | 0 | 0 | 0 | 0 | 0 | 0
0 | 0 | 0 | 0 | 0 | 0 | 0 | 0 | 0 | 0 | 0 | 0 | 0 | 0 | 0 | 0 | 0 | 0 | 0 | 0 | 0
0 | 0 | 0 | 0 | 0 | 0 | 0 | 0 | 0 | 0 | 0 | 0 | 0 | 0 | 0 | 0 | 0 | 0 | 0 | 0 | 0
0 | 0 | 0 | 0 | 0 | 0 | 0 | 0 | 0 | 0 | 0 | 0 | 0 | 0 | 0 | 0 | 0 | 0 | 0 | 0 | 0
0 | 0 | 0 | 0 | 0 | 0 | 0 | 0 | 0 | 0 | 0 | 0 | 0 | 0 | 0 | 0 | 0 | 0 | 0 | 0 | 0
0 | 0 | 0 | 0 | 0 | 0 | 0 | 0 | 0 | 0 | 0 | 0 | 0 | 0 | 0 | 0 | 0 | 0 | 0 | 0 | 0
0 | 0 | 0 | 0 | 0 | 0 | 0 | 0 | 0 | 0 | 0 | 0 | 0 | 0 | 0 | 0 | 0 | 0 | 0 | 0 | 0
0 | 0 | 0 | 0 | 0 | 0 | 0 | 0 | 0 | 0 | 0 | 0 | 0 | 0 | 0 | 0 | 0 | 0 | 0 | 0 | 0
0 | 0 | 0 | 0 | 0 | 0 | 0 | 0 | 0 | 0 | 0 | 0 | 0 | 0 | 0 | 0 | 0 | 0 | 0 | 0 | 0
0 | 0 | 0 | 0 | 0 | 0 | 0 | 0 | 0 | 0 | 0 | 0 | 0 | 0 | 0 | 0 | 0 | 0 | 0 | 0 | 0
0 | 0 | 0 | 0 | 0 | 0 | 0 | 0 | 0 | 0 | 0 | 0 | 0 | 0 | 0 | 0 | 0 | 0 | 0 | 0 | 0
0 | 0 | 0 | 0 | 0 | 0 | 0 | 0 | 0 | 0 | 0 | 0 | 0 | 0 | 0 | 0 | 0 | 0 | 0 | 0 | 0
0 | 0 | 0 | 0 | 0 | 0 | 0 | 0 | 0 | 0 | 0 | 0 | 0 | 0 | 0 | 0 | 0 | 0 | 0 | 0 | 0
0 | 0 | 0 | 0 | 0 | 0 | 0 | 0 | 0 | 0 | 0 | 0 | 0 | 0 | 0 | 0 | 0 | 0 | 0 | 0 | 0
0 | 0 | 0 | 0 | 0 | 0 | 0 | 0 | 0 | 0 | 0 | 0 | 0 | 0 | 0 | 0 | 0 | 0 | 0 | 0 | 0
0 | 0 | 0 | 0 | 0 | 0 | 0 | 0 | 0 | 0 | 0 | 0 | 0 | 0 | 0 | 0 | 0 | 0 | 0 | 0 | 0
0 | 0 | 0 | 0 | 0 | 0 | 0 | 0 | 0 | 0 | 0 | 0 | 0 | 0 | 0 | 0 | 0 | 0 | 0 | 0 | 0
0 | 0 | 0 | 0 | 0 | 0 | 0 | 0 | 0 | 0 | 0 | 0 | 0 | 0 | 0 | 0 | 0 | 0 | 0 | 0 | 0
0 | 0 | 0 | 0 | 0 | 0 | 0 | 0 | 0 | 0 | 0 | 0 | 0 | 0 | 0 | 0 | 0 | 0 | 0 | 0 | 0
0 | 0 | 0 | 0 | 0 | 0 | 0 | 0 | 0 | 0 | 0 | 0 | 0 | 0 | 0 | 0 | 0 | 0 | 0 | 0 | 0
0 | 0 | 0 | 0 | 0 | 0 | 0 | 0 | 0 | 0 | 0 | 0 | 0 | 0 | 0 | 0 | 0 | 0 | 0 | 0 | 0
0 | 0 | 0 | 0 | 0 | 0 | 0 | 0 | 0 | 0 | 0 | 0 | 0 | 0 | 0 | 0 | 0 | 0 | 0 | 0 | 0
0 | 0 | 0 | 0 | 0 | 0 | 0 | 0 | 0 | 0 | 0 | 0 | 0 | 0 | 0 | 0 | 0 | 0 | 0 | 0 | 0
0 | 0 | 0 | 0 | 0 | 0 | 0 | 0 | 0 | 0 | 0 | 0 | 0 | 0 | 0 | 0 | 0 | 0 | 0 | 0 | 0
0 | 0 | 0 | 0 | 0 | 0 | 0 | 0 | 0 | 0 | 0 | 0 | 0 | 0 | 0 | 0 | 0 | 0 | 0 | 0 | 0
0 | 0 | 0 | 0 | 0 | 0 | 0 | 0 | 0 | 0 | 0 | 0 | 0 | 0 | 0 | 0 | 0 | 0 | 0 | 0 | 0
0 | 0 | 0 | 0 | 0 | 0 | 0 | 0 | 0 | 0 | 0 | 0 | 0 | 0 | 0 | 0 | 0 | 0 | 0 | 0 | 0
0 | 0 | 0 | 0 | 0 | 0 | 0 | 0 | 0 | 0 | 0 | 0 | 0 | 0 | 0 | 0 | 0 | 0 | 0 | 0 | 0
0 | 0 | 0 | 0 | 0 | 0 | 0 | 0 | 0 | 0 | 0 | 0 | 0 | 0 | 0 | 0 | 0 | 0 | 0 | 0 | 0
0 | 0 | 0 | 0 | 0 | 0 | 0 | 0 | 0 | 0 | 0 | 0 | 0 | 0 | 0 | 0 | 0 | 0 | 0 | 0 | 0
0 | 0 | 0 | 0 | 0 | 0 | 0 | 0 | 0 | 0 | 0 | 0 | 0 | 0 | 0 | 0 | 0 | 0 | 0 | 0 | 0
0 | 0 | 0 | 0 | 0 | 0 | 0 | 0 | 0 | 0 | 0 | 0 | 0 | 0 | 0 | 0 | 0 | 0 | 0 | 0 | 0
0 | 0 | 0 | 0 | 0 | 0 | 0 | 0 | 0 | 0 | 0 | 0 | 0 | 0 | 0 | 0 | 0 | 0 | 0 | 0 | 0
0 | 0 | 0 | 0 | 0 | 0 | 0 | 0 | 0 | 0 | 0 | 0 | 0 | 0 | 0 | 0 | 0 | 0 | 0 | 0 | 0
0 | 0 | 0 | 0 | 0 | 0 | 0 | 0 | 0 | 0 | 0 | 0 | 0 | 0 | 0 | 0 | 0 | 0 | 0 | 0 | 0
0 | 0 | 0 | 0 | 0 | 0 | 0 | 0 | 0 | 0 | 0 | 0 | 0 | 0 | 0 | 0 | 0 | 0 | 0 | 0 | 0
0 | 0 | 0 | 0 | 0 | 0 | 0 | 0 | 0 | 0 | 0 | 0 | 0 | 0 | 0 | 0 | 0 | 0 | 0 | 0 | 0
0 | 0 | 0 | 0 | 0 | 0 | 0 | 0 | 0 | 0 | 0 | 0 | 0 | 0 | 0 | 0 | 0 | 0 | 0 | 0 | 0
0 | 0 | 0 | 0 | 0 | 0 | 0 | 0 | 0 | 0 | 0 | 0 | 0 | 0 | 0 | 0 | 0 | 0 | 0 | 0 | 0
0 | 0 | 0 | 0 | 0 | 0 | 0 | 0 | 0 | 0 | 0 | 0 | 0 | 0 | 0 | 0 | 0 | 0 | 0 | 0 | 0
0 | 0 | 0 | 0 | 0 | 0 | 0 | 0 | 0 | 0 | 0 | 0 | 0 | 0 | 0 | 0 | 0 | 0 | 0 | 0 | 0
0 | 0 | 0 | 0 | 0 | 0 | 0 | 0 | 0 | 0 | 0 | 0 | 0 | 0 | 0 | 0 | 0 | 0 | 0 | 0 | 0
0 | 0 | 0 | 0 | 0 | 0 | 0 | 0 | 0 | 0 | 0 | 0 | 0 | 0 | 0 | 0 | 0 | 0 | 0 | 0 | 0
0 | 0 | 0 | 0 | 0 | 0 | 0 | 0 | 0 | 0 | 0 | 0 | 0 | 0 | 0 | 0 | 0 | 0 | 0 | 0 | 0
0 | 0 | 0 | 0 | 0 | 0 | 0 | 0 | 0 | 0 | 0 | 0 | 0 | 0 | 0 | 0 | 0 | 0 | 0 | 0 | 0
0 | 0 | 0 | 0 | 0 | 0 | 0 | 0 | 0 | 0 | 0 | 0 | 0 | 0 | 0 | 0 | 0 | 0 | 0 | 0 | 0
0 | 0 | 0 | 0 | 0 | 0 | 0 | 0 | 0 | 0 | 0 | 0 | 0 | 0 | 0 | 0 | 0 | 0 | 0 | 0 | 0
0 | 0 | 0 | 0 | 0 | 0 | 0 | 0 | 0 | 0 | 0 | 0 | 0 | 0 | 0 | 0 | 0 | 0 | 0 | 0 | 0
0 | 0 | 0 | 0 | 0 | 0 | 0 | 0 | 0 | 0 | 0 | 0 | 0 | 0 | 0 | 0 | 0 | 0 | 0 | 0 | 0
0 | 0 | 0 | 0 | 0 | 0 | 0 | 0 | 0 | 0 | 0 | 0 | 0 | 0 | 0 | 0 | 0 | 0 | 0 | 0 | 0
0 | 0 | 0 | 0 | 0 | 0 | 0 | 0 | 0 | 0 | 0 | 0 | 0 | 0 | 0 | 0 | 0 | 0 | 0 | 0 | 0
0 | 0 | 0 | 0 | 0 | 0 | 0 | 0 | 0 | 0 | 0 | 0 | 0 | 0 | 0 | 0 | 0 | 0 | 0 | 0 | 0
0 | 0 | 0 | 0 | 0 | 0 | 0 | 0 | 0 | 0 | 0 | 0 | 0 | 0 | 0 | 0 | 0 | 0 | 0 | 0 | 0
0 | 0 | 0 | 0 | 0 | 0 | 0 | 0 | 0 | 0 | 0 | 0 | 0 | 0 | 0 | 0 | 0 | 0 | 0 | 0 | 0
0 | 0 | 0 | 0 | 0 | 0 | 0 | 0 | 0 | 0 | 0 | 0 | 0 | 0 | 0 | 0 | 0 | 0 | 0 | 0 | 0
0 | 0 | 0 | 0 | 0 | 0 | 0 | 0 | 0 | 0 | 0 | 0 | 0 | 0 | 0 | 0 | 0 | 0 | 0 | 0 | 0
0 | 0 | 0 | 0 | 0 | 0 | 0 | 0 | 0 | 0 | 0 | 0 | 0 | 0 | 0 | 0 | 0 | 0 | 0 | 0 | 0
0 | 0 | 0 | 0 | 0 | 0 | 0 | 0 | 0 | 0 | 0 | 0 | 0 | 0 | 0 | 0 | 0 | 0 | 0 | 0 | 0
0 | 0 | 0 | 0 | 0 | 0 | 0 | 0 | 0 | 0 | 0 | 0 | 0 | 0 | 0 | 0 | 0 | 0 | 0 | 0 | 0
0 | 0 | 0 | 0 | 0 | 0 | 0 | 0 | 0 | 0 | 0 | 0 | 0 | 0 | 0 | 0 | 0 | 0 | 0 | 0 | 0
0 | 0 | 0 | 0 | 0 | 0 | 0 | 0 | 0 | 0 | 0 | 0 | 0 | 0 | 0 | 0 | 0 | 0 | 0 | 0 | 0
0 | 0 | 0 | 0 | 0 | 0 | 0 | 0 | 0 | 0 | 0 | 0 | 0 | 0 | 0 | 0 | 0 | 0 | 0 | 0 | 0
0 | 0 | 0 | 0 | 0 | 0 | 0 | 0 | 0 | 0 | 0 | 0 | 0 | 0 | 0 | 0 | 0 | 0 | 0 | 0 | 0
0 | 0 | 0 | 0 | 0 | 0 | 0 | 0 | 0 | 0 | 0 | 0 | 0 | 0 | 0 | 0 | 0 | 0 | 0 | 0 | 0
0 | 0 | 0 | 0 | 0 | 0 | 0 | 0 | 0 | 0 | 0 | 0 | 0 | 0 | 0 | 0 | 0 | 0 | 0 | 0 | 0
0 | 0 | 0 | 0 | 0 | 0 | 0 | 0 | 0 | 0 | 0 | 0 | 0 | 0 | 0 | 0 | 0 | 0 | 0 | 0 | 0
0 | 0 | 0 | 0 | 0 | 0 | 0 | 0 | 0 | 0 | 0 | 0 | 0 | 0 | 0 | 0 | 0 | 0 | 0 | 0 | 0
0 | 0 | 0 | 0 | 0 | 0 | 0 | 0 | 0 | 0 | 0 | 0 | 0 | 0 | 0 | 0 | 0 | 0 | 0 | 0 | 0
0 | 0 | 0 | 0 | 0 | 0 | 0 | 0 | 0 | 0 | 0 | 0 | 0 | 0 | 0 | 0 | 0 | 0 | 0 | 0 | 0
0 | 0 | 0 | 0 | 0 | 0 | 0 | 0 | 0 | 0 | 0 | 0 | 0 | 0 | 0 | 0 | 0 | 0 | 0 | 0 | 0
0 | 0 | 0 | 0 | 0 | 0 | 0 | 0 | 0 | 0 | 0 | 0 | 0 | 0 | 0 | 0 | 0 | 0 | 0 | 0 | 0
0 | 0 | 0 | 0 | 0 | 0 | 0 | 0 | 0 | 0 | 0 | 0 | 0 | 0 | 0 | 0 | 0 | 0 | 0 | 0 | 0
0 | 0 | 0 | 0 | 0 | 0 | 0 | 0 | 0 | 0 | 0 | 0 | 0 | 0 | 0 | 0 | 0 | 0 | 0 | 0 | 0
0 | 0 | 0 | 0 | 0 | 0 | 0 | 0 | 0 | 0 | 0 | 0 | 0 | 0 | 0 | 0 | 0 | 0 | 0 | 0 | 0
0 | 0 | 0 | 0 | 0 | 0 | 0 | 0 | 0 | 0 | 0 | 0 | 0 | 0 | 0 | 0 | 0 | 0 | 0 | 0 | 0
0 | 0 | 0 | 0 | 0 | 0 | 0 | 0 | 0 | 0 | 0 | 0 | 0 | 0 | 0 | 0 | 0 | 0 | 0 | 0 | 0
0 | 0 | 0 | 0 | 0 | 0 | 0 | 0 | 0 | 0 | 0 | 0 | 0 | 0 | 0 | 0 | 0 | 0 | 0 | 0 | 0
0 | 0 | 0 | 0 | 0 | 0 | 0 | 0 | 0 | 0 | 0 | 0 | 0 | 0 | 0 | 0 | 0 | 0 | 0 | 0 | 0
0 | 0 | 0 | 0 | 0 | 0 | 0 | 0 | 0 | 0 | 0 | 0 | 0 | 0 | 0 | 0 | 0 | 0 | 0 | 0 | 0
0 | 0 | 0 | 0 | 0 | 0 | 0 | 0 | 0 | 0 | 0 | 0 | 0 | 0 | 0 | 0 | 0 | 0 | 0 | 0 | 0
0 | 0 | 0 | 0 | 0 | 0 | 0 | 0 | 0 | 0 | 0 | 0 | 0 | 0 | 0 | 0 | 0 | 0 | 0 | 0 | 0
0 | 0 | 0 | 0 | 0 | 0 | 0 | 0 | 0 | 0 | 0 | 0 | 0 | 0 | 0 | 0 | 0 | 0 | 0 | 0 | 0
0 | 0 | 0 | 0 | 0 | 0 | 0 | 0 | 0 | 0 | 0 | 0 | 0 | 0 | 0 | 0 | 0 | 0 | 0 | 0 | 0
0 | 0 | 0 | 0 | 0 | 0 | 0 | 0 | 0 | 0 | 0 | 0 | 0 | 0 | 0 | 0 | 0 | 0 | 0 | 0 | 0
0 | 0 | 0 | 0 | 0 | 0 | 0 | 0 | 0 | 0 | 0 | 0 | 0 | 0 | 0 | 0 | 0 | 0 | 0 | 0 | 0
0 | 0 | 0 | 0 | 0 | 0 | 0 | 0 | 0 | 0 | 0 | 0 | 0 | 0 | 0 | 0 | 0 | 0 | 0 | 0 | 0
0 | 0 | 0 | 0 | 0 | 0 | 0 | 0 | 0 | 0 | 0 | 0 | 0 | 0 | 0 | 0 | 0 | 0 | 0 | 0 | 0
0 | 0 | 0 | 0 | 0 | 0 | 0 | 0 | 0 | 0 | 0 | 0 | 0 | 0 | 0 | 0 | 0 | 0 | 0 | 0 | 0
0 | 0 | 0 | 0 | 0 | 0 | 0 | 0 | 0 | 0 | 0 | 0 | 0 | 0 | 0 | 0 | 0 | 0 | 0 | 0 | 0
0 | 0 | 0 | 0 | 0 | 0 | 0 | 0 | 0 | 0 | 0 | 0 | 0 | 0 | 0 | 0 | 0 | 0 | 0 | 0 | 0
0 | 0 | 0 | 0 | 0 | 0 | 0 | 0 | 0 | 0 | 0 | 0 | 0 | 0 | 0 | 0 | 0 | 0 | 0 | 0 | 0
0 | 0 | 0 | 0 | 0 | 0 | 0 | 0 | 0 | 0 | 0 | 0 | 0 | 0 | 0 | 0 | 0 | 0 | 0 | 0 | 0
0 | 0 | 0 | 0 | 0 | 0 | 0 | 0 | 0 | 0 | 0 | 0 | 0 | 0 | 0 | 0 | 0 | 0 | 0 | 0 | 0
0 | 0 | 0 | 0 | 0 | 0 | 0 | 0 | 0 | 0 | 0 | 0 | 0 | 0 | 0 | 0 | 0 | 0 | 0 | 0 | 0
0 | 0 | 0 | 0 | 0 | 0 | 0 | 0 | 0 | 0 | 0 | 0 | 0 | 0 | 0 | 0 | 0 | 0 | 0 | 0 | 0
0 | 0 | 0 | 0 | 0 | 0 | 0 | 0 | 0 | 0 | 0 | 0 | 0 | 0 | 0 | 0 | 0 | 0 | 0 | 0 | 0
0 | 0 | 0 | 0 | 0 | 0 | 0 | 0 | 0 | 0 | 0 | 0 | 0 | 0 | 0 | 0 | 0 | 0 | 0 | 0 | 0
0 | 0 | 0 | 0 | 0 | 0 | 0 | 0 | 0 | 0 | 0 | 0 | 0 | 0 | 0 | 0 | 0 | 0 | 0 | 0 | 0
0 | 0 | 0 | 0 | 0 | 0 | 0 | 0 | 0 | 0 | 0 | 0 | 0 | 0 | 0 | 0 | 0 | 0 | 0 | 0 | 0
0 | 0 | 0 | 0 | 0 | 0 | 0 | 0 | 0 | 0 | 0 | 0 | 0 | 0 | 0 | 0 | 0 | 0 | 0 | 0 | 0
0 | 0 | 0 | 0 | 0 | 0 | 0 | 0 | 0 | 0 | 0 | 0 | 0 | 0 | 0 | 0 | 0 | 0 | 0 | 0 | 0
0 | 0 | 0 | 0 | 0 | 0 | 0 | 0 | 0 | 0 | 0 | 0 | 0 | 0 | 0 | 0 | 0 | 0 | 0 | 0 | 0
0 | 0 | 0 | 0 | 0 | 0 | 0 | 0 | 0 | 0 | 0 | 0 | 0 | 0 | 0 | 0 | 0 | 0 | 0 | 0 | 0
0 | 0 | 0 | 0 | 0 | 0 | 0 | 0 | 0 | 0 | 0 | 0 | 0 | 0 | 0 | 0 | 0 | 0 | 0 | 0 | 0
0 | 0 | 0 | 0 | 0 | 0 | 0 | 0 | 0 | 0 | 0 | 0 | 0 | 0 | 0 | 0 | 0 | 0 | 0 | 0 | 0
0 | 0 | 0 | 0 | 0 | 0 | 0 | 0 | 0 | 0 | 0 | 0 | 0 | 0 | 0 | 0 | 0 | 0 | 0 | 0 | 0
0 | 0 | 0 | 0 | 0 | 0 | 0 | 0 | 0 | 0 | 0 | 0 | 0 | 0 | 0 | 0 | 0 | 0 | 0 | 0 | 0
0 | 0 | 0 | 0 | 0 | 0 | 0 | 0 | 0 | 0 | 0 | 0 | 0 | 0 | 0 | 0 | 0 | 0 | 0 | 0 | 0
0 | 0 | 0 | 0 | 0 | 0 | 0 | 0 | 0 | 0 | 0 | 0 | 0 | 0 | 0 | 0 | 0 | 0 | 0 | 0 | 0
0 | 0 | 0 | 0 | 0 | 0 | 0 | 0 | 0 | 0 | 0 | 0 | 0 | 0 | 0 | 0 | 0 | 0 | 0 | 0 | 0
0 | 0 | 0 | 0 | 0 | 0 | 0 | 0 | 0 | 0 | 0 | 0 | 0 | 0 | 0 | 0 | 0 | 0 | 0 | 0 | 0
0 | 0 | 0 | 0 | 0 | 0 | 0 | 0 | 0 | 0 | 0 | 0 | 0 | 0 | 0 | 0 | 0 | 0 | 0 | 0 | 0
0 | 0 | 0 | 0 | 0 | 0 | 0 | 0 | 0 | 0 | 0 | 0 | 0 | 0 | 0 | 0 | 0 | 0 | 0 | 0 | 0
0 | 0 | 0 | 0 | 0 | 0 | 0 | 0 | 0 | 0 | 0 | 0 | 0 | 0 | 0 | 0 | 0 | 0 | 0 | 0 | 0
0 | 0 | 0 | 0 | 0 | 0 | 0 | 0 | 0 | 0 | 0 | 0 | 0 | 0 | 0 | 0 | 0 | 0 | 0 | 0 | 0
0 | 0 | 0 | 0 | 0 | 0 | 0 | 0 | 0 | 0 | 0 | 0 | 0 | 0 | 0 | 0 | 0 | 0 | 0 | 0 | 0
0 | 0 | 0 | 0 | 0 | 0 | 0 | 0 | 0 | 0 | 0 | 0 | 0 | 0 | 0 | 0 | 0 | 0 | 0 | 0 | 0
0 | 0 | 0 | 0 | 0 | 0 | 0 | 0 | 0 | 0 | 0 | 0 | 0 | 0 | 0 | 0 | 0 | 0 | 0 | 0 | 0
0 | 0 | 0 | 0 | 0 | 0 | 0 | 0 | 0 | 0 | 0 | 0 | 0 | 0 | 0 | 0 | 0 | 0 | 0 | 0 | 0
0 | 0 | 0 | 0 | 0 | 0 | 0 | 0 | 0 | 0 | 0 | 0 | 0 | 0 | 0 | 0 | 0 | 0 | 0 | 0 | 0
0 | 0 | 0 | 0 | 0 | 0 | 0 | 0 | 0 | 0 | 0 | 0 | 0 | 0 | 0 | 0 | 0 | 0 | 0 | 0 | 0
0 | 0 | 0 | 0 | 0 | 0 | 0 | 0 | 0 | 0 | 0 | 0 | 0 | 0 | 0 | 0 | 0 | 0 | 0 | 0 | 0
0 | 0 | 0 | 0 | 0 | 0 | 0 | 0 | 0 | 0 | 0 | 0 | 0 | 0 | 0 | 0 | 0 | 0 | 0 | 0 | 0
0 | 0 | 0 | 0 | 0 | 0 | 0 | 0 | 0 | 0 | 0 | 0 | 0 | 0 | 0 | 0 | 0 | 0 | 0 | 0 | 0
0 | 0 | 0 | 0 | 0 | 0 | 0 | 0 | 0 | 0 | 0 | 0 | 0 | 0 | 0 | 0 | 0 | 0 | 0 | 0 | 0
0 | 0 | 0 | 0 | 0 | 0 | 0 | 0 | 0 | 0 | 0 | 0 | 0 | 0 | 0 | 0 | 0 | 0 | 0 | 0 | 0
0 | 0 | 0 | 0 | 0 | 0 | 0 | 0 | 0 | 0 | 0 | 0 | 0 | 0 | 0 | 0 | 0 | 0 | 0 | 0 | 0
0 | 0 | 0 | 0 | 0 | 0 | 0 | 0 | 0 | 0 | 0 | 0 | 0 | 0 | 0 | 0 | 0 | 0 | 0 | 0 | 0

## Output
Program Summary |  | Nominal | Present Value |  | Performance Earnings Basis |  |  |  | Avoided Cost Version
Proposer Name |  | Southern California Edison |  |  | Resource Benefit, net. |  | 258449373.2343 |  | 2008-05-10
Program Name |  | SCE Partnership Roll-up E3 Calculator - No Carbon Adder |  |  | Incr Measure Cost, net. |  | 99157981.3781 |  | 2008-05-22
Total Program Budget ($) |  | 114110263.6548 | 107934687.6151 |  | Program Incentive Cost, net |  | 0 |  | Base Year
[5 empty] | Program Admin Cost |  | 114110263.6548 |  | 2009
Net Participant Cost ($) |  | 113264735.4999 | 99157981.3781 |  | Performance Earnings Basis |  | 78233788.6608 |  | SCE PlannerTOU(1000)1e2.xls
Program Impacts | [9 empty] | Program Impacts (Gross)
| Annual Net kWh | Lifecycle Net kWh | Annual Net Therms | Lifecycle Net Therms | Net Jul-Sept Pk (kW) | Net Dec-Feb Pk (kW) | Net CEC (kW) | User Entered kW |  |  | Annual Gross kWh | Lifecycle Gross kWh | Annual Gross Therms | Lifecycle Gross Therms | User Entered kW
2009-2011 | 289225018.1166 | 3567324852.9651 | 0 | 0 | 60517.6099 | 34844.0902 | 62761.8289 | 57123.1981 |  | 2009-2011 | 289225018.1166 | 3567324852.9651 | 0 | 0 | 57123.1981
2012-2015 | 341796 | 5130274 | 0 | 0 | 98.0477 | 73.1758 | 74.1697 | 103.1316 |  | 2012-2015 | 341796 | 5130274 | 0 | 0 | 103.1316
Total 2009-2015 | 289566814.1166 | 3572455126.9651 | 0 | 0 | 60615.6575 | 34917.266 | 62835.9987 | 57226.3297 |  | Total 2009-2015 | 289566814.1166 | 3572455126.9651 | 0 | 0 | 57226.3297
Cost Effectiveness (Lifecycle Present Value Dollars)
|  | Benefits |  |  | Benefit - Cost
| Cost | Electric | Gas | Incentives | NPV | B/C Ratio | Notes
Program TRC ($) | 207092668.9932 | 258449373.2343 | 0 | NA | 51356704.2411 | 1.248 | *1
Program PAC ($) | 107934687.6151 | 258449373.2343 | 0 | NA | 150514685.6192 | 2.3945 | *1,2
Program RIM ($) | 440994046.5563 | 258449373.2343 | 0 | NA | -182544673.322 | 0.58606 | *1
*1 B/C Ratio is an approximation because any supply cost increases are treated as negative benefits rather than as a cost as in the Standard Practice Manual
*2 PAC benefits include environmental costs. This is to be consistent with the TRC benefits, but is not strictly consistent with the Standard Practice Manual.
Levelized Cost and Benefit (All Measures Installed through 2012)
| Discounted Savings |  |  |  | Benefit - Cost
| kWh | Therms | Cost | Benefits | NPV
TRC ($/kWh ) | 2089198481.1651 |  | 0.086813 | 0.12371 | 0.036894
PAC ($/kWh) | 2089198481.1651 |  | 0.04725 | 0.12371 | 0.076457
RIM ($/kWh) | 2089198481.1651 |  | 0.21108 | 0.12371 | -0.087375
TRC ($/therm) |  | 0 | #DIV/0! | #DIV/0! | #DIV/0!
PAC ($/therm) |  | 0 | #DIV/0! | #DIV/0! | #DIV/0!
RIM ($/therm) |  | 0 | #DIV/0! | #DIV/0! | #DIV/0!
Emissions Reductions | [9 empty] | Emissions Reductions (Gross)
| Electric Reductions |  |  | Gas Reductions | [6 empty] | Electric Reductions |  |  | Gas Reductions
Annual Reductions | CO2 (tons) | NOX (lbs) | PM-10 (lbs) | CO2 (tons) | NOX (lbs) |  |  |  |  | Annual Reductions | CO2 (tons) | NOX (lbs) | PM-10 (lbs) | CO2 (tons) | NOX (lbs)
2009 | 34368.969 | 9599.7936 | 4376.0493 | 0 | 0 | * annual reductions are the units |  |  |  | 2009 | 34368.969 | 9599.7936 | 4376.0493 | 0 | 0 | * annual reductions are the units
2010 | 53430.9517 | 14943.4397 | 6800.6916 | 0 | 0 | implemented in the year, times |  |  |  | 2010 | 53430.9517 | 14943.4397 | 6800.6916 | 0 | 0 | implemented in the year, times
2011 | 58554.5278 | 16344.6471 | 7456.8196 | 0 | 0 | the annual emission reduction |  |  |  | 2011 | 58554.5278 | 16344.6471 | 7456.8196 | 0 | 0 | the annual emission reduction
2012 | 204.3698 | 57.1676 | 26.0109 | 0 | 0 | for the measure. |  |  |  | 2012 | 204.3698 | 57.1676 | 26.0109 | 0 | 0 | for the measure.
2013 | 0 | 0 | 0 | 0 | 0 |  |  |  |  | 2013 | 0 | 0 | 0 | 0 | 0
2014 | 0 | 0 | 0 | 0 | 0 |  |  |  |  | 2014 | 0 | 0 | 0 | 0 | 0
2015 | 0 | 0 | 0 | 0 | 0 |  |  |  |  | 2015 | 0 | 0 | 0 | 0 | 0
Total Annual | 146558.8184 | 40945.048 | 18659.5714 | 0 | 0 |  |  |  |  | Total Annual | 146558.8184 | 40945.048 | 18659.5714 | 0 | 0
Lifecycle Reductions | [9 empty] | Lifecycle Reductions
2009 | 436967.1236 | 122597.434 | 55568.3517 | 0 | 0 |  |  |  |  | 2009 | 436967.1236 | 122597.434 | 55568.3517 | 0 | 0
2010 | 687614.9381 | 193130.5367 | 87416.3115 | 0 | 0 |  |  |  |  | 2010 | 687614.9381 | 193130.5367 | 87416.3115 | 0 | 0
2011 | 752940.3113 | 211074.2112 | 95772.0445 | 0 | 0 |  |  |  |  | 2011 | 752940.3113 | 211074.2112 | 95772.0445 | 0 | 0
2012 | 3069.3807 | 858.9657 | 390.6042 | 0 | 0 |  |  |  |  | 2012 | 3069.3807 | 858.9657 | 390.6042 | 0 | 0
2013 | 0 | 0 | 0 | 0 | 0 |  |  |  |  | 2013 | 0 | 0 | 0 | 0 | 0
2014 | 0 | 0 | 0 | 0 | 0 |  |  |  |  | 2014 | 0 | 0 | 0 | 0 | 0
2015 | 0 | 0 | 0 | 0 | 0 |  |  |  |  | 2015 | 0 | 0 | 0 | 0 | 0
Total Lifecycle | 1880591.7537 | 527661.1476 | 239147.3119 | 0 | 0 |  |  |  |  | Total Lifecycle | 1880591.7537 | 527661.1476 | 239147.3119 | 0 | 0
Reductions based on total annual installations | [9 empty] | Reductions (Gross) based on total annual installations
| Annual Net kWh | Lifecycle Net kWh | Annual Net Therms | Lifecycle Net Therms | Net July-Sept Peak (kW) | Net Dec-Feb (kW) | Net CEC (kW) | User Entered kW | Net Annual NCP (kW) |  | Annual Gross kWh | Lifecycle Gross kWh | Annual Gross Therms | Lifecycle Gross Therms | User Entered kW
2009 | 66402305.4338 | 815895438.5828 | 0 | 0 | 14719.5312 | 8103.9886 | 14409.3003 | 13678.0131 | 12439.7158 | 2009 | 66402305.4338 | 815895438.5828 | 0 | 0 | 13678.0131
2010 | 106997461.894 | 1319756658.874 | 0 | 0 | 21965.2618 | 12697.5047 | 23218.4492 | 20806.9368 | 22949.4659 | 2010 | 106997461.894 | 1319756658.874 | 0 | 0 | 20806.9368
2011 | 115825250.7887 | 1431672755.5084 | 0 | 0 | 23832.8169 | 14042.5968 | 25134.0794 | 22638.2481 | 30985.0674 | 2011 | 115825250.7887 | 1431672755.5084 | 0 | 0 | 22638.2481
2012 | 341796 | 5130274 | 0 | 0 | 98.0477 | 73.1758 | 74.1697 | 103.1316 | 15784.8059 | 2012 | 341796 | 5130274 | 0 | 0 | 103.1316
2013 | 0 | 0 | 0 | 0 | 0 | 0 | 0 | 0 | -769.9021 | 2013 | 0 | 0 | 0 | 0 | 0
2014 | 0 | 0 | 0 | 0 | 0 | 0 | 0 | 0 | -844.3475 | 2014 | 0 | 0 | 0 | 0 | 0
2015 | 0 | 0 | 0 | 0 | 0 | 0 | 0 | 0 | -455.4443 | 2015 | 0 | 0 | 0 | 0 | 0
Total | 289566814.1166 | 3572455126.9651 | 0 | 0 | 60615.6575 | 34917.266 | 62835.9987 | 57226.3297 | 80089.361 | Total | 289566814.1166 | 3572455126.9651 | 0 | 0 | 57226.3297
Net Impacts by Sector (All Measures Installed through 2012)
| Annual Net kWh | Lifecycle Net kWh | Annual Net Therms | Lifecycle Net Therms | Net July-Sept Peak (kW) | Net Dec-Feb (kW) | Net CEC (kW) | User Entered kW | TRC Lifecycle Net Benefits* ($)
Total | 146644992.4026 | 1863311143.7502 | 0 | 0 | 20521.3099 | 14461.707 | 31821.9634 | 20521.3099 | 11857763.0437
Residential | 6604184.9088 | 71980949.8667 | 0 | 0 | 1316.5093 | 840.0939 | 1433.1081 | 1316.5093 | -6335843.1882
Small_Office | 0 | 0 | 0 | 0 | 0 | 0 | 0 | 0 | 0
Large_Office | 0 | 0 | 0 | 0 | 0 | 0 | 0 | 0 | 0
Small_Retail_Store | 0 | 0 | 0 | 0 | 0 | 0 | 0 | 0 | 0
Large_Retail_Store | 0 | 0 | 0 | 0 | 0 | 0 | 0 | 0 | 0
Grocery_Store | 0 | 0 | 0 | 0 | 0 | 0 | 0 | 0 | 0
Food_Store | 0 | 0 | 0 | 0 | 0 | 0 | 0 | 0 | 0
Restaurant | 0 | 0 | 0 | 0 | 0 | 0 | 0 | 0 | 0
Fast_Food_Restaurant | 0 | 0 | 0 | 0 | 0 | 0 | 0 | 0 | 0
Sit_Down_Restaurant | 0 | 0 | 0 | 0 | 0 | 0 | 0 | 0 | 0
Storage_Building | 0 | 0 | 0 | 0 | 0 | 0 | 0 | 0 | 0
Refrigerated_Warehouse | 0 | 0 | 0 | 0 | 0 | 0 | 0 | 0 | 0
Non-Refrig._Warehouse | 0 | 0 | 0 | 0 | 0 | 0 | 0 | 0 | 0
Hotel_Motel | 0 | 0 | 0 | 0 | 0 | 0 | 0 | 0 | 0
Medical_Clinic | 0 | 0 | 0 | 0 | 0 | 0 | 0 | 0 | 0
School | 0 | 0 | 0 | 0 | 0 | 0 | 0 | 0 | 0
K_thru_12_School | 0 | 0 | 0 | 0 | 0 | 0 | 0 | 0 | 0
College_University | 0 | 0 | 0 | 0 | 0 | 0 | 0 | 0 | 0
Assembly | 0 | 0 | 0 | 0 | 0 | 0 | 0 | 0 | 0
Trans_Comm_Util | 0 | 0 | 0 | 0 | 0 | 0 | 0 | 0 | 0
Misc._Commercial | 128736358.6639 | 1636372236.6561 | 0 | 0 | 17292.401 | 11763.5306 | 27935.7898 | 17292.401 | 11886265.0742
Industrial | 1565265.3487 | 23478980.2303 | 0 | 0 | 371.1244 | 375.7996 | 339.6626 | 371.1244 | 911837.85
Agricultural | 9739183.4813 | 131478976.9971 | 0 | 0 | 1541.2752 | 1482.2827 | 2113.4028 | 1541.2752 | 5395503.3078
Hospital | 0 | 0 | 0 | 0 | 0 | 0 | 0 | 0 | 0
* Include program-level and admin costs allocated based to total gas and electric programs at the measure level.
Net Impacts by CPUC End Use Categories (All Measures Installed through 2012)
| Annual Net kWh | Lifecycle Net kWh | Annual Net Therms | Lifecycle Net Therms | Net July-Sept Peak (kW) | Net Dec-Feb Pk (kW) | Net CEC (kW) | User Entered kW | TRC Lifecycle Net Benefits* ($)
Total | 245518649.1166 | 3131973476.9651 | 0 | 0 | 60615.6575 | 34917.266 | 53277.5469 | 57226.3297 | 77079668.5139
Clothes Dryer | 0 | 0 | 0 | 0 | 0 | 0 | 0 | 0 | 0
Clothes Washer | 0 | 0 | 0 | 0 | 0 | 0 | 0 | 0 | 0
Consumer Electronics | 0 | 0 | 0 | 0 | 0 | 0 | 0 | 0 | 0
Cooking | 0 | 0 | 0 | 0 | 0 | 0 | 0 | 0 | 0
Dishwasher | 0 | 0 | 0 | 0 | 0 | 0 | 0 | 0 | 0
Other Appliance | 0 | 0 | 0 | 0 | 0 | 0 | 0 | 0 | 0
Office Equipment | 0 | 0 | 0 | 0 | 0 | 0 | 0 | 0 | 0
Building shell | 0 | 0 | 0 | 0 | 0 | 0 | 0 | 0 | 0
Space Cooling | 98515921.9945 | 1500376982.8876 | 0 | 0 | 32707.504 | 10712.3984 | 21377.9551 | 30147.9263 | 15251177.5328
Space Heating | 0 | 0 | 0 | 0 | 0 | 0 | 0 | 0 | 0
Ventilation | 0 | 0 | 0 | 0 | 0 | 0 | 0 | 0 | 0
Interior Lighting | 109336244.1887 | 1181281170.9106 | 0 | 0 | 22220.4218 | 18674.5072 | 23725.965 | 21390.6717 | 50328186.474
Exterior Lighting | 6943714.4869 | 103976301.4261 | 0 | 0 | 0 | 0 | 1506.786 | 0 | 3757017.154
Daylighting | 0 | 0 | 0 | 0 | 0 | 0 | 0 | 0 | 0
Motors | 0 | 0 | 0 | 0 | 0 | 0 | 0 | 0 | 0
Process | 1565265.3487 | 23478980.2303 | 0 | 0 | 371.1244 | 375.7996 | 339.6626 | 371.1244 | 911837.85
Compressed Air | 0 | 0 | 0 | 0 | 0 | 0 | 0 | 0 | 0
Food Processor | 0 | 0 | 0 | 0 | 0 | 0 | 0 | 0 | 0
Refrigeration | 7346847.6165 | 109281127.7135 | 0 | 0 | 1088.0734 | 1011.9083 | 1594.2659 | 1088.0734 | 4006574.6423
Freezers | 0 | 0 | 0 | 0 | 0 | 0 | 0 | 0 | 0
Pumps | 9739183.4813 | 131478976.9971 | 0 | 0 | 1541.2752 | 1482.2827 | 2113.4028 | 1541.2752 | 5395503.3078
Pool Pump | 5852400 | 58524000 | 0 | 0 | 792.4 | 792.4 | 1269.9708 | 792.4 | -3094570.3001
Domestic Hot Water | 0 | 0 | 0 | 0 | 0 | 0 | 0 | 0 | 0
Water Heating | 0 | 0 | 0 | 0 | 0 | 0 | 0 | 0 | 0
Other | 6219072 | 23575936.8 | 0 | 0 | 1894.8588 | 1867.9698 | 1349.5386 | 1894.8588 | 523941.8532
* Include program-level and admin costs allocated based to total gas and electric programs at the measure level.
Net Impacts by Climate Zone (All Measures Installed through 2012)
| Annual Net kWh | Lifecycle Net kWh | Annual Net Therms | Lifecycle Net Therms | Net July-Sept Peak (kW) | Net dec-Feb Pk (kW) | Net CEC (kW) | User Entered kW | TRC Lifecycle Net Benefits* ($)
Total | 289566814.1166 | 3572455126.9651 | 0 | 0 | 60615.6575 | 34917.266 | 62835.9987 | 62835.9987 | 59638648.4317
6 | 0 | 0 | 0 | 0 | 0 | 0 | 0 | 0 | 0
8 | 0 | 0 | 0 | 0 | 0 | 0 | 0 | 0 | 0
9 | 0 | 0 | 0 | 0 | 0 | 0 | 0 | 0 | 0
10 | 0 | 0 | 0 | 0 | 0 | 0 | 0 | 0 | 0
13 | 0 | 0 | 0 | 0 | 0 | 0 | 0 | 0 | 0
14 | 0 | 0 | 0 | 0 | 0 | 0 | 0 | 0 | 0
15 | 0 | 0 | 0 | 0 | 0 | 0 | 0 | 0 | 0
16 | 0 | 0 | 0 | 0 | 0 | 0 | 0 | 0 | 0
System | 289566814.1166 | 3572455126.9651 | 0 | 0 | 60615.6575 | 34917.266 | 62835.9987 | 62835.9987 | 59638648.4317
0 | 0 | 0 | 0 | 0 | 0 | 0 | 0 | 0 | 0
0 | 0 | 0 | 0 | 0 | 0 | 0 | 0 | 0 | 0
* Include program-level and admin costs allocated based to total gas and electric programs at the measure level.
Persistent reductions in the summer (3rd Qtr) or winter (4th Qtr) of each year
| Net July-Sept Peak (kW) | Net Annual Dec-Feb (kW)
2009 | 7359.7656 | 8103.9886
2010 | 25702.1621 | 20801.4934
2011 | 48601.2014 | 34844.0902
2012 | 60229.8179 | 34240.8676
2013 | 59554.7415 | 33530.2497
2014 | 58817.3534 | 32817.0874
2015 | 58424.0187 | 32796.3629
2016 | 58424.0187 | 32796.3629
Monthly Impacts
First Year for Impact Table: | 2009
| Quarter | Monthly Five Hour Avg or TOU Peak | Net Monthly NCP (kW) |  | Monthly Net kWh | Monthly Net Therms
2009-01-01 | 1 | 0 | 0 |  | 0 | 0
2009-02-01 | 1 | 0 | 0 |  | 0 | 0
2009-03-01 | 1 | 0 | 0 |  | 0 | 0
2009-04-01 | 2 | 1752.591 | 3438.1185 |  | 1006844.5371 | 0
2009-05-01 | 2 | 2848.2036 | 3417.5895 |  | 1082588.6148 | 0
2009-06-01 | 2 | 2282.1926 | 4292.4317 |  | 1483455.0624 | 0
2009-07-01 | 3 | 7420.4838 | 9033.9876 |  | 3281694.0517 | 0
2009-08-01 | 3 | 7566.4256 | 9353.8933 |  | 3352334.0433 | 0
2009-09-01 | 3 | 7092.3873 | 10255.7737 |  | 3231304.3968 | 0
2009-10-01 | 4 | 6425.5173 | 12439.7158 |  | 3469937.9216 | 0
2009-11-01 | 4 | 6086.8296 | 10253.3553 |  | 2923965.0355 | 0
2009-12-01 | 4 | 5846.0127 | 8685.1002 |  | 2752079.1645 | 0
2010-01-01 | 5 | 8513.5146 | 11816.1819 |  | 3753495.7883 | 0
2010-02-01 | 5 | 8003.7678 | 12760.5599 |  | 3692566.1341 | 0
2010-03-01 | 5 | 7074.6907 | 11948.6971 |  | 3931658.1697 | 0
2010-04-01 | 6 | 9730.0669 | 18932.4809 |  | 5596404.7773 | 0
2010-05-01 | 6 | 15782.9444 | 18812.3509 |  | 6008642.676 | 0
2010-06-01 | 6 | 12719.1012 | 23578.9331 |  | 8252160.7301 | 0
2010-07-01 | 7 | 25849.0381 | 31317.866 |  | 11606497.1777 | 0
2010-08-01 | 7 | 26464.7435 | 32456.9842 |  | 11852612.8285 | 0
2010-09-01 | 7 | 24792.7047 | 35389.1817 |  | 11446577.7485 | 0
2010-10-01 | 8 | 18456.7121 | 34841.4926 |  | 9964398.2858 | 0
2010-11-01 | 8 | 17661.2134 | 29097.6022 |  | 8461924.1292 | 0
2010-12-01 | 8 | 16982.8637 | 24900.7664 |  | 7984236.5123 | 0
2011-01-01 | 9 | 21853.3769 | 29959.1303 |  | 9637618.3368 | 0
2011-02-01 | 9 | 20505.5128 | 32127.5326 |  | 9465945.3529 | 0
2011-03-01 | 9 | 18132.4863 | 30327.1646 |  | 10088084.7094 | 0
2011-04-01 | 10 | 20857.7159 | 40207.7468 |  | 12042766.0893 | 0
2011-05-01 | 10 | 33846.2999 | 39928.5742 |  | 12905515.61 | 0
2011-06-01 | 10 | 27387.7399 | 49809.1423 |  | 17732695.4863 | 0
2011-07-01 | 11 | 48762.2295 | 58924.7175 |  | 22127108.3865 | 0
2011-08-01 | 11 | 50136.137 | 61158.2555 |  | 22597441.2913 | 0
2011-09-01 | 11 | 46905.2378 | 66374.2491 |  | 21851084.4021 | 0
2011-10-01 | 12 | 32624.1122 | 60967.7407 |  | 17657087.1283 | 0
2011-11-01 | 12 | 31398.8296 | 51297.1063 |  | 15034993.97 | 0
2011-12-01 | 12 | 30202.2214 | 44110.9426 |  | 14194317.1431 | 0
2012-01-01 | 13 | 36638.7652 | 50129.2719 |  | 16153386.3531 | 0
2012-02-01 | 13 | 34305.7402 | 53586.9704 |  | 15847548.2104 | 0
2012-03-01 | 13 | 30260.5495 | 50798.3427 |  | 16920486.4861 | 0
2012-04-01 | 14 | 29627.9996 | 57269.8396 |  | 17223660.7032 | 0
2012-05-01 | 14 | 48392.0064 | 56856.1893 |  | 18454408.9201 | 0
2012-06-01 | 14 | 38948.4235 | 70672.0999 |  | 25269897.264 | 0
2012-07-01 | 15 | 60381.0799 | 72962.5912 |  | 27514510.3889 | 0
2012-08-01 | 15 | 62186.0389 | 75789.6965 |  | 28104069.7353 | 0
2012-09-01 | 15 | 58122.3349 | 82159.055 |  | 27181960.5213 | 0
2012-10-01 | 16 | 35799.8765 | 67157.1896 |  | 19494825.5124 | 0
2012-11-01 | 16 | 34470.4256 | 56496.4907 |  | 16586544.0529 | 0
2012-12-01 | 16 | 33142.8858 | 48550.4512 |  | 15652979.0237 | 0
2013-01-01 | 17 | 36032.6644 | 49445.0608 |  | 15973438.7246 | 0
2013-02-01 | 17 | 33701.2232 | 52930.3158 |  | 15670670.0096 | 0
2013-03-01 | 17 | 29666.5211 | 50144.4562 |  | 16742107.2 | 0
2013-04-01 | 18 | 29017.0768 | 56555.6452 |  | 17029101.9328 | 0
2013-05-01 | 18 | 47731.2726 | 56146.4868 |  | 18256061.9088 | 0
2013-06-01 | 18 | 38351.392 | 69949.5988 |  | 25061773.2395 | 0
2013-07-01 | 19 | 59711.2574 | 72208.4092 |  | 27289942.8425 | 0
2013-08-01 | 19 | 61502.6076 | 75025.062 |  | 27878150.4158 | 0
2013-09-01 | 19 | 57450.3597 | 81389.1529 |  | 26958031.5469 | 0
2013-10-01 | 20 | 35112.7486 | 66376.917 |  | 19277107.3607 | 0
2013-11-01 | 20 | 33783.8859 | 55728.3762 |  | 16373100.8364 | 0
2013-12-01 | 20 | 32461.2211 | 47790.0073 |  | 15441414.3982 | 0
2014-01-01 | 21 | 35316.3612 | 48611.0766 |  | 15751875.4255 | 0
2014-02-01 | 21 | 32989.8208 | 52135.9472 |  | 15453435.0761 | 0
2014-03-01 | 21 | 28972.6771 | 49354.19 |  | 16521534.0359 | 0
2014-04-01 | 22 | 28341.1225 | 55750.2334 |  | 16807970.3667 | 0
2014-05-01 | 22 | 46990.3158 | 55346.4311 |  | 18030036.184 | 0
2014-06-01 | 22 | 37675.8408 | 69120.1348 |  | 24815657.0884 | 0
2014-07-01 | 23 | 58979.8551 | 71382.6054 |  | 27038830.8241 | 0
2014-08-01 | 23 | 60755.2871 | 74187.0948 |  | 27625405.447 | 0
2014-09-01 | 23 | 56716.9179 | 80544.8053 |  | 26707705.3151 | 0
2014-10-01 | 24 | 34400.0916 | 65562.3975 |  | 19048928.9906 | 0
2014-11-01 | 24 | 33071.8344 | 54927.5796 |  | 16149845.6225 | 0
2014-12-01 | 24 | 31754.6054 | 46997.9676 |  | 15220303.1192 | 0
2015-01-01 | 25 | 34597.3615 | 47771.9659 |  | 15528994.8717 | 0
2015-02-01 | 25 | 32275.9494 | 51337.7449 |  | 15234944.7865 | 0
2015-03-01 | 25 | 28276.7737 | 48560.1042 |  | 16299553.064 | 0
2015-04-01 | 26 | 27819.8377 | 55113.526 |  | 16630791.348 | 0
2015-05-01 | 26 | 46404.3373 | 54714.3725 |  | 17848381.7953 | 0
2015-06-01 | 26 | 37156.6696 | 68465.8735 |  | 24619678.4149 | 0
2015-07-01 | 27 | 58590.4936 | 70940.2876 |  | 26901463.1616 | 0
2015-08-01 | 27 | 60354.8901 | 73734.9504 |  | 27486717.4338 | 0
2015-09-01 | 27 | 56326.6724 | 80089.361 |  | 26570474.9001 | 0
2015-10-01 | 28 | 34202.2381 | 65324.9615 |  | 18979402.2559 | 0
2015-11-01 | 28 | 32873.193 | 54695.6419 |  | 16083094.8638 | 0
2015-12-01 | 28 | 31557.8517 | 46769.6397 |  | 15154708.3791 | 0

## Input
| SCE PlannerTOU(1000)1e2.xls |  |  |  | Program Budget ($) |  |  | NPV Factor for lump-sum admin costs: | 100%
a. Administrative Costs
| Proposer General Information |  |  |  | a.i. Overhead and G&A | 9387270.9078 | d. Incentives and Rebates ($) | Nominal | NPV
| Proposer Name |  | Southern California Edison |  | a.ii. Other Admin costs | 8127103 | d.i. User Input Incentive | 8281944.1906 | 8281944.1906
| Program Name |  | SCE Partnership Roll-up E3 Calculator - No Carbon Adder |  | b. Marketing/Outreach | 1940811 | d.ii. Rebate | 49229061.8531 | 43053485.8135
| Service Territory |  | SCE |  | c. Direct Implementation (non incentive) |  | d.iii. Direct Install Labor | 0 | 0
| First Year of Program Implementation |  |  | 2009 | c.i. Activity | 27012986 | d.iv. Direct Install Materials | 0 | 0
| Contact Information |  |  |  | c.ii. Installation | 0 | d.v. Upstream payments | 0 | 0
| Name |  | Don Arambula |  | c.iii. Hardware & Materials | 0 | Subtotal Direct Install | 57511006.0438 | 51335430.0041
| Address |  | 6042 N. Irwindale Ave, Blg. A |  | c.iv. Rebate Processing and Inspection | 2516823
| ZIP code |  | 91702 |  | d. Total Incentives and Rebates | 57511006.0438
| Telephone |  | 626-633-3146 |  | e. EM&V | 7614263.7032 | f. Costs recovered from other sources |  | 0
| Email |  | don.arambula@sce.com |  | Total | 114110263.6548 | Program Budget w/ Other Costs (a to f) | 114110263.6548 | 107934687.6151
Quarterly Installation Schedule
| Program Inputs |  |  |  | CO2 Cost Scenario | 1 | (1 = 2006 Adopted costs, 2 = $30/tonne Scearnio) |  |  |  |  | Transfer | Admin | Admin | Admin | [9 empty] | Placeholders, not currently used | [7 empty] | Annual Installation Schedule | [7 empty] | 2009 |  |  |  | 2010 |  |  |  | 2011 |  |  |  | 2012 |  |  |  | 2013 |  |  |  | 2014 |  |  |  | 2015
| Measure Name | DEER RunID | Climate Zone | Target sector | Measure Electric End Use Shape | CZ, Sector, Measure combination found? | Measure Type (To Look up Measure Life) | Program Type (To look up Net-to-gross Ratio) | Unit Definition (e.g. homes) | Program Type (NEW/ROB or Early Repl(RET)) | Gross Measure Cost ($/unit) | Rebate to end use customer or its assignee ($/unit) | Incentives to entities other than the end use customer or its assignee($/unit) | Direct Install Labor ($/unit) | Direct Install Material ($/unit) | Participant cost ($/unit) | Gross Unit Annual Electricity Savings (kwh/unit) | Electric Rate Schedule | Demand Scaler | User Entered kW Savings per unit (kW/unit) | Gross Unit Annual Gas Savings (therm/unit) | Gas Sector | Gas Rate Schedule | Gas Savings Profile | Avg remaining life on replaced units (yrs) | Early retrofit incremental kWh savings (kWh/unit) | Early retrofit incremental kW savings (kW/unit) | Early retrofit incremental Th savings (Th/unit) | Combustion Type | Effective Useful Life (years) | Net-to-Gross Ratio | % Eligible for TOU AC adjustment | 2009 | 2010 | 2011 | 2012 | 2013 | 2014 | 2015 |  | Qtr 1 | Qtr 2 | Qtr 3 | Qtr 4 | Qtr 1 | Qtr 2 | Qtr 3 | Qtr 4 | Qtr 1 | Qtr 2 | Qtr 3 | Qtr 4 | Qtr 1 | Qtr 2 | Qtr 3 | Qtr 4 | Qtr 1 | Qtr 2 | Qtr 3 | Qtr 4 | Qtr 1 | Qtr 2 | Qtr 3 | Qtr 4 | Qtr 1 | Qtr 2 | Qtr 3 | Qtr 4 | Total Number of Units | Comments
SCE Partnership Roll-up E3 Calculator - No Carbon Adder | RESIDENTIAL | [16 empty] | System | #N/A | [21 empty] | 0 | 0 | 0 | 0 | 0 | 0 | 0 | 0 | 0 | 0 | 0 | 0 | 0 | 0 | 0 | 0 | 0 | 0 | 0 | 0 | 0 | 0 | 0 | 0 | 0 | 0 | 0 | 0 | 0
SCE Partnership Roll-up E3 Calculator - No Carbon Adder | DEEMED MEASURES | [16 empty] | System | #N/A | [21 empty] | 0 | 0 | 0 | 0 | 0 | 0 | 0 | 0 | 0 | 0 | 0 | 0 | 0 | 0 | 0 | 0 | 0 | 0 | 0 | 0 | 0 | 0 | 0 | 0 | 0 | 0 | 0 | 0 | 0
SCE Partnership Roll-up E3 Calculator - No Carbon Adder | Appliances | [16 empty] | System | #N/A | [21 empty] | 0 | 0 | 0 | 0 | 0 | 0 | 0 | 0 | 0 | 0 | 0 | 0 | 0 | 0 | 0 | 0 | 0 | 0 | 0 | 0 | 0 | 0 | 0 | 0 | 0 | 0 | 0 | 0 | 0
SCE Partnership Roll-up E3 Calculator - No Carbon Adder | Laundry & Kitchen | [16 empty] | System | #N/A | [21 empty] | 0 | 0 | 0 | 0 | 0 | 0 | 0 | 0 | 0 | 0 | 0 | 0 | 0 | 0 | 0 | 0 | 0 | 0 | 0 | 0 | 0 | 0 | 0 | 0 | 0 | 0 | 0 | 0 | 0
SCE Partnership Roll-up E3 Calculator - No Carbon Adder | Refrigerators | [16 empty] | System | #N/A | [21 empty] | 0 | 0 | 0 | 0 | 0 | 0 | 0 | 0 | 0 | 0 | 0 | 0 | 0 | 0 | 0 | 0 | 0 | 0 | 0 | 0 | 0 | 0 | 0 | 0 | 0 | 0 | 0 | 0 | 0
SCE Partnership Roll-up E3 Calculator - No Carbon Adder | Appliances Recycling | [16 empty] | System | #N/A | [21 empty] | 0 | 0 | 0 | 0 | 0 | 0 | 0 | 0 | 0 | 0 | 0 | 0 | 0 | 0 | 0 | 0 | 0 | 0 | 0 | 0 | 0 | 0 | 0 | 0 | 0 | 0 | 0 | 0 | 0
SCE Partnership Roll-up E3 Calculator - No Carbon Adder | Refrigerators/Freezers | [16 empty] | System | #N/A | [21 empty] | 0 | 0 | 0 | 0 | 0 | 0 | 0 | 0 | 0 | 0 | 0 | 0 | 0 | 0 | 0 | 0 | 0 | 0 | 0 | 0 | 0 | 0 | 0 | 0 | 0 | 0 | 0 | 0 | 0
SCE Partnership Roll-up E3 Calculator - No Carbon Adder | Room A/C | [16 empty] | System | #N/A | [21 empty] | 0 | 0 | 0 | 0 | 0 | 0 | 0 | 0 | 0 | 0 | 0 | 0 | 0 | 0 | 0 | 0 | 0 | 0 | 0 | 0 | 0 | 0 | 0 | 0 | 0 | 0 | 0 | 0 | 0
SCE Partnership Roll-up E3 Calculator - No Carbon Adder | Other | [16 empty] | System | #N/A | [21 empty] | 0 | 0 | 0 | 0 | 0 | 0 | 0 | 0 | 0 | 0 | 0 | 0 | 0 | 0 | 0 | 0 | 0 | 0 | 0 | 0 | 0 | 0 | 0 | 0 | 0 | 0 | 0 | 0 | 0
SCE Partnership Roll-up E3 Calculator - No Carbon Adder | Residential Audits | DEER 2008 or SCE Workpaper | System | RES | DEER:Indoor_CFL_Ltg | TRUE | 3 | 100% | Unit | NEW/ROB/RET | 0 | 0 | 0 | 0 | 0 | 0 | 611.7 | System | kWh | 0.132 | [9 empty] | 3 | 100% | 0% | 400 | 500 | 500 | 0 | 0 | 0 | 0 |  | 100 | 100 | 100 | 100 | 125 | 125 | 125 | 125 | 125 | 125 | 125 | 125 | 0 | 0 | 0 | 0 | 0 | 0 | 0 | 0 | 0 | 0 | 0 | 0 | 0 | 0 | 0 | 0 | 1400
SCE Partnership Roll-up E3 Calculator - No Carbon Adder | Consumer Electronics | [16 empty] | System | #N/A | [21 empty] | 0 | 0 | 0 | 0 | 0 | 0 | 0 | 0 | 0 | 0 | 0 | 0 | 0 | 0 | 0 | 0 | 0 | 0 | 0 | 0 | 0 | 0 | 0 | 0 | 0 | 0 | 0 | 0 | 0
SCE Partnership Roll-up E3 Calculator - No Carbon Adder | Entertainment | [16 empty] | System | #N/A | [21 empty] | 0 | 0 | 0 | 0 | 0 | 0 | 0 | 0 | 0 | 0 | 0 | 0 | 0 | 0 | 0 | 0 | 0 | 0 | 0 | 0 | 0 | 0 | 0 | 0 | 0 | 0 | 0 | 0 | 0
SCE Partnership Roll-up E3 Calculator - No Carbon Adder | Home Office | [16 empty] | System | #N/A | [21 empty] | 0 | 0 | 0 | 0 | 0 | 0 | 0 | 0 | 0 | 0 | 0 | 0 | 0 | 0 | 0 | 0 | 0 | 0 | 0 | 0 | 0 | 0 | 0 | 0 | 0 | 0 | 0 | 0 | 0
SCE Partnership Roll-up E3 Calculator - No Carbon Adder | Other | [16 empty] | System | #N/A | [21 empty] | 0 | 0 | 0 | 0 | 0 | 0 | 0 | 0 | 0 | 0 | 0 | 0 | 0 | 0 | 0 | 0 | 0 | 0 | 0 | 0 | 0 | 0 | 0 | 0 | 0 | 0 | 0 | 0 | 0
SCE Partnership Roll-up E3 Calculator - No Carbon Adder | Water Heating | [16 empty] | System | #N/A | [21 empty] | 0 | 0 | 0 | 0 | 0 | 0 | 0 | 0 | 0 | 0 | 0 | 0 | 0 | 0 | 0 | 0 | 0 | 0 | 0 | 0 | 0 | 0 | 0 | 0 | 0 | 0 | 0 | 0 | 0
SCE Partnership Roll-up E3 Calculator - No Carbon Adder | Efficiency | [16 empty] | System | #N/A | [21 empty] | 0 | 0 | 0 | 0 | 0 | 0 | 0 | 0 | 0 | 0 | 0 | 0 | 0 | 0 | 0 | 0 | 0 | 0 | 0 | 0 | 0 | 0 | 0 | 0 | 0 | 0 | 0 | 0 | 0
SCE Partnership Roll-up E3 Calculator - No Carbon Adder | Use Reduction | [16 empty] | System | #N/A | [21 empty] | 0 | 0 | 0 | 0 | 0 | 0 | 0 | 0 | 0 | 0 | 0 | 0 | 0 | 0 | 0 | 0 | 0 | 0 | 0 | 0 | 0 | 0 | 0 | 0 | 0 | 0 | 0 | 0 | 0
SCE Partnership Roll-up E3 Calculator - No Carbon Adder | Pool Pump | DEER 2008 or SCE Workpaper | System | Residential | Residential Pool Pumps | TRUE | 10 | 100% | Unit | NEW/ROB/RET | 1537.5 | 500 | 0 | 0 | 0 | 1037.5 | 1125.4615 | System | kW | 0.15238 | [9 empty] | 10 | 100% | 0% | 1400 | 2400 | 1400 | 0 | 0 | 0 | 0 |  | 350 | 350 | 350 | 350 | 600 | 600 | 600 | 600 | 350 | 350 | 350 | 350 | 0 | 0 | 0 | 0 | 0 | 0 | 0 | 0 | 0 | 0 | 0 | 0 | 0 | 0 | 0 | 0 | 5200
SCE Partnership Roll-up E3 Calculator - No Carbon Adder | Residential Other | DEER 2008 or SCE Workpaper | System | Residential | AC_Cooling-RC | TRUE | 17.9 | 100% | Unit | NEW/ROB/RET | 39.9876 | 8.4212 | 0 | 0 | 0 | 31.5664 | 6.3742 | System | kW | 0.0044438 | [9 empty] | 17.9 | 100% | 0% | 34341 | 41800 | 41800 | 0 | 0 | 0 | 0 |  | 8585.25 | 8585.25 | 8585.25 | 8585.25 | 10450 | 10450 | 10450 | 10450 | 10450 | 10450 | 10450 | 10450 | 0 | 0 | 0 | 0 | 0 | 0 | 0 | 0 | 0 | 0 | 0 | 0 | 0 | 0 | 0 | 0 | 117941
SCE Partnership Roll-up E3 Calculator - No Carbon Adder | HVAC | [16 empty] | System | #N/A | [21 empty] | 0 | 0 | 0 | 0 | 0 | 0 | 0 | 0 | 0 | 0 | 0 | 0 | 0 | 0 | 0 | 0 | 0 | 0 | 0 | 0 | 0 | 0 | 0 | 0 | 0 | 0 | 0 | 0 | 0
SCE Partnership Roll-up E3 Calculator - No Carbon Adder | New Room AC | DEER 2008 or SCE Workpaper | System | RES | DEER:HVAC_Eff_AC | TRUE | 9 | 100% | Unit | NEW/ROB/RET | 81 | 75 | 0 | 0 | 0 | 6 | 293.5 | System | kWh | 0.132 | [9 empty] | 9 | 100% | 0% | 550 | 600 | 600 | 0 | 0 | 0 | 0 |  | 137.5 | 137.5 | 137.5 | 137.5 | 150 | 150 | 150 | 150 | 150 | 150 | 150 | 150 | 0 | 0 | 0 | 0 | 0 | 0 | 0 | 0 | 0 | 0 | 0 | 0 | 0 | 0 | 0 | 0 | 1750
SCE Partnership Roll-up E3 Calculator - No Carbon Adder | New Package, Split System AC, etc. | DEER 2008 or SCE Workpaper | System | RES | DEER:HVAC_Eff_AC | TRUE | 15 | 100% | Unit | NEW/ROB/RET | 424.7919 | 134.4724 | 0 | 0 | 0 | 290.3196 | 270.3152 | System | kWh | 0.14593 | [9 empty] | 15 | 100% | 0% | 5963 | 7400 | 7400 | 0 | 0 | 0 | 0 |  | 1490.75 | 1490.75 | 1490.75 | 1490.75 | 1850 | 1850 | 1850 | 1850 | 1850 | 1850 | 1850 | 1850 | 0 | 0 | 0 | 0 | 0 | 0 | 0 | 0 | 0 | 0 | 0 | 0 | 0 | 0 | 0 | 0 | 20763
SCE Partnership Roll-up E3 Calculator - No Carbon Adder | Repair & Maintenance | DEER 2008 or SCE Workpaper | System | RES | DEER:HVAC_Refrig_Charge | TRUE | 10 | 100% | Unit | NEW/ROB/RET | 47.3158 | 37.5 | 0 | 0 | 0 | 9.8158 | 508.9538 | System | kWh | 0.36306 | [9 empty] | 10 | 100% | 0% | 2500 | 2940 | 2940 | 0 | 0 | 0 | 0 |  | 625 | 625 | 625 | 625 | 735 | 735 | 735 | 735 | 735 | 735 | 735 | 735 | 0 | 0 | 0 | 0 | 0 | 0 | 0 | 0 | 0 | 0 | 0 | 0 | 0 | 0 | 0 | 0 | 8380
SCE Partnership Roll-up E3 Calculator - No Carbon Adder | HVAC Ducts | DEER 2008 or SCE Workpaper | System | RES | DEER:HVAC_Duct_Sealing | TRUE | 18 | 100% | Unit | NEW/ROB/RET | 265.4038 | 126.9062 | 0 | 0 | 0 | 138.4976 | 124.1508 | System | kWh | 0.12068 | [9 empty] | 18 | 100% | 0% | 2402 | 3350 | 3350 | 0 | 0 | 0 | 0 |  | 600.5 | 600.5 | 600.5 | 600.5 | 837.5 | 837.5 | 837.5 | 837.5 | 837.5 | 837.5 | 837.5 | 837.5 | 0 | 0 | 0 | 0 | 0 | 0 | 0 | 0 | 0 | 0 | 0 | 0 | 0 | 0 | 0 | 0 | 9102
SCE Partnership Roll-up E3 Calculator - No Carbon Adder | HVAC Envelope | [16 empty] | System | #N/A | [21 empty] | 0 | 0 | 0 | 0 | 0 | 0 | 0 | 0 | 0 | 0 | 0 | 0 | 0 | 0 | 0 | 0 | 0 | 0 | 0 | 0 | 0 | 0 | 0 | 0 | 0 | 0 | 0 | 0 | 0
SCE Partnership Roll-up E3 Calculator - No Carbon Adder | HVAC Install - Operation | [16 empty] | System | #N/A | [21 empty] | 0 | 0 | 0 | 0 | 0 | 0 | 0 | 0 | 0 | 0 | 0 | 0 | 0 | 0 | 0 | 0 | 0 | 0 | 0 | 0 | 0 | 0 | 0 | 0 | 0 | 0 | 0 | 0 | 0
SCE Partnership Roll-up E3 Calculator - No Carbon Adder | HVAC Controls | [16 empty] | System | #N/A | [21 empty] | 0 | 0 | 0 | 0 | 0 | 0 | 0 | 0 | 0 | 0 | 0 | 0 | 0 | 0 | 0 | 0 | 0 | 0 | 0 | 0 | 0 | 0 | 0 | 0 | 0 | 0 | 0 | 0 | 0
SCE Partnership Roll-up E3 Calculator - No Carbon Adder | New Evap Coolers & Whole House Fans | [16 empty] | System | #N/A | [21 empty] | 0 | 0 | 0 | 0 | 0 | 0 | 0 | 0 | 0 | 0 | 0 | 0 | 0 | 0 | 0 | 0 | 0 | 0 | 0 | 0 | 0 | 0 | 0 | 0 | 0 | 0 | 0 | 0 | 0
SCE Partnership Roll-up E3 Calculator - No Carbon Adder | Lighting | [16 empty] | System | #N/A | [21 empty] | 0 | 0 | 0 | 0 | 0 | 0 | 0 | 0 | 0 | 0 | 0 | 0 | 0 | 0 | 0 | 0 | 0 | 0 | 0 | 0 | 0 | 0 | 0 | 0 | 0 | 0 | 0 | 0 | 0
SCE Partnership Roll-up E3 Calculator - No Carbon Adder | Screw-in CFL Interior (Downstream) | [16 empty] | System | #N/A | [21 empty] | 0 | 0 | 0 | 0 | 0 | 0 | 0 | 0 | 0 | 0 | 0 | 0 | 0 | 0 | 0 | 0 | 0 | 0 | 0 | 0 | 0 | 0 | 0 | 0 | 0 | 0 | 0 | 0 | 0
SCE Partnership Roll-up E3 Calculator - No Carbon Adder | Screw-in CFL Interior (Upstream - Traditional) | [16 empty] | System | #N/A | [21 empty] | 0 | 0 | 0 | 0 | 0 | 0 | 0 | 0 | 0 | 0 | 0 | 0 | 0 | 0 | 0 | 0 | 0 | 0 | 0 | 0 | 0 | 0 | 0 | 0 | 0 | 0 | 0 | 0 | 0
SCE Partnership Roll-up E3 Calculator - No Carbon Adder | Screw-in CFL Interior (Upstream - Specialty) | [16 empty] | System | #N/A | [21 empty] | 0 | 0 | 0 | 0 | 0 | 0 | 0 | 0 | 0 | 0 | 0 | 0 | 0 | 0 | 0 | 0 | 0 | 0 | 0 | 0 | 0 | 0 | 0 | 0 | 0 | 0 | 0 | 0 | 0
SCE Partnership Roll-up E3 Calculator - No Carbon Adder | Screw-in CFL Interior (Direct Install) | [16 empty] | System | #N/A | [21 empty] | 0 | 0 | 0 | 0 | 0 | 0 | 0 | 0 | 0 | 0 | 0 | 0 | 0 | 0 | 0 | 0 | 0 | 0 | 0 | 0 | 0 | 0 | 0 | 0 | 0 | 0 | 0 | 0 | 0
SCE Partnership Roll-up E3 Calculator - No Carbon Adder | Screw-in CFL Interior (Midstream) | [16 empty] | System | #N/A | [21 empty] | 0 | 0 | 0 | 0 | 0 | 0 | 0 | 0 | 0 | 0 | 0 | 0 | 0 | 0 | 0 | 0 | 0 | 0 | 0 | 0 | 0 | 0 | 0 | 0 | 0 | 0 | 0 | 0 | 0
SCE Partnership Roll-up E3 Calculator - No Carbon Adder | Screw-in CFL Interior (Giveaway) | [16 empty] | System | #N/A | [21 empty] | 0 | 0 | 0 | 0 | 0 | 0 | 0 | 0 | 0 | 0 | 0 | 0 | 0 | 0 | 0 | 0 | 0 | 0 | 0 | 0 | 0 | 0 | 0 | 0 | 0 | 0 | 0 | 0 | 0
SCE Partnership Roll-up E3 Calculator - No Carbon Adder | CFL Fixture Interior (Midstream) | [16 empty] | System | #N/A | [21 empty] | 0 | 0 | 0 | 0 | 0 | 0 | 0 | 0 | 0 | 0 | 0 | 0 | 0 | 0 | 0 | 0 | 0 | 0 | 0 | 0 | 0 | 0 | 0 | 0 | 0 | 0 | 0 | 0 | 0
SCE Partnership Roll-up E3 Calculator - No Carbon Adder | CFL Fixture Interior (Upstream) | [16 empty] | System | #N/A | [21 empty] | 0 | 0 | 0 | 0 | 0 | 0 | 0 | 0 | 0 | 0 | 0 | 0 | 0 | 0 | 0 | 0 | 0 | 0 | 0 | 0 | 0 | 0 | 0 | 0 | 0 | 0 | 0 | 0 | 0
SCE Partnership Roll-up E3 Calculator - No Carbon Adder | CFL Fixture Interior (Direct Install) | [16 empty] | System | #N/A | [21 empty] | 0 | 0 | 0 | 0 | 0 | 0 | 0 | 0 | 0 | 0 | 0 | 0 | 0 | 0 | 0 | 0 | 0 | 0 | 0 | 0 | 0 | 0 | 0 | 0 | 0 | 0 | 0 | 0 | 0
SCE Partnership Roll-up E3 Calculator - No Carbon Adder | CFL Fixture Interior (Giveaway) | [16 empty] | System | #N/A | [21 empty] | 0 | 0 | 0 | 0 | 0 | 0 | 0 | 0 | 0 | 0 | 0 | 0 | 0 | 0 | 0 | 0 | 0 | 0 | 0 | 0 | 0 | 0 | 0 | 0 | 0 | 0 | 0 | 0 | 0
SCE Partnership Roll-up E3 Calculator - No Carbon Adder | CFL Exterior | [16 empty] | System | #N/A | [21 empty] | 0 | 0 | 0 | 0 | 0 | 0 | 0 | 0 | 0 | 0 | 0 | 0 | 0 | 0 | 0 | 0 | 0 | 0 | 0 | 0 | 0 | 0 | 0 | 0 | 0 | 0 | 0 | 0 | 0
SCE Partnership Roll-up E3 Calculator - No Carbon Adder | CFL Fixture Exterior (Midstream) | [16 empty] | System | #N/A | [21 empty] | 0 | 0 | 0 | 0 | 0 | 0 | 0 | 0 | 0 | 0 | 0 | 0 | 0 | 0 | 0 | 0 | 0 | 0 | 0 | 0 | 0 | 0 | 0 | 0 | 0 | 0 | 0 | 0 | 0
SCE Partnership Roll-up E3 Calculator - No Carbon Adder | CFL Fixture Exterior (Upstream) | [16 empty] | System | #N/A | [21 empty] | 0 | 0 | 0 | 0 | 0 | 0 | 0 | 0 | 0 | 0 | 0 | 0 | 0 | 0 | 0 | 0 | 0 | 0 | 0 | 0 | 0 | 0 | 0 | 0 | 0 | 0 | 0 | 0 | 0
SCE Partnership Roll-up E3 Calculator - No Carbon Adder | CFL Fixture Exterior (Direct Install) | [16 empty] | System | #N/A | [21 empty] | 0 | 0 | 0 | 0 | 0 | 0 | 0 | 0 | 0 | 0 | 0 | 0 | 0 | 0 | 0 | 0 | 0 | 0 | 0 | 0 | 0 | 0 | 0 | 0 | 0 | 0 | 0 | 0 | 0
SCE Partnership Roll-up E3 Calculator - No Carbon Adder | LED Interior | [16 empty] | System | #N/A | [21 empty] | 0 | 0 | 0 | 0 | 0 | 0 | 0 | 0 | 0 | 0 | 0 | 0 | 0 | 0 | 0 | 0 | 0 | 0 | 0 | 0 | 0 | 0 | 0 | 0 | 0 | 0 | 0 | 0 | 0
SCE Partnership Roll-up E3 Calculator - No Carbon Adder | Interior Controls | [16 empty] | System | #N/A | [21 empty] | 0 | 0 | 0 | 0 | 0 | 0 | 0 | 0 | 0 | 0 | 0 | 0 | 0 | 0 | 0 | 0 | 0 | 0 | 0 | 0 | 0 | 0 | 0 | 0 | 0 | 0 | 0 | 0 | 0
SCE Partnership Roll-up E3 Calculator - No Carbon Adder | Interior Exit Signs | [16 empty] | System | #N/A | [21 empty] | 0 | 0 | 0 | 0 | 0 | 0 | 0 | 0 | 0 | 0 | 0 | 0 | 0 | 0 | 0 | 0 | 0 | 0 | 0 | 0 | 0 | 0 | 0 | 0 | 0 | 0 | 0 | 0 | 0
SCE Partnership Roll-up E3 Calculator - No Carbon Adder | Linear Flourescents Interior | [16 empty] | System | #N/A | [21 empty] | 0 | 0 | 0 | 0 | 0 | 0 | 0 | 0 | 0 | 0 | 0 | 0 | 0 | 0 | 0 | 0 | 0 | 0 | 0 | 0 | 0 | 0 | 0 | 0 | 0 | 0 | 0 | 0 | 0
SCE Partnership Roll-up E3 Calculator - No Carbon Adder | Linear Flourescents (parking structures) Exterior | [16 empty] | System | #N/A | [21 empty] | 0 | 0 | 0 | 0 | 0 | 0 | 0 | 0 | 0 | 0 | 0 | 0 | 0 | 0 | 0 | 0 | 0 | 0 | 0 | 0 | 0 | 0 | 0 | 0 | 0 | 0 | 0 | 0 | 0
SCE Partnership Roll-up E3 Calculator - No Carbon Adder | Other Interior Lighting | [16 empty] | System | #N/A | [21 empty] | 0 | 0 | 0 | 0 | 0 | 0 | 0 | 0 | 0 | 0 | 0 | 0 | 0 | 0 | 0 | 0 | 0 | 0 | 0 | 0 | 0 | 0 | 0 | 0 | 0 | 0 | 0 | 0 | 0
SCE Partnership Roll-up E3 Calculator - No Carbon Adder | Other Exterior Lighting | [16 empty] | System | #N/A | [21 empty] | 0 | 0 | 0 | 0 | 0 | 0 | 0 | 0 | 0 | 0 | 0 | 0 | 0 | 0 | 0 | 0 | 0 | 0 | 0 | 0 | 0 | 0 | 0 | 0 | 0 | 0 | 0 | 0 | 0
SCE Partnership Roll-up E3 Calculator - No Carbon Adder | Refrigeration | [16 empty] | System | #N/A | [21 empty] | 0 | 0 | 0 | 0 | 0 | 0 | 0 | 0 | 0 | 0 | 0 | 0 | 0 | 0 | 0 | 0 | 0 | 0 | 0 | 0 | 0 | 0 | 0 | 0 | 0 | 0 | 0 | 0 | 0
SCE Partnership Roll-up E3 Calculator - No Carbon Adder | CUSTOMIZED MEASURES | [16 empty] | System | #N/A | [21 empty] | 0 | 0 | 0 | 0 | 0 | 0 | 0 | 0 | 0 | 0 | 0 | 0 | 0 | 0 | 0 | 0 | 0 | 0 | 0 | 0 | 0 | 0 | 0 | 0 | 0 | 0 | 0 | 0 | 0
SCE Partnership Roll-up E3 Calculator - No Carbon Adder | HVAC Equipment | [16 empty] | System | #N/A | [21 empty] | 0 | 0 | 0 | 0 | 0 | 0 | 0 | 0 | 0 | 0 | 0 | 0 | 0 | 0 | 0 | 0 | 0 | 0 | 0 | 0 | 0 | 0 | 0 | 0 | 0 | 0 | 0 | 0 | 0
SCE Partnership Roll-up E3 Calculator - No Carbon Adder | HVAC Envelope | [16 empty] | System | #N/A | [21 empty] | 0 | 0 | 0 | 0 | 0 | 0 | 0 | 0 | 0 | 0 | 0 | 0 | 0 | 0 | 0 | 0 | 0 | 0 | 0 | 0 | 0 | 0 | 0 | 0 | 0 | 0 | 0 | 0 | 0
SCE Partnership Roll-up E3 Calculator - No Carbon Adder | Interior Lighting | [16 empty] | System | #N/A | [21 empty] | 0 | 0 | 0 | 0 | 0 | 0 | 0 | 0 | 0 | 0 | 0 | 0 | 0 | 0 | 0 | 0 | 0 | 0 | 0 | 0 | 0 | 0 | 0 | 0 | 0 | 0 | 0 | 0 | 0
SCE Partnership Roll-up E3 Calculator - No Carbon Adder | Exterior Lighting | [16 empty] | System | #N/A | [21 empty] | 0 | 0 | 0 | 0 | 0 | 0 | 0 | 0 | 0 | 0 | 0 | 0 | 0 | 0 | 0 | 0 | 0 | 0 | 0 | 0 | 0 | 0 | 0 | 0 | 0 | 0 | 0 | 0 | 0
SCE Partnership Roll-up E3 Calculator - No Carbon Adder | Whole Building | [16 empty] | System | #N/A | [21 empty] | 0 | 0 | 0 | 0 | 0 | 0 | 0 | 0 | 0 | 0 | 0 | 0 | 0 | 0 | 0 | 0 | 0 | 0 | 0 | 0 | 0 | 0 | 0 | 0 | 0 | 0 | 0 | 0 | 0
SCE Partnership Roll-up E3 Calculator - No Carbon Adder | Other | [16 empty] | System | #N/A | [21 empty] | 0 | 0 | 0 | 0 | 0 | 0 | 0 | 0 | 0 | 0 | 0 | 0 | 0 | 0 | 0 | 0 | 0 | 0 | 0 | 0 | 0 | 0 | 0 | 0 | 0 | 0 | 0 | 0 | 0
SCE Partnership Roll-up E3 Calculator - No Carbon Adder | NONRESIDENTIAL | [16 empty] | System | #N/A | [21 empty] | 0 | 0 | 0 | 0 | 0 | 0 | 0 | 0 | 0 | 0 | 0 | 0 | 0 | 0 | 0 | 0 | 0 | 0 | 0 | 0 | 0 | 0 | 0 | 0 | 0 | 0 | 0 | 0 | 0
SCE Partnership Roll-up E3 Calculator - No Carbon Adder | DEEMED MEASURES | [16 empty] | System | #N/A | [21 empty] | 0 | 0 | 0 | 0 | 0 | 0 | 0 | 0 | 0 | 0 | 0 | 0 | 0 | 0 | 0 | 0 | 0 | 0 | 0 | 0 | 0 | 0 | 0 | 0 | 0 | 0 | 0 | 0 | 0
SCE Partnership Roll-up E3 Calculator - No Carbon Adder | Nonresidential Audits | DEER 2008 or SCE Workpaper | System | Misc._Commercial | Commercial Whole Building | TRUE | 3 | 100% | Unit | NEW/ROB/RET | 523.1 | 0 | 0 | 0 | 0 | 523.1 | 2909 | System | kW | 0.9 | [9 empty] | 3 | 100% | 0% | 663 | 663 | 663 | 0 | 0 | 0 | 0 |  | 165.75 | 165.75 | 165.75 | 165.75 | 165.75 | 165.75 | 165.75 | 165.75 | 165.75 | 165.75 | 165.75 | 165.75 | 0 | 0 | 0 | 0 | 0 | 0 | 0 | 0 | 0 | 0 | 0 | 0 | 0 | 0 | 0 | 0 | 1989
SCE Partnership Roll-up E3 Calculator - No Carbon Adder | Food Service | DEER 2008 or SCE Workpaper | System | Misc._Commercial | Commercial Whole Building | TRUE | 11.8 | 100% | Unit | NEW/ROB/RET | 5082.1765 | 371.3235 | 0 | 0 | 0 | 4710.8529 | 2556.3529 | System | kW | 0.53588 | [9 empty] | 11.8 | 100% | 0% | 10 | 12 | 12 | 0 | 0 | 0 | 0 |  | 2.5 | 2.5 | 2.5 | 2.5 | 3 | 3 | 3 | 3 | 3 | 3 | 3 | 3 | 0 | 0 | 0 | 0 | 0 | 0 | 0 | 0 | 0 | 0 | 0 | 0 | 0 | 0 | 0 | 0 | 34
SCE Partnership Roll-up E3 Calculator - No Carbon Adder | Laundry General | [16 empty] | System | #N/A | [21 empty] | 0 | 0 | 0 | 0 | 0 | 0 | 0 | 0 | 0 | 0 | 0 | 0 | 0 | 0 | 0 | 0 | 0 | 0 | 0 | 0 | 0 | 0 | 0 | 0 | 0 | 0 | 0 | 0 | 0
SCE Partnership Roll-up E3 Calculator - No Carbon Adder | Agricultural | [16 empty] | System | #N/A | [21 empty] | 0 | 0 | 0 | 0 | 0 | 0 | 0 | 0 | 0 | 0 | 0 | 0 | 0 | 0 | 0 | 0 | 0 | 0 | 0 | 0 | 0 | 0 | 0 | 0 | 0 | 0 | 0 | 0 | 0
SCE Partnership Roll-up E3 Calculator - No Carbon Adder | Greenhouse | [16 empty] | System | #N/A | [21 empty] | 0 | 0 | 0 | 0 | 0 | 0 | 0 | 0 | 0 | 0 | 0 | 0 | 0 | 0 | 0 | 0 | 0 | 0 | 0 | 0 | 0 | 0 | 0 | 0 | 0 | 0 | 0 | 0 | 0
SCE Partnership Roll-up E3 Calculator - No Carbon Adder | Process | [16 empty] | System | #N/A | [21 empty] | 0 | 0 | 0 | 0 | 0 | 0 | 0 | 0 | 0 | 0 | 0 | 0 | 0 | 0 | 0 | 0 | 0 | 0 | 0 | 0 | 0 | 0 | 0 | 0 | 0 | 0 | 0 | 0 | 0
SCE Partnership Roll-up E3 Calculator - No Carbon Adder | Pumping | [16 empty] | System | #N/A | [21 empty] | 0 | 0 | 0 | 0 | 0 | 0 | 0 | 0 | 0 | 0 | 0 | 0 | 0 | 0 | 0 | 0 | 0 | 0 | 0 | 0 | 0 | 0 | 0 | 0 | 0 | 0 | 0 | 0 | 0
SCE Partnership Roll-up E3 Calculator - No Carbon Adder | Municipal Water | [16 empty] | System | #N/A | [21 empty] | 0 | 0 | 0 | 0 | 0 | 0 | 0 | 0 | 0 | 0 | 0 | 0 | 0 | 0 | 0 | 0 | 0 | 0 | 0 | 0 | 0 | 0 | 0 | 0 | 0 | 0 | 0 | 0 | 0
SCE Partnership Roll-up E3 Calculator - No Carbon Adder | Process | [16 empty] | System | #N/A | [21 empty] | 0 | 0 | 0 | 0 | 0 | 0 | 0 | 0 | 0 | 0 | 0 | 0 | 0 | 0 | 0 | 0 | 0 | 0 | 0 | 0 | 0 | 0 | 0 | 0 | 0 | 0 | 0 | 0 | 0
SCE Partnership Roll-up E3 Calculator - No Carbon Adder | Pumping | [16 empty] | System | #N/A | [21 empty] | 0 | 0 | 0 | 0 | 0 | 0 | 0 | 0 | 0 | 0 | 0 | 0 | 0 | 0 | 0 | 0 | 0 | 0 | 0 | 0 | 0 | 0 | 0 | 0 | 0 | 0 | 0 | 0 | 0
SCE Partnership Roll-up E3 Calculator - No Carbon Adder | Refrigeration | [16 empty] | System | #N/A | [21 empty] | 0 | 0 | 0 | 0 | 0 | 0 | 0 | 0 | 0 | 0 | 0 | 0 | 0 | 0 | 0 | 0 | 0 | 0 | 0 | 0 | 0 | 0 | 0 | 0 | 0 | 0 | 0 | 0 | 0
SCE Partnership Roll-up E3 Calculator - No Carbon Adder | Casework | DEER 2008 or SCE Workpaper | System | Misc._Commercial | Refrigeration | TRUE | 12.1 | 100% | Unit | NEW/ROB/RET | 618.625 | 227.2949 | 0 | 0 | 0 | 391.3301 | 1241.3612 | System | kW | 0.077561 | [9 empty] | 12.1 | 100% | 0% | 86 | 85 | 85 | 0 | 0 | 0 | 0 |  | 21.5 | 21.5 | 21.5 | 21.5 | 21.25 | 21.25 | 21.25 | 21.25 | 21.25 | 21.25 | 21.25 | 21.25 | 0 | 0 | 0 | 0 | 0 | 0 | 0 | 0 | 0 | 0 | 0 | 0 | 0 | 0 | 0 | 0 | 256
SCE Partnership Roll-up E3 Calculator - No Carbon Adder | Compressors | DEER 2008 or SCE Workpaper | System | Misc._Commercial | Refrigeration | TRUE | 15 | 100% | Unit | NEW/ROB/RET | 695.57 | 375 | 0 | 0 | 0 | 320.57 | 2842.69 | System | kW | 1.191 | [9 empty] | 15 | 100% | 0% | 7 | 7 | 7 | 0 | 0 | 0 | 0 |  | 1.75 | 1.75 | 1.75 | 1.75 | 1.75 | 1.75 | 1.75 | 1.75 | 1.75 | 1.75 | 1.75 | 1.75 | 0 | 0 | 0 | 0 | 0 | 0 | 0 | 0 | 0 | 0 | 0 | 0 | 0 | 0 | 0 | 0 | 21
SCE Partnership Roll-up E3 Calculator - No Carbon Adder | Condenser | DEER 2008 or SCE Workpaper | System | Misc._Commercial | Refrigeration | TRUE | 15 | 100% | Unit | NEW/ROB/RET | 666.9996 | 235.4167 | 0 | 0 | 0 | 431.583 | 2302.87 | System | kW | 0.65973 | [9 empty] | 15 | 100% | 0% | 3 | 6 | 6 | 0 | 0 | 0 | 0 |  | 0.75 | 0.75 | 0.75 | 0.75 | 1.5 | 1.5 | 1.5 | 1.5 | 1.5 | 1.5 | 1.5 | 1.5 | 0 | 0 | 0 | 0 | 0 | 0 | 0 | 0 | 0 | 0 | 0 | 0 | 0 | 0 | 0 | 0 | 15
SCE Partnership Roll-up E3 Calculator - No Carbon Adder | Controls & VSDs | [16 empty] | System | #N/A | [21 empty] | 0 | 0 | 0 | 0 | 0 | 0 | 0 | 0 | 0 | 0 | 0 | 0 | 0 | 0 | 0 | 0 | 0 | 0 | 0 | 0 | 0 | 0 | 0 | 0 | 0 | 0 | 0 | 0 | 0
SCE Partnership Roll-up E3 Calculator - No Carbon Adder | Dist to others | DEER 2008 or SCE Workpaper | System | Misc._Commercial | Refrigeration | TRUE | 15 | 100% | Unit | NEW/ROB/RET | 291.94 | 18.75 | 0 | 0 | 0 | 273.19 | 545 | System | kW | 0.039083 | [9 empty] | 15 | 100% | 0% | 46 | 58 | 58 | 0 | 0 | 0 | 0 |  | 11.5 | 11.5 | 11.5 | 11.5 | 14.5 | 14.5 | 14.5 | 14.5 | 14.5 | 14.5 | 14.5 | 14.5 | 0 | 0 | 0 | 0 | 0 | 0 | 0 | 0 | 0 | 0 | 0 | 0 | 0 | 0 | 0 | 0 | 162
SCE Partnership Roll-up E3 Calculator - No Carbon Adder | Nonresidential Other (Downstream) | DEER 2008 or SCE Workpaper | System | Agricultural | Ag & Water Pumping | TRUE | 13.5 | 100% | Unit | NEW/ROB/RET | 1526.3439 | 479.7909 | 0 | 0 | 0 | 1046.5529 | 8466.0797 | System | kW | 1.3398 | [9 empty] | 13.5 | 100% | 0% | 383 | 383.6885 | 383.6885 | 0 | 0 | 0 | 0 |  | 95.75 | 95.75 | 95.75 | 95.75 | 95.9221 | 95.9221 | 95.9221 | 95.9221 | 95.9221 | 95.9221 | 95.9221 | 95.9221 | 0 | 0 | 0 | 0 | 0 | 0 | 0 | 0 | 0 | 0 | 0 | 0 | 0 | 0 | 0 | 0 | 1150.377
SCE Partnership Roll-up E3 Calculator - No Carbon Adder | Nonresidential Other (Upstream) | [16 empty] | System | #N/A | [21 empty] | 0 | 0 | 0 | 0 | 0 | 0 | 0 | 0 | 0 | 0 | 0 | 0 | 0 | 0 | 0 | 0 | 0 | 0 | 0 | 0 | 0 | 0 | 0 | 0 | 0 | 0 | 0 | 0 | 0
SCE Partnership Roll-up E3 Calculator - No Carbon Adder | Nonresidential Other (Direct Install) | [16 empty] | System | #N/A | [21 empty] | 0 | 0 | 0 | 0 | 0 | 0 | 0 | 0 | 0 | 0 | 0 | 0 | 0 | 0 | 0 | 0 | 0 | 0 | 0 | 0 | 0 | 0 | 0 | 0 | 0 | 0 | 0 | 0 | 0
SCE Partnership Roll-up E3 Calculator - No Carbon Adder | Nonresidential Other (Pump Tests) | [16 empty] | System | #N/A | [21 empty] | 0 | 0 | 0 | 0 | 0 | 0 | 0 | 0 | 0 | 0 | 0 | 0 | 0 | 0 | 0 | 0 | 0 | 0 | 0 | 0 | 0 | 0 | 0 | 0 | 0 | 0 | 0 | 0 | 0
SCE Partnership Roll-up E3 Calculator - No Carbon Adder | HVAC | [16 empty] | System | #N/A | [21 empty] | 0 | 0 | 0 | 0 | 0 | 0 | 0 | 0 | 0 | 0 | 0 | 0 | 0 | 0 | 0 | 0 | 0 | 0 | 0 | 0 | 0 | 0 | 0 | 0 | 0 | 0 | 0 | 0 | 0
SCE Partnership Roll-up E3 Calculator - No Carbon Adder | Commissioning | [16 empty] | System | #N/A | [21 empty] | 0 | 0 | 0 | 0 | 0 | 0 | 0 | 0 | 0 | 0 | 0 | 0 | 0 | 0 | 0 | 0 | 0 | 0 | 0 | 0 | 0 | 0 | 0 | 0 | 0 | 0 | 0 | 0 | 0
SCE Partnership Roll-up E3 Calculator - No Carbon Adder | Retrocommissioing | [16 empty] | System | #N/A | [21 empty] | 0 | 0 | 0 | 0 | 0 | 0 | 0 | 0 | 0 | 0 | 0 | 0 | 0 | 0 | 0 | 0 | 0 | 0 | 0 | 0 | 0 | 0 | 0 | 0 | 0 | 0 | 0 | 0 | 0
SCE Partnership Roll-up E3 Calculator - No Carbon Adder | New AC Equipment: packaged, split, etc. (Downstream) | DEER 2008 or SCE Workpaper | System | NON_RES | DEER:HVAC_Split-Package_AC | TRUE | 15 | 100% | Unit | NEW/ROB/RET | 864.4159 | 64.2685 | 0 | 0 | 0 | 800.1475 | 837.4306 | System | kWh | 0.21817 | [9 empty] | 15 | 100% | 0% | 3807 | 3807 | 3807 | 0 | 0 | 0 | 0 |  | 951.75 | 951.75 | 951.75 | 951.75 | 951.75 | 951.75 | 951.75 | 951.75 | 951.75 | 951.75 | 951.75 | 951.75 | 0 | 0 | 0 | 0 | 0 | 0 | 0 | 0 | 0 | 0 | 0 | 0 | 0 | 0 | 0 | 0 | 11421
SCE Partnership Roll-up E3 Calculator - No Carbon Adder | New AC Equipment: packaged, split, etc. (Upstream) | [16 empty] | System | #N/A | [21 empty] | 0 | 0 | 0 | 0 | 0 | 0 | 0 | 0 | 0 | 0 | 0 | 0 | 0 | 0 | 0 | 0 | 0 | 0 | 0 | 0 | 0 | 0 | 0 | 0 | 0 | 0 | 0 | 0 | 0
SCE Partnership Roll-up E3 Calculator - No Carbon Adder | New AC Equipment: packaged, split, etc. (Direct Install) | [16 empty] | System | #N/A | [21 empty] | 0 | 0 | 0 | 0 | 0 | 0 | 0 | 0 | 0 | 0 | 0 | 0 | 0 | 0 | 0 | 0 | 0 | 0 | 0 | 0 | 0 | 0 | 0 | 0 | 0 | 0 | 0 | 0 | 0
SCE Partnership Roll-up E3 Calculator - No Carbon Adder | Chillers | [16 empty] | System | #N/A | [21 empty] | 0 | 0 | 0 | 0 | 0 | 0 | 0 | 0 | 0 | 0 | 0 | 0 | 0 | 0 | 0 | 0 | 0 | 0 | 0 | 0 | 0 | 0 | 0 | 0 | 0 | 0 | 0 | 0 | 0
SCE Partnership Roll-up E3 Calculator - No Carbon Adder | Controls & VSDs | DEER 2008 or SCE Workpaper | System | Misc._Commercial | New_AC-Ret | TRUE | 15 | 100% | Unit | NEW/ROB/RET | 362.987 | 144.2829 | 0 | 0 | 0 | 218.7041 | 462.4447 | System | kW | 0.050486 | [9 empty] | 15 | 100% | 0% | 5437 | 5436 | 5436 | 0 | 0 | 0 | 0 |  | 1359.25 | 1359.25 | 1359.25 | 1359.25 | 1359 | 1359 | 1359 | 1359 | 1359 | 1359 | 1359 | 1359 | 0 | 0 | 0 | 0 | 0 | 0 | 0 | 0 | 0 | 0 | 0 | 0 | 0 | 0 | 0 | 0 | 16309
SCE Partnership Roll-up E3 Calculator - No Carbon Adder | Cooling Towers | [16 empty] | System | #N/A | [21 empty] | 0 | 0 | 0 | 0 | 0 | 0 | 0 | 0 | 0 | 0 | 0 | 0 | 0 | 0 | 0 | 0 | 0 | 0 | 0 | 0 | 0 | 0 | 0 | 0 | 0 | 0 | 0 | 0 | 0
SCE Partnership Roll-up E3 Calculator - No Carbon Adder | RCA (Direct Install) | [16 empty] | System | #N/A | [21 empty] | 0 | 0 | 0 | 0 | 0 | 0 | 0 | 0 | 0 | 0 | 0 | 0 | 0 | 0 | 0 | 0 | 0 | 0 | 0 | 0 | 0 | 0 | 0 | 0 | 0 | 0 | 0 | 0 | 0
SCE Partnership Roll-up E3 Calculator - No Carbon Adder | RCA (Midstream) | [16 empty] | System | #N/A | [21 empty] | 0 | 0 | 0 | 0 | 0 | 0 | 0 | 0 | 0 | 0 | 0 | 0 | 0 | 0 | 0 | 0 | 0 | 0 | 0 | 0 | 0 | 0 | 0 | 0 | 0 | 0 | 0 | 0 | 0
SCE Partnership Roll-up E3 Calculator - No Carbon Adder | Fans | [16 empty] | System | #N/A | [21 empty] | 0 | 0 | 0 | 0 | 0 | 0 | 0 | 0 | 0 | 0 | 0 | 0 | 0 | 0 | 0 | 0 | 0 | 0 | 0 | 0 | 0 | 0 | 0 | 0 | 0 | 0 | 0 | 0 | 0
SCE Partnership Roll-up E3 Calculator - No Carbon Adder | Ducts | [16 empty] | System | #N/A | [21 empty] | 0 | 0 | 0 | 0 | 0 | 0 | 0 | 0 | 0 | 0 | 0 | 0 | 0 | 0 | 0 | 0 | 0 | 0 | 0 | 0 | 0 | 0 | 0 | 0 | 0 | 0 | 0 | 0 | 0
SCE Partnership Roll-up E3 Calculator - No Carbon Adder | Other Ventilation | [16 empty] | System | #N/A | [21 empty] | 0 | 0 | 0 | 0 | 0 | 0 | 0 | 0 | 0 | 0 | 0 | 0 | 0 | 0 | 0 | 0 | 0 | 0 | 0 | 0 | 0 | 0 | 0 | 0 | 0 | 0 | 0 | 0 | 0
SCE Partnership Roll-up E3 Calculator - No Carbon Adder | Economizers | [16 empty] | System | #N/A | [21 empty] | 0 | 0 | 0 | 0 | 0 | 0 | 0 | 0 | 0 | 0 | 0 | 0 | 0 | 0 | 0 | 0 | 0 | 0 | 0 | 0 | 0 | 0 | 0 | 0 | 0 | 0 | 0 | 0 | 0
SCE Partnership Roll-up E3 Calculator - No Carbon Adder | Envelope (Downsteam) | [16 empty] | System | #N/A | [21 empty] | 0 | 0 | 0 | 0 | 0 | 0 | 0 | 0 | 0 | 0 | 0 | 0 | 0 | 0 | 0 | 0 | 0 | 0 | 0 | 0 | 0 | 0 | 0 | 0 | 0 | 0 | 0 | 0 | 0
SCE Partnership Roll-up E3 Calculator - No Carbon Adder | Envelope (Direct Install) | [16 empty] | System | #N/A | [21 empty] | 0 | 0 | 0 | 0 | 0 | 0 | 0 | 0 | 0 | 0 | 0 | 0 | 0 | 0 | 0 | 0 | 0 | 0 | 0 | 0 | 0 | 0 | 0 | 0 | 0 | 0 | 0 | 0 | 0
SCE Partnership Roll-up E3 Calculator - No Carbon Adder | HVAC Other (Downstream) | DEER 2008 or SCE Workpaper | System | Misc._Commercial | New_AC-Ret | TRUE | 10 | 100% | Unit | NEW/ROB/RET | 91.5443 | 44.3323 | 0 | 0 | 0 | 47.212 | 139.0619 | System | kW | 0.16295 | [9 empty] | 10 | 100% | 0% | 1736 | 1736 | 1736 | 0 | 0 | 0 | 0 |  | 434 | 434 | 434 | 434 | 434 | 434 | 434 | 434 | 434 | 434 | 434 | 434 | 0 | 0 | 0 | 0 | 0 | 0 | 0 | 0 | 0 | 0 | 0 | 0 | 0 | 0 | 0 | 0 | 5208
SCE Partnership Roll-up E3 Calculator - No Carbon Adder | HVAC Other (Direct Install) | [16 empty] | System | #N/A | [21 empty] | 0 | 0 | 0 | 0 | 0 | 0 | 0 | 0 | 0 | 0 | 0 | 0 | 0 | 0 | 0 | 0 | 0 | 0 | 0 | 0 | 0 | 0 | 0 | 0 | 0 | 0 | 0 | 0 | 0
SCE Partnership Roll-up E3 Calculator - No Carbon Adder | HVAC Other (Midstream) | [16 empty] | System | #N/A | [21 empty] | 0 | 0 | 0 | 0 | 0 | 0 | 0 | 0 | 0 | 0 | 0 | 0 | 0 | 0 | 0 | 0 | 0 | 0 | 0 | 0 | 0 | 0 | 0 | 0 | 0 | 0 | 0 | 0 | 0
SCE Partnership Roll-up E3 Calculator - No Carbon Adder | Lighting | [16 empty] | System | #N/A | [21 empty] | 0 | 0 | 0 | 0 | 0 | 0 | 0 | 0 | 0 | 0 | 0 | 0 | 0 | 0 | 0 | 0 | 0 | 0 | 0 | 0 | 0 | 0 | 0 | 0 | 0 | 0 | 0 | 0 | 0
SCE Partnership Roll-up E3 Calculator - No Carbon Adder | Screw-in CFL Interior (Downstream) | DEER 2008 or SCE Workpaper | System | NON_RES | DEER:Indoor_CFL_Ltg | TRUE | 3.2 | 100% | Unit | NEW/ROB/RET | 9.4085 | 4.8605 | 0 | 0 | 0 | 4.548 | 227.6385 | System | kWh | 0.043113 | [9 empty] | 3.2 | 100% | 0% | 2115 | 2411 | 2411 | 0 | 0 | 0 | 0 |  | 528.75 | 528.75 | 528.75 | 528.75 | 602.75 | 602.75 | 602.75 | 602.75 | 602.75 | 602.75 | 602.75 | 602.75 | 0 | 0 | 0 | 0 | 0 | 0 | 0 | 0 | 0 | 0 | 0 | 0 | 0 | 0 | 0 | 0 | 6937
SCE Partnership Roll-up E3 Calculator - No Carbon Adder | Screw-in CFL Interior (Upstream - Traditional) | [16 empty] | System | #N/A | [21 empty] | 0 | 0 | 0 | 0 | 0 | 0 | 0 | 0 | 0 | 0 | 0 | 0 | 0 | 0 | 0 | 0 | 0 | 0 | 0 | 0 | 0 | 0 | 0 | 0 | 0 | 0 | 0 | 0 | 0
SCE Partnership Roll-up E3 Calculator - No Carbon Adder | Screw-in CFL Interior (Upstream - Specialty) | [16 empty] | System | #N/A | [21 empty] | 0 | 0 | 0 | 0 | 0 | 0 | 0 | 0 | 0 | 0 | 0 | 0 | 0 | 0 | 0 | 0 | 0 | 0 | 0 | 0 | 0 | 0 | 0 | 0 | 0 | 0 | 0 | 0 | 0
SCE Partnership Roll-up E3 Calculator - No Carbon Adder | Screw-in CFL Interior (Direct Install) | [16 empty] | System | #N/A | [21 empty] | 0 | 0 | 0 | 0 | 0 | 0 | 0 | 0 | 0 | 0 | 0 | 0 | 0 | 0 | 0 | 0 | 0 | 0 | 0 | 0 | 0 | 0 | 0 | 0 | 0 | 0 | 0 | 0 | 0
SCE Partnership Roll-up E3 Calculator - No Carbon Adder | CFL Fixture Interior | DEER 2008 or SCE Workpaper | System | NON_RES | DEER:Indoor_CFL_Ltg | TRUE | 12 | 100% | Unit | NEW/ROB/RET | 13.9845 | 14.7139 | 0 | 0 | 0 | -0.72937 | 214.5863 | System | kWh | 0.051215 | [9 empty] | 12 | 100% | 0% | 2740.4918 | 2753.6323 | 2754 | 0 | 0 | 0 | 0 |  | 685.1229 | 685.1229 | 685.1229 | 685.1229 | 688.4081 | 688.4081 | 688.4081 | 688.4081 | 688.5 | 688.5 | 688.5 | 688.5 | 0 | 0 | 0 | 0 | 0 | 0 | 0 | 0 | 0 | 0 | 0 | 0 | 0 | 0 | 0 | 0 | 8248.1241
SCE Partnership Roll-up E3 Calculator - No Carbon Adder | Interior Exit Signs | DEER 2008 or SCE Workpaper | System | NON_RES | DEER:Indoor_Non-CFL_Ltg | TRUE | 16 | 100% | Unit | NEW/ROB/RET | 57.0047 | 33.75 | 0 | 0 | 0 | 23.2547 | 356.364 | System | kWh | 0.045249 | [9 empty] | 16 | 100% | 0% | 161 | 166 | 166 | 0 | 0 | 0 | 0 |  | 40.25 | 40.25 | 40.25 | 40.25 | 41.5 | 41.5 | 41.5 | 41.5 | 41.5 | 41.5 | 41.5 | 41.5 | 0 | 0 | 0 | 0 | 0 | 0 | 0 | 0 | 0 | 0 | 0 | 0 | 0 | 0 | 0 | 0 | 493
SCE Partnership Roll-up E3 Calculator - No Carbon Adder | Linear Flourescents Interior (Downstream) | DEER 2008 or SCE Workpaper | System | NON_RES | DEER:Indoor_Non-CFL_Ltg | TRUE | 11 | 100% | Unit | NEW/ROB/RET | 48.9466 | 5.4319 | 0 | 0 | 0 | 43.5147 | 42.9275 | System | kWh | 0.0081474 | [9 empty] | 11 | 100% | 0% | 31853 | 31930.0983 | 31930 | 0 | 0 | 0 | 0 |  | 7963.25 | 7963.25 | 7963.25 | 7963.25 | 7982.5246 | 7982.5246 | 7982.5246 | 7982.5246 | 7982.5 | 7982.5 | 7982.5 | 7982.5 | 0 | 0 | 0 | 0 | 0 | 0 | 0 | 0 | 0 | 0 | 0 | 0 | 0 | 0 | 0 | 0 | 95713.0983
SCE Partnership Roll-up E3 Calculator - No Carbon Adder | Linear Flourescents Interior (Direct Install) | [16 empty] | System | #N/A | [21 empty] | 0 | 0 | 0 | 0 | 0 | 0 | 0 | 0 | 0 | 0 | 0 | 0 | 0 | 0 | 0 | 0 | 0 | 0 | 0 | 0 | 0 | 0 | 0 | 0 | 0 | 0 | 0 | 0 | 0
SCE Partnership Roll-up E3 Calculator - No Carbon Adder | HID Interior | DEER 2008 or SCE Workpaper | System | NON_RES | DEER:Indoor_Non-CFL_Ltg | TRUE | 15 | 100% | Unit | NEW/ROB/RET | 200.9412 | 50 | 0 | 0 | 0 | 150.9412 | 1321.827 | System | kWh | 0.36304 | [9 empty] | 15 | 100% | 0% | 100 | 100 | 100 | 0 | 0 | 0 | 0 |  | 25 | 25 | 25 | 25 | 25 | 25 | 25 | 25 | 25 | 25 | 25 | 25 | 0 | 0 | 0 | 0 | 0 | 0 | 0 | 0 | 0 | 0 | 0 | 0 | 0 | 0 | 0 | 0 | 300
SCE Partnership Roll-up E3 Calculator - No Carbon Adder | LED Interior | [16 empty] | System | #N/A | [21 empty] | 0 | 0 | 0 | 0 | 0 | 0 | 0 | 0 | 0 | 0 | 0 | 0 | 0 | 0 | 0 | 0 | 0 | 0 | 0 | 0 | 0 | 0 | 0 | 0 | 0 | 0 | 0 | 0 | 0
SCE Partnership Roll-up E3 Calculator - No Carbon Adder | Interior Controls (Downstream) | DEER 2008 or SCE Workpaper | System | NON_RES | DEER:Indoor_Non-CFL_Ltg | TRUE | 8 | 100% | Unit | NEW/ROB/RET | 193.2224 | 38.0191 | 0 | 0 | 0 | 155.2033 | 518.4452 | System | kWh | 0.029692 | [9 empty] | 8 | 100% | 0% | 130 | 138 | 138 | 0 | 0 | 0 | 0 |  | 32.5 | 32.5 | 32.5 | 32.5 | 34.5 | 34.5 | 34.5 | 34.5 | 34.5 | 34.5 | 34.5 | 34.5 | 0 | 0 | 0 | 0 | 0 | 0 | 0 | 0 | 0 | 0 | 0 | 0 | 0 | 0 | 0 | 0 | 406
SCE Partnership Roll-up E3 Calculator - No Carbon Adder | Interior Controls (Direct Install) | [16 empty] | System | #N/A | [21 empty] | 0 | 0 | 0 | 0 | 0 | 0 | 0 | 0 | 0 | 0 | 0 | 0 | 0 | 0 | 0 | 0 | 0 | 0 | 0 | 0 | 0 | 0 | 0 | 0 | 0 | 0 | 0 | 0 | 0
SCE Partnership Roll-up E3 Calculator - No Carbon Adder | Interior Day Lighting | [16 empty] | System | #N/A | [21 empty] | 0 | 0 | 0 | 0 | 0 | 0 | 0 | 0 | 0 | 0 | 0 | 0 | 0 | 0 | 0 | 0 | 0 | 0 | 0 | 0 | 0 | 0 | 0 | 0 | 0 | 0 | 0 | 0 | 0
SCE Partnership Roll-up E3 Calculator - No Carbon Adder | Other Interior Lighting | DEER 2008 or SCE Workpaper | System | NON_RES | DEER:Indoor_Non-CFL_Ltg | TRUE | 13.9 | 100% | Unit | NEW/ROB/RET | 131.9124 | 33.2143 | 0 | 0 | 0 | 98.6981 | 180.9429 | System | kWh | 0.051953 | [9 empty] | 13.9 | 100% | 0% | 19 | 22 | 22 | 0 | 0 | 0 | 0 |  | 4.75 | 4.75 | 4.75 | 4.75 | 5.5 | 5.5 | 5.5 | 5.5 | 5.5 | 5.5 | 5.5 | 5.5 | 0 | 0 | 0 | 0 | 0 | 0 | 0 | 0 | 0 | 0 | 0 | 0 | 0 | 0 | 0 | 0 | 63
SCE Partnership Roll-up E3 Calculator - No Carbon Adder | CFL Lamp Exterior | [16 empty] | System | #N/A | [21 empty] | 0 | 0 | 0 | 0 | 0 | 0 | 0 | 0 | 0 | 0 | 0 | 0 | 0 | 0 | 0 | 0 | 0 | 0 | 0 | 0 | 0 | 0 | 0 | 0 | 0 | 0 | 0 | 0 | 0
SCE Partnership Roll-up E3 Calculator - No Carbon Adder | CFL Fixture Exterior | [16 empty] | System | #N/A | [21 empty] | 0 | 0 | 0 | 0 | 0 | 0 | 0 | 0 | 0 | 0 | 0 | 0 | 0 | 0 | 0 | 0 | 0 | 0 | 0 | 0 | 0 | 0 | 0 | 0 | 0 | 0 | 0 | 0 | 0
SCE Partnership Roll-up E3 Calculator - No Carbon Adder | Other Exterior Lighting | DEER 2008 or SCE Workpaper | System | Misc._Commercial | Outdoor Lt | TRUE | 15 | 100% | Unit | NEW/ROB/RET | 210.22 | 102.5 | 0 | 0 | 0 | 107.72 | 1665.5 | System | kW | 0 | [9 empty] | 15 | 100% | 0% | 14 | 24 | 24 | 0 | 0 | 0 | 0 |  | 3.5 | 3.5 | 3.5 | 3.5 | 6 | 6 | 6 | 6 | 6 | 6 | 6 | 6 | 0 | 0 | 0 | 0 | 0 | 0 | 0 | 0 | 0 | 0 | 0 | 0 | 0 | 0 | 0 | 0 | 62
SCE Partnership Roll-up E3 Calculator - No Carbon Adder | Process | [16 empty] | System | #N/A | [21 empty] | 0 | 0 | 0 | 0 | 0 | 0 | 0 | 0 | 0 | 0 | 0 | 0 | 0 | 0 | 0 | 0 | 0 | 0 | 0 | 0 | 0 | 0 | 0 | 0 | 0 | 0 | 0 | 0 | 0
SCE Partnership Roll-up E3 Calculator - No Carbon Adder | Compressed Air | [16 empty] | System | #N/A | [21 empty] | 0 | 0 | 0 | 0 | 0 | 0 | 0 | 0 | 0 | 0 | 0 | 0 | 0 | 0 | 0 | 0 | 0 | 0 | 0 | 0 | 0 | 0 | 0 | 0 | 0 | 0 | 0 | 0 | 0
SCE Partnership Roll-up E3 Calculator - No Carbon Adder | Controls | [16 empty] | System | #N/A | [21 empty] | 0 | 0 | 0 | 0 | 0 | 0 | 0 | 0 | 0 | 0 | 0 | 0 | 0 | 0 | 0 | 0 | 0 | 0 | 0 | 0 | 0 | 0 | 0 | 0 | 0 | 0 | 0 | 0 | 0
SCE Partnership Roll-up E3 Calculator - No Carbon Adder | VSD | [16 empty] | System | #N/A | [21 empty] | 0 | 0 | 0 | 0 | 0 | 0 | 0 | 0 | 0 | 0 | 0 | 0 | 0 | 0 | 0 | 0 | 0 | 0 | 0 | 0 | 0 | 0 | 0 | 0 | 0 | 0 | 0 | 0 | 0
SCE Partnership Roll-up E3 Calculator - No Carbon Adder | Oil Well Pump-Off Controllers | [16 empty] | System | #N/A | [21 empty] | 0 | 0 | 0 | 0 | 0 | 0 | 0 | 0 | 0 | 0 | 0 | 0 | 0 | 0 | 0 | 0 | 0 | 0 | 0 | 0 | 0 | 0 | 0 | 0 | 0 | 0 | 0 | 0 | 0
SCE Partnership Roll-up E3 Calculator - No Carbon Adder | Custom | [16 empty] | System | #N/A | [21 empty] | 0 | 0 | 0 | 0 | 0 | 0 | 0 | 0 | 0 | 0 | 0 | 0 | 0 | 0 | 0 | 0 | 0 | 0 | 0 | 0 | 0 | 0 | 0 | 0 | 0 | 0 | 0 | 0 | 0
SCE Partnership Roll-up E3 Calculator - No Carbon Adder | Cooling & Motors | [16 empty] | System | #N/A | [21 empty] | 0 | 0 | 0 | 0 | 0 | 0 | 0 | 0 | 0 | 0 | 0 | 0 | 0 | 0 | 0 | 0 | 0 | 0 | 0 | 0 | 0 | 0 | 0 | 0 | 0 | 0 | 0 | 0 | 0
SCE Partnership Roll-up E3 Calculator - No Carbon Adder | Pumps & Vacuum | [16 empty] | System | #N/A | [21 empty] | 0 | 0 | 0 | 0 | 0 | 0 | 0 | 0 | 0 | 0 | 0 | 0 | 0 | 0 | 0 | 0 | 0 | 0 | 0 | 0 | 0 | 0 | 0 | 0 | 0 | 0 | 0 | 0 | 0
SCE Partnership Roll-up E3 Calculator - No Carbon Adder | Water Heating | [16 empty] | System | #N/A | [21 empty] | 0 | 0 | 0 | 0 | 0 | 0 | 0 | 0 | 0 | 0 | 0 | 0 | 0 | 0 | 0 | 0 | 0 | 0 | 0 | 0 | 0 | 0 | 0 | 0 | 0 | 0 | 0 | 0 | 0
SCE Partnership Roll-up E3 Calculator - No Carbon Adder | Efficiency | [16 empty] | System | #N/A | [21 empty] | 0 | 0 | 0 | 0 | 0 | 0 | 0 | 0 | 0 | 0 | 0 | 0 | 0 | 0 | 0 | 0 | 0 | 0 | 0 | 0 | 0 | 0 | 0 | 0 | 0 | 0 | 0 | 0 | 0
SCE Partnership Roll-up E3 Calculator - No Carbon Adder | Use Reduction | [16 empty] | System | #N/A | [21 empty] | 0 | 0 | 0 | 0 | 0 | 0 | 0 | 0 | 0 | 0 | 0 | 0 | 0 | 0 | 0 | 0 | 0 | 0 | 0 | 0 | 0 | 0 | 0 | 0 | 0 | 0 | 0 | 0 | 0
SCE Partnership Roll-up E3 Calculator - No Carbon Adder | CUSTOMIZED MEASURES | [16 empty] | System | #N/A | [21 empty] | 0 | 0 | 0 | 0 | 0 | 0 | 0 | 0 | 0 | 0 | 0 | 0 | 0 | 0 | 0 | 0 | 0 | 0 | 0 | 0 | 0 | 0 | 0 | 0 | 0 | 0 | 0 | 0 | 0
SCE Partnership Roll-up E3 Calculator - No Carbon Adder | HVAC | [16 empty] | System | #N/A | [21 empty] | 0 | 0 | 0 | 0 | 0 | 0 | 0 | 0 | 0 | 0 | 0 | 0 | 0 | 0 | 0 | 0 | 0 | 0 | 0 | 0 | 0 | 0 | 0 | 0 | 0 | 0 | 0 | 0 | 0
SCE Partnership Roll-up E3 Calculator - No Carbon Adder | Chillers | DEER 2008 or SCE Workpaper | System | NON_RES | DEER:HVAC_Chillers | TRUE | 20 | 100% | Unit | NEW/ROB/RET | 2.202 | 0.20775 | 0 | 0 | 0 | 1.9943 | 1 | System | kWh | 0.00046305 | [9 empty] | 20 | 100% | 0% | 1845364.3788 | 3400695.8866 | 3756472.9598 | 16667 | 0 | 0 | 0 |  | 461341.0947 | 461341.0947 | 461341.0947 | 461341.0947 | 850173.9716 | 850173.9716 | 850173.9716 | 850173.9716 | 939118.2399 | 939118.2399 | 939118.2399 | 939118.2399 | 4166.75 | 4166.75 | 4166.75 | 4166.75 | 0 | 0 | 0 | 0 | 0 | 0 | 0 | 0 | 0 | 0 | 0 | 0 | 9019200.2251
SCE Partnership Roll-up E3 Calculator - No Carbon Adder | Controls & VSDs | DEER 2008 or SCE Workpaper | System | Misc._Commercial | New_AC-Ret | TRUE | 15 | 100% | Unit | NEW/ROB/RET | 0.18959 | 0.17267 | 0 | 0 | 0 | 0.016925 | 1 | System | kW | 0.00011426 | [9 empty] | 15 | 100% | 0% | 6289270.5846 | 11587506.2087 | 12741556.6823 | 0 | 0 | 0 | 0 |  | 1572317.6462 | 1572317.6462 | 1572317.6462 | 1572317.6462 | 2896876.5522 | 2896876.5522 | 2896876.5522 | 2896876.5522 | 3185389.1706 | 3185389.1706 | 3185389.1706 | 3185389.1706 | 0 | 0 | 0 | 0 | 0 | 0 | 0 | 0 | 0 | 0 | 0 | 0 | 0 | 0 | 0 | 0 | 30618333.4756
SCE Partnership Roll-up E3 Calculator - No Carbon Adder | Cool Roofs | [16 empty] | System | #N/A | [21 empty] | 0 | 0 | 0 | 0 | 0 | 0 | 0 | 0 | 0 | 0 | 0 | 0 | 0 | 0 | 0 | 0 | 0 | 0 | 0 | 0 | 0 | 0 | 0 | 0 | 0 | 0 | 0 | 0 | 0
SCE Partnership Roll-up E3 Calculator - No Carbon Adder | Cooling Towers | [16 empty] | System | #N/A | [21 empty] | 0 | 0 | 0 | 0 | 0 | 0 | 0 | 0 | 0 | 0 | 0 | 0 | 0 | 0 | 0 | 0 | 0 | 0 | 0 | 0 | 0 | 0 | 0 | 0 | 0 | 0 | 0 | 0 | 0
SCE Partnership Roll-up E3 Calculator - No Carbon Adder | Fans | [16 empty] | System | #N/A | [21 empty] | 0 | 0 | 0 | 0 | 0 | 0 | 0 | 0 | 0 | 0 | 0 | 0 | 0 | 0 | 0 | 0 | 0 | 0 | 0 | 0 | 0 | 0 | 0 | 0 | 0 | 0 | 0 | 0 | 0
SCE Partnership Roll-up E3 Calculator - No Carbon Adder | HVAC Other | DEER 2008 or SCE Workpaper | System | Misc._Commercial | New_AC-Ret | TRUE | 15 | 100% | Unit | NEW/ROB/RET | 1.4967 | 0.23866 | 0 | 0 | 0 | 1.2581 | 1 | System | kW | 0.00034819 | [9 empty] | 15 | 100% | 0% | 4404818 | 8876304 | 8942970 | 133333 | 0 | 0 | 0 |  | 1101204.5 | 1101204.5 | 1101204.5 | 1101204.5 | 2219076 | 2219076 | 2219076 | 2219076 | 2235742.5 | 2235742.5 | 2235742.5 | 2235742.5 | 33333.25 | 33333.25 | 33333.25 | 33333.25 | 0 | 0 | 0 | 0 | 0 | 0 | 0 | 0 | 0 | 0 | 0 | 0 | 22357425
SCE Partnership Roll-up E3 Calculator - No Carbon Adder | New AC Equipment: packaged, split, etc. | DEER 2008 or SCE Workpaper | System | NON_RES | DEER:HVAC_Split-Package_AC | TRUE | 15 | 100% | Unit | NEW/ROB/RET | 1.0564 | 0.089888 | 0 | 0 | 0 | 0.96655 | 1 | System | kWh | 0.0003575 | [9 empty] | 15 | 100% | 0% | 746161.7505 | 1193154.7921 | 1541532.7594 | 0 | 0 | 0 | 0 |  | 186540.4376 | 186540.4376 | 186540.4376 | 186540.4376 | 298288.698 | 298288.698 | 298288.698 | 298288.698 | 385383.1898 | 385383.1898 | 385383.1898 | 385383.1898 | 0 | 0 | 0 | 0 | 0 | 0 | 0 | 0 | 0 | 0 | 0 | 0 | 0 | 0 | 0 | 0 | 3480849.302
SCE Partnership Roll-up E3 Calculator - No Carbon Adder | Other Ventilation | [16 empty] | System | #N/A | [21 empty] | 0 | 0 | 0 | 0 | 0 | 0 | 0 | 0 | 0 | 0 | 0 | 0 | 0 | 0 | 0 | 0 | 0 | 0 | 0 | 0 | 0 | 0 | 0 | 0 | 0 | 0 | 0 | 0 | 0
SCE Partnership Roll-up E3 Calculator - No Carbon Adder | RCA | [16 empty] | System | #N/A | [21 empty] | 0 | 0 | 0 | 0 | 0 | 0 | 0 | 0 | 0 | 0 | 0 | 0 | 0 | 0 | 0 | 0 | 0 | 0 | 0 | 0 | 0 | 0 | 0 | 0 | 0 | 0 | 0 | 0 | 0
SCE Partnership Roll-up E3 Calculator - No Carbon Adder | Retrocommissioing | DEER 2008 or SCE Workpaper | System | Misc._Commercial |  |  | 10 | 100% | Unit | NEW/ROB/RET | 0.454 | 0.24 | 0 | 0 | 0 | 0.214 | 1 | System | #N/A | 0 | [9 empty] | 10 | 100% | 0% | 8809638 | 17619274 | 17619253 | 0 | 0 | 0 | 0 |  | 2202409.5 | 2202409.5 | 2202409.5 | 2202409.5 | 4404818.5 | 4404818.5 | 4404818.5 | 4404818.5 | 4404813.25 | 4404813.25 | 4404813.25 | 4404813.25 | 0 | 0 | 0 | 0 | 0 | 0 | 0 | 0 | 0 | 0 | 0 | 0 | 0 | 0 | 0 | 0 | 44048165
SCE Partnership Roll-up E3 Calculator - No Carbon Adder | Space Conditioning | [16 empty] | System | #N/A | [21 empty] | 0 | 0 | 0 | 0 | 0 | 0 | 0 | 0 | 0 | 0 | 0 | 0 | 0 | 0 | 0 | 0 | 0 | 0 | 0 | 0 | 0 | 0 | 0 | 0 | 0 | 0 | 0 | 0 | 0
SCE Partnership Roll-up E3 Calculator - No Carbon Adder | Exterior Lighting | [16 empty] | System | #N/A | [21 empty] | 0 | 0 | 0 | 0 | 0 | 0 | 0 | 0 | 0 | 0 | 0 | 0 | 0 | 0 | 0 | 0 | 0 | 0 | 0 | 0 | 0 | 0 | 0 | 0 | 0 | 0 | 0 | 0 | 0
SCE Partnership Roll-up E3 Calculator - No Carbon Adder | Customized Exterior Lighting | DEER 2008 or SCE Workpaper | System | Misc._Commercial | Outdoor Lt | TRUE | 15 | 100% | Unit | NEW/ROB/RET | 0.069922 | 0.1914 | 0 | 0 | 0 | -0.12148 | 1 | System | kW | 0 | [9 empty] | 15 | 100% | 0% | 1065043.5886 | 1928707.893 | 2052543.2276 | 0 | 0 | 0 | 0 |  | 266260.8971 | 266260.8971 | 266260.8971 | 266260.8971 | 482176.9732 | 482176.9732 | 482176.9732 | 482176.9732 | 513135.8069 | 513135.8069 | 513135.8069 | 513135.8069 | 0 | 0 | 0 | 0 | 0 | 0 | 0 | 0 | 0 | 0 | 0 | 0 | 0 | 0 | 0 | 0 | 5046294.7091
SCE Partnership Roll-up E3 Calculator - No Carbon Adder | Exterior Lighting Controls | DEER 2008 or SCE Workpaper | System | Misc._Commercial | Outdoor Lt | TRUE | 14.9 | 100% | Unit | NEW/ROB/RET | 0.070211 | 0.21431 | 0 | 0 | 0 | -0.1441 | 1.0183 | System | kW | 0 | [9 empty] | 14.9 | 100% | 0% | 352391 | 704777 | 704777 | 0 | 0 | 0 | 0 |  | 88097.75 | 88097.75 | 88097.75 | 88097.75 | 176194.25 | 176194.25 | 176194.25 | 176194.25 | 176194.25 | 176194.25 | 176194.25 | 176194.25 | 0 | 0 | 0 | 0 | 0 | 0 | 0 | 0 | 0 | 0 | 0 | 0 | 0 | 0 | 0 | 0 | 1761945
SCE Partnership Roll-up E3 Calculator - No Carbon Adder | Interior Lighting | [16 empty] | System | #N/A | [21 empty] | 0 | 0 | 0 | 0 | 0 | 0 | 0 | 0 | 0 | 0 | 0 | 0 | 0 | 0 | 0 | 0 | 0 | 0 | 0 | 0 | 0 | 0 | 0 | 0 | 0 | 0 | 0 | 0 | 0
SCE Partnership Roll-up E3 Calculator - No Carbon Adder | Customized Interior Lighting | DEER 2008 or SCE Workpaper | System | NON_RES | DEER:Indoor_Non-CFL_Ltg | TRUE | 11.2 | 100% | Unit | NEW/ROB/RET | 0.59861 | 0.21401 | 0 | 0 | 0 | 0.3846 | 1 | System | kWh | 0.00019689 | [9 empty] | 11.2 | 100% | 0% | 5285783 | 10571565 | 10571565 | 0 | 0 | 0 | 0 |  | 1321445.75 | 1321445.75 | 1321445.75 | 1321445.75 | 2642891.25 | 2642891.25 | 2642891.25 | 2642891.25 | 2642891.25 | 2642891.25 | 2642891.25 | 2642891.25 | 0 | 0 | 0 | 0 | 0 | 0 | 0 | 0 | 0 | 0 | 0 | 0 | 0 | 0 | 0 | 0 | 26428913
SCE Partnership Roll-up E3 Calculator - No Carbon Adder | Daylighting | DEER 2008 or SCE Workpaper | System | NON_RES | DEER:Indoor_Non-CFL_Ltg | TRUE | 16 | 100% | Unit | NEW/ROB/RET | 0.22 | 0.24 | 0 | 0 | 0 | -0.02 | 1 | System | kWh | 0.0003 | [9 empty] | 16 | 100% | 0% | 0 | 13333 | 26667 | 26667 | 0 | 0 | 0 |  | 0 | 0 | 0 | 0 | 3333.25 | 3333.25 | 3333.25 | 3333.25 | 6666.75 | 6666.75 | 6666.75 | 6666.75 | 6666.75 | 6666.75 | 6666.75 | 6666.75 | 0 | 0 | 0 | 0 | 0 | 0 | 0 | 0 | 0 | 0 | 0 | 0 | 66667
SCE Partnership Roll-up E3 Calculator - No Carbon Adder | Interior Lighting System Modification | DEER 2008 or SCE Workpaper | System | NON_RES | DEER:Indoor_Non-CFL_Ltg | TRUE | 11 | 100% | Unit | NEW/ROB/RET | 0.59861 | 0.06 | 0 | 0 | 0 | 0.53861 | 1 | System | kWh | 0.00019689 | [9 empty] | 11 | 100% | 0% | 6262 | 6263 | 6263 | 0 | 0 | 0 | 0 |  | 1565.5 | 1565.5 | 1565.5 | 1565.5 | 1565.75 | 1565.75 | 1565.75 | 1565.75 | 1565.75 | 1565.75 | 1565.75 | 1565.75 | 0 | 0 | 0 | 0 | 0 | 0 | 0 | 0 | 0 | 0 | 0 | 0 | 0 | 0 | 0 | 0 | 18788
SCE Partnership Roll-up E3 Calculator - No Carbon Adder | Interior Lighting System Replacement | DEER 2008 or SCE Workpaper | System | NON_RES | DEER:Indoor_Non-CFL_Ltg | TRUE | 11 | 100% | Unit | NEW/ROB/RET | 0.13742 | 0.056191 | 0 | 0 | 0 | 0.081225 | 1 | System | kWh | 0.00019735 | [9 empty] | 11 | 100% | 0% | 14989278.4184 | 23928041.8255 | 30894745.079 | 0 | 0 | 0 | 0 |  | 3747319.6046 | 3747319.6046 | 3747319.6046 | 3747319.6046 | 5982010.4564 | 5982010.4564 | 5982010.4564 | 5982010.4564 | 7723686.2697 | 7723686.2697 | 7723686.2697 | 7723686.2697 | 0 | 0 | 0 | 0 | 0 | 0 | 0 | 0 | 0 | 0 | 0 | 0 | 0 | 0 | 0 | 0 | 69812065.3229
SCE Partnership Roll-up E3 Calculator - No Carbon Adder | Interior Controls | DEER 2008 or SCE Workpaper | System | NON_RES | DEER:Indoor_Non-CFL_Ltg | TRUE | 8 | 100% | Unit | NEW/ROB/RET | 0.14493 | 0.20152 | 0 | 0 | 0 | -0.056585 | 1 | System | kWh | 0.00014012 | [9 empty] | 8 | 100% | 0% | 808434 | 1513208 | 1513208 | 0 | 0 | 0 | 0 |  | 202108.5 | 202108.5 | 202108.5 | 202108.5 | 378302 | 378302 | 378302 | 378302 | 378302 | 378302 | 378302 | 378302 | 0 | 0 | 0 | 0 | 0 | 0 | 0 | 0 | 0 | 0 | 0 | 0 | 0 | 0 | 0 | 0 | 3834850
SCE Partnership Roll-up E3 Calculator - No Carbon Adder | LED Interior | [16 empty] | System | #N/A | [21 empty] | 0 | 0 | 0 | 0 | 0 | 0 | 0 | 0 | 0 | 0 | 0 | 0 | 0 | 0 | 0 | 0 | 0 | 0 | 0 | 0 | 0 | 0 | 0 | 0 | 0 | 0 | 0 | 0 | 0
SCE Partnership Roll-up E3 Calculator - No Carbon Adder | SBD - Light Power Density | DEER 2008 or SCE Workpaper | System | NON_RES | DEER:Indoor_Non-CFL_Ltg | TRUE | 11 | 100% | Unit | NEW/ROB/RET | 0.157 | 0.26 | 0 | 0 | 0 | -0.103 | 1 | System | kWh | 0.000239 | [9 empty] | 11 | 100% | 0% | 0 | 13333 | 26667 | 26667 | 0 | 0 | 0 |  | 0 | 0 | 0 | 0 | 3333.25 | 3333.25 | 3333.25 | 3333.25 | 6666.75 | 6666.75 | 6666.75 | 6666.75 | 6666.75 | 6666.75 | 6666.75 | 6666.75 | 0 | 0 | 0 | 0 | 0 | 0 | 0 | 0 | 0 | 0 | 0 | 0 | 66667
SCE Partnership Roll-up E3 Calculator - No Carbon Adder | Refrigeration | DEER 2008 or SCE Workpaper | System | Misc._Commercial | Refrigeration | TRUE | 15 | 100% | Unit | NEW/ROB/RET | 0.25 | 0.089888 | 0 | 0 | 0 | 0.16011 | 1 | System | kW | 0.00015 | [9 empty] | 15 | 100% | 0% | 1467635.6488 | 2346832.3138 | 3032061.654 | 0 | 0 | 0 | 0 |  | 366908.9122 | 366908.9122 | 366908.9122 | 366908.9122 | 586708.0784 | 586708.0784 | 586708.0784 | 586708.0784 | 758015.4135 | 758015.4135 | 758015.4135 | 758015.4135 | 0 | 0 | 0 | 0 | 0 | 0 | 0 | 0 | 0 | 0 | 0 | 0 | 0 | 0 | 0 | 0 | 6846529.6166
SCE Partnership Roll-up E3 Calculator - No Carbon Adder | Process | [16 empty] | System | #N/A | [21 empty] | 0 | 0 | 0 | 0 | 0 | 0 | 0 | 0 | 0 | 0 | 0 | 0 | 0 | 0 | 0 | 0 | 0 | 0 | 0 | 0 | 0 | 0 | 0 | 0 | 0 | 0 | 0 | 0 | 0
SCE Partnership Roll-up E3 Calculator - No Carbon Adder | Compressed Air | [16 empty] | System | #N/A | [21 empty] | 0 | 0 | 0 | 0 | 0 | 0 | 0 | 0 | 0 | 0 | 0 | 0 | 0 | 0 | 0 | 0 | 0 | 0 | 0 | 0 | 0 | 0 | 0 | 0 | 0 | 0 | 0 | 0 | 0
SCE Partnership Roll-up E3 Calculator - No Carbon Adder | Controls | [16 empty] | System | #N/A | [21 empty] | 0 | 0 | 0 | 0 | 0 | 0 | 0 | 0 | 0 | 0 | 0 | 0 | 0 | 0 | 0 | 0 | 0 | 0 | 0 | 0 | 0 | 0 | 0 | 0 | 0 | 0 | 0 | 0 | 0
SCE Partnership Roll-up E3 Calculator - No Carbon Adder | Cooling & Motors | DEER 2008 or SCE Workpaper | System | Misc._Commercial | New_AC-Ret | TRUE | 15 | 100% | Unit | NEW/ROB/RET | 0.697 | 0.22267 | 0 | 0 | 0 | 0.47433 | 1 | System | kW | 0.0004612 | [9 empty] | 15 | 100% | 0% | 587312 | 1174622 | 1174622 | 0 | 0 | 0 | 0 |  | 146828 | 146828 | 146828 | 146828 | 293655.5 | 293655.5 | 293655.5 | 293655.5 | 293655.5 | 293655.5 | 293655.5 | 293655.5 | 0 | 0 | 0 | 0 | 0 | 0 | 0 | 0 | 0 | 0 | 0 | 0 | 0 | 0 | 0 | 0 | 2936556
SCE Partnership Roll-up E3 Calculator - No Carbon Adder | Custom | DEER 2008 or SCE Workpaper | System | Industrial | Industrial | TRUE | 15 | 100% | Unit | NEW/ROB/RET | 0.22 | 0.05618 | 0 | 0 | 0 | 0.16382 | 1 | System | kW | 0.0002371 | [9 empty] | 15 | 100% | 0% | 335533.3803 | 536536.8304 | 693195.138 | 0 | 0 | 0 | 0 |  | 83883.3451 | 83883.3451 | 83883.3451 | 83883.3451 | 134134.2076 | 134134.2076 | 134134.2076 | 134134.2076 | 173298.7845 | 173298.7845 | 173298.7845 | 173298.7845 | 0 | 0 | 0 | 0 | 0 | 0 | 0 | 0 | 0 | 0 | 0 | 0 | 0 | 0 | 0 | 0 | 1565265.3487
SCE Partnership Roll-up E3 Calculator - No Carbon Adder | Oil Well Pump-Off Controllers | [16 empty] | System | #N/A | [21 empty] | 0 | 0 | 0 | 0 | 0 | 0 | 0 | 0 | 0 | 0 | 0 | 0 | 0 | 0 | 0 | 0 | 0 | 0 | 0 | 0 | 0 | 0 | 0 | 0 | 0 | 0 | 0 | 0 | 0
SCE Partnership Roll-up E3 Calculator - No Carbon Adder | Pumps & Vacuums | [16 empty] | System | #N/A | [21 empty] | 0 | 0 | 0 | 0 | 0 | 0 | 0 | 0 | 0 | 0 | 0 | 0 | 0 | 0 | 0 | 0 | 0 | 0 | 0 | 0 | 0 | 0 | 0 | 0 | 0 | 0 | 0 | 0 | 0
SCE Partnership Roll-up E3 Calculator - No Carbon Adder | VSD | [16 empty] | System | #N/A | [21 empty] | 0 | 0 | 0 | 0 | 0 | 0 | 0 | 0 | 0 | 0 | 0 | 0 | 0 | 0 | 0 | 0 | 0 | 0 | 0 | 0 | 0 | 0 | 0 | 0 | 0 | 0 | 0 | 0 | 0
SCE Partnership Roll-up E3 Calculator - No Carbon Adder | Whole Building | DEER 2008 or SCE Workpaper | System | Misc._Commercial | Commercial Whole Building | TRUE | 15 | 100% | Unit | NEW/ROB/RET | 0.28 | 0.26 | 0 | 0 | 0 | 0.02 | 1 | System | kW | 0.00025 | [9 empty] | 15 | 100% | 0% | 0 | 69231 | 138462 | 138462 | 0 | 0 | 0 |  | 0 | 0 | 0 | 0 | 17307.75 | 17307.75 | 17307.75 | 17307.75 | 34615.5 | 34615.5 | 34615.5 | 34615.5 | 34615.5 | 34615.5 | 34615.5 | 34615.5 | 0 | 0 | 0 | 0 | 0 | 0 | 0 | 0 | 0 | 0 | 0 | 0 | 346155
SCE Partnership Roll-up E3 Calculator - No Carbon Adder | CODES & STANDARDS | [16 empty] | System | #N/A | [21 empty] | 0 | 0 | 0 | 0 | 0 | 0 | 0 | 0 | 0 | 0 | 0 | 0 | 0 | 0 | 0 | 0 | 0 | 0 | 0 | 0 | 0 | 0 | 0 | 0 | 0 | 0 | 0 | 0 | 0
SCE Partnership Roll-up E3 Calculator - No Carbon Adder | 2008 Title 24 | [16 empty] | System | #N/A | [21 empty] | 0 | 0 | 0 | 0 | 0 | 0 | 0 | 0 | 0 | 0 | 0 | 0 | 0 | 0 | 0 | 0 | 0 | 0 | 0 | 0 | 0 | 0 | 0 | 0 | 0 | 0 | 0 | 0 | 0
SCE Partnership Roll-up E3 Calculator - No Carbon Adder | 2008 Title 20 | [16 empty] | System | #N/A | [21 empty] | 0 | 0 | 0 | 0 | 0 | 0 | 0 | 0 | 0 | 0 | 0 | 0 | 0 | 0 | 0 | 0 | 0 | 0 | 0 | 0 | 0 | 0 | 0 | 0 | 0 | 0 | 0 | 0 | 0
SCE Partnership Roll-up E3 Calculator - No Carbon Adder | 2009 Title 20 | [16 empty] | System | #N/A | [21 empty] | 0 | 0 | 0 | 0 | 0 | 0 | 0 | 0 | 0 | 0 | 0 | 0 | 0 | 0 | 0 | 0 | 0 | 0 | 0 | 0 | 0 | 0 | 0 | 0 | 0 | 0 | 0 | 0 | 0
SCE Partnership Roll-up E3 Calculator - No Carbon Adder | [17 empty] | System | #N/A | [21 empty] | 0 | 0 | 0 | 0 | 0 | 0 | 0 | 0 | 0 | 0 | 0 | 0 | 0 | 0 | 0 | 0 | 0 | 0 | 0 | 0 | 0 | 0 | 0 | 0 | 0 | 0 | 0 | 0 | 0
SCE Partnership Roll-up E3 Calculator - No Carbon Adder | [17 empty] | System | #N/A | [21 empty] | 0 | 0 | 0 | 0 | 0 | 0 | 0 | 0 | 0 | 0 | 0 | 0 | 0 | 0 | 0 | 0 | 0 | 0 | 0 | 0 | 0 | 0 | 0 | 0 | 0 | 0 | 0 | 0 | 0
SCE Partnership Roll-up E3 Calculator - No Carbon Adder | [17 empty] | System | #N/A | [21 empty] | 0 | 0 | 0 | 0 | 0 | 0 | 0 | 0 | 0 | 0 | 0 | 0 | 0 | 0 | 0 | 0 | 0 | 0 | 0 | 0 | 0 | 0 | 0 | 0 | 0 | 0 | 0 | 0 | 0
SCE Partnership Roll-up E3 Calculator - No Carbon Adder | [17 empty] | System | #N/A | [21 empty] | 0 | 0 | 0 | 0 | 0 | 0 | 0 | 0 | 0 | 0 | 0 | 0 | 0 | 0 | 0 | 0 | 0 | 0 | 0 | 0 | 0 | 0 | 0 | 0 | 0 | 0 | 0 | 0 | 0
SCE Partnership Roll-up E3 Calculator - No Carbon Adder | [17 empty] | System | #N/A | [21 empty] | 0 | 0 | 0 | 0 | 0 | 0 | 0 | 0 | 0 | 0 | 0 | 0 | 0 | 0 | 0 | 0 | 0 | 0 | 0 | 0 | 0 | 0 | 0 | 0 | 0 | 0 | 0 | 0 | 0
SCE Partnership Roll-up E3 Calculator - No Carbon Adder | [17 empty] | System | #N/A | [21 empty] | 0 | 0 | 0 | 0 | 0 | 0 | 0 | 0 | 0 | 0 | 0 | 0 | 0 | 0 | 0 | 0 | 0 | 0 | 0 | 0 | 0 | 0 | 0 | 0 | 0 | 0 | 0 | 0 | 0
SCE Partnership Roll-up E3 Calculator - No Carbon Adder | [17 empty] | System | #N/A | [21 empty] | 0 | 0 | 0 | 0 | 0 | 0 | 0 | 0 | 0 | 0 | 0 | 0 | 0 | 0 | 0 | 0 | 0 | 0 | 0 | 0 | 0 | 0 | 0 | 0 | 0 | 0 | 0 | 0 | 0
SCE Partnership Roll-up E3 Calculator - No Carbon Adder | [17 empty] | System | #N/A | [21 empty] | 0 | 0 | 0 | 0 | 0 | 0 | 0 | 0 | 0 | 0 | 0 | 0 | 0 | 0 | 0 | 0 | 0 | 0 | 0 | 0 | 0 | 0 | 0 | 0 | 0 | 0 | 0 | 0 | 0
SCE Partnership Roll-up E3 Calculator - No Carbon Adder | [17 empty] | System | #N/A | [21 empty] | 0 | 0 | 0 | 0 | 0 | 0 | 0 | 0 | 0 | 0 | 0 | 0 | 0 | 0 | 0 | 0 | 0 | 0 | 0 | 0 | 0 | 0 | 0 | 0 | 0 | 0 | 0 | 0 | 0
SCE Partnership Roll-up E3 Calculator - No Carbon Adder | [17 empty] | System | #N/A | [21 empty] | 0 | 0 | 0 | 0 | 0 | 0 | 0 | 0 | 0 | 0 | 0 | 0 | 0 | 0 | 0 | 0 | 0 | 0 | 0 | 0 | 0 | 0 | 0 | 0 | 0 | 0 | 0 | 0 | 0
SCE Partnership Roll-up E3 Calculator - No Carbon Adder | [17 empty] | System | #N/A | [21 empty] | 0 | 0 | 0 | 0 | 0 | 0 | 0 | 0 | 0 | 0 | 0 | 0 | 0 | 0 | 0 | 0 | 0 | 0 | 0 | 0 | 0 | 0 | 0 | 0 | 0 | 0 | 0 | 0 | 0
SCE Partnership Roll-up E3 Calculator - No Carbon Adder | [17 empty] | System | #N/A | [21 empty] | 0 | 0 | 0 | 0 | 0 | 0 | 0 | 0 | 0 | 0 | 0 | 0 | 0 | 0 | 0 | 0 | 0 | 0 | 0 | 0 | 0 | 0 | 0 | 0 | 0 | 0 | 0 | 0 | 0
SCE Partnership Roll-up E3 Calculator - No Carbon Adder | [17 empty] | System | #N/A | [21 empty] | 0 | 0 | 0 | 0 | 0 | 0 | 0 | 0 | 0 | 0 | 0 | 0 | 0 | 0 | 0 | 0 | 0 | 0 | 0 | 0 | 0 | 0 | 0 | 0 | 0 | 0 | 0 | 0 | 0
SCE Partnership Roll-up E3 Calculator - No Carbon Adder | [17 empty] | System | #N/A | [21 empty] | 0 | 0 | 0 | 0 | 0 | 0 | 0 | 0 | 0 | 0 | 0 | 0 | 0 | 0 | 0 | 0 | 0 | 0 | 0 | 0 | 0 | 0 | 0 | 0 | 0 | 0 | 0 | 0 | 0
SCE Partnership Roll-up E3 Calculator - No Carbon Adder | [17 empty] | System | #N/A | [21 empty] | 0 | 0 | 0 | 0 | 0 | 0 | 0 | 0 | 0 | 0 | 0 | 0 | 0 | 0 | 0 | 0 | 0 | 0 | 0 | 0 | 0 | 0 | 0 | 0 | 0 | 0 | 0 | 0 | 0
SCE Partnership Roll-up E3 Calculator - No Carbon Adder | [17 empty] | System | #N/A | [21 empty] | 0 | 0 | 0 | 0 | 0 | 0 | 0 | 0 | 0 | 0 | 0 | 0 | 0 | 0 | 0 | 0 | 0 | 0 | 0 | 0 | 0 | 0 | 0 | 0 | 0 | 0 | 0 | 0 | 0
SCE Partnership Roll-up E3 Calculator - No Carbon Adder | [17 empty] | System | #N/A | [21 empty] | 0 | 0 | 0 | 0 | 0 | 0 | 0 | 0 | 0 | 0 | 0 | 0 | 0 | 0 | 0 | 0 | 0 | 0 | 0 | 0 | 0 | 0 | 0 | 0 | 0 | 0 | 0 | 0 | 0
SCE Partnership Roll-up E3 Calculator - No Carbon Adder | [17 empty] | System | #N/A | [21 empty] | 0 | 0 | 0 | 0 | 0 | 0 | 0 | 0 | 0 | 0 | 0 | 0 | 0 | 0 | 0 | 0 | 0 | 0 | 0 | 0 | 0 | 0 | 0 | 0 | 0 | 0 | 0 | 0 | 0
SCE Partnership Roll-up E3 Calculator - No Carbon Adder | [17 empty] | System | #N/A | [21 empty] | 0 | 0 | 0 | 0 | 0 | 0 | 0 | 0 | 0 | 0 | 0 | 0 | 0 | 0 | 0 | 0 | 0 | 0 | 0 | 0 | 0 | 0 | 0 | 0 | 0 | 0 | 0 | 0 | 0
SCE Partnership Roll-up E3 Calculator - No Carbon Adder | [17 empty] | System | #N/A | [21 empty] | 0 | 0 | 0 | 0 | 0 | 0 | 0 | 0 | 0 | 0 | 0 | 0 | 0 | 0 | 0 | 0 | 0 | 0 | 0 | 0 | 0 | 0 | 0 | 0 | 0 | 0 | 0 | 0 | 0
SCE Partnership Roll-up E3 Calculator - No Carbon Adder | [17 empty] | System | #N/A | [21 empty] | 0 | 0 | 0 | 0 | 0 | 0 | 0 | 0 | 0 | 0 | 0 | 0 | 0 | 0 | 0 | 0 | 0 | 0 | 0 | 0 | 0 | 0 | 0 | 0 | 0 | 0 | 0 | 0 | 0
SCE Partnership Roll-up E3 Calculator - No Carbon Adder | [17 empty] | System | #N/A | [21 empty] | 0 | 0 | 0 | 0 | 0 | 0 | 0 | 0 | 0 | 0 | 0 | 0 | 0 | 0 | 0 | 0 | 0 | 0 | 0 | 0 | 0 | 0 | 0 | 0 | 0 | 0 | 0 | 0 | 0
SCE Partnership Roll-up E3 Calculator - No Carbon Adder | [17 empty] | System | #N/A | [21 empty] | 0 | 0 | 0 | 0 | 0 | 0 | 0 | 0 | 0 | 0 | 0 | 0 | 0 | 0 | 0 | 0 | 0 | 0 | 0 | 0 | 0 | 0 | 0 | 0 | 0 | 0 | 0 | 0 | 0
SCE Partnership Roll-up E3 Calculator - No Carbon Adder | [17 empty] | System | #N/A | [21 empty] | 0 | 0 | 0 | 0 | 0 | 0 | 0 | 0 | 0 | 0 | 0 | 0 | 0 | 0 | 0 | 0 | 0 | 0 | 0 | 0 | 0 | 0 | 0 | 0 | 0 | 0 | 0 | 0 | 0
SCE Partnership Roll-up E3 Calculator - No Carbon Adder | [17 empty] | System | #N/A | [21 empty] | 0 | 0 | 0 | 0 | 0 | 0 | 0 | 0 | 0 | 0 | 0 | 0 | 0 | 0 | 0 | 0 | 0 | 0 | 0 | 0 | 0 | 0 | 0 | 0 | 0 | 0 | 0 | 0 | 0
SCE Partnership Roll-up E3 Calculator - No Carbon Adder | [17 empty] | System | #N/A | [21 empty] | 0 | 0 | 0 | 0 | 0 | 0 | 0 | 0 | 0 | 0 | 0 | 0 | 0 | 0 | 0 | 0 | 0 | 0 | 0 | 0 | 0 | 0 | 0 | 0 | 0 | 0 | 0 | 0 | 0
SCE Partnership Roll-up E3 Calculator - No Carbon Adder | [17 empty] | System | #N/A | [21 empty] | 0 | 0 | 0 | 0 | 0 | 0 | 0 | 0 | 0 | 0 | 0 | 0 | 0 | 0 | 0 | 0 | 0 | 0 | 0 | 0 | 0 | 0 | 0 | 0 | 0 | 0 | 0 | 0 | 0
SCE Partnership Roll-up E3 Calculator - No Carbon Adder | [17 empty] | System | #N/A | [21 empty] | 0 | 0 | 0 | 0 | 0 | 0 | 0 | 0 | 0 | 0 | 0 | 0 | 0 | 0 | 0 | 0 | 0 | 0 | 0 | 0 | 0 | 0 | 0 | 0 | 0 | 0 | 0 | 0 | 0
SCE Partnership Roll-up E3 Calculator - No Carbon Adder | [17 empty] | System | #N/A | [21 empty] | 0 | 0 | 0 | 0 | 0 | 0 | 0 | 0 | 0 | 0 | 0 | 0 | 0 | 0 | 0 | 0 | 0 | 0 | 0 | 0 | 0 | 0 | 0 | 0 | 0 | 0 | 0 | 0 | 0
SCE Partnership Roll-up E3 Calculator - No Carbon Adder | [17 empty] | System | #N/A | [21 empty] | 0 | 0 | 0 | 0 | 0 | 0 | 0 | 0 | 0 | 0 | 0 | 0 | 0 | 0 | 0 | 0 | 0 | 0 | 0 | 0 | 0 | 0 | 0 | 0 | 0 | 0 | 0 | 0 | 0
SCE Partnership Roll-up E3 Calculator - No Carbon Adder | [17 empty] | System | #N/A | [21 empty] | 0 | 0 | 0 | 0 | 0 | 0 | 0 | 0 | 0 | 0 | 0 | 0 | 0 | 0 | 0 | 0 | 0 | 0 | 0 | 0 | 0 | 0 | 0 | 0 | 0 | 0 | 0 | 0 | 0
SCE Partnership Roll-up E3 Calculator - No Carbon Adder | [17 empty] | System | #N/A | [21 empty] | 0 | 0 | 0 | 0 | 0 | 0 | 0 | 0 | 0 | 0 | 0 | 0 | 0 | 0 | 0 | 0 | 0 | 0 | 0 | 0 | 0 | 0 | 0 | 0 | 0 | 0 | 0 | 0 | 0
SCE Partnership Roll-up E3 Calculator - No Carbon Adder | [17 empty] | System | #N/A | [21 empty] | 0 | 0 | 0 | 0 | 0 | 0 | 0 | 0 | 0 | 0 | 0 | 0 | 0 | 0 | 0 | 0 | 0 | 0 | 0 | 0 | 0 | 0 | 0 | 0 | 0 | 0 | 0 | 0 | 0
SCE Partnership Roll-up E3 Calculator - No Carbon Adder | [17 empty] | System | #N/A | [21 empty] | 0 | 0 | 0 | 0 | 0 | 0 | 0 | 0 | 0 | 0 | 0 | 0 | 0 | 0 | 0 | 0 | 0 | 0 | 0 | 0 | 0 | 0 | 0 | 0 | 0 | 0 | 0 | 0 | 0
SCE Partnership Roll-up E3 Calculator - No Carbon Adder | [17 empty] | System | #N/A | [21 empty] | 0 | 0 | 0 | 0 | 0 | 0 | 0 | 0 | 0 | 0 | 0 | 0 | 0 | 0 | 0 | 0 | 0 | 0 | 0 | 0 | 0 | 0 | 0 | 0 | 0 | 0 | 0 | 0 | 0
SCE Partnership Roll-up E3 Calculator - No Carbon Adder | [17 empty] | System | #N/A | [21 empty] | 0 | 0 | 0 | 0 | 0 | 0 | 0 | 0 | 0 | 0 | 0 | 0 | 0 | 0 | 0 | 0 | 0 | 0 | 0 | 0 | 0 | 0 | 0 | 0 | 0 | 0 | 0 | 0 | 0
SCE Partnership Roll-up E3 Calculator - No Carbon Adder | [17 empty] | System | #N/A | [21 empty] | 0 | 0 | 0 | 0 | 0 | 0 | 0 | 0 | 0 | 0 | 0 | 0 | 0 | 0 | 0 | 0 | 0 | 0 | 0 | 0 | 0 | 0 | 0 | 0 | 0 | 0 | 0 | 0 | 0
SCE Partnership Roll-up E3 Calculator - No Carbon Adder | [17 empty] | System | #N/A | [21 empty] | 0 | 0 | 0 | 0 | 0 | 0 | 0 | 0 | 0 | 0 | 0 | 0 | 0 | 0 | 0 | 0 | 0 | 0 | 0 | 0 | 0 | 0 | 0 | 0 | 0 | 0 | 0 | 0 | 0
SCE Partnership Roll-up E3 Calculator - No Carbon Adder | [17 empty] | System | #N/A | [21 empty] | 0 | 0 | 0 | 0 | 0 | 0 | 0 | 0 | 0 | 0 | 0 | 0 | 0 | 0 | 0 | 0 | 0 | 0 | 0 | 0 | 0 | 0 | 0 | 0 | 0 | 0 | 0 | 0 | 0
SCE Partnership Roll-up E3 Calculator - No Carbon Adder | [17 empty] | System | #N/A | [21 empty] | 0 | 0 | 0 | 0 | 0 | 0 | 0 | 0 | 0 | 0 | 0 | 0 | 0 | 0 | 0 | 0 | 0 | 0 | 0 | 0 | 0 | 0 | 0 | 0 | 0 | 0 | 0 | 0 | 0
SCE Partnership Roll-up E3 Calculator - No Carbon Adder | [17 empty] | System | #N/A | [21 empty] | 0 | 0 | 0 | 0 | 0 | 0 | 0 | 0 | 0 | 0 | 0 | 0 | 0 | 0 | 0 | 0 | 0 | 0 | 0 | 0 | 0 | 0 | 0 | 0 | 0 | 0 | 0 | 0 | 0
SCE Partnership Roll-up E3 Calculator - No Carbon Adder | [17 empty] | System | #N/A | [21 empty] | 0 | 0 | 0 | 0 | 0 | 0 | 0 | 0 | 0 | 0 | 0 | 0 | 0 | 0 | 0 | 0 | 0 | 0 | 0 | 0 | 0 | 0 | 0 | 0 | 0 | 0 | 0 | 0 | 0
SCE Partnership Roll-up E3 Calculator - No Carbon Adder | [17 empty] | System | #N/A | [21 empty] | 0 | 0 | 0 | 0 | 0 | 0 | 0 | 0 | 0 | 0 | 0 | 0 | 0 | 0 | 0 | 0 | 0 | 0 | 0 | 0 | 0 | 0 | 0 | 0 | 0 | 0 | 0 | 0 | 0
SCE Partnership Roll-up E3 Calculator - No Carbon Adder | [17 empty] | System | #N/A | [21 empty] | 0 | 0 | 0 | 0 | 0 | 0 | 0 | 0 | 0 | 0 | 0 | 0 | 0 | 0 | 0 | 0 | 0 | 0 | 0 | 0 | 0 | 0 | 0 | 0 | 0 | 0 | 0 | 0 | 0
SCE Partnership Roll-up E3 Calculator - No Carbon Adder | [17 empty] | System | #N/A | [21 empty] | 0 | 0 | 0 | 0 | 0 | 0 | 0 | 0 | 0 | 0 | 0 | 0 | 0 | 0 | 0 | 0 | 0 | 0 | 0 | 0 | 0 | 0 | 0 | 0 | 0 | 0 | 0 | 0 | 0
SCE Partnership Roll-up E3 Calculator - No Carbon Adder | [17 empty] | System | #N/A | [21 empty] | 0 | 0 | 0 | 0 | 0 | 0 | 0 | 0 | 0 | 0 | 0 | 0 | 0 | 0 | 0 | 0 | 0 | 0 | 0 | 0 | 0 | 0 | 0 | 0 | 0 | 0 | 0 | 0 | 0
SCE Partnership Roll-up E3 Calculator - No Carbon Adder | [17 empty] | System | #N/A | [21 empty] | 0 | 0 | 0 | 0 | 0 | 0 | 0 | 0 | 0 | 0 | 0 | 0 | 0 | 0 | 0 | 0 | 0 | 0 | 0 | 0 | 0 | 0 | 0 | 0 | 0 | 0 | 0 | 0 | 0
SCE Partnership Roll-up E3 Calculator - No Carbon Adder | [17 empty] | System | #N/A | [21 empty] | 0 | 0 | 0 | 0 | 0 | 0 | 0 | 0 | 0 | 0 | 0 | 0 | 0 | 0 | 0 | 0 | 0 | 0 | 0 | 0 | 0 | 0 | 0 | 0 | 0 | 0 | 0 | 0 | 0
SCE Partnership Roll-up E3 Calculator - No Carbon Adder | [17 empty] | System | #N/A | [21 empty] | 0 | 0 | 0 | 0 | 0 | 0 | 0 | 0 | 0 | 0 | 0 | 0 | 0 | 0 | 0 | 0 | 0 | 0 | 0 | 0 | 0 | 0 | 0 | 0 | 0 | 0 | 0 | 0 | 0
SCE Partnership Roll-up E3 Calculator - No Carbon Adder | [17 empty] | System | #N/A | [21 empty] | 0 | 0 | 0 | 0 | 0 | 0 | 0 | 0 | 0 | 0 | 0 | 0 | 0 | 0 | 0 | 0 | 0 | 0 | 0 | 0 | 0 | 0 | 0 | 0 | 0 | 0 | 0 | 0 | 0
SCE Partnership Roll-up E3 Calculator - No Carbon Adder | [17 empty] | System | #N/A | [21 empty] | 0 | 0 | 0 | 0 | 0 | 0 | 0 | 0 | 0 | 0 | 0 | 0 | 0 | 0 | 0 | 0 | 0 | 0 | 0 | 0 | 0 | 0 | 0 | 0 | 0 | 0 | 0 | 0 | 0
SCE Partnership Roll-up E3 Calculator - No Carbon Adder | [17 empty] | System | #N/A | [21 empty] | 0 | 0 | 0 | 0 | 0 | 0 | 0 | 0 | 0 | 0 | 0 | 0 | 0 | 0 | 0 | 0 | 0 | 0 | 0 | 0 | 0 | 0 | 0 | 0 | 0 | 0 | 0 | 0 | 0
SCE Partnership Roll-up E3 Calculator - No Carbon Adder | [17 empty] | System | #N/A | [21 empty] | 0 | 0 | 0 | 0 | 0 | 0 | 0 | 0 | 0 | 0 | 0 | 0 | 0 | 0 | 0 | 0 | 0 | 0 | 0 | 0 | 0 | 0 | 0 | 0 | 0 | 0 | 0 | 0 | 0
SCE Partnership Roll-up E3 Calculator - No Carbon Adder | [17 empty] | System | #N/A | [21 empty] | 0 | 0 | 0 | 0 | 0 | 0 | 0 | 0 | 0 | 0 | 0 | 0 | 0 | 0 | 0 | 0 | 0 | 0 | 0 | 0 | 0 | 0 | 0 | 0 | 0 | 0 | 0 | 0 | 0
SCE Partnership Roll-up E3 Calculator - No Carbon Adder | [17 empty] | System | #N/A | [21 empty] | 0 | 0 | 0 | 0 | 0 | 0 | 0 | 0 | 0 | 0 | 0 | 0 | 0 | 0 | 0 | 0 | 0 | 0 | 0 | 0 | 0 | 0 | 0 | 0 | 0 | 0 | 0 | 0 | 0
SCE Partnership Roll-up E3 Calculator - No Carbon Adder | [17 empty] | System | #N/A | [21 empty] | 0 | 0 | 0 | 0 | 0 | 0 | 0 | 0 | 0 | 0 | 0 | 0 | 0 | 0 | 0 | 0 | 0 | 0 | 0 | 0 | 0 | 0 | 0 | 0 | 0 | 0 | 0 | 0 | 0
SCE Partnership Roll-up E3 Calculator - No Carbon Adder | [17 empty] | System | #N/A | [21 empty] | 0 | 0 | 0 | 0 | 0 | 0 | 0 | 0 | 0 | 0 | 0 | 0 | 0 | 0 | 0 | 0 | 0 | 0 | 0 | 0 | 0 | 0 | 0 | 0 | 0 | 0 | 0 | 0 | 0
SCE Partnership Roll-up E3 Calculator - No Carbon Adder | [17 empty] | System | #N/A | [21 empty] | 0 | 0 | 0 | 0 | 0 | 0 | 0 | 0 | 0 | 0 | 0 | 0 | 0 | 0 | 0 | 0 | 0 | 0 | 0 | 0 | 0 | 0 | 0 | 0 | 0 | 0 | 0 | 0 | 0
SCE Partnership Roll-up E3 Calculator - No Carbon Adder | [17 empty] | System | #N/A | [21 empty] | 0 | 0 | 0 | 0 | 0 | 0 | 0 | 0 | 0 | 0 | 0 | 0 | 0 | 0 | 0 | 0 | 0 | 0 | 0 | 0 | 0 | 0 | 0 | 0 | 0 | 0 | 0 | 0 | 0
SCE Partnership Roll-up E3 Calculator - No Carbon Adder | [17 empty] | System | #N/A | [21 empty] | 0 | 0 | 0 | 0 | 0 | 0 | 0 | 0 | 0 | 0 | 0 | 0 | 0 | 0 | 0 | 0 | 0 | 0 | 0 | 0 | 0 | 0 | 0 | 0 | 0 | 0 | 0 | 0 | 0
SCE Partnership Roll-up E3 Calculator - No Carbon Adder | [17 empty] | System | #N/A | [21 empty] | 0 | 0 | 0 | 0 | 0 | 0 | 0 | 0 | 0 | 0 | 0 | 0 | 0 | 0 | 0 | 0 | 0 | 0 | 0 | 0 | 0 | 0 | 0 | 0 | 0 | 0 | 0 | 0 | 0
SCE Partnership Roll-up E3 Calculator - No Carbon Adder | [17 empty] | System | #N/A | [21 empty] | 0 | 0 | 0 | 0 | 0 | 0 | 0 | 0 | 0 | 0 | 0 | 0 | 0 | 0 | 0 | 0 | 0 | 0 | 0 | 0 | 0 | 0 | 0 | 0 | 0 | 0 | 0 | 0 | 0
SCE Partnership Roll-up E3 Calculator - No Carbon Adder | [17 empty] | System | #N/A | [21 empty] | 0 | 0 | 0 | 0 | 0 | 0 | 0 | 0 | 0 | 0 | 0 | 0 | 0 | 0 | 0 | 0 | 0 | 0 | 0 | 0 | 0 | 0 | 0 | 0 | 0 | 0 | 0 | 0 | 0
SCE Partnership Roll-up E3 Calculator - No Carbon Adder | [17 empty] | System | #N/A | [21 empty] | 0 | 0 | 0 | 0 | 0 | 0 | 0 | 0 | 0 | 0 | 0 | 0 | 0 | 0 | 0 | 0 | 0 | 0 | 0 | 0 | 0 | 0 | 0 | 0 | 0 | 0 | 0 | 0 | 0
SCE Partnership Roll-up E3 Calculator - No Carbon Adder | [17 empty] | System | #N/A | [21 empty] | 0 | 0 | 0 | 0 | 0 | 0 | 0 | 0 | 0 | 0 | 0 | 0 | 0 | 0 | 0 | 0 | 0 | 0 | 0 | 0 | 0 | 0 | 0 | 0 | 0 | 0 | 0 | 0 | 0
SCE Partnership Roll-up E3 Calculator - No Carbon Adder | [17 empty] | System | #N/A | [21 empty] | 0 | 0 | 0 | 0 | 0 | 0 | 0 | 0 | 0 | 0 | 0 | 0 | 0 | 0 | 0 | 0 | 0 | 0 | 0 | 0 | 0 | 0 | 0 | 0 | 0 | 0 | 0 | 0 | 0
SCE Partnership Roll-up E3 Calculator - No Carbon Adder | [17 empty] | System | #N/A | [21 empty] | 0 | 0 | 0 | 0 | 0 | 0 | 0 | 0 | 0 | 0 | 0 | 0 | 0 | 0 | 0 | 0 | 0 | 0 | 0 | 0 | 0 | 0 | 0 | 0 | 0 | 0 | 0 | 0 | 0
SCE Partnership Roll-up E3 Calculator - No Carbon Adder | [17 empty] | System | #N/A | [21 empty] | 0 | 0 | 0 | 0 | 0 | 0 | 0 | 0 | 0 | 0 | 0 | 0 | 0 | 0 | 0 | 0 | 0 | 0 | 0 | 0 | 0 | 0 | 0 | 0 | 0 | 0 | 0 | 0 | 0
SCE Partnership Roll-up E3 Calculator - No Carbon Adder | [17 empty] | System | #N/A | [21 empty] | 0 | 0 | 0 | 0 | 0 | 0 | 0 | 0 | 0 | 0 | 0 | 0 | 0 | 0 | 0 | 0 | 0 | 0 | 0 | 0 | 0 | 0 | 0 | 0 | 0 | 0 | 0 | 0 | 0
SCE Partnership Roll-up E3 Calculator - No Carbon Adder | [17 empty] | System | #N/A | [21 empty] | 0 | 0 | 0 | 0 | 0 | 0 | 0 | 0 | 0 | 0 | 0 | 0 | 0 | 0 | 0 | 0 | 0 | 0 | 0 | 0 | 0 | 0 | 0 | 0 | 0 | 0 | 0 | 0 | 0
SCE Partnership Roll-up E3 Calculator - No Carbon Adder | [17 empty] | System | #N/A | [21 empty] | 0 | 0 | 0 | 0 | 0 | 0 | 0 | 0 | 0 | 0 | 0 | 0 | 0 | 0 | 0 | 0 | 0 | 0 | 0 | 0 | 0 | 0 | 0 | 0 | 0 | 0 | 0 | 0 | 0
SCE Partnership Roll-up E3 Calculator - No Carbon Adder | [17 empty] | System | #N/A | [21 empty] | 0 | 0 | 0 | 0 | 0 | 0 | 0 | 0 | 0 | 0 | 0 | 0 | 0 | 0 | 0 | 0 | 0 | 0 | 0 | 0 | 0 | 0 | 0 | 0 | 0 | 0 | 0 | 0 | 0
SCE Partnership Roll-up E3 Calculator - No Carbon Adder | [17 empty] | System | #N/A | [21 empty] | 0 | 0 | 0 | 0 | 0 | 0 | 0 | 0 | 0 | 0 | 0 | 0 | 0 | 0 | 0 | 0 | 0 | 0 | 0 | 0 | 0 | 0 | 0 | 0 | 0 | 0 | 0 | 0 | 0
SCE Partnership Roll-up E3 Calculator - No Carbon Adder | [17 empty] | System | #N/A | [21 empty] | 0 | 0 | 0 | 0 | 0 | 0 | 0 | 0 | 0 | 0 | 0 | 0 | 0 | 0 | 0 | 0 | 0 | 0 | 0 | 0 | 0 | 0 | 0 | 0 | 0 | 0 | 0 | 0 | 0
SCE Partnership Roll-up E3 Calculator - No Carbon Adder | [17 empty] | System | #N/A | [21 empty] | 0 | 0 | 0 | 0 | 0 | 0 | 0 | 0 | 0 | 0 | 0 | 0 | 0 | 0 | 0 | 0 | 0 | 0 | 0 | 0 | 0 | 0 | 0 | 0 | 0 | 0 | 0 | 0 | 0
SCE Partnership Roll-up E3 Calculator - No Carbon Adder | [17 empty] | System | #N/A | [21 empty] | 0 | 0 | 0 | 0 | 0 | 0 | 0 | 0 | 0 | 0 | 0 | 0 | 0 | 0 | 0 | 0 | 0 | 0 | 0 | 0 | 0 | 0 | 0 | 0 | 0 | 0 | 0 | 0 | 0
SCE Partnership Roll-up E3 Calculator - No Carbon Adder | [17 empty] | System | #N/A | [21 empty] | 0 | 0 | 0 | 0 | 0 | 0 | 0 | 0 | 0 | 0 | 0 | 0 | 0 | 0 | 0 | 0 | 0 | 0 | 0 | 0 | 0 | 0 | 0 | 0 | 0 | 0 | 0 | 0 | 0
SCE Partnership Roll-up E3 Calculator - No Carbon Adder | [17 empty] | System | #N/A | [21 empty] | 0 | 0 | 0 | 0 | 0 | 0 | 0 | 0 | 0 | 0 | 0 | 0 | 0 | 0 | 0 | 0 | 0 | 0 | 0 | 0 | 0 | 0 | 0 | 0 | 0 | 0 | 0 | 0 | 0
SCE Partnership Roll-up E3 Calculator - No Carbon Adder | [17 empty] | System | #N/A | [21 empty] | 0 | 0 | 0 | 0 | 0 | 0 | 0 | 0 | 0 | 0 | 0 | 0 | 0 | 0 | 0 | 0 | 0 | 0 | 0 | 0 | 0 | 0 | 0 | 0 | 0 | 0 | 0 | 0 | 0
SCE Partnership Roll-up E3 Calculator - No Carbon Adder | [17 empty] | System | #N/A | [21 empty] | 0 | 0 | 0 | 0 | 0 | 0 | 0 | 0 | 0 | 0 | 0 | 0 | 0 | 0 | 0 | 0 | 0 | 0 | 0 | 0 | 0 | 0 | 0 | 0 | 0 | 0 | 0 | 0 | 0
SCE Partnership Roll-up E3 Calculator - No Carbon Adder | [17 empty] | System | #N/A | [21 empty] | 0 | 0 | 0 | 0 | 0 | 0 | 0 | 0 | 0 | 0 | 0 | 0 | 0 | 0 | 0 | 0 | 0 | 0 | 0 | 0 | 0 | 0 | 0 | 0 | 0 | 0 | 0 | 0 | 0
SCE Partnership Roll-up E3 Calculator - No Carbon Adder | [17 empty] | System | #N/A | [21 empty] | 0 | 0 | 0 | 0 | 0 | 0 | 0 | 0 | 0 | 0 | 0 | 0 | 0 | 0 | 0 | 0 | 0 | 0 | 0 | 0 | 0 | 0 | 0 | 0 | 0 | 0 | 0 | 0 | 0
SCE Partnership Roll-up E3 Calculator - No Carbon Adder | [17 empty] | System | #N/A | [21 empty] | 0 | 0 | 0 | 0 | 0 | 0 | 0 | 0 | 0 | 0 | 0 | 0 | 0 | 0 | 0 | 0 | 0 | 0 | 0 | 0 | 0 | 0 | 0 | 0 | 0 | 0 | 0 | 0 | 0
SCE Partnership Roll-up E3 Calculator - No Carbon Adder | [17 empty] | System | #N/A | [21 empty] | 0 | 0 | 0 | 0 | 0 | 0 | 0 | 0 | 0 | 0 | 0 | 0 | 0 | 0 | 0 | 0 | 0 | 0 | 0 | 0 | 0 | 0 | 0 | 0 | 0 | 0 | 0 | 0 | 0
SCE Partnership Roll-up E3 Calculator - No Carbon Adder | [17 empty] | System | #N/A | [21 empty] | 0 | 0 | 0 | 0 | 0 | 0 | 0 | 0 | 0 | 0 | 0 | 0 | 0 | 0 | 0 | 0 | 0 | 0 | 0 | 0 | 0 | 0 | 0 | 0 | 0 | 0 | 0 | 0 | 0
SCE Partnership Roll-up E3 Calculator - No Carbon Adder | [17 empty] | System | #N/A | [21 empty] | 0 | 0 | 0 | 0 | 0 | 0 | 0 | 0 | 0 | 0 | 0 | 0 | 0 | 0 | 0 | 0 | 0 | 0 | 0 | 0 | 0 | 0 | 0 | 0 | 0 | 0 | 0 | 0 | 0
SCE Partnership Roll-up E3 Calculator - No Carbon Adder | [17 empty] | System | #N/A | [21 empty] | 0 | 0 | 0 | 0 | 0 | 0 | 0 | 0 | 0 | 0 | 0 | 0 | 0 | 0 | 0 | 0 | 0 | 0 | 0 | 0 | 0 | 0 | 0 | 0 | 0 | 0 | 0 | 0 | 0
SCE Partnership Roll-up E3 Calculator - No Carbon Adder | [17 empty] | System | #N/A | [21 empty] | 0 | 0 | 0 | 0 | 0 | 0 | 0 | 0 | 0 | 0 | 0 | 0 | 0 | 0 | 0 | 0 | 0 | 0 | 0 | 0 | 0 | 0 | 0 | 0 | 0 | 0 | 0 | 0 | 0
SCE Partnership Roll-up E3 Calculator - No Carbon Adder | [17 empty] | System | #N/A | [21 empty] | 0 | 0 | 0 | 0 | 0 | 0 | 0 | 0 | 0 | 0 | 0 | 0 | 0 | 0 | 0 | 0 | 0 | 0 | 0 | 0 | 0 | 0 | 0 | 0 | 0 | 0 | 0 | 0 | 0
SCE Partnership Roll-up E3 Calculator - No Carbon Adder | [17 empty] | System | #N/A | [21 empty] | 0 | 0 | 0 | 0 | 0 | 0 | 0 | 0 | 0 | 0 | 0 | 0 | 0 | 0 | 0 | 0 | 0 | 0 | 0 | 0 | 0 | 0 | 0 | 0 | 0 | 0 | 0 | 0 | 0
SCE Partnership Roll-up E3 Calculator - No Carbon Adder | [17 empty] | System | #N/A | [21 empty] | 0 | 0 | 0 | 0 | 0 | 0 | 0 | 0 | 0 | 0 | 0 | 0 | 0 | 0 | 0 | 0 | 0 | 0 | 0 | 0 | 0 | 0 | 0 | 0 | 0 | 0 | 0 | 0 | 0
SCE Partnership Roll-up E3 Calculator - No Carbon Adder | [17 empty] | System | #N/A | [21 empty] | 0 | 0 | 0 | 0 | 0 | 0 | 0 | 0 | 0 | 0 | 0 | 0 | 0 | 0 | 0 | 0 | 0 | 0 | 0 | 0 | 0 | 0 | 0 | 0 | 0 | 0 | 0 | 0 | 0
SCE Partnership Roll-up E3 Calculator - No Carbon Adder | [17 empty] | System | #N/A | [21 empty] | 0 | 0 | 0 | 0 | 0 | 0 | 0 | 0 | 0 | 0 | 0 | 0 | 0 | 0 | 0 | 0 | 0 | 0 | 0 | 0 | 0 | 0 | 0 | 0 | 0 | 0 | 0 | 0 | 0
SCE Partnership Roll-up E3 Calculator - No Carbon Adder | [17 empty] | System | #N/A | [21 empty] | 0 | 0 | 0 | 0 | 0 | 0 | 0 | 0 | 0 | 0 | 0 | 0 | 0 | 0 | 0 | 0 | 0 | 0 | 0 | 0 | 0 | 0 | 0 | 0 | 0 | 0 | 0 | 0 | 0
SCE Partnership Roll-up E3 Calculator - No Carbon Adder | [17 empty] | System | #N/A | [21 empty] | 0 | 0 | 0 | 0 | 0 | 0 | 0 | 0 | 0 | 0 | 0 | 0 | 0 | 0 | 0 | 0 | 0 | 0 | 0 | 0 | 0 | 0 | 0 | 0 | 0 | 0 | 0 | 0 | 0
SCE Partnership Roll-up E3 Calculator - No Carbon Adder | [17 empty] | System | #N/A | [21 empty] | 0 | 0 | 0 | 0 | 0 | 0 | 0 | 0 | 0 | 0 | 0 | 0 | 0 | 0 | 0 | 0 | 0 | 0 | 0 | 0 | 0 | 0 | 0 | 0 | 0 | 0 | 0 | 0 | 0
SCE Partnership Roll-up E3 Calculator - No Carbon Adder | [17 empty] | System | #N/A | [21 empty] | 0 | 0 | 0 | 0 | 0 | 0 | 0 | 0 | 0 | 0 | 0 | 0 | 0 | 0 | 0 | 0 | 0 | 0 | 0 | 0 | 0 | 0 | 0 | 0 | 0 | 0 | 0 | 0 | 0
SCE Partnership Roll-up E3 Calculator - No Carbon Adder | [17 empty] | System | #N/A | [21 empty] | 0 | 0 | 0 | 0 | 0 | 0 | 0 | 0 | 0 | 0 | 0 | 0 | 0 | 0 | 0 | 0 | 0 | 0 | 0 | 0 | 0 | 0 | 0 | 0 | 0 | 0 | 0 | 0 | 0
SCE Partnership Roll-up E3 Calculator - No Carbon Adder | [17 empty] | System | #N/A | [21 empty] | 0 | 0 | 0 | 0 | 0 | 0 | 0 | 0 | 0 | 0 | 0 | 0 | 0 | 0 | 0 | 0 | 0 | 0 | 0 | 0 | 0 | 0 | 0 | 0 | 0 | 0 | 0 | 0 | 0
SCE Partnership Roll-up E3 Calculator - No Carbon Adder | [17 empty] | System | #N/A | [21 empty] | 0 | 0 | 0 | 0 | 0 | 0 | 0 | 0 | 0 | 0 | 0 | 0 | 0 | 0 | 0 | 0 | 0 | 0 | 0 | 0 | 0 | 0 | 0 | 0 | 0 | 0 | 0 | 0 | 0
SCE Partnership Roll-up E3 Calculator - No Carbon Adder | [17 empty] | System | #N/A | [21 empty] | 0 | 0 | 0 | 0 | 0 | 0 | 0 | 0 | 0 | 0 | 0 | 0 | 0 | 0 | 0 | 0 | 0 | 0 | 0 | 0 | 0 | 0 | 0 | 0 | 0 | 0 | 0 | 0 | 0
SCE Partnership Roll-up E3 Calculator - No Carbon Adder | [17 empty] | System | #N/A | [21 empty] | 0 | 0 | 0 | 0 | 0 | 0 | 0 | 0 | 0 | 0 | 0 | 0 | 0 | 0 | 0 | 0 | 0 | 0 | 0 | 0 | 0 | 0 | 0 | 0 | 0 | 0 | 0 | 0 | 0
SCE Partnership Roll-up E3 Calculator - No Carbon Adder | [17 empty] | System | #N/A | [21 empty] | 0 | 0 | 0 | 0 | 0 | 0 | 0 | 0 | 0 | 0 | 0 | 0 | 0 | 0 | 0 | 0 | 0 | 0 | 0 | 0 | 0 | 0 | 0 | 0 | 0 | 0 | 0 | 0 | 0
SCE Partnership Roll-up E3 Calculator - No Carbon Adder | [17 empty] | System | #N/A | [21 empty] | 0 | 0 | 0 | 0 | 0 | 0 | 0 | 0 | 0 | 0 | 0 | 0 | 0 | 0 | 0 | 0 | 0 | 0 | 0 | 0 | 0 | 0 | 0 | 0 | 0 | 0 | 0 | 0 | 0
SCE Partnership Roll-up E3 Calculator - No Carbon Adder | [17 empty] | System | #N/A | [21 empty] | 0 | 0 | 0 | 0 | 0 | 0 | 0 | 0 | 0 | 0 | 0 | 0 | 0 | 0 | 0 | 0 | 0 | 0 | 0 | 0 | 0 | 0 | 0 | 0 | 0 | 0 | 0 | 0 | 0
SCE Partnership Roll-up E3 Calculator - No Carbon Adder | [17 empty] | System | #N/A | [21 empty] | 0 | 0 | 0 | 0 | 0 | 0 | 0 | 0 | 0 | 0 | 0 | 0 | 0 | 0 | 0 | 0 | 0 | 0 | 0 | 0 | 0 | 0 | 0 | 0 | 0 | 0 | 0 | 0 | 0
SCE Partnership Roll-up E3 Calculator - No Carbon Adder | [17 empty] | System | #N/A | [21 empty] | 0 | 0 | 0 | 0 | 0 | 0 | 0 | 0 | 0 | 0 | 0 | 0 | 0 | 0 | 0 | 0 | 0 | 0 | 0 | 0 | 0 | 0 | 0 | 0 | 0 | 0 | 0 | 0 | 0
SCE Partnership Roll-up E3 Calculator - No Carbon Adder | [17 empty] | System | #N/A | [21 empty] | 0 | 0 | 0 | 0 | 0 | 0 | 0 | 0 | 0 | 0 | 0 | 0 | 0 | 0 | 0 | 0 | 0 | 0 | 0 | 0 | 0 | 0 | 0 | 0 | 0 | 0 | 0 | 0 | 0
SCE Partnership Roll-up E3 Calculator - No Carbon Adder | [17 empty] | System | #N/A | [21 empty] | 0 | 0 | 0 | 0 | 0 | 0 | 0 | 0 | 0 | 0 | 0 | 0 | 0 | 0 | 0 | 0 | 0 | 0 | 0 | 0 | 0 | 0 | 0 | 0 | 0 | 0 | 0 | 0 | 0
SCE Partnership Roll-up E3 Calculator - No Carbon Adder | [17 empty] | System | #N/A | [21 empty] | 0 | 0 | 0 | 0 | 0 | 0 | 0 | 0 | 0 | 0 | 0 | 0 | 0 | 0 | 0 | 0 | 0 | 0 | 0 | 0 | 0 | 0 | 0 | 0 | 0 | 0 | 0 | 0 | 0
SCE Partnership Roll-up E3 Calculator - No Carbon Adder | [17 empty] | System | #N/A | [21 empty] | 0 | 0 | 0 | 0 | 0 | 0 | 0 | 0 | 0 | 0 | 0 | 0 | 0 | 0 | 0 | 0 | 0 | 0 | 0 | 0 | 0 | 0 | 0 | 0 | 0 | 0 | 0 | 0 | 0
SCE Partnership Roll-up E3 Calculator - No Carbon Adder | [17 empty] | System | #N/A | [21 empty] | 0 | 0 | 0 | 0 | 0 | 0 | 0 | 0 | 0 | 0 | 0 | 0 | 0 | 0 | 0 | 0 | 0 | 0 | 0 | 0 | 0 | 0 | 0 | 0 | 0 | 0 | 0 | 0 | 0
SCE Partnership Roll-up E3 Calculator - No Carbon Adder | [17 empty] | System | #N/A | [21 empty] | 0 | 0 | 0 | 0 | 0 | 0 | 0 | 0 | 0 | 0 | 0 | 0 | 0 | 0 | 0 | 0 | 0 | 0 | 0 | 0 | 0 | 0 | 0 | 0 | 0 | 0 | 0 | 0 | 0
SCE Partnership Roll-up E3 Calculator - No Carbon Adder | [17 empty] | System | #N/A | [21 empty] | 0 | 0 | 0 | 0 | 0 | 0 | 0 | 0 | 0 | 0 | 0 | 0 | 0 | 0 | 0 | 0 | 0 | 0 | 0 | 0 | 0 | 0 | 0 | 0 | 0 | 0 | 0 | 0 | 0
SCE Partnership Roll-up E3 Calculator - No Carbon Adder | [17 empty] | System | #N/A | [21 empty] | 0 | 0 | 0 | 0 | 0 | 0 | 0 | 0 | 0 | 0 | 0 | 0 | 0 | 0 | 0 | 0 | 0 | 0 | 0 | 0 | 0 | 0 | 0 | 0 | 0 | 0 | 0 | 0 | 0
SCE Partnership Roll-up E3 Calculator - No Carbon Adder | [17 empty] | System | #N/A | [21 empty] | 0 | 0 | 0 | 0 | 0 | 0 | 0 | 0 | 0 | 0 | 0 | 0 | 0 | 0 | 0 | 0 | 0 | 0 | 0 | 0 | 0 | 0 | 0 | 0 | 0 | 0 | 0 | 0 | 0
SCE Partnership Roll-up E3 Calculator - No Carbon Adder | [17 empty] | System | #N/A | [21 empty] | 0 | 0 | 0 | 0 | 0 | 0 | 0 | 0 | 0 | 0 | 0 | 0 | 0 | 0 | 0 | 0 | 0 | 0 | 0 | 0 | 0 | 0 | 0 | 0 | 0 | 0 | 0 | 0 | 0
SCE Partnership Roll-up E3 Calculator - No Carbon Adder | [17 empty] | System | #N/A | [21 empty] | 0 | 0 | 0 | 0 | 0 | 0 | 0 | 0 | 0 | 0 | 0 | 0 | 0 | 0 | 0 | 0 | 0 | 0 | 0 | 0 | 0 | 0 | 0 | 0 | 0 | 0 | 0 | 0 | 0
SCE Partnership Roll-up E3 Calculator - No Carbon Adder | [17 empty] | System | #N/A | [21 empty] | 0 | 0 | 0 | 0 | 0 | 0 | 0 | 0 | 0 | 0 | 0 | 0 | 0 | 0 | 0 | 0 | 0 | 0 | 0 | 0 | 0 | 0 | 0 | 0 | 0 | 0 | 0 | 0 | 0
SCE Partnership Roll-up E3 Calculator - No Carbon Adder | [17 empty] | System | #N/A | [21 empty] | 0 | 0 | 0 | 0 | 0 | 0 | 0 | 0 | 0 | 0 | 0 | 0 | 0 | 0 | 0 | 0 | 0 | 0 | 0 | 0 | 0 | 0 | 0 | 0 | 0 | 0 | 0 | 0 | 0
SCE Partnership Roll-up E3 Calculator - No Carbon Adder | [17 empty] | System | #N/A | [21 empty] | 0 | 0 | 0 | 0 | 0 | 0 | 0 | 0 | 0 | 0 | 0 | 0 | 0 | 0 | 0 | 0 | 0 | 0 | 0 | 0 | 0 | 0 | 0 | 0 | 0 | 0 | 0 | 0 | 0
SCE Partnership Roll-up E3 Calculator - No Carbon Adder | [17 empty] | System | #N/A | [21 empty] | 0 | 0 | 0 | 0 | 0 | 0 | 0 | 0 | 0 | 0 | 0 | 0 | 0 | 0 | 0 | 0 | 0 | 0 | 0 | 0 | 0 | 0 | 0 | 0 | 0 | 0 | 0 | 0 | 0
SCE Partnership Roll-up E3 Calculator - No Carbon Adder | [17 empty] | System | #N/A | [21 empty] | 0 | 0 | 0 | 0 | 0 | 0 | 0 | 0 | 0 | 0 | 0 | 0 | 0 | 0 | 0 | 0 | 0 | 0 | 0 | 0 | 0 | 0 | 0 | 0 | 0 | 0 | 0 | 0 | 0
SCE Partnership Roll-up E3 Calculator - No Carbon Adder | [17 empty] | System | #N/A | [21 empty] | 0 | 0 | 0 | 0 | 0 | 0 | 0 | 0 | 0 | 0 | 0 | 0 | 0 | 0 | 0 | 0 | 0 | 0 | 0 | 0 | 0 | 0 | 0 | 0 | 0 | 0 | 0 | 0 | 0
SCE Partnership Roll-up E3 Calculator - No Carbon Adder | [17 empty] | System | #N/A | [21 empty] | 0 | 0 | 0 | 0 | 0 | 0 | 0 | 0 | 0 | 0 | 0 | 0 | 0 | 0 | 0 | 0 | 0 | 0 | 0 | 0 | 0 | 0 | 0 | 0 | 0 | 0 | 0 | 0 | 0
SCE Partnership Roll-up E3 Calculator - No Carbon Adder | [17 empty] | System | #N/A | [21 empty] | 0 | 0 | 0 | 0 | 0 | 0 | 0 | 0 | 0 | 0 | 0 | 0 | 0 | 0 | 0 | 0 | 0 | 0 | 0 | 0 | 0 | 0 | 0 | 0 | 0 | 0 | 0 | 0 | 0
SCE Partnership Roll-up E3 Calculator - No Carbon Adder | [17 empty] | System | #N/A | [21 empty] | 0 | 0 | 0 | 0 | 0 | 0 | 0 | 0 | 0 | 0 | 0 | 0 | 0 | 0 | 0 | 0 | 0 | 0 | 0 | 0 | 0 | 0 | 0 | 0 | 0 | 0 | 0 | 0 | 0
SCE Partnership Roll-up E3 Calculator - No Carbon Adder | [17 empty] | System | #N/A | [21 empty] | 0 | 0 | 0 | 0 | 0 | 0 | 0 | 0 | 0 | 0 | 0 | 0 | 0 | 0 | 0 | 0 | 0 | 0 | 0 | 0 | 0 | 0 | 0 | 0 | 0 | 0 | 0 | 0 | 0
SCE Partnership Roll-up E3 Calculator - No Carbon Adder | [17 empty] | System | #N/A | [21 empty] | 0 | 0 | 0 | 0 | 0 | 0 | 0 | 0 | 0 | 0 | 0 | 0 | 0 | 0 | 0 | 0 | 0 | 0 | 0 | 0 | 0 | 0 | 0 | 0 | 0 | 0 | 0 | 0 | 0
SCE Partnership Roll-up E3 Calculator - No Carbon Adder | [17 empty] | System | #N/A | [21 empty] | 0 | 0 | 0 | 0 | 0 | 0 | 0 | 0 | 0 | 0 | 0 | 0 | 0 | 0 | 0 | 0 | 0 | 0 | 0 | 0 | 0 | 0 | 0 | 0 | 0 | 0 | 0 | 0 | 0
SCE Partnership Roll-up E3 Calculator - No Carbon Adder | [17 empty] | System | #N/A | [21 empty] | 0 | 0 | 0 | 0 | 0 | 0 | 0 | 0 | 0 | 0 | 0 | 0 | 0 | 0 | 0 | 0 | 0 | 0 | 0 | 0 | 0 | 0 | 0 | 0 | 0 | 0 | 0 | 0 | 0
SCE Partnership Roll-up E3 Calculator - No Carbon Adder | [17 empty] | System | #N/A | [21 empty] | 0 | 0 | 0 | 0 | 0 | 0 | 0 | 0 | 0 | 0 | 0 | 0 | 0 | 0 | 0 | 0 | 0 | 0 | 0 | 0 | 0 | 0 | 0 | 0 | 0 | 0 | 0 | 0 | 0
SCE Partnership Roll-up E3 Calculator - No Carbon Adder | [17 empty] | System | #N/A | [21 empty] | 0 | 0 | 0 | 0 | 0 | 0 | 0 | 0 | 0 | 0 | 0 | 0 | 0 | 0 | 0 | 0 | 0 | 0 | 0 | 0 | 0 | 0 | 0 | 0 | 0 | 0 | 0 | 0 | 0
SCE Partnership Roll-up E3 Calculator - No Carbon Adder | [17 empty] | System | #N/A | [21 empty] | 0 | 0 | 0 | 0 | 0 | 0 | 0 | 0 | 0 | 0 | 0 | 0 | 0 | 0 | 0 | 0 | 0 | 0 | 0 | 0 | 0 | 0 | 0 | 0 | 0 | 0 | 0 | 0 | 0
SCE Partnership Roll-up E3 Calculator - No Carbon Adder | [17 empty] | System | #N/A | [21 empty] | 0 | 0 | 0 | 0 | 0 | 0 | 0 | 0 | 0 | 0 | 0 | 0 | 0 | 0 | 0 | 0 | 0 | 0 | 0 | 0 | 0 | 0 | 0 | 0 | 0 | 0 | 0 | 0 | 0
SCE Partnership Roll-up E3 Calculator - No Carbon Adder | [17 empty] | System | #N/A | [21 empty] | 0 | 0 | 0 | 0 | 0 | 0 | 0 | 0 | 0 | 0 | 0 | 0 | 0 | 0 | 0 | 0 | 0 | 0 | 0 | 0 | 0 | 0 | 0 | 0 | 0 | 0 | 0 | 0 | 0
SCE Partnership Roll-up E3 Calculator - No Carbon Adder | [17 empty] | System | #N/A | [21 empty] | 0 | 0 | 0 | 0 | 0 | 0 | 0 | 0 | 0 | 0 | 0 | 0 | 0 | 0 | 0 | 0 | 0 | 0 | 0 | 0 | 0 | 0 | 0 | 0 | 0 | 0 | 0 | 0 | 0
SCE Partnership Roll-up E3 Calculator - No Carbon Adder | [17 empty] | System | #N/A | [21 empty] | 0 | 0 | 0 | 0 | 0 | 0 | 0 | 0 | 0 | 0 | 0 | 0 | 0 | 0 | 0 | 0 | 0 | 0 | 0 | 0 | 0 | 0 | 0 | 0 | 0 | 0 | 0 | 0 | 0
SCE Partnership Roll-up E3 Calculator - No Carbon Adder | [17 empty] | System | #N/A | [21 empty] | 0 | 0 | 0 | 0 | 0 | 0 | 0 | 0 | 0 | 0 | 0 | 0 | 0 | 0 | 0 | 0 | 0 | 0 | 0 | 0 | 0 | 0 | 0 | 0 | 0 | 0 | 0 | 0 | 0
SCE Partnership Roll-up E3 Calculator - No Carbon Adder | [17 empty] | System | #N/A | [21 empty] | 0 | 0 | 0 | 0 | 0 | 0 | 0 | 0 | 0 | 0 | 0 | 0 | 0 | 0 | 0 | 0 | 0 | 0 | 0 | 0 | 0 | 0 | 0 | 0 | 0 | 0 | 0 | 0 | 0
SCE Partnership Roll-up E3 Calculator - No Carbon Adder | [17 empty] | System | #N/A | [21 empty] | 0 | 0 | 0 | 0 | 0 | 0 | 0 | 0 | 0 | 0 | 0 | 0 | 0 | 0 | 0 | 0 | 0 | 0 | 0 | 0 | 0 | 0 | 0 | 0 | 0 | 0 | 0 | 0 | 0
SCE Partnership Roll-up E3 Calculator - No Carbon Adder | [17 empty] | System | #N/A | [21 empty] | 0 | 0 | 0 | 0 | 0 | 0 | 0 | 0 | 0 | 0 | 0 | 0 | 0 | 0 | 0 | 0 | 0 | 0 | 0 | 0 | 0 | 0 | 0 | 0 | 0 | 0 | 0 | 0 | 0
SCE Partnership Roll-up E3 Calculator - No Carbon Adder | [17 empty] | System | #N/A | [21 empty] | 0 | 0 | 0 | 0 | 0 | 0 | 0 | 0 | 0 | 0 | 0 | 0 | 0 | 0 | 0 | 0 | 0 | 0 | 0 | 0 | 0 | 0 | 0 | 0 | 0 | 0 | 0 | 0 | 0
SCE Partnership Roll-up E3 Calculator - No Carbon Adder | [17 empty] | System | #N/A | [21 empty] | 0 | 0 | 0 | 0 | 0 | 0 | 0 | 0 | 0 | 0 | 0 | 0 | 0 | 0 | 0 | 0 | 0 | 0 | 0 | 0 | 0 | 0 | 0 | 0 | 0 | 0 | 0 | 0 | 0
SCE Partnership Roll-up E3 Calculator - No Carbon Adder | [17 empty] | System | #N/A | [21 empty] | 0 | 0 | 0 | 0 | 0 | 0 | 0 | 0 | 0 | 0 | 0 | 0 | 0 | 0 | 0 | 0 | 0 | 0 | 0 | 0 | 0 | 0 | 0 | 0 | 0 | 0 | 0 | 0 | 0
SCE Partnership Roll-up E3 Calculator - No Carbon Adder | [17 empty] | System | #N/A | [21 empty] | 0 | 0 | 0 | 0 | 0 | 0 | 0 | 0 | 0 | 0 | 0 | 0 | 0 | 0 | 0 | 0 | 0 | 0 | 0 | 0 | 0 | 0 | 0 | 0 | 0 | 0 | 0 | 0 | 0
SCE Partnership Roll-up E3 Calculator - No Carbon Adder | [17 empty] | System | #N/A | [21 empty] | 0 | 0 | 0 | 0 | 0 | 0 | 0 | 0 | 0 | 0 | 0 | 0 | 0 | 0 | 0 | 0 | 0 | 0 | 0 | 0 | 0 | 0 | 0 | 0 | 0 | 0 | 0 | 0 | 0
SCE Partnership Roll-up E3 Calculator - No Carbon Adder | [17 empty] | System | #N/A | [21 empty] | 0 | 0 | 0 | 0 | 0 | 0 | 0 | 0 | 0 | 0 | 0 | 0 | 0 | 0 | 0 | 0 | 0 | 0 | 0 | 0 | 0 | 0 | 0 | 0 | 0 | 0 | 0 | 0 | 0
SCE Partnership Roll-up E3 Calculator - No Carbon Adder | [17 empty] | System | #N/A | [21 empty] | 0 | 0 | 0 | 0 | 0 | 0 | 0 | 0 | 0 | 0 | 0 | 0 | 0 | 0 | 0 | 0 | 0 | 0 | 0 | 0 | 0 | 0 | 0 | 0 | 0 | 0 | 0 | 0 | 0
SCE Partnership Roll-up E3 Calculator - No Carbon Adder | [17 empty] | System | #N/A | [21 empty] | 0 | 0 | 0 | 0 | 0 | 0 | 0 | 0 | 0 | 0 | 0 | 0 | 0 | 0 | 0 | 0 | 0 | 0 | 0 | 0 | 0 | 0 | 0 | 0 | 0 | 0 | 0 | 0 | 0
SCE Partnership Roll-up E3 Calculator - No Carbon Adder | [17 empty] | System | #N/A | [21 empty] | 0 | 0 | 0 | 0 | 0 | 0 | 0 | 0 | 0 | 0 | 0 | 0 | 0 | 0 | 0 | 0 | 0 | 0 | 0 | 0 | 0 | 0 | 0 | 0 | 0 | 0 | 0 | 0 | 0
SCE Partnership Roll-up E3 Calculator - No Carbon Adder | [17 empty] | System | #N/A | [21 empty] | 0 | 0 | 0 | 0 | 0 | 0 | 0 | 0 | 0 | 0 | 0 | 0 | 0 | 0 | 0 | 0 | 0 | 0 | 0 | 0 | 0 | 0 | 0 | 0 | 0 | 0 | 0 | 0 | 0
SCE Partnership Roll-up E3 Calculator - No Carbon Adder | [17 empty] | System | #N/A | [21 empty] | 0 | 0 | 0 | 0 | 0 | 0 | 0 | 0 | 0 | 0 | 0 | 0 | 0 | 0 | 0 | 0 | 0 | 0 | 0 | 0 | 0 | 0 | 0 | 0 | 0 | 0 | 0 | 0 | 0
SCE Partnership Roll-up E3 Calculator - No Carbon Adder | [17 empty] | System | #N/A | [21 empty] | 0 | 0 | 0 | 0 | 0 | 0 | 0 | 0 | 0 | 0 | 0 | 0 | 0 | 0 | 0 | 0 | 0 | 0 | 0 | 0 | 0 | 0 | 0 | 0 | 0 | 0 | 0 | 0 | 0
SCE Partnership Roll-up E3 Calculator - No Carbon Adder | [17 empty] | System | #N/A | [21 empty] | 0 | 0 | 0 | 0 | 0 | 0 | 0 | 0 | 0 | 0 | 0 | 0 | 0 | 0 | 0 | 0 | 0 | 0 | 0 | 0 | 0 | 0 | 0 | 0 | 0 | 0 | 0 | 0 | 0
SCE Partnership Roll-up E3 Calculator - No Carbon Adder | [17 empty] | System | #N/A | [21 empty] | 0 | 0 | 0 | 0 | 0 | 0 | 0 | 0 | 0 | 0 | 0 | 0 | 0 | 0 | 0 | 0 | 0 | 0 | 0 | 0 | 0 | 0 | 0 | 0 | 0 | 0 | 0 | 0 | 0
SCE Partnership Roll-up E3 Calculator - No Carbon Adder | [17 empty] | System | #N/A | [21 empty] | 0 | 0 | 0 | 0 | 0 | 0 | 0 | 0 | 0 | 0 | 0 | 0 | 0 | 0 | 0 | 0 | 0 | 0 | 0 | 0 | 0 | 0 | 0 | 0 | 0 | 0 | 0 | 0 | 0
SCE Partnership Roll-up E3 Calculator - No Carbon Adder | [17 empty] | System | #N/A | [21 empty] | 0 | 0 | 0 | 0 | 0 | 0 | 0 | 0 | 0 | 0 | 0 | 0 | 0 | 0 | 0 | 0 | 0 | 0 | 0 | 0 | 0 | 0 | 0 | 0 | 0 | 0 | 0 | 0 | 0
SCE Partnership Roll-up E3 Calculator - No Carbon Adder | [17 empty] | System | #N/A | [21 empty] | 0 | 0 | 0 | 0 | 0 | 0 | 0 | 0 | 0 | 0 | 0 | 0 | 0 | 0 | 0 | 0 | 0 | 0 | 0 | 0 | 0 | 0 | 0 | 0 | 0 | 0 | 0 | 0 | 0
SCE Partnership Roll-up E3 Calculator - No Carbon Adder | [17 empty] | System | #N/A | [21 empty] | 0 | 0 | 0 | 0 | 0 | 0 | 0 | 0 | 0 | 0 | 0 | 0 | 0 | 0 | 0 | 0 | 0 | 0 | 0 | 0 | 0 | 0 | 0 | 0 | 0 | 0 | 0 | 0 | 0
SCE Partnership Roll-up E3 Calculator - No Carbon Adder | [17 empty] | System | #N/A | [21 empty] | 0 | 0 | 0 | 0 | 0 | 0 | 0 | 0 | 0 | 0 | 0 | 0 | 0 | 0 | 0 | 0 | 0 | 0 | 0 | 0 | 0 | 0 | 0 | 0 | 0 | 0 | 0 | 0 | 0
SCE Partnership Roll-up E3 Calculator - No Carbon Adder | [17 empty] | System | #N/A | [21 empty] | 0 | 0 | 0 | 0 | 0 | 0 | 0 | 0 | 0 | 0 | 0 | 0 | 0 | 0 | 0 | 0 | 0 | 0 | 0 | 0 | 0 | 0 | 0 | 0 | 0 | 0 | 0 | 0 | 0
SCE Partnership Roll-up E3 Calculator - No Carbon Adder | [17 empty] | System | #N/A | [21 empty] | 0 | 0 | 0 | 0 | 0 | 0 | 0 | 0 | 0 | 0 | 0 | 0 | 0 | 0 | 0 | 0 | 0 | 0 | 0 | 0 | 0 | 0 | 0 | 0 | 0 | 0 | 0 | 0 | 0
SCE Partnership Roll-up E3 Calculator - No Carbon Adder | [17 empty] | System | #N/A | [21 empty] | 0 | 0 | 0 | 0 | 0 | 0 | 0 | 0 | 0 | 0 | 0 | 0 | 0 | 0 | 0 | 0 | 0 | 0 | 0 | 0 | 0 | 0 | 0 | 0 | 0 | 0 | 0 | 0 | 0
SCE Partnership Roll-up E3 Calculator - No Carbon Adder | [17 empty] | System | #N/A | [21 empty] | 0 | 0 | 0 | 0 | 0 | 0 | 0 | 0 | 0 | 0 | 0 | 0 | 0 | 0 | 0 | 0 | 0 | 0 | 0 | 0 | 0 | 0 | 0 | 0 | 0 | 0 | 0 | 0 | 0
SCE Partnership Roll-up E3 Calculator - No Carbon Adder | [17 empty] | System | #N/A | [21 empty] | 0 | 0 | 0 | 0 | 0 | 0 | 0 | 0 | 0 | 0 | 0 | 0 | 0 | 0 | 0 | 0 | 0 | 0 | 0 | 0 | 0 | 0 | 0 | 0 | 0 | 0 | 0 | 0 | 0
SCE Partnership Roll-up E3 Calculator - No Carbon Adder | [17 empty] | System | #N/A | [21 empty] | 0 | 0 | 0 | 0 | 0 | 0 | 0 | 0 | 0 | 0 | 0 | 0 | 0 | 0 | 0 | 0 | 0 | 0 | 0 | 0 | 0 | 0 | 0 | 0 | 0 | 0 | 0 | 0 | 0
SCE Partnership Roll-up E3 Calculator - No Carbon Adder | [17 empty] | System | #N/A | [21 empty] | 0 | 0 | 0 | 0 | 0 | 0 | 0 | 0 | 0 | 0 | 0 | 0 | 0 | 0 | 0 | 0 | 0 | 0 | 0 | 0 | 0 | 0 | 0 | 0 | 0 | 0 | 0 | 0 | 0
SCE Partnership Roll-up E3 Calculator - No Carbon Adder | [17 empty] | System | #N/A | [21 empty] | 0 | 0 | 0 | 0 | 0 | 0 | 0 | 0 | 0 | 0 | 0 | 0 | 0 | 0 | 0 | 0 | 0 | 0 | 0 | 0 | 0 | 0 | 0 | 0 | 0 | 0 | 0 | 0 | 0
SCE Partnership Roll-up E3 Calculator - No Carbon Adder | [17 empty] | System | #N/A | [21 empty] | 0 | 0 | 0 | 0 | 0 | 0 | 0 | 0 | 0 | 0 | 0 | 0 | 0 | 0 | 0 | 0 | 0 | 0 | 0 | 0 | 0 | 0 | 0 | 0 | 0 | 0 | 0 | 0 | 0
SCE Partnership Roll-up E3 Calculator - No Carbon Adder | [17 empty] | System | #N/A | [21 empty] | 0 | 0 | 0 | 0 | 0 | 0 | 0 | 0 | 0 | 0 | 0 | 0 | 0 | 0 | 0 | 0 | 0 | 0 | 0 | 0 | 0 | 0 | 0 | 0 | 0 | 0 | 0 | 0 | 0
SCE Partnership Roll-up E3 Calculator - No Carbon Adder | [17 empty] | System | #N/A | [21 empty] | 0 | 0 | 0 | 0 | 0 | 0 | 0 | 0 | 0 | 0 | 0 | 0 | 0 | 0 | 0 | 0 | 0 | 0 | 0 | 0 | 0 | 0 | 0 | 0 | 0 | 0 | 0 | 0 | 0
SCE Partnership Roll-up E3 Calculator - No Carbon Adder | [17 empty] | System | #N/A | [21 empty] | 0 | 0 | 0 | 0 | 0 | 0 | 0 | 0 | 0 | 0 | 0 | 0 | 0 | 0 | 0 | 0 | 0 | 0 | 0 | 0 | 0 | 0 | 0 | 0 | 0 | 0 | 0 | 0 | 0
SCE Partnership Roll-up E3 Calculator - No Carbon Adder | [17 empty] | System | #N/A | [21 empty] | 0 | 0 | 0 | 0 | 0 | 0 | 0 | 0 | 0 | 0 | 0 | 0 | 0 | 0 | 0 | 0 | 0 | 0 | 0 | 0 | 0 | 0 | 0 | 0 | 0 | 0 | 0 | 0 | 0
SCE Partnership Roll-up E3 Calculator - No Carbon Adder | [17 empty] | System | #N/A | [21 empty] | 0 | 0 | 0 | 0 | 0 | 0 | 0 | 0 | 0 | 0 | 0 | 0 | 0 | 0 | 0 | 0 | 0 | 0 | 0 | 0 | 0 | 0 | 0 | 0 | 0 | 0 | 0 | 0 | 0
SCE Partnership Roll-up E3 Calculator - No Carbon Adder | [17 empty] | System | #N/A | [21 empty] | 0 | 0 | 0 | 0 | 0 | 0 | 0 | 0 | 0 | 0 | 0 | 0 | 0 | 0 | 0 | 0 | 0 | 0 | 0 | 0 | 0 | 0 | 0 | 0 | 0 | 0 | 0 | 0 | 0
SCE Partnership Roll-up E3 Calculator - No Carbon Adder | [17 empty] | System | #N/A | [21 empty] | 0 | 0 | 0 | 0 | 0 | 0 | 0 | 0 | 0 | 0 | 0 | 0 | 0 | 0 | 0 | 0 | 0 | 0 | 0 | 0 | 0 | 0 | 0 | 0 | 0 | 0 | 0 | 0 | 0
SCE Partnership Roll-up E3 Calculator - No Carbon Adder | [17 empty] | System | #N/A | [21 empty] | 0 | 0 | 0 | 0 | 0 | 0 | 0 | 0 | 0 | 0 | 0 | 0 | 0 | 0 | 0 | 0 | 0 | 0 | 0 | 0 | 0 | 0 | 0 | 0 | 0 | 0 | 0 | 0 | 0
SCE Partnership Roll-up E3 Calculator - No Carbon Adder | [17 empty] | System | #N/A | [21 empty] | 0 | 0 | 0 | 0 | 0 | 0 | 0 | 0 | 0 | 0 | 0 | 0 | 0 | 0 | 0 | 0 | 0 | 0 | 0 | 0 | 0 | 0 | 0 | 0 | 0 | 0 | 0 | 0 | 0
SCE Partnership Roll-up E3 Calculator - No Carbon Adder | [17 empty] | System | #N/A | [21 empty] | 0 | 0 | 0 | 0 | 0 | 0 | 0 | 0 | 0 | 0 | 0 | 0 | 0 | 0 | 0 | 0 | 0 | 0 | 0 | 0 | 0 | 0 | 0 | 0 | 0 | 0 | 0 | 0 | 0
SCE Partnership Roll-up E3 Calculator - No Carbon Adder | [17 empty] | System | #N/A | [21 empty] | 0 | 0 | 0 | 0 | 0 | 0 | 0 | 0 | 0 | 0 | 0 | 0 | 0 | 0 | 0 | 0 | 0 | 0 | 0 | 0 | 0 | 0 | 0 | 0 | 0 | 0 | 0 | 0 | 0
SCE Partnership Roll-up E3 Calculator - No Carbon Adder | [17 empty] | System | #N/A | [21 empty] | 0 | 0 | 0 | 0 | 0 | 0 | 0 | 0 | 0 | 0 | 0 | 0 | 0 | 0 | 0 | 0 | 0 | 0 | 0 | 0 | 0 | 0 | 0 | 0 | 0 | 0 | 0 | 0 | 0
SCE Partnership Roll-up E3 Calculator - No Carbon Adder | [17 empty] | System | #N/A | [21 empty] | 0 | 0 | 0 | 0 | 0 | 0 | 0 | 0 | 0 | 0 | 0 | 0 | 0 | 0 | 0 | 0 | 0 | 0 | 0 | 0 | 0 | 0 | 0 | 0 | 0 | 0 | 0 | 0 | 0
SCE Partnership Roll-up E3 Calculator - No Carbon Adder | [17 empty] | System | #N/A | [21 empty] | 0 | 0 | 0 | 0 | 0 | 0 | 0 | 0 | 0 | 0 | 0 | 0 | 0 | 0 | 0 | 0 | 0 | 0 | 0 | 0 | 0 | 0 | 0 | 0 | 0 | 0 | 0 | 0 | 0
SCE Partnership Roll-up E3 Calculator - No Carbon Adder | [17 empty] | System | #N/A | [21 empty] | 0 | 0 | 0 | 0 | 0 | 0 | 0 | 0 | 0 | 0 | 0 | 0 | 0 | 0 | 0 | 0 | 0 | 0 | 0 | 0 | 0 | 0 | 0 | 0 | 0 | 0 | 0 | 0 | 0
SCE Partnership Roll-up E3 Calculator - No Carbon Adder | [17 empty] | System | #N/A | [21 empty] | 0 | 0 | 0 | 0 | 0 | 0 | 0 | 0 | 0 | 0 | 0 | 0 | 0 | 0 | 0 | 0 | 0 | 0 | 0 | 0 | 0 | 0 | 0 | 0 | 0 | 0 | 0 | 0 | 0
SCE Partnership Roll-up E3 Calculator - No Carbon Adder | [17 empty] | System | #N/A | [21 empty] | 0 | 0 | 0 | 0 | 0 | 0 | 0 | 0 | 0 | 0 | 0 | 0 | 0 | 0 | 0 | 0 | 0 | 0 | 0 | 0 | 0 | 0 | 0 | 0 | 0 | 0 | 0 | 0 | 0
SCE Partnership Roll-up E3 Calculator - No Carbon Adder | [17 empty] | System | #N/A | [21 empty] | 0 | 0 | 0 | 0 | 0 | 0 | 0 | 0 | 0 | 0 | 0 | 0 | 0 | 0 | 0 | 0 | 0 | 0 | 0 | 0 | 0 | 0 | 0 | 0 | 0 | 0 | 0 | 0 | 0
SCE Partnership Roll-up E3 Calculator - No Carbon Adder | [17 empty] | System | #N/A | [21 empty] | 0 | 0 | 0 | 0 | 0 | 0 | 0 | 0 | 0 | 0 | 0 | 0 | 0 | 0 | 0 | 0 | 0 | 0 | 0 | 0 | 0 | 0 | 0 | 0 | 0 | 0 | 0 | 0 | 0
SCE Partnership Roll-up E3 Calculator - No Carbon Adder | [17 empty] | System | #N/A | [21 empty] | 0 | 0 | 0 | 0 | 0 | 0 | 0 | 0 | 0 | 0 | 0 | 0 | 0 | 0 | 0 | 0 | 0 | 0 | 0 | 0 | 0 | 0 | 0 | 0 | 0 | 0 | 0 | 0 | 0
SCE Partnership Roll-up E3 Calculator - No Carbon Adder | [17 empty] | System | #N/A | [21 empty] | 0 | 0 | 0 | 0 | 0 | 0 | 0 | 0 | 0 | 0 | 0 | 0 | 0 | 0 | 0 | 0 | 0 | 0 | 0 | 0 | 0 | 0 | 0 | 0 | 0 | 0 | 0 | 0 | 0
SCE Partnership Roll-up E3 Calculator - No Carbon Adder | [17 empty] | System | #N/A | [21 empty] | 0 | 0 | 0 | 0 | 0 | 0 | 0 | 0 | 0 | 0 | 0 | 0 | 0 | 0 | 0 | 0 | 0 | 0 | 0 | 0 | 0 | 0 | 0 | 0 | 0 | 0 | 0 | 0 | 0
SCE Partnership Roll-up E3 Calculator - No Carbon Adder | [17 empty] | System | #N/A | [21 empty] | 0 | 0 | 0 | 0 | 0 | 0 | 0 | 0 | 0 | 0 | 0 | 0 | 0 | 0 | 0 | 0 | 0 | 0 | 0 | 0 | 0 | 0 | 0 | 0 | 0 | 0 | 0 | 0 | 0
SCE Partnership Roll-up E3 Calculator - No Carbon Adder | [17 empty] | System | #N/A | [21 empty] | 0 | 0 | 0 | 0 | 0 | 0 | 0 | 0 | 0 | 0 | 0 | 0 | 0 | 0 | 0 | 0 | 0 | 0 | 0 | 0 | 0 | 0 | 0 | 0 | 0 | 0 | 0 | 0 | 0
SCE Partnership Roll-up E3 Calculator - No Carbon Adder | [17 empty] | System | #N/A | [21 empty] | 0 | 0 | 0 | 0 | 0 | 0 | 0 | 0 | 0 | 0 | 0 | 0 | 0 | 0 | 0 | 0 | 0 | 0 | 0 | 0 | 0 | 0 | 0 | 0 | 0 | 0 | 0 | 0 | 0
SCE Partnership Roll-up E3 Calculator - No Carbon Adder | [17 empty] | System | #N/A | [21 empty] | 0 | 0 | 0 | 0 | 0 | 0 | 0 | 0 | 0 | 0 | 0 | 0 | 0 | 0 | 0 | 0 | 0 | 0 | 0 | 0 | 0 | 0 | 0 | 0 | 0 | 0 | 0 | 0 | 0
SCE Partnership Roll-up E3 Calculator - No Carbon Adder | [17 empty] | System | #N/A | [21 empty] | 0 | 0 | 0 | 0 | 0 | 0 | 0 | 0 | 0 | 0 | 0 | 0 | 0 | 0 | 0 | 0 | 0 | 0 | 0 | 0 | 0 | 0 | 0 | 0 | 0 | 0 | 0 | 0 | 0
SCE Partnership Roll-up E3 Calculator - No Carbon Adder | [17 empty] | System | #N/A | [21 empty] | 0 | 0 | 0 | 0 | 0 | 0 | 0 | 0 | 0 | 0 | 0 | 0 | 0 | 0 | 0 | 0 | 0 | 0 | 0 | 0 | 0 | 0 | 0 | 0 | 0 | 0 | 0 | 0 | 0
SCE Partnership Roll-up E3 Calculator - No Carbon Adder | [17 empty] | System | #N/A | [21 empty] | 0 | 0 | 0 | 0 | 0 | 0 | 0 | 0 | 0 | 0 | 0 | 0 | 0 | 0 | 0 | 0 | 0 | 0 | 0 | 0 | 0 | 0 | 0 | 0 | 0 | 0 | 0 | 0 | 0
SCE Partnership Roll-up E3 Calculator - No Carbon Adder | [17 empty] | System | #N/A | [21 empty] | 0 | 0 | 0 | 0 | 0 | 0 | 0 | 0 | 0 | 0 | 0 | 0 | 0 | 0 | 0 | 0 | 0 | 0 | 0 | 0 | 0 | 0 | 0 | 0 | 0 | 0 | 0 | 0 | 0
SCE Partnership Roll-up E3 Calculator - No Carbon Adder | [17 empty] | System | #N/A | [21 empty] | 0 | 0 | 0 | 0 | 0 | 0 | 0 | 0 | 0 | 0 | 0 | 0 | 0 | 0 | 0 | 0 | 0 | 0 | 0 | 0 | 0 | 0 | 0 | 0 | 0 | 0 | 0 | 0 | 0
SCE Partnership Roll-up E3 Calculator - No Carbon Adder | [17 empty] | System | #N/A | [21 empty] | 0 | 0 | 0 | 0 | 0 | 0 | 0 | 0 | 0 | 0 | 0 | 0 | 0 | 0 | 0 | 0 | 0 | 0 | 0 | 0 | 0 | 0 | 0 | 0 | 0 | 0 | 0 | 0 | 0
SCE Partnership Roll-up E3 Calculator - No Carbon Adder | [17 empty] | System | #N/A | [21 empty] | 0 | 0 | 0 | 0 | 0 | 0 | 0 | 0 | 0 | 0 | 0 | 0 | 0 | 0 | 0 | 0 | 0 | 0 | 0 | 0 | 0 | 0 | 0 | 0 | 0 | 0 | 0 | 0 | 0
SCE Partnership Roll-up E3 Calculator - No Carbon Adder | [17 empty] | System | #N/A | [21 empty] | 0 | 0 | 0 | 0 | 0 | 0 | 0 | 0 | 0 | 0 | 0 | 0 | 0 | 0 | 0 | 0 | 0 | 0 | 0 | 0 | 0 | 0 | 0 | 0 | 0 | 0 | 0 | 0 | 0
SCE Partnership Roll-up E3 Calculator - No Carbon Adder | [17 empty] | System | #N/A | [21 empty] | 0 | 0 | 0 | 0 | 0 | 0 | 0 | 0 | 0 | 0 | 0 | 0 | 0 | 0 | 0 | 0 | 0 | 0 | 0 | 0 | 0 | 0 | 0 | 0 | 0 | 0 | 0 | 0 | 0
SCE Partnership Roll-up E3 Calculator - No Carbon Adder | [17 empty] | System | #N/A | [21 empty] | 0 | 0 | 0 | 0 | 0 | 0 | 0 | 0 | 0 | 0 | 0 | 0 | 0 | 0 | 0 | 0 | 0 | 0 | 0 | 0 | 0 | 0 | 0 | 0 | 0 | 0 | 0 | 0 | 0
SCE Partnership Roll-up E3 Calculator - No Carbon Adder | [17 empty] | System | #N/A | [21 empty] | 0 | 0 | 0 | 0 | 0 | 0 | 0 | 0 | 0 | 0 | 0 | 0 | 0 | 0 | 0 | 0 | 0 | 0 | 0 | 0 | 0 | 0 | 0 | 0 | 0 | 0 | 0 | 0 | 0
SCE Partnership Roll-up E3 Calculator - No Carbon Adder | [17 empty] | System | #N/A | [21 empty] | 0 | 0 | 0 | 0 | 0 | 0 | 0 | 0 | 0 | 0 | 0 | 0 | 0 | 0 | 0 | 0 | 0 | 0 | 0 | 0 | 0 | 0 | 0 | 0 | 0 | 0 | 0 | 0 | 0
SCE Partnership Roll-up E3 Calculator - No Carbon Adder | [17 empty] | System | #N/A | [21 empty] | 0 | 0 | 0 | 0 | 0 | 0 | 0 | 0 | 0 | 0 | 0 | 0 | 0 | 0 | 0 | 0 | 0 | 0 | 0 | 0 | 0 | 0 | 0 | 0 | 0 | 0 | 0 | 0 | 0
SCE Partnership Roll-up E3 Calculator - No Carbon Adder | [17 empty] | System | #N/A | [21 empty] | 0 | 0 | 0 | 0 | 0 | 0 | 0 | 0 | 0 | 0 | 0 | 0 | 0 | 0 | 0 | 0 | 0 | 0 | 0 | 0 | 0 | 0 | 0 | 0 | 0 | 0 | 0 | 0 | 0
SCE Partnership Roll-up E3 Calculator - No Carbon Adder | [17 empty] | System | #N/A | [21 empty] | 0 | 0 | 0 | 0 | 0 | 0 | 0 | 0 | 0 | 0 | 0 | 0 | 0 | 0 | 0 | 0 | 0 | 0 | 0 | 0 | 0 | 0 | 0 | 0 | 0 | 0 | 0 | 0 | 0
SCE Partnership Roll-up E3 Calculator - No Carbon Adder | [17 empty] | System | #N/A | [21 empty] | 0 | 0 | 0 | 0 | 0 | 0 | 0 | 0 | 0 | 0 | 0 | 0 | 0 | 0 | 0 | 0 | 0 | 0 | 0 | 0 | 0 | 0 | 0 | 0 | 0 | 0 | 0 | 0 | 0
SCE Partnership Roll-up E3 Calculator - No Carbon Adder | [17 empty] | System | #N/A | [21 empty] | 0 | 0 | 0 | 0 | 0 | 0 | 0 | 0 | 0 | 0 | 0 | 0 | 0 | 0 | 0 | 0 | 0 | 0 | 0 | 0 | 0 | 0 | 0 | 0 | 0 | 0 | 0 | 0 | 0
SCE Partnership Roll-up E3 Calculator - No Carbon Adder | [17 empty] | System | #N/A | [21 empty] | 0 | 0 | 0 | 0 | 0 | 0 | 0 | 0 | 0 | 0 | 0 | 0 | 0 | 0 | 0 | 0 | 0 | 0 | 0 | 0 | 0 | 0 | 0 | 0 | 0 | 0 | 0 | 0 | 0
SCE Partnership Roll-up E3 Calculator - No Carbon Adder | [17 empty] | System | #N/A | [21 empty] | 0 | 0 | 0 | 0 | 0 | 0 | 0 | 0 | 0 | 0 | 0 | 0 | 0 | 0 | 0 | 0 | 0 | 0 | 0 | 0 | 0 | 0 | 0 | 0 | 0 | 0 | 0 | 0 | 0
SCE Partnership Roll-up E3 Calculator - No Carbon Adder | [17 empty] | System | #N/A | [21 empty] | 0 | 0 | 0 | 0 | 0 | 0 | 0 | 0 | 0 | 0 | 0 | 0 | 0 | 0 | 0 | 0 | 0 | 0 | 0 | 0 | 0 | 0 | 0 | 0 | 0 | 0 | 0 | 0 | 0
SCE Partnership Roll-up E3 Calculator - No Carbon Adder | [17 empty] | System | #N/A | [21 empty] | 0 | 0 | 0 | 0 | 0 | 0 | 0 | 0 | 0 | 0 | 0 | 0 | 0 | 0 | 0 | 0 | 0 | 0 | 0 | 0 | 0 | 0 | 0 | 0 | 0 | 0 | 0 | 0 | 0
SCE Partnership Roll-up E3 Calculator - No Carbon Adder | [17 empty] | System | #N/A | [21 empty] | 0 | 0 | 0 | 0 | 0 | 0 | 0 | 0 | 0 | 0 | 0 | 0 | 0 | 0 | 0 | 0 | 0 | 0 | 0 | 0 | 0 | 0 | 0 | 0 | 0 | 0 | 0 | 0 | 0
SCE Partnership Roll-up E3 Calculator - No Carbon Adder | [17 empty] | System | #N/A | [21 empty] | 0 | 0 | 0 | 0 | 0 | 0 | 0 | 0 | 0 | 0 | 0 | 0 | 0 | 0 | 0 | 0 | 0 | 0 | 0 | 0 | 0 | 0 | 0 | 0 | 0 | 0 | 0 | 0 | 0
SCE Partnership Roll-up E3 Calculator - No Carbon Adder | [17 empty] | System | #N/A | [21 empty] | 0 | 0 | 0 | 0 | 0 | 0 | 0 | 0 | 0 | 0 | 0 | 0 | 0 | 0 | 0 | 0 | 0 | 0 | 0 | 0 | 0 | 0 | 0 | 0 | 0 | 0 | 0 | 0 | 0
SCE Partnership Roll-up E3 Calculator - No Carbon Adder | [17 empty] | System | #N/A | [21 empty] | 0 | 0 | 0 | 0 | 0 | 0 | 0 | 0 | 0 | 0 | 0 | 0 | 0 | 0 | 0 | 0 | 0 | 0 | 0 | 0 | 0 | 0 | 0 | 0 | 0 | 0 | 0 | 0 | 0
SCE Partnership Roll-up E3 Calculator - No Carbon Adder | [17 empty] | System | #N/A | [21 empty] | 0 | 0 | 0 | 0 | 0 | 0 | 0 | 0 | 0 | 0 | 0 | 0 | 0 | 0 | 0 | 0 | 0 | 0 | 0 | 0 | 0 | 0 | 0 | 0 | 0 | 0 | 0 | 0 | 0
SCE Partnership Roll-up E3 Calculator - No Carbon Adder | [17 empty] | System | #N/A | [21 empty] | 0 | 0 | 0 | 0 | 0 | 0 | 0 | 0 | 0 | 0 | 0 | 0 | 0 | 0 | 0 | 0 | 0 | 0 | 0 | 0 | 0 | 0 | 0 | 0 | 0 | 0 | 0 | 0 | 0
SCE Partnership Roll-up E3 Calculator - No Carbon Adder | [17 empty] | System | #N/A | [21 empty] | 0 | 0 | 0 | 0 | 0 | 0 | 0 | 0 | 0 | 0 | 0 | 0 | 0 | 0 | 0 | 0 | 0 | 0 | 0 | 0 | 0 | 0 | 0 | 0 | 0 | 0 | 0 | 0 | 0
SCE Partnership Roll-up E3 Calculator - No Carbon Adder | [17 empty] | System | #N/A | [21 empty] | 0 | 0 | 0 | 0 | 0 | 0 | 0 | 0 | 0 | 0 | 0 | 0 | 0 | 0 | 0 | 0 | 0 | 0 | 0 | 0 | 0 | 0 | 0 | 0 | 0 | 0 | 0 | 0 | 0
SCE Partnership Roll-up E3 Calculator - No Carbon Adder | [17 empty] | System | #N/A | [21 empty] | 0 | 0 | 0 | 0 | 0 | 0 | 0 | 0 | 0 | 0 | 0 | 0 | 0 | 0 | 0 | 0 | 0 | 0 | 0 | 0 | 0 | 0 | 0 | 0 | 0 | 0 | 0 | 0 | 0
SCE Partnership Roll-up E3 Calculator - No Carbon Adder | [17 empty] | System | #N/A | [21 empty] | 0 | 0 | 0 | 0 | 0 | 0 | 0 | 0 | 0 | 0 | 0 | 0 | 0 | 0 | 0 | 0 | 0 | 0 | 0 | 0 | 0 | 0 | 0 | 0 | 0 | 0 | 0 | 0 | 0
SCE Partnership Roll-up E3 Calculator - No Carbon Adder | [17 empty] | System | #N/A | [21 empty] | 0 | 0 | 0 | 0 | 0 | 0 | 0 | 0 | 0 | 0 | 0 | 0 | 0 | 0 | 0 | 0 | 0 | 0 | 0 | 0 | 0 | 0 | 0 | 0 | 0 | 0 | 0 | 0 | 0
SCE Partnership Roll-up E3 Calculator - No Carbon Adder | [17 empty] | System | #N/A | [21 empty] | 0 | 0 | 0 | 0 | 0 | 0 | 0 | 0 | 0 | 0 | 0 | 0 | 0 | 0 | 0 | 0 | 0 | 0 | 0 | 0 | 0 | 0 | 0 | 0 | 0 | 0 | 0 | 0 | 0
SCE Partnership Roll-up E3 Calculator - No Carbon Adder | [17 empty] | System | #N/A | [21 empty] | 0 | 0 | 0 | 0 | 0 | 0 | 0 | 0 | 0 | 0 | 0 | 0 | 0 | 0 | 0 | 0 | 0 | 0 | 0 | 0 | 0 | 0 | 0 | 0 | 0 | 0 | 0 | 0 | 0
SCE Partnership Roll-up E3 Calculator - No Carbon Adder | [17 empty] | System | #N/A | [21 empty] | 0 | 0 | 0 | 0 | 0 | 0 | 0 | 0 | 0 | 0 | 0 | 0 | 0 | 0 | 0 | 0 | 0 | 0 | 0 | 0 | 0 | 0 | 0 | 0 | 0 | 0 | 0 | 0 | 0
SCE Partnership Roll-up E3 Calculator - No Carbon Adder | [17 empty] | System | #N/A | [21 empty] | 0 | 0 | 0 | 0 | 0 | 0 | 0 | 0 | 0 | 0 | 0 | 0 | 0 | 0 | 0 | 0 | 0 | 0 | 0 | 0 | 0 | 0 | 0 | 0 | 0 | 0 | 0 | 0 | 0
SCE Partnership Roll-up E3 Calculator - No Carbon Adder | [17 empty] | System | #N/A | [21 empty] | 0 | 0 | 0 | 0 | 0 | 0 | 0 | 0 | 0 | 0 | 0 | 0 | 0 | 0 | 0 | 0 | 0 | 0 | 0 | 0 | 0 | 0 | 0 | 0 | 0 | 0 | 0 | 0 | 0
SCE Partnership Roll-up E3 Calculator - No Carbon Adder | [17 empty] | System | #N/A | [21 empty] | 0 | 0 | 0 | 0 | 0 | 0 | 0 | 0 | 0 | 0 | 0 | 0 | 0 | 0 | 0 | 0 | 0 | 0 | 0 | 0 | 0 | 0 | 0 | 0 | 0 | 0 | 0 | 0 | 0
SCE Partnership Roll-up E3 Calculator - No Carbon Adder | [17 empty] | System | #N/A | [21 empty] | 0 | 0 | 0 | 0 | 0 | 0 | 0 | 0 | 0 | 0 | 0 | 0 | 0 | 0 | 0 | 0 | 0 | 0 | 0 | 0 | 0 | 0 | 0 | 0 | 0 | 0 | 0 | 0 | 0
SCE Partnership Roll-up E3 Calculator - No Carbon Adder | [17 empty] | System | #N/A | [21 empty] | 0 | 0 | 0 | 0 | 0 | 0 | 0 | 0 | 0 | 0 | 0 | 0 | 0 | 0 | 0 | 0 | 0 | 0 | 0 | 0 | 0 | 0 | 0 | 0 | 0 | 0 | 0 | 0 | 0
SCE Partnership Roll-up E3 Calculator - No Carbon Adder | [17 empty] | System | #N/A | [21 empty] | 0 | 0 | 0 | 0 | 0 | 0 | 0 | 0 | 0 | 0 | 0 | 0 | 0 | 0 | 0 | 0 | 0 | 0 | 0 | 0 | 0 | 0 | 0 | 0 | 0 | 0 | 0 | 0 | 0
SCE Partnership Roll-up E3 Calculator - No Carbon Adder | [17 empty] | System | #N/A | [21 empty] | 0 | 0 | 0 | 0 | 0 | 0 | 0 | 0 | 0 | 0 | 0 | 0 | 0 | 0 | 0 | 0 | 0 | 0 | 0 | 0 | 0 | 0 | 0 | 0 | 0 | 0 | 0 | 0 | 0
SCE Partnership Roll-up E3 Calculator - No Carbon Adder | [17 empty] | System | #N/A | [21 empty] | 0 | 0 | 0 | 0 | 0 | 0 | 0 | 0 | 0 | 0 | 0 | 0 | 0 | 0 | 0 | 0 | 0 | 0 | 0 | 0 | 0 | 0 | 0 | 0 | 0 | 0 | 0 | 0 | 0
SCE Partnership Roll-up E3 Calculator - No Carbon Adder | [17 empty] | System | #N/A | [21 empty] | 0 | 0 | 0 | 0 | 0 | 0 | 0 | 0 | 0 | 0 | 0 | 0 | 0 | 0 | 0 | 0 | 0 | 0 | 0 | 0 | 0 | 0 | 0 | 0 | 0 | 0 | 0 | 0 | 0
SCE Partnership Roll-up E3 Calculator - No Carbon Adder | [17 empty] | System | #N/A | [21 empty] | 0 | 0 | 0 | 0 | 0 | 0 | 0 | 0 | 0 | 0 | 0 | 0 | 0 | 0 | 0 | 0 | 0 | 0 | 0 | 0 | 0 | 0 | 0 | 0 | 0 | 0 | 0 | 0 | 0
SCE Partnership Roll-up E3 Calculator - No Carbon Adder | [17 empty] | System | #N/A | [21 empty] | 0 | 0 | 0 | 0 | 0 | 0 | 0 | 0 | 0 | 0 | 0 | 0 | 0 | 0 | 0 | 0 | 0 | 0 | 0 | 0 | 0 | 0 | 0 | 0 | 0 | 0 | 0 | 0 | 0
SCE Partnership Roll-up E3 Calculator - No Carbon Adder | [17 empty] | System | #N/A | [21 empty] | 0 | 0 | 0 | 0 | 0 | 0 | 0 | 0 | 0 | 0 | 0 | 0 | 0 | 0 | 0 | 0 | 0 | 0 | 0 | 0 | 0 | 0 | 0 | 0 | 0 | 0 | 0 | 0 | 0
SCE Partnership Roll-up E3 Calculator - No Carbon Adder | [17 empty] | System | #N/A | [21 empty] | 0 | 0 | 0 | 0 | 0 | 0 | 0 | 0 | 0 | 0 | 0 | 0 | 0 | 0 | 0 | 0 | 0 | 0 | 0 | 0 | 0 | 0 | 0 | 0 | 0 | 0 | 0 | 0 | 0
SCE Partnership Roll-up E3 Calculator - No Carbon Adder | [17 empty] | System | #N/A | [21 empty] | 0 | 0 | 0 | 0 | 0 | 0 | 0 | 0 | 0 | 0 | 0 | 0 | 0 | 0 | 0 | 0 | 0 | 0 | 0 | 0 | 0 | 0 | 0 | 0 | 0 | 0 | 0 | 0 | 0
SCE Partnership Roll-up E3 Calculator - No Carbon Adder | [17 empty] | System | #N/A | [21 empty] | 0 | 0 | 0 | 0 | 0 | 0 | 0 | 0 | 0 | 0 | 0 | 0 | 0 | 0 | 0 | 0 | 0 | 0 | 0 | 0 | 0 | 0 | 0 | 0 | 0 | 0 | 0 | 0 | 0
SCE Partnership Roll-up E3 Calculator - No Carbon Adder | [17 empty] | System | #N/A | [21 empty] | 0 | 0 | 0 | 0 | 0 | 0 | 0 | 0 | 0 | 0 | 0 | 0 | 0 | 0 | 0 | 0 | 0 | 0 | 0 | 0 | 0 | 0 | 0 | 0 | 0 | 0 | 0 | 0 | 0
SCE Partnership Roll-up E3 Calculator - No Carbon Adder | [17 empty] | System | #N/A | [21 empty] | 0 | 0 | 0 | 0 | 0 | 0 | 0 | 0 | 0 | 0 | 0 | 0 | 0 | 0 | 0 | 0 | 0 | 0 | 0 | 0 | 0 | 0 | 0 | 0 | 0 | 0 | 0 | 0 | 0
SCE Partnership Roll-up E3 Calculator - No Carbon Adder | [17 empty] | System | #N/A | [21 empty] | 0 | 0 | 0 | 0 | 0 | 0 | 0 | 0 | 0 | 0 | 0 | 0 | 0 | 0 | 0 | 0 | 0 | 0 | 0 | 0 | 0 | 0 | 0 | 0 | 0 | 0 | 0 | 0 | 0
SCE Partnership Roll-up E3 Calculator - No Carbon Adder | [17 empty] | System | #N/A | [21 empty] | 0 | 0 | 0 | 0 | 0 | 0 | 0 | 0 | 0 | 0 | 0 | 0 | 0 | 0 | 0 | 0 | 0 | 0 | 0 | 0 | 0 | 0 | 0 | 0 | 0 | 0 | 0 | 0 | 0
SCE Partnership Roll-up E3 Calculator - No Carbon Adder | [17 empty] | System | #N/A | [21 empty] | 0 | 0 | 0 | 0 | 0 | 0 | 0 | 0 | 0 | 0 | 0 | 0 | 0 | 0 | 0 | 0 | 0 | 0 | 0 | 0 | 0 | 0 | 0 | 0 | 0 | 0 | 0 | 0 | 0
SCE Partnership Roll-up E3 Calculator - No Carbon Adder | [17 empty] | System | #N/A | [21 empty] | 0 | 0 | 0 | 0 | 0 | 0 | 0 | 0 | 0 | 0 | 0 | 0 | 0 | 0 | 0 | 0 | 0 | 0 | 0 | 0 | 0 | 0 | 0 | 0 | 0 | 0 | 0 | 0 | 0
SCE Partnership Roll-up E3 Calculator - No Carbon Adder | [17 empty] | System | #N/A | [21 empty] | 0 | 0 | 0 | 0 | 0 | 0 | 0 | 0 | 0 | 0 | 0 | 0 | 0 | 0 | 0 | 0 | 0 | 0 | 0 | 0 | 0 | 0 | 0 | 0 | 0 | 0 | 0 | 0 | 0
SCE Partnership Roll-up E3 Calculator - No Carbon Adder | [17 empty] | System | #N/A | [21 empty] | 0 | 0 | 0 | 0 | 0 | 0 | 0 | 0 | 0 | 0 | 0 | 0 | 0 | 0 | 0 | 0 | 0 | 0 | 0 | 0 | 0 | 0 | 0 | 0 | 0 | 0 | 0 | 0 | 0
SCE Partnership Roll-up E3 Calculator - No Carbon Adder | [17 empty] | System | #N/A | [21 empty] | 0 | 0 | 0 | 0 | 0 | 0 | 0 | 0 | 0 | 0 | 0 | 0 | 0 | 0 | 0 | 0 | 0 | 0 | 0 | 0 | 0 | 0 | 0 | 0 | 0 | 0 | 0 | 0 | 0
SCE Partnership Roll-up E3 Calculator - No Carbon Adder | [17 empty] | System | #N/A | [21 empty] | 0 | 0 | 0 | 0 | 0 | 0 | 0 | 0 | 0 | 0 | 0 | 0 | 0 | 0 | 0 | 0 | 0 | 0 | 0 | 0 | 0 | 0 | 0 | 0 | 0 | 0 | 0 | 0 | 0
SCE Partnership Roll-up E3 Calculator - No Carbon Adder | [17 empty] | System | #N/A | [21 empty] | 0 | 0 | 0 | 0 | 0 | 0 | 0 | 0 | 0 | 0 | 0 | 0 | 0 | 0 | 0 | 0 | 0 | 0 | 0 | 0 | 0 | 0 | 0 | 0 | 0 | 0 | 0 | 0 | 0
SCE Partnership Roll-up E3 Calculator - No Carbon Adder | [17 empty] | System | #N/A | [21 empty] | 0 | 0 | 0 | 0 | 0 | 0 | 0 | 0 | 0 | 0 | 0 | 0 | 0 | 0 | 0 | 0 | 0 | 0 | 0 | 0 | 0 | 0 | 0 | 0 | 0 | 0 | 0 | 0 | 0
SCE Partnership Roll-up E3 Calculator - No Carbon Adder | [17 empty] | System | #N/A | [21 empty] | 0 | 0 | 0 | 0 | 0 | 0 | 0 | 0 | 0 | 0 | 0 | 0 | 0 | 0 | 0 | 0 | 0 | 0 | 0 | 0 | 0 | 0 | 0 | 0 | 0 | 0 | 0 | 0 | 0
SCE Partnership Roll-up E3 Calculator - No Carbon Adder | [17 empty] | System | #N/A | [21 empty] | 0 | 0 | 0 | 0 | 0 | 0 | 0 | 0 | 0 | 0 | 0 | 0 | 0 | 0 | 0 | 0 | 0 | 0 | 0 | 0 | 0 | 0 | 0 | 0 | 0 | 0 | 0 | 0 | 0
SCE Partnership Roll-up E3 Calculator - No Carbon Adder | [17 empty] | System | #N/A | [21 empty] | 0 | 0 | 0 | 0 | 0 | 0 | 0 | 0 | 0 | 0 | 0 | 0 | 0 | 0 | 0 | 0 | 0 | 0 | 0 | 0 | 0 | 0 | 0 | 0 | 0 | 0 | 0 | 0 | 0
SCE Partnership Roll-up E3 Calculator - No Carbon Adder | [17 empty] | System | #N/A | [21 empty] | 0 | 0 | 0 | 0 | 0 | 0 | 0 | 0 | 0 | 0 | 0 | 0 | 0 | 0 | 0 | 0 | 0 | 0 | 0 | 0 | 0 | 0 | 0 | 0 | 0 | 0 | 0 | 0 | 0
SCE Partnership Roll-up E3 Calculator - No Carbon Adder | [17 empty] | System | #N/A | [21 empty] | 0 | 0 | 0 | 0 | 0 | 0 | 0 | 0 | 0 | 0 | 0 | 0 | 0 | 0 | 0 | 0 | 0 | 0 | 0 | 0 | 0 | 0 | 0 | 0 | 0 | 0 | 0 | 0 | 0
SCE Partnership Roll-up E3 Calculator - No Carbon Adder | [17 empty] | System | #N/A | [21 empty] | 0 | 0 | 0 | 0 | 0 | 0 | 0 | 0 | 0 | 0 | 0 | 0 | 0 | 0 | 0 | 0 | 0 | 0 | 0 | 0 | 0 | 0 | 0 | 0 | 0 | 0 | 0 | 0 | 0
SCE Partnership Roll-up E3 Calculator - No Carbon Adder | [17 empty] | System | #N/A | [21 empty] | 0 | 0 | 0 | 0 | 0 | 0 | 0 | 0 | 0 | 0 | 0 | 0 | 0 | 0 | 0 | 0 | 0 | 0 | 0 | 0 | 0 | 0 | 0 | 0 | 0 | 0 | 0 | 0 | 0
SCE Partnership Roll-up E3 Calculator - No Carbon Adder | [17 empty] | System | #N/A | [21 empty] | 0 | 0 | 0 | 0 | 0 | 0 | 0 | 0 | 0 | 0 | 0 | 0 | 0 | 0 | 0 | 0 | 0 | 0 | 0 | 0 | 0 | 0 | 0 | 0 | 0 | 0 | 0 | 0 | 0
SCE Partnership Roll-up E3 Calculator - No Carbon Adder | [17 empty] | System | #N/A | [21 empty] | 0 | 0 | 0 | 0 | 0 | 0 | 0 | 0 | 0 | 0 | 0 | 0 | 0 | 0 | 0 | 0 | 0 | 0 | 0 | 0 | 0 | 0 | 0 | 0 | 0 | 0 | 0 | 0 | 0
SCE Partnership Roll-up E3 Calculator - No Carbon Adder | [17 empty] | System | #N/A | [21 empty] | 0 | 0 | 0 | 0 | 0 | 0 | 0 | 0 | 0 | 0 | 0 | 0 | 0 | 0 | 0 | 0 | 0 | 0 | 0 | 0 | 0 | 0 | 0 | 0 | 0 | 0 | 0 | 0 | 0
SCE Partnership Roll-up E3 Calculator - No Carbon Adder | [17 empty] | System | #N/A | [21 empty] | 0 | 0 | 0 | 0 | 0 | 0 | 0 | 0 | 0 | 0 | 0 | 0 | 0 | 0 | 0 | 0 | 0 | 0 | 0 | 0 | 0 | 0 | 0 | 0 | 0 | 0 | 0 | 0 | 0
SCE Partnership Roll-up E3 Calculator - No Carbon Adder | [17 empty] | System | #N/A | [21 empty] | 0 | 0 | 0 | 0 | 0 | 0 | 0 | 0 | 0 | 0 | 0 | 0 | 0 | 0 | 0 | 0 | 0 | 0 | 0 | 0 | 0 | 0 | 0 | 0 | 0 | 0 | 0 | 0 | 0
SCE Partnership Roll-up E3 Calculator - No Carbon Adder | [17 empty] | System | #N/A | [21 empty] | 0 | 0 | 0 | 0 | 0 | 0 | 0 | 0 | 0 | 0 | 0 | 0 | 0 | 0 | 0 | 0 | 0 | 0 | 0 | 0 | 0 | 0 | 0 | 0 | 0 | 0 | 0 | 0 | 0
SCE Partnership Roll-up E3 Calculator - No Carbon Adder | [17 empty] | System | #N/A | [21 empty] | 0 | 0 | 0 | 0 | 0 | 0 | 0 | 0 | 0 | 0 | 0 | 0 | 0 | 0 | 0 | 0 | 0 | 0 | 0 | 0 | 0 | 0 | 0 | 0 | 0 | 0 | 0 | 0 | 0
SCE Partnership Roll-up E3 Calculator - No Carbon Adder | [17 empty] | System | #N/A | [21 empty] | 0 | 0 | 0 | 0 | 0 | 0 | 0 | 0 | 0 | 0 | 0 | 0 | 0 | 0 | 0 | 0 | 0 | 0 | 0 | 0 | 0 | 0 | 0 | 0 | 0 | 0 | 0 | 0 | 0
SCE Partnership Roll-up E3 Calculator - No Carbon Adder | [17 empty] | System | #N/A | [21 empty] | 0 | 0 | 0 | 0 | 0 | 0 | 0 | 0 | 0 | 0 | 0 | 0 | 0 | 0 | 0 | 0 | 0 | 0 | 0 | 0 | 0 | 0 | 0 | 0 | 0 | 0 | 0 | 0 | 0
SCE Partnership Roll-up E3 Calculator - No Carbon Adder | [17 empty] | System | #N/A | [21 empty] | 0 | 0 | 0 | 0 | 0 | 0 | 0 | 0 | 0 | 0 | 0 | 0 | 0 | 0 | 0 | 0 | 0 | 0 | 0 | 0 | 0 | 0 | 0 | 0 | 0 | 0 | 0 | 0 | 0
SCE Partnership Roll-up E3 Calculator - No Carbon Adder | [17 empty] | System | #N/A | [21 empty] | 0 | 0 | 0 | 0 | 0 | 0 | 0 | 0 | 0 | 0 | 0 | 0 | 0 | 0 | 0 | 0 | 0 | 0 | 0 | 0 | 0 | 0 | 0 | 0 | 0 | 0 | 0 | 0 | 0
SCE Partnership Roll-up E3 Calculator - No Carbon Adder | [17 empty] | System | #N/A | [21 empty] | 0 | 0 | 0 | 0 | 0 | 0 | 0 | 0 | 0 | 0 | 0 | 0 | 0 | 0 | 0 | 0 | 0 | 0 | 0 | 0 | 0 | 0 | 0 | 0 | 0 | 0 | 0 | 0 | 0
SCE Partnership Roll-up E3 Calculator - No Carbon Adder | [17 empty] | System | #N/A | [21 empty] | 0 | 0 | 0 | 0 | 0 | 0 | 0 | 0 | 0 | 0 | 0 | 0 | 0 | 0 | 0 | 0 | 0 | 0 | 0 | 0 | 0 | 0 | 0 | 0 | 0 | 0 | 0 | 0 | 0
SCE Partnership Roll-up E3 Calculator - No Carbon Adder | [17 empty] | System | #N/A | [21 empty] | 0 | 0 | 0 | 0 | 0 | 0 | 0 | 0 | 0 | 0 | 0 | 0 | 0 | 0 | 0 | 0 | 0 | 0 | 0 | 0 | 0 | 0 | 0 | 0 | 0 | 0 | 0 | 0 | 0
SCE Partnership Roll-up E3 Calculator - No Carbon Adder | [17 empty] | System | #N/A | [21 empty] | 0 | 0 | 0 | 0 | 0 | 0 | 0 | 0 | 0 | 0 | 0 | 0 | 0 | 0 | 0 | 0 | 0 | 0 | 0 | 0 | 0 | 0 | 0 | 0 | 0 | 0 | 0 | 0 | 0
SCE Partnership Roll-up E3 Calculator - No Carbon Adder | [17 empty] | System | #N/A | [21 empty] | 0 | 0 | 0 | 0 | 0 | 0 | 0 | 0 | 0 | 0 | 0 | 0 | 0 | 0 | 0 | 0 | 0 | 0 | 0 | 0 | 0 | 0 | 0 | 0 | 0 | 0 | 0 | 0 | 0
SCE Partnership Roll-up E3 Calculator - No Carbon Adder | [17 empty] | System | #N/A | [21 empty] | 0 | 0 | 0 | 0 | 0 | 0 | 0 | 0 | 0 | 0 | 0 | 0 | 0 | 0 | 0 | 0 | 0 | 0 | 0 | 0 | 0 | 0 | 0 | 0 | 0 | 0 | 0 | 0 | 0
SCE Partnership Roll-up E3 Calculator - No Carbon Adder | [17 empty] | System | #N/A | [21 empty] | 0 | 0 | 0 | 0 | 0 | 0 | 0 | 0 | 0 | 0 | 0 | 0 | 0 | 0 | 0 | 0 | 0 | 0 | 0 | 0 | 0 | 0 | 0 | 0 | 0 | 0 | 0 | 0 | 0
SCE Partnership Roll-up E3 Calculator - No Carbon Adder | [17 empty] | System | #N/A | [21 empty] | 0 | 0 | 0 | 0 | 0 | 0 | 0 | 0 | 0 | 0 | 0 | 0 | 0 | 0 | 0 | 0 | 0 | 0 | 0 | 0 | 0 | 0 | 0 | 0 | 0 | 0 | 0 | 0 | 0
SCE Partnership Roll-up E3 Calculator - No Carbon Adder | [17 empty] | System | #N/A | [21 empty] | 0 | 0 | 0 | 0 | 0 | 0 | 0 | 0 | 0 | 0 | 0 | 0 | 0 | 0 | 0 | 0 | 0 | 0 | 0 | 0 | 0 | 0 | 0 | 0 | 0 | 0 | 0 | 0 | 0
SCE Partnership Roll-up E3 Calculator - No Carbon Adder | [17 empty] | System | #N/A | [21 empty] | 0 | 0 | 0 | 0 | 0 | 0 | 0 | 0 | 0 | 0 | 0 | 0 | 0 | 0 | 0 | 0 | 0 | 0 | 0 | 0 | 0 | 0 | 0 | 0 | 0 | 0 | 0 | 0 | 0
SCE Partnership Roll-up E3 Calculator - No Carbon Adder | [17 empty] | System | #N/A | [21 empty] | 0 | 0 | 0 | 0 | 0 | 0 | 0 | 0 | 0 | 0 | 0 | 0 | 0 | 0 | 0 | 0 | 0 | 0 | 0 | 0 | 0 | 0 | 0 | 0 | 0 | 0 | 0 | 0 | 0
SCE Partnership Roll-up E3 Calculator - No Carbon Adder | [17 empty] | System | #N/A | [21 empty] | 0 | 0 | 0 | 0 | 0 | 0 | 0 | 0 | 0 | 0 | 0 | 0 | 0 | 0 | 0 | 0 | 0 | 0 | 0 | 0 | 0 | 0 | 0 | 0 | 0 | 0 | 0 | 0 | 0
SCE Partnership Roll-up E3 Calculator - No Carbon Adder | [17 empty] | System | #N/A | [21 empty] | 0 | 0 | 0 | 0 | 0 | 0 | 0 | 0 | 0 | 0 | 0 | 0 | 0 | 0 | 0 | 0 | 0 | 0 | 0 | 0 | 0 | 0 | 0 | 0 | 0 | 0 | 0 | 0 | 0
SCE Partnership Roll-up E3 Calculator - No Carbon Adder | [17 empty] | System | #N/A | [21 empty] | 0 | 0 | 0 | 0 | 0 | 0 | 0 | 0 | 0 | 0 | 0 | 0 | 0 | 0 | 0 | 0 | 0 | 0 | 0 | 0 | 0 | 0 | 0 | 0 | 0 | 0 | 0 | 0 | 0
SCE Partnership Roll-up E3 Calculator - No Carbon Adder | [17 empty] | System | #N/A | [21 empty] | 0 | 0 | 0 | 0 | 0 | 0 | 0 | 0 | 0 | 0 | 0 | 0 | 0 | 0 | 0 | 0 | 0 | 0 | 0 | 0 | 0 | 0 | 0 | 0 | 0 | 0 | 0 | 0 | 0
SCE Partnership Roll-up E3 Calculator - No Carbon Adder | [17 empty] | System | #N/A | [21 empty] | 0 | 0 | 0 | 0 | 0 | 0 | 0 | 0 | 0 | 0 | 0 | 0 | 0 | 0 | 0 | 0 | 0 | 0 | 0 | 0 | 0 | 0 | 0 | 0 | 0 | 0 | 0 | 0 | 0
SCE Partnership Roll-up E3 Calculator - No Carbon Adder | [17 empty] | System | #N/A | [21 empty] | 0 | 0 | 0 | 0 | 0 | 0 | 0 | 0 | 0 | 0 | 0 | 0 | 0 | 0 | 0 | 0 | 0 | 0 | 0 | 0 | 0 | 0 | 0 | 0 | 0 | 0 | 0 | 0 | 0
SCE Partnership Roll-up E3 Calculator - No Carbon Adder | [17 empty] | System | #N/A | [21 empty] | 0 | 0 | 0 | 0 | 0 | 0 | 0 | 0 | 0 | 0 | 0 | 0 | 0 | 0 | 0 | 0 | 0 | 0 | 0 | 0 | 0 | 0 | 0 | 0 | 0 | 0 | 0 | 0 | 0
SCE Partnership Roll-up E3 Calculator - No Carbon Adder | [17 empty] | System | #N/A | [21 empty] | 0 | 0 | 0 | 0 | 0 | 0 | 0 | 0 | 0 | 0 | 0 | 0 | 0 | 0 | 0 | 0 | 0 | 0 | 0 | 0 | 0 | 0 | 0 | 0 | 0 | 0 | 0 | 0 | 0
SCE Partnership Roll-up E3 Calculator - No Carbon Adder | [17 empty] | System | #N/A | [21 empty] | 0 | 0 | 0 | 0 | 0 | 0 | 0 | 0 | 0 | 0 | 0 | 0 | 0 | 0 | 0 | 0 | 0 | 0 | 0 | 0 | 0 | 0 | 0 | 0 | 0 | 0 | 0 | 0 | 0
SCE Partnership Roll-up E3 Calculator - No Carbon Adder | [17 empty] | System | #N/A | [21 empty] | 0 | 0 | 0 | 0 | 0 | 0 | 0 | 0 | 0 | 0 | 0 | 0 | 0 | 0 | 0 | 0 | 0 | 0 | 0 | 0 | 0 | 0 | 0 | 0 | 0 | 0 | 0 | 0 | 0
SCE Partnership Roll-up E3 Calculator - No Carbon Adder | [17 empty] | System | #N/A | [21 empty] | 0 | 0 | 0 | 0 | 0 | 0 | 0 | 0 | 0 | 0 | 0 | 0 | 0 | 0 | 0 | 0 | 0 | 0 | 0 | 0 | 0 | 0 | 0 | 0 | 0 | 0 | 0 | 0 | 0
SCE Partnership Roll-up E3 Calculator - No Carbon Adder | [17 empty] | System | #N/A | [21 empty] | 0 | 0 | 0 | 0 | 0 | 0 | 0 | 0 | 0 | 0 | 0 | 0 | 0 | 0 | 0 | 0 | 0 | 0 | 0 | 0 | 0 | 0 | 0 | 0 | 0 | 0 | 0 | 0 | 0
SCE Partnership Roll-up E3 Calculator - No Carbon Adder | [17 empty] | System | #N/A | [21 empty] | 0 | 0 | 0 | 0 | 0 | 0 | 0 | 0 | 0 | 0 | 0 | 0 | 0 | 0 | 0 | 0 | 0 | 0 | 0 | 0 | 0 | 0 | 0 | 0 | 0 | 0 | 0 | 0 | 0
SCE Partnership Roll-up E3 Calculator - No Carbon Adder | [17 empty] | System | #N/A | [21 empty] | 0 | 0 | 0 | 0 | 0 | 0 | 0 | 0 | 0 | 0 | 0 | 0 | 0 | 0 | 0 | 0 | 0 | 0 | 0 | 0 | 0 | 0 | 0 | 0 | 0 | 0 | 0 | 0 | 0
SCE Partnership Roll-up E3 Calculator - No Carbon Adder | [17 empty] | System | #N/A | [21 empty] | 0 | 0 | 0 | 0 | 0 | 0 | 0 | 0 | 0 | 0 | 0 | 0 | 0 | 0 | 0 | 0 | 0 | 0 | 0 | 0 | 0 | 0 | 0 | 0 | 0 | 0 | 0 | 0 | 0
SCE Partnership Roll-up E3 Calculator - No Carbon Adder | [17 empty] | System | #N/A | [21 empty] | 0 | 0 | 0 | 0 | 0 | 0 | 0 | 0 | 0 | 0 | 0 | 0 | 0 | 0 | 0 | 0 | 0 | 0 | 0 | 0 | 0 | 0 | 0 | 0 | 0 | 0 | 0 | 0 | 0
SCE Partnership Roll-up E3 Calculator - No Carbon Adder | [17 empty] | System | #N/A | [21 empty] | 0 | 0 | 0 | 0 | 0 | 0 | 0 | 0 | 0 | 0 | 0 | 0 | 0 | 0 | 0 | 0 | 0 | 0 | 0 | 0 | 0 | 0 | 0 | 0 | 0 | 0 | 0 | 0 | 0
SCE Partnership Roll-up E3 Calculator - No Carbon Adder | [17 empty] | System | #N/A | [21 empty] | 0 | 0 | 0 | 0 | 0 | 0 | 0 | 0 | 0 | 0 | 0 | 0 | 0 | 0 | 0 | 0 | 0 | 0 | 0 | 0 | 0 | 0 | 0 | 0 | 0 | 0 | 0 | 0 | 0
SCE Partnership Roll-up E3 Calculator - No Carbon Adder | [17 empty] | System | #N/A | [21 empty] | 0 | 0 | 0 | 0 | 0 | 0 | 0 | 0 | 0 | 0 | 0 | 0 | 0 | 0 | 0 | 0 | 0 | 0 | 0 | 0 | 0 | 0 | 0 | 0 | 0 | 0 | 0 | 0 | 0
SCE Partnership Roll-up E3 Calculator - No Carbon Adder | [17 empty] | System | #N/A | [21 empty] | 0 | 0 | 0 | 0 | 0 | 0 | 0 | 0 | 0 | 0 | 0 | 0 | 0 | 0 | 0 | 0 | 0 | 0 | 0 | 0 | 0 | 0 | 0 | 0 | 0 | 0 | 0 | 0 | 0
SCE Partnership Roll-up E3 Calculator - No Carbon Adder | [17 empty] | System | #N/A | [21 empty] | 0 | 0 | 0 | 0 | 0 | 0 | 0 | 0 | 0 | 0 | 0 | 0 | 0 | 0 | 0 | 0 | 0 | 0 | 0 | 0 | 0 | 0 | 0 | 0 | 0 | 0 | 0 | 0 | 0
SCE Partnership Roll-up E3 Calculator - No Carbon Adder | [17 empty] | System | #N/A | [21 empty] | 0 | 0 | 0 | 0 | 0 | 0 | 0 | 0 | 0 | 0 | 0 | 0 | 0 | 0 | 0 | 0 | 0 | 0 | 0 | 0 | 0 | 0 | 0 | 0 | 0 | 0 | 0 | 0 | 0
SCE Partnership Roll-up E3 Calculator - No Carbon Adder | [17 empty] | System | #N/A | [21 empty] | 0 | 0 | 0 | 0 | 0 | 0 | 0 | 0 | 0 | 0 | 0 | 0 | 0 | 0 | 0 | 0 | 0 | 0 | 0 | 0 | 0 | 0 | 0 | 0 | 0 | 0 | 0 | 0 | 0
SCE Partnership Roll-up E3 Calculator - No Carbon Adder | [17 empty] | System | #N/A | [21 empty] | 0 | 0 | 0 | 0 | 0 | 0 | 0 | 0 | 0 | 0 | 0 | 0 | 0 | 0 | 0 | 0 | 0 | 0 | 0 | 0 | 0 | 0 | 0 | 0 | 0 | 0 | 0 | 0 | 0
SCE Partnership Roll-up E3 Calculator - No Carbon Adder | [17 empty] | System | #N/A | [21 empty] | 0 | 0 | 0 | 0 | 0 | 0 | 0 | 0 | 0 | 0 | 0 | 0 | 0 | 0 | 0 | 0 | 0 | 0 | 0 | 0 | 0 | 0 | 0 | 0 | 0 | 0 | 0 | 0 | 0
SCE Partnership Roll-up E3 Calculator - No Carbon Adder | [17 empty] | System | #N/A | [21 empty] | 0 | 0 | 0 | 0 | 0 | 0 | 0 | 0 | 0 | 0 | 0 | 0 | 0 | 0 | 0 | 0 | 0 | 0 | 0 | 0 | 0 | 0 | 0 | 0 | 0 | 0 | 0 | 0 | 0
SCE Partnership Roll-up E3 Calculator - No Carbon Adder | [17 empty] | System | #N/A | [21 empty] | 0 | 0 | 0 | 0 | 0 | 0 | 0 | 0 | 0 | 0 | 0 | 0 | 0 | 0 | 0 | 0 | 0 | 0 | 0 | 0 | 0 | 0 | 0 | 0 | 0 | 0 | 0 | 0 | 0
SCE Partnership Roll-up E3 Calculator - No Carbon Adder | [17 empty] | System | #N/A | [21 empty] | 0 | 0 | 0 | 0 | 0 | 0 | 0 | 0 | 0 | 0 | 0 | 0 | 0 | 0 | 0 | 0 | 0 | 0 | 0 | 0 | 0 | 0 | 0 | 0 | 0 | 0 | 0 | 0 | 0
SCE Partnership Roll-up E3 Calculator - No Carbon Adder | [17 empty] | System | #N/A | [21 empty] | 0 | 0 | 0 | 0 | 0 | 0 | 0 | 0 | 0 | 0 | 0 | 0 | 0 | 0 | 0 | 0 | 0 | 0 | 0 | 0 | 0 | 0 | 0 | 0 | 0 | 0 | 0 | 0 | 0
SCE Partnership Roll-up E3 Calculator - No Carbon Adder | [17 empty] | System | #N/A | [21 empty] | 0 | 0 | 0 | 0 | 0 | 0 | 0 | 0 | 0 | 0 | 0 | 0 | 0 | 0 | 0 | 0 | 0 | 0 | 0 | 0 | 0 | 0 | 0 | 0 | 0 | 0 | 0 | 0 | 0
SCE Partnership Roll-up E3 Calculator - No Carbon Adder | [17 empty] | System | #N/A | [21 empty] | 0 | 0 | 0 | 0 | 0 | 0 | 0 | 0 | 0 | 0 | 0 | 0 | 0 | 0 | 0 | 0 | 0 | 0 | 0 | 0 | 0 | 0 | 0 | 0 | 0 | 0 | 0 | 0 | 0
SCE Partnership Roll-up E3 Calculator - No Carbon Adder | [17 empty] | System | #N/A | [21 empty] | 0 | 0 | 0 | 0 | 0 | 0 | 0 | 0 | 0 | 0 | 0 | 0 | 0 | 0 | 0 | 0 | 0 | 0 | 0 | 0 | 0 | 0 | 0 | 0 | 0 | 0 | 0 | 0 | 0
SCE Partnership Roll-up E3 Calculator - No Carbon Adder | [17 empty] | System | #N/A | [21 empty] | 0 | 0 | 0 | 0 | 0 | 0 | 0 | 0 | 0 | 0 | 0 | 0 | 0 | 0 | 0 | 0 | 0 | 0 | 0 | 0 | 0 | 0 | 0 | 0 | 0 | 0 | 0 | 0 | 0
SCE Partnership Roll-up E3 Calculator - No Carbon Adder | [17 empty] | System | #N/A | [21 empty] | 0 | 0 | 0 | 0 | 0 | 0 | 0 | 0 | 0 | 0 | 0 | 0 | 0 | 0 | 0 | 0 | 0 | 0 | 0 | 0 | 0 | 0 | 0 | 0 | 0 | 0 | 0 | 0 | 0
SCE Partnership Roll-up E3 Calculator - No Carbon Adder | [17 empty] | System | #N/A | [21 empty] | 0 | 0 | 0 | 0 | 0 | 0 | 0 | 0 | 0 | 0 | 0 | 0 | 0 | 0 | 0 | 0 | 0 | 0 | 0 | 0 | 0 | 0 | 0 | 0 | 0 | 0 | 0 | 0 | 0
SCE Partnership Roll-up E3 Calculator - No Carbon Adder | [17 empty] | System | #N/A | [21 empty] | 0 | 0 | 0 | 0 | 0 | 0 | 0 | 0 | 0 | 0 | 0 | 0 | 0 | 0 | 0 | 0 | 0 | 0 | 0 | 0 | 0 | 0 | 0 | 0 | 0 | 0 | 0 | 0 | 0
SCE Partnership Roll-up E3 Calculator - No Carbon Adder | [17 empty] | System | #N/A | [21 empty] | 0 | 0 | 0 | 0 | 0 | 0 | 0 | 0 | 0 | 0 | 0 | 0 | 0 | 0 | 0 | 0 | 0 | 0 | 0 | 0 | 0 | 0 | 0 | 0 | 0 | 0 | 0 | 0 | 0
SCE Partnership Roll-up E3 Calculator - No Carbon Adder | [17 empty] | System | #N/A | [21 empty] | 0 | 0 | 0 | 0 | 0 | 0 | 0 | 0 | 0 | 0 | 0 | 0 | 0 | 0 | 0 | 0 | 0 | 0 | 0 | 0 | 0 | 0 | 0 | 0 | 0 | 0 | 0 | 0 | 0
SCE Partnership Roll-up E3 Calculator - No Carbon Adder | [17 empty] | System | #N/A | [21 empty] | 0 | 0 | 0 | 0 | 0 | 0 | 0 | 0 | 0 | 0 | 0 | 0 | 0 | 0 | 0 | 0 | 0 | 0 | 0 | 0 | 0 | 0 | 0 | 0 | 0 | 0 | 0 | 0 | 0
SCE Partnership Roll-up E3 Calculator - No Carbon Adder | [17 empty] | System | #N/A | [21 empty] | 0 | 0 | 0 | 0 | 0 | 0 | 0 | 0 | 0 | 0 | 0 | 0 | 0 | 0 | 0 | 0 | 0 | 0 | 0 | 0 | 0 | 0 | 0 | 0 | 0 | 0 | 0 | 0 | 0
SCE Partnership Roll-up E3 Calculator - No Carbon Adder | [17 empty] | System | #N/A | [21 empty] | 0 | 0 | 0 | 0 | 0 | 0 | 0 | 0 | 0 | 0 | 0 | 0 | 0 | 0 | 0 | 0 | 0 | 0 | 0 | 0 | 0 | 0 | 0 | 0 | 0 | 0 | 0 | 0 | 0
SCE Partnership Roll-up E3 Calculator - No Carbon Adder | [17 empty] | System | #N/A | [21 empty] | 0 | 0 | 0 | 0 | 0 | 0 | 0 | 0 | 0 | 0 | 0 | 0 | 0 | 0 | 0 | 0 | 0 | 0 | 0 | 0 | 0 | 0 | 0 | 0 | 0 | 0 | 0 | 0 | 0
SCE Partnership Roll-up E3 Calculator - No Carbon Adder | [17 empty] | System | #N/A | [21 empty] | 0 | 0 | 0 | 0 | 0 | 0 | 0 | 0 | 0 | 0 | 0 | 0 | 0 | 0 | 0 | 0 | 0 | 0 | 0 | 0 | 0 | 0 | 0 | 0 | 0 | 0 | 0 | 0 | 0
SCE Partnership Roll-up E3 Calculator - No Carbon Adder | [17 empty] | System | #N/A | [21 empty] | 0 | 0 | 0 | 0 | 0 | 0 | 0 | 0 | 0 | 0 | 0 | 0 | 0 | 0 | 0 | 0 | 0 | 0 | 0 | 0 | 0 | 0 | 0 | 0 | 0 | 0 | 0 | 0 | 0
SCE Partnership Roll-up E3 Calculator - No Carbon Adder | [17 empty] | System | #N/A | [21 empty] | 0 | 0 | 0 | 0 | 0 | 0 | 0 | 0 | 0 | 0 | 0 | 0 | 0 | 0 | 0 | 0 | 0 | 0 | 0 | 0 | 0 | 0 | 0 | 0 | 0 | 0 | 0 | 0 | 0
SCE Partnership Roll-up E3 Calculator - No Carbon Adder | [17 empty] | System | #N/A | [21 empty] | 0 | 0 | 0 | 0 | 0 | 0 | 0 | 0 | 0 | 0 | 0 | 0 | 0 | 0 | 0 | 0 | 0 | 0 | 0 | 0 | 0 | 0 | 0 | 0 | 0 | 0 | 0 | 0 | 0
SCE Partnership Roll-up E3 Calculator - No Carbon Adder | [17 empty] | System | #N/A | [21 empty] | 0 | 0 | 0 | 0 | 0 | 0 | 0 | 0 | 0 | 0 | 0 | 0 | 0 | 0 | 0 | 0 | 0 | 0 | 0 | 0 | 0 | 0 | 0 | 0 | 0 | 0 | 0 | 0 | 0
SCE Partnership Roll-up E3 Calculator - No Carbon Adder | [17 empty] | System | #N/A | [21 empty] | 0 | 0 | 0 | 0 | 0 | 0 | 0 | 0 | 0 | 0 | 0 | 0 | 0 | 0 | 0 | 0 | 0 | 0 | 0 | 0 | 0 | 0 | 0 | 0 | 0 | 0 | 0 | 0 | 0
SCE Partnership Roll-up E3 Calculator - No Carbon Adder | [17 empty] | System | #N/A | [21 empty] | 0 | 0 | 0 | 0 | 0 | 0 | 0 | 0 | 0 | 0 | 0 | 0 | 0 | 0 | 0 | 0 | 0 | 0 | 0 | 0 | 0 | 0 | 0 | 0 | 0 | 0 | 0 | 0 | 0
SCE Partnership Roll-up E3 Calculator - No Carbon Adder | [17 empty] | System | #N/A | [21 empty] | 0 | 0 | 0 | 0 | 0 | 0 | 0 | 0 | 0 | 0 | 0 | 0 | 0 | 0 | 0 | 0 | 0 | 0 | 0 | 0 | 0 | 0 | 0 | 0 | 0 | 0 | 0 | 0 | 0
SCE Partnership Roll-up E3 Calculator - No Carbon Adder | [17 empty] | System | #N/A | [21 empty] | 0 | 0 | 0 | 0 | 0 | 0 | 0 | 0 | 0 | 0 | 0 | 0 | 0 | 0 | 0 | 0 | 0 | 0 | 0 | 0 | 0 | 0 | 0 | 0 | 0 | 0 | 0 | 0 | 0
SCE Partnership Roll-up E3 Calculator - No Carbon Adder | [17 empty] | System | #N/A | [21 empty] | 0 | 0 | 0 | 0 | 0 | 0 | 0 | 0 | 0 | 0 | 0 | 0 | 0 | 0 | 0 | 0 | 0 | 0 | 0 | 0 | 0 | 0 | 0 | 0 | 0 | 0 | 0 | 0 | 0
SCE Partnership Roll-up E3 Calculator - No Carbon Adder | [17 empty] | System | #N/A | [21 empty] | 0 | 0 | 0 | 0 | 0 | 0 | 0 | 0 | 0 | 0 | 0 | 0 | 0 | 0 | 0 | 0 | 0 | 0 | 0 | 0 | 0 | 0 | 0 | 0 | 0 | 0 | 0 | 0 | 0
SCE Partnership Roll-up E3 Calculator - No Carbon Adder | [17 empty] | System | #N/A | [21 empty] | 0 | 0 | 0 | 0 | 0 | 0 | 0 | 0 | 0 | 0 | 0 | 0 | 0 | 0 | 0 | 0 | 0 | 0 | 0 | 0 | 0 | 0 | 0 | 0 | 0 | 0 | 0 | 0 | 0
SCE Partnership Roll-up E3 Calculator - No Carbon Adder | [17 empty] | System | #N/A | [21 empty] | 0 | 0 | 0 | 0 | 0 | 0 | 0 | 0 | 0 | 0 | 0 | 0 | 0 | 0 | 0 | 0 | 0 | 0 | 0 | 0 | 0 | 0 | 0 | 0 | 0 | 0 | 0 | 0 | 0
SCE Partnership Roll-up E3 Calculator - No Carbon Adder | [17 empty] | System | #N/A | [21 empty] | 0 | 0 | 0 | 0 | 0 | 0 | 0 | 0 | 0 | 0 | 0 | 0 | 0 | 0 | 0 | 0 | 0 | 0 | 0 | 0 | 0 | 0 | 0 | 0 | 0 | 0 | 0 | 0 | 0
SCE Partnership Roll-up E3 Calculator - No Carbon Adder | [17 empty] | System | #N/A | [21 empty] | 0 | 0 | 0 | 0 | 0 | 0 | 0 | 0 | 0 | 0 | 0 | 0 | 0 | 0 | 0 | 0 | 0 | 0 | 0 | 0 | 0 | 0 | 0 | 0 | 0 | 0 | 0 | 0 | 0
SCE Partnership Roll-up E3 Calculator - No Carbon Adder | [17 empty] | System | #N/A | [21 empty] | 0 | 0 | 0 | 0 | 0 | 0 | 0 | 0 | 0 | 0 | 0 | 0 | 0 | 0 | 0 | 0 | 0 | 0 | 0 | 0 | 0 | 0 | 0 | 0 | 0 | 0 | 0 | 0 | 0
SCE Partnership Roll-up E3 Calculator - No Carbon Adder | [17 empty] | System | #N/A | [21 empty] | 0 | 0 | 0 | 0 | 0 | 0 | 0 | 0 | 0 | 0 | 0 | 0 | 0 | 0 | 0 | 0 | 0 | 0 | 0 | 0 | 0 | 0 | 0 | 0 | 0 | 0 | 0 | 0 | 0
SCE Partnership Roll-up E3 Calculator - No Carbon Adder | [17 empty] | System | #N/A | [21 empty] | 0 | 0 | 0 | 0 | 0 | 0 | 0 | 0 | 0 | 0 | 0 | 0 | 0 | 0 | 0 | 0 | 0 | 0 | 0 | 0 | 0 | 0 | 0 | 0 | 0 | 0 | 0 | 0 | 0
SCE Partnership Roll-up E3 Calculator - No Carbon Adder | [17 empty] | System | #N/A | [21 empty] | 0 | 0 | 0 | 0 | 0 | 0 | 0 | 0 | 0 | 0 | 0 | 0 | 0 | 0 | 0 | 0 | 0 | 0 | 0 | 0 | 0 | 0 | 0 | 0 | 0 | 0 | 0 | 0 | 0
SCE Partnership Roll-up E3 Calculator - No Carbon Adder | [17 empty] | System | #N/A | [21 empty] | 0 | 0 | 0 | 0 | 0 | 0 | 0 | 0 | 0 | 0 | 0 | 0 | 0 | 0 | 0 | 0 | 0 | 0 | 0 | 0 | 0 | 0 | 0 | 0 | 0 | 0 | 0 | 0 | 0
SCE Partnership Roll-up E3 Calculator - No Carbon Adder | [17 empty] | System | #N/A | [21 empty] | 0 | 0 | 0 | 0 | 0 | 0 | 0 | 0 | 0 | 0 | 0 | 0 | 0 | 0 | 0 | 0 | 0 | 0 | 0 | 0 | 0 | 0 | 0 | 0 | 0 | 0 | 0 | 0 | 0
SCE Partnership Roll-up E3 Calculator - No Carbon Adder | [17 empty] | System | #N/A | [21 empty] | 0 | 0 | 0 | 0 | 0 | 0 | 0 | 0 | 0 | 0 | 0 | 0 | 0 | 0 | 0 | 0 | 0 | 0 | 0 | 0 | 0 | 0 | 0 | 0 | 0 | 0 | 0 | 0 | 0
SCE Partnership Roll-up E3 Calculator - No Carbon Adder | [17 empty] | System | #N/A | [21 empty] | 0 | 0 | 0 | 0 | 0 | 0 | 0 | 0 | 0 | 0 | 0 | 0 | 0 | 0 | 0 | 0 | 0 | 0 | 0 | 0 | 0 | 0 | 0 | 0 | 0 | 0 | 0 | 0 | 0
SCE Partnership Roll-up E3 Calculator - No Carbon Adder | [17 empty] | System | #N/A | [21 empty] | 0 | 0 | 0 | 0 | 0 | 0 | 0 | 0 | 0 | 0 | 0 | 0 | 0 | 0 | 0 | 0 | 0 | 0 | 0 | 0 | 0 | 0 | 0 | 0 | 0 | 0 | 0 | 0 | 0
SCE Partnership Roll-up E3 Calculator - No Carbon Adder | [17 empty] | System | #N/A | [21 empty] | 0 | 0 | 0 | 0 | 0 | 0 | 0 | 0 | 0 | 0 | 0 | 0 | 0 | 0 | 0 | 0 | 0 | 0 | 0 | 0 | 0 | 0 | 0 | 0 | 0 | 0 | 0 | 0 | 0
SCE Partnership Roll-up E3 Calculator - No Carbon Adder | [17 empty] | System | #N/A | [21 empty] | 0 | 0 | 0 | 0 | 0 | 0 | 0 | 0 | 0 | 0 | 0 | 0 | 0 | 0 | 0 | 0 | 0 | 0 | 0 | 0 | 0 | 0 | 0 | 0 | 0 | 0 | 0 | 0 | 0
SCE Partnership Roll-up E3 Calculator - No Carbon Adder | [17 empty] | System | #N/A | [21 empty] | 0 | 0 | 0 | 0 | 0 | 0 | 0 | 0 | 0 | 0 | 0 | 0 | 0 | 0 | 0 | 0 | 0 | 0 | 0 | 0 | 0 | 0 | 0 | 0 | 0 | 0 | 0 | 0 | 0
SCE Partnership Roll-up E3 Calculator - No Carbon Adder | [17 empty] | System | #N/A | [21 empty] | 0 | 0 | 0 | 0 | 0 | 0 | 0 | 0 | 0 | 0 | 0 | 0 | 0 | 0 | 0 | 0 | 0 | 0 | 0 | 0 | 0 | 0 | 0 | 0 | 0 | 0 | 0 | 0 | 0
SCE Partnership Roll-up E3 Calculator - No Carbon Adder | [17 empty] | System | #N/A | [21 empty] | 0 | 0 | 0 | 0 | 0 | 0 | 0 | 0 | 0 | 0 | 0 | 0 | 0 | 0 | 0 | 0 | 0 | 0 | 0 | 0 | 0 | 0 | 0 | 0 | 0 | 0 | 0 | 0 | 0
SCE Partnership Roll-up E3 Calculator - No Carbon Adder | [17 empty] | System | #N/A | [21 empty] | 0 | 0 | 0 | 0 | 0 | 0 | 0 | 0 | 0 | 0 | 0 | 0 | 0 | 0 | 0 | 0 | 0 | 0 | 0 | 0 | 0 | 0 | 0 | 0 | 0 | 0 | 0 | 0 | 0
SCE Partnership Roll-up E3 Calculator - No Carbon Adder | [17 empty] | System | #N/A | [21 empty] | 0 | 0 | 0 | 0 | 0 | 0 | 0 | 0 | 0 | 0 | 0 | 0 | 0 | 0 | 0 | 0 | 0 | 0 | 0 | 0 | 0 | 0 | 0 | 0 | 0 | 0 | 0 | 0 | 0
SCE Partnership Roll-up E3 Calculator - No Carbon Adder | [17 empty] | System | #N/A | [21 empty] | 0 | 0 | 0 | 0 | 0 | 0 | 0 | 0 | 0 | 0 | 0 | 0 | 0 | 0 | 0 | 0 | 0 | 0 | 0 | 0 | 0 | 0 | 0 | 0 | 0 | 0 | 0 | 0 | 0
SCE Partnership Roll-up E3 Calculator - No Carbon Adder | [17 empty] | System | #N/A | [21 empty] | 0 | 0 | 0 | 0 | 0 | 0 | 0 | 0 | 0 | 0 | 0 | 0 | 0 | 0 | 0 | 0 | 0 | 0 | 0 | 0 | 0 | 0 | 0 | 0 | 0 | 0 | 0 | 0 | 0
SCE Partnership Roll-up E3 Calculator - No Carbon Adder | [17 empty] | System | #N/A | [21 empty] | 0 | 0 | 0 | 0 | 0 | 0 | 0 | 0 | 0 | 0 | 0 | 0 | 0 | 0 | 0 | 0 | 0 | 0 | 0 | 0 | 0 | 0 | 0 | 0 | 0 | 0 | 0 | 0 | 0
SCE Partnership Roll-up E3 Calculator - No Carbon Adder | [17 empty] | System | #N/A | [21 empty] | 0 | 0 | 0 | 0 | 0 | 0 | 0 | 0 | 0 | 0 | 0 | 0 | 0 | 0 | 0 | 0 | 0 | 0 | 0 | 0 | 0 | 0 | 0 | 0 | 0 | 0 | 0 | 0 | 0
SCE Partnership Roll-up E3 Calculator - No Carbon Adder | [17 empty] | System | #N/A | [21 empty] | 0 | 0 | 0 | 0 | 0 | 0 | 0 | 0 | 0 | 0 | 0 | 0 | 0 | 0 | 0 | 0 | 0 | 0 | 0 | 0 | 0 | 0 | 0 | 0 | 0 | 0 | 0 | 0 | 0
SCE Partnership Roll-up E3 Calculator - No Carbon Adder | [17 empty] | System | #N/A | [21 empty] | 0 | 0 | 0 | 0 | 0 | 0 | 0 | 0 | 0 | 0 | 0 | 0 | 0 | 0 | 0 | 0 | 0 | 0 | 0 | 0 | 0 | 0 | 0 | 0 | 0 | 0 | 0 | 0 | 0
SCE Partnership Roll-up E3 Calculator - No Carbon Adder | [17 empty] | System | #N/A | [21 empty] | 0 | 0 | 0 | 0 | 0 | 0 | 0 | 0 | 0 | 0 | 0 | 0 | 0 | 0 | 0 | 0 | 0 | 0 | 0 | 0 | 0 | 0 | 0 | 0 | 0 | 0 | 0 | 0 | 0
SCE Partnership Roll-up E3 Calculator - No Carbon Adder | [17 empty] | System | #N/A | [21 empty] | 0 | 0 | 0 | 0 | 0 | 0 | 0 | 0 | 0 | 0 | 0 | 0 | 0 | 0 | 0 | 0 | 0 | 0 | 0 | 0 | 0 | 0 | 0 | 0 | 0 | 0 | 0 | 0 | 0
SCE Partnership Roll-up E3 Calculator - No Carbon Adder | [17 empty] | System | #N/A | [21 empty] | 0 | 0 | 0 | 0 | 0 | 0 | 0 | 0 | 0 | 0 | 0 | 0 | 0 | 0 | 0 | 0 | 0 | 0 | 0 | 0 | 0 | 0 | 0 | 0 | 0 | 0 | 0 | 0 | 0
SCE Partnership Roll-up E3 Calculator - No Carbon Adder | [17 empty] | System | #N/A | [21 empty] | 0 | 0 | 0 | 0 | 0 | 0 | 0 | 0 | 0 | 0 | 0 | 0 | 0 | 0 | 0 | 0 | 0 | 0 | 0 | 0 | 0 | 0 | 0 | 0 | 0 | 0 | 0 | 0 | 0
SCE Partnership Roll-up E3 Calculator - No Carbon Adder | [17 empty] | System | #N/A | [21 empty] | 0 | 0 | 0 | 0 | 0 | 0 | 0 | 0 | 0 | 0 | 0 | 0 | 0 | 0 | 0 | 0 | 0 | 0 | 0 | 0 | 0 | 0 | 0 | 0 | 0 | 0 | 0 | 0 | 0
SCE Partnership Roll-up E3 Calculator - No Carbon Adder | [17 empty] | System | #N/A | [21 empty] | 0 | 0 | 0 | 0 | 0 | 0 | 0 | 0 | 0 | 0 | 0 | 0 | 0 | 0 | 0 | 0 | 0 | 0 | 0 | 0 | 0 | 0 | 0 | 0 | 0 | 0 | 0 | 0 | 0
SCE Partnership Roll-up E3 Calculator - No Carbon Adder | [17 empty] | System | #N/A | [21 empty] | 0 | 0 | 0 | 0 | 0 | 0 | 0 | 0 | 0 | 0 | 0 | 0 | 0 | 0 | 0 | 0 | 0 | 0 | 0 | 0 | 0 | 0 | 0 | 0 | 0 | 0 | 0 | 0 | 0
SCE Partnership Roll-up E3 Calculator - No Carbon Adder | [17 empty] | System | #N/A | [21 empty] | 0 | 0 | 0 | 0 | 0 | 0 | 0 | 0 | 0 | 0 | 0 | 0 | 0 | 0 | 0 | 0 | 0 | 0 | 0 | 0 | 0 | 0 | 0 | 0 | 0 | 0 | 0 | 0 | 0
SCE Partnership Roll-up E3 Calculator - No Carbon Adder | [17 empty] | System | #N/A | [21 empty] | 0 | 0 | 0 | 0 | 0 | 0 | 0 | 0 | 0 | 0 | 0 | 0 | 0 | 0 | 0 | 0 | 0 | 0 | 0 | 0 | 0 | 0 | 0 | 0 | 0 | 0 | 0 | 0 | 0
SCE Partnership Roll-up E3 Calculator - No Carbon Adder | [17 empty] | System | #N/A | [21 empty] | 0 | 0 | 0 | 0 | 0 | 0 | 0 | 0 | 0 | 0 | 0 | 0 | 0 | 0 | 0 | 0 | 0 | 0 | 0 | 0 | 0 | 0 | 0 | 0 | 0 | 0 | 0 | 0 | 0
SCE Partnership Roll-up E3 Calculator - No Carbon Adder | [17 empty] | System | #N/A | [21 empty] | 0 | 0 | 0 | 0 | 0 | 0 | 0 | 0 | 0 | 0 | 0 | 0 | 0 | 0 | 0 | 0 | 0 | 0 | 0 | 0 | 0 | 0 | 0 | 0 | 0 | 0 | 0 | 0 | 0
SCE Partnership Roll-up E3 Calculator - No Carbon Adder | [17 empty] | System | #N/A | [21 empty] | 0 | 0 | 0 | 0 | 0 | 0 | 0 | 0 | 0 | 0 | 0 | 0 | 0 | 0 | 0 | 0 | 0 | 0 | 0 | 0 | 0 | 0 | 0 | 0 | 0 | 0 | 0 | 0 | 0
SCE Partnership Roll-up E3 Calculator - No Carbon Adder | [17 empty] | System | #N/A | [21 empty] | 0 | 0 | 0 | 0 | 0 | 0 | 0 | 0 | 0 | 0 | 0 | 0 | 0 | 0 | 0 | 0 | 0 | 0 | 0 | 0 | 0 | 0 | 0 | 0 | 0 | 0 | 0 | 0 | 0
SCE Partnership Roll-up E3 Calculator - No Carbon Adder | [17 empty] | System | #N/A | [21 empty] | 0 | 0 | 0 | 0 | 0 | 0 | 0 | 0 | 0 | 0 | 0 | 0 | 0 | 0 | 0 | 0 | 0 | 0 | 0 | 0 | 0 | 0 | 0 | 0 | 0 | 0 | 0 | 0 | 0
SCE Partnership Roll-up E3 Calculator - No Carbon Adder | [17 empty] | System | #N/A | [21 empty] | 0 | 0 | 0 | 0 | 0 | 0 | 0 | 0 | 0 | 0 | 0 | 0 | 0 | 0 | 0 | 0 | 0 | 0 | 0 | 0 | 0 | 0 | 0 | 0 | 0 | 0 | 0 | 0 | 0
SCE Partnership Roll-up E3 Calculator - No Carbon Adder | [17 empty] | System | #N/A | [21 empty] | 0 | 0 | 0 | 0 | 0 | 0 | 0 | 0 | 0 | 0 | 0 | 0 | 0 | 0 | 0 | 0 | 0 | 0 | 0 | 0 | 0 | 0 | 0 | 0 | 0 | 0 | 0 | 0 | 0
SCE Partnership Roll-up E3 Calculator - No Carbon Adder | [17 empty] | System | #N/A | [21 empty] | 0 | 0 | 0 | 0 | 0 | 0 | 0 | 0 | 0 | 0 | 0 | 0 | 0 | 0 | 0 | 0 | 0 | 0 | 0 | 0 | 0 | 0 | 0 | 0 | 0 | 0 | 0 | 0 | 0
SCE Partnership Roll-up E3 Calculator - No Carbon Adder | [17 empty] | System | #N/A | [21 empty] | 0 | 0 | 0 | 0 | 0 | 0 | 0 | 0 | 0 | 0 | 0 | 0 | 0 | 0 | 0 | 0 | 0 | 0 | 0 | 0 | 0 | 0 | 0 | 0 | 0 | 0 | 0 | 0 | 0
SCE Partnership Roll-up E3 Calculator - No Carbon Adder | [17 empty] | System | #N/A | [21 empty] | 0 | 0 | 0 | 0 | 0 | 0 | 0 | 0 | 0 | 0 | 0 | 0 | 0 | 0 | 0 | 0 | 0 | 0 | 0 | 0 | 0 | 0 | 0 | 0 | 0 | 0 | 0 | 0 | 0
SCE Partnership Roll-up E3 Calculator - No Carbon Adder | [17 empty] | System | #N/A | [21 empty] | 0 | 0 | 0 | 0 | 0 | 0 | 0 | 0 | 0 | 0 | 0 | 0 | 0 | 0 | 0 | 0 | 0 | 0 | 0 | 0 | 0 | 0 | 0 | 0 | 0 | 0 | 0 | 0 | 0
SCE Partnership Roll-up E3 Calculator - No Carbon Adder | [17 empty] | System | #N/A | [21 empty] | 0 | 0 | 0 | 0 | 0 | 0 | 0 | 0 | 0 | 0 | 0 | 0 | 0 | 0 | 0 | 0 | 0 | 0 | 0 | 0 | 0 | 0 | 0 | 0 | 0 | 0 | 0 | 0 | 0
SCE Partnership Roll-up E3 Calculator - No Carbon Adder | [17 empty] | System | #N/A | [21 empty] | 0 | 0 | 0 | 0 | 0 | 0 | 0 | 0 | 0 | 0 | 0 | 0 | 0 | 0 | 0 | 0 | 0 | 0 | 0 | 0 | 0 | 0 | 0 | 0 | 0 | 0 | 0 | 0 | 0
SCE Partnership Roll-up E3 Calculator - No Carbon Adder | [17 empty] | System | #N/A | [21 empty] | 0 | 0 | 0 | 0 | 0 | 0 | 0 | 0 | 0 | 0 | 0 | 0 | 0 | 0 | 0 | 0 | 0 | 0 | 0 | 0 | 0 | 0 | 0 | 0 | 0 | 0 | 0 | 0 | 0
SCE Partnership Roll-up E3 Calculator - No Carbon Adder | [17 empty] | System | #N/A | [21 empty] | 0 | 0 | 0 | 0 | 0 | 0 | 0 | 0 | 0 | 0 | 0 | 0 | 0 | 0 | 0 | 0 | 0 | 0 | 0 | 0 | 0 | 0 | 0 | 0 | 0 | 0 | 0 | 0 | 0
SCE Partnership Roll-up E3 Calculator - No Carbon Adder | [17 empty] | System | #N/A | [21 empty] | 0 | 0 | 0 | 0 | 0 | 0 | 0 | 0 | 0 | 0 | 0 | 0 | 0 | 0 | 0 | 0 | 0 | 0 | 0 | 0 | 0 | 0 | 0 | 0 | 0 | 0 | 0 | 0 | 0
SCE Partnership Roll-up E3 Calculator - No Carbon Adder | [17 empty] | System | #N/A | [21 empty] | 0 | 0 | 0 | 0 | 0 | 0 | 0 | 0 | 0 | 0 | 0 | 0 | 0 | 0 | 0 | 0 | 0 | 0 | 0 | 0 | 0 | 0 | 0 | 0 | 0 | 0 | 0 | 0 | 0
SCE Partnership Roll-up E3 Calculator - No Carbon Adder | [17 empty] | System | #N/A | [21 empty] | 0 | 0 | 0 | 0 | 0 | 0 | 0 | 0 | 0 | 0 | 0 | 0 | 0 | 0 | 0 | 0 | 0 | 0 | 0 | 0 | 0 | 0 | 0 | 0 | 0 | 0 | 0 | 0 | 0
SCE Partnership Roll-up E3 Calculator - No Carbon Adder | [17 empty] | System | #N/A | [21 empty] | 0 | 0 | 0 | 0 | 0 | 0 | 0 | 0 | 0 | 0 | 0 | 0 | 0 | 0 | 0 | 0 | 0 | 0 | 0 | 0 | 0 | 0 | 0 | 0 | 0 | 0 | 0 | 0 | 0
SCE Partnership Roll-up E3 Calculator - No Carbon Adder | [17 empty] | System | #N/A | [21 empty] | 0 | 0 | 0 | 0 | 0 | 0 | 0 | 0 | 0 | 0 | 0 | 0 | 0 | 0 | 0 | 0 | 0 | 0 | 0 | 0 | 0 | 0 | 0 | 0 | 0 | 0 | 0 | 0 | 0
SCE Partnership Roll-up E3 Calculator - No Carbon Adder | [17 empty] | System | #N/A | [21 empty] | 0 | 0 | 0 | 0 | 0 | 0 | 0 | 0 | 0 | 0 | 0 | 0 | 0 | 0 | 0 | 0 | 0 | 0 | 0 | 0 | 0 | 0 | 0 | 0 | 0 | 0 | 0 | 0 | 0
SCE Partnership Roll-up E3 Calculator - No Carbon Adder | [17 empty] | System | #N/A | [21 empty] | 0 | 0 | 0 | 0 | 0 | 0 | 0 | 0 | 0 | 0 | 0 | 0 | 0 | 0 | 0 | 0 | 0 | 0 | 0 | 0 | 0 | 0 | 0 | 0 | 0 | 0 | 0 | 0 | 0
SCE Partnership Roll-up E3 Calculator - No Carbon Adder | [17 empty] | System | #N/A | [21 empty] | 0 | 0 | 0 | 0 | 0 | 0 | 0 | 0 | 0 | 0 | 0 | 0 | 0 | 0 | 0 | 0 | 0 | 0 | 0 | 0 | 0 | 0 | 0 | 0 | 0 | 0 | 0 | 0 | 0
SCE Partnership Roll-up E3 Calculator - No Carbon Adder | [17 empty] | System | #N/A | [21 empty] | 0 | 0 | 0 | 0 | 0 | 0 | 0 | 0 | 0 | 0 | 0 | 0 | 0 | 0 | 0 | 0 | 0 | 0 | 0 | 0 | 0 | 0 | 0 | 0 | 0 | 0 | 0 | 0 | 0
SCE Partnership Roll-up E3 Calculator - No Carbon Adder | [17 empty] | System | #N/A | [21 empty] | 0 | 0 | 0 | 0 | 0 | 0 | 0 | 0 | 0 | 0 | 0 | 0 | 0 | 0 | 0 | 0 | 0 | 0 | 0 | 0 | 0 | 0 | 0 | 0 | 0 | 0 | 0 | 0 | 0
SCE Partnership Roll-up E3 Calculator - No Carbon Adder | [17 empty] | System | #N/A | [21 empty] | 0 | 0 | 0 | 0 | 0 | 0 | 0 | 0 | 0 | 0 | 0 | 0 | 0 | 0 | 0 | 0 | 0 | 0 | 0 | 0 | 0 | 0 | 0 | 0 | 0 | 0 | 0 | 0 | 0
SCE Partnership Roll-up E3 Calculator - No Carbon Adder | [17 empty] | System | #N/A | [21 empty] | 0 | 0 | 0 | 0 | 0 | 0 | 0 | 0 | 0 | 0 | 0 | 0 | 0 | 0 | 0 | 0 | 0 | 0 | 0 | 0 | 0 | 0 | 0 | 0 | 0 | 0 | 0 | 0 | 0
SCE Partnership Roll-up E3 Calculator - No Carbon Adder | [17 empty] | System | #N/A | [21 empty] | 0 | 0 | 0 | 0 | 0 | 0 | 0 | 0 | 0 | 0 | 0 | 0 | 0 | 0 | 0 | 0 | 0 | 0 | 0 | 0 | 0 | 0 | 0 | 0 | 0 | 0 | 0 | 0 | 0
SCE Partnership Roll-up E3 Calculator - No Carbon Adder | [17 empty] | System | #N/A | [21 empty] | 0 | 0 | 0 | 0 | 0 | 0 | 0 | 0 | 0 | 0 | 0 | 0 | 0 | 0 | 0 | 0 | 0 | 0 | 0 | 0 | 0 | 0 | 0 | 0 | 0 | 0 | 0 | 0 | 0
SCE Partnership Roll-up E3 Calculator - No Carbon Adder | [17 empty] | System | #N/A | [21 empty] | 0 | 0 | 0 | 0 | 0 | 0 | 0 | 0 | 0 | 0 | 0 | 0 | 0 | 0 | 0 | 0 | 0 | 0 | 0 | 0 | 0 | 0 | 0 | 0 | 0 | 0 | 0 | 0 | 0
SCE Partnership Roll-up E3 Calculator - No Carbon Adder | [17 empty] | System | #N/A | [21 empty] | 0 | 0 | 0 | 0 | 0 | 0 | 0 | 0 | 0 | 0 | 0 | 0 | 0 | 0 | 0 | 0 | 0 | 0 | 0 | 0 | 0 | 0 | 0 | 0 | 0 | 0 | 0 | 0 | 0
SCE Partnership Roll-up E3 Calculator - No Carbon Adder | [17 empty] | System | #N/A | [21 empty] | 0 | 0 | 0 | 0 | 0 | 0 | 0 | 0 | 0 | 0 | 0 | 0 | 0 | 0 | 0 | 0 | 0 | 0 | 0 | 0 | 0 | 0 | 0 | 0 | 0 | 0 | 0 | 0 | 0
SCE Partnership Roll-up E3 Calculator - No Carbon Adder | [17 empty] | System | #N/A | [21 empty] | 0 | 0 | 0 | 0 | 0 | 0 | 0 | 0 | 0 | 0 | 0 | 0 | 0 | 0 | 0 | 0 | 0 | 0 | 0 | 0 | 0 | 0 | 0 | 0 | 0 | 0 | 0 | 0 | 0
SCE Partnership Roll-up E3 Calculator - No Carbon Adder | [17 empty] | System | #N/A | [21 empty] | 0 | 0 | 0 | 0 | 0 | 0 | 0 | 0 | 0 | 0 | 0 | 0 | 0 | 0 | 0 | 0 | 0 | 0 | 0 | 0 | 0 | 0 | 0 | 0 | 0 | 0 | 0 | 0 | 0
SCE Partnership Roll-up E3 Calculator - No Carbon Adder | [17 empty] | System | #N/A | [21 empty] | 0 | 0 | 0 | 0 | 0 | 0 | 0 | 0 | 0 | 0 | 0 | 0 | 0 | 0 | 0 | 0 | 0 | 0 | 0 | 0 | 0 | 0 | 0 | 0 | 0 | 0 | 0 | 0 | 0
SCE Partnership Roll-up E3 Calculator - No Carbon Adder | [17 empty] | System | #N/A | [21 empty] | 0 | 0 | 0 | 0 | 0 | 0 | 0 | 0 | 0 | 0 | 0 | 0 | 0 | 0 | 0 | 0 | 0 | 0 | 0 | 0 | 0 | 0 | 0 | 0 | 0 | 0 | 0 | 0 | 0
SCE Partnership Roll-up E3 Calculator - No Carbon Adder | [17 empty] | System | #N/A | [21 empty] | 0 | 0 | 0 | 0 | 0 | 0 | 0 | 0 | 0 | 0 | 0 | 0 | 0 | 0 | 0 | 0 | 0 | 0 | 0 | 0 | 0 | 0 | 0 | 0 | 0 | 0 | 0 | 0 | 0
SCE Partnership Roll-up E3 Calculator - No Carbon Adder | [17 empty] | System | #N/A | [21 empty] | 0 | 0 | 0 | 0 | 0 | 0 | 0 | 0 | 0 | 0 | 0 | 0 | 0 | 0 | 0 | 0 | 0 | 0 | 0 | 0 | 0 | 0 | 0 | 0 | 0 | 0 | 0 | 0 | 0
SCE Partnership Roll-up E3 Calculator - No Carbon Adder | [17 empty] | System | #N/A | [21 empty] | 0 | 0 | 0 | 0 | 0 | 0 | 0 | 0 | 0 | 0 | 0 | 0 | 0 | 0 | 0 | 0 | 0 | 0 | 0 | 0 | 0 | 0 | 0 | 0 | 0 | 0 | 0 | 0 | 0
SCE Partnership Roll-up E3 Calculator - No Carbon Adder | [17 empty] | System | #N/A | [21 empty] | 0 | 0 | 0 | 0 | 0 | 0 | 0 | 0 | 0 | 0 | 0 | 0 | 0 | 0 | 0 | 0 | 0 | 0 | 0 | 0 | 0 | 0 | 0 | 0 | 0 | 0 | 0 | 0 | 0
SCE Partnership Roll-up E3 Calculator - No Carbon Adder | [17 empty] | System | #N/A | [21 empty] | 0 | 0 | 0 | 0 | 0 | 0 | 0 | 0 | 0 | 0 | 0 | 0 | 0 | 0 | 0 | 0 | 0 | 0 | 0 | 0 | 0 | 0 | 0 | 0 | 0 | 0 | 0 | 0 | 0
SCE Partnership Roll-up E3 Calculator - No Carbon Adder | [17 empty] | System | #N/A | [21 empty] | 0 | 0 | 0 | 0 | 0 | 0 | 0 | 0 | 0 | 0 | 0 | 0 | 0 | 0 | 0 | 0 | 0 | 0 | 0 | 0 | 0 | 0 | 0 | 0 | 0 | 0 | 0 | 0 | 0
SCE Partnership Roll-up E3 Calculator - No Carbon Adder | [17 empty] | System | #N/A | [21 empty] | 0 | 0 | 0 | 0 | 0 | 0 | 0 | 0 | 0 | 0 | 0 | 0 | 0 | 0 | 0 | 0 | 0 | 0 | 0 | 0 | 0 | 0 | 0 | 0 | 0 | 0 | 0 | 0 | 0
SCE Partnership Roll-up E3 Calculator - No Carbon Adder | [17 empty] | System | #N/A | [21 empty] | 0 | 0 | 0 | 0 | 0 | 0 | 0 | 0 | 0 | 0 | 0 | 0 | 0 | 0 | 0 | 0 | 0 | 0 | 0 | 0 | 0 | 0 | 0 | 0 | 0 | 0 | 0 | 0 | 0
SCE Partnership Roll-up E3 Calculator - No Carbon Adder | [17 empty] | System | #N/A | [21 empty] | 0 | 0 | 0 | 0 | 0 | 0 | 0 | 0 | 0 | 0 | 0 | 0 | 0 | 0 | 0 | 0 | 0 | 0 | 0 | 0 | 0 | 0 | 0 | 0 | 0 | 0 | 0 | 0 | 0
SCE Partnership Roll-up E3 Calculator - No Carbon Adder | [17 empty] | System | #N/A | [21 empty] | 0 | 0 | 0 | 0 | 0 | 0 | 0 | 0 | 0 | 0 | 0 | 0 | 0 | 0 | 0 | 0 | 0 | 0 | 0 | 0 | 0 | 0 | 0 | 0 | 0 | 0 | 0 | 0 | 0
SCE Partnership Roll-up E3 Calculator - No Carbon Adder | [17 empty] | System | #N/A | [21 empty] | 0 | 0 | 0 | 0 | 0 | 0 | 0 | 0 | 0 | 0 | 0 | 0 | 0 | 0 | 0 | 0 | 0 | 0 | 0 | 0 | 0 | 0 | 0 | 0 | 0 | 0 | 0 | 0 | 0
SCE Partnership Roll-up E3 Calculator - No Carbon Adder | [17 empty] | System | #N/A | [21 empty] | 0 | 0 | 0 | 0 | 0 | 0 | 0 | 0 | 0 | 0 | 0 | 0 | 0 | 0 | 0 | 0 | 0 | 0 | 0 | 0 | 0 | 0 | 0 | 0 | 0 | 0 | 0 | 0 | 0
SCE Partnership Roll-up E3 Calculator - No Carbon Adder | [17 empty] | System | #N/A | [21 empty] | 0 | 0 | 0 | 0 | 0 | 0 | 0 | 0 | 0 | 0 | 0 | 0 | 0 | 0 | 0 | 0 | 0 | 0 | 0 | 0 | 0 | 0 | 0 | 0 | 0 | 0 | 0 | 0 | 0
SCE Partnership Roll-up E3 Calculator - No Carbon Adder | [17 empty] | System | #N/A | [21 empty] | 0 | 0 | 0 | 0 | 0 | 0 | 0 | 0 | 0 | 0 | 0 | 0 | 0 | 0 | 0 | 0 | 0 | 0 | 0 | 0 | 0 | 0 | 0 | 0 | 0 | 0 | 0 | 0 | 0
SCE Partnership Roll-up E3 Calculator - No Carbon Adder | [17 empty] | System | #N/A | [21 empty] | 0 | 0 | 0 | 0 | 0 | 0 | 0 | 0 | 0 | 0 | 0 | 0 | 0 | 0 | 0 | 0 | 0 | 0 | 0 | 0 | 0 | 0 | 0 | 0 | 0 | 0 | 0 | 0 | 0
SCE Partnership Roll-up E3 Calculator - No Carbon Adder | [17 empty] | System | #N/A | [21 empty] | 0 | 0 | 0 | 0 | 0 | 0 | 0 | 0 | 0 | 0 | 0 | 0 | 0 | 0 | 0 | 0 | 0 | 0 | 0 | 0 | 0 | 0 | 0 | 0 | 0 | 0 | 0 | 0 | 0
SCE Partnership Roll-up E3 Calculator - No Carbon Adder | [17 empty] | System | #N/A | [21 empty] | 0 | 0 | 0 | 0 | 0 | 0 | 0 | 0 | 0 | 0 | 0 | 0 | 0 | 0 | 0 | 0 | 0 | 0 | 0 | 0 | 0 | 0 | 0 | 0 | 0 | 0 | 0 | 0 | 0
SCE Partnership Roll-up E3 Calculator - No Carbon Adder | [17 empty] | System | #N/A | [21 empty] | 0 | 0 | 0 | 0 | 0 | 0 | 0 | 0 | 0 | 0 | 0 | 0 | 0 | 0 | 0 | 0 | 0 | 0 | 0 | 0 | 0 | 0 | 0 | 0 | 0 | 0 | 0 | 0 | 0
SCE Partnership Roll-up E3 Calculator - No Carbon Adder | [17 empty] | System | #N/A | [21 empty] | 0 | 0 | 0 | 0 | 0 | 0 | 0 | 0 | 0 | 0 | 0 | 0 | 0 | 0 | 0 | 0 | 0 | 0 | 0 | 0 | 0 | 0 | 0 | 0 | 0 | 0 | 0 | 0 | 0
SCE Partnership Roll-up E3 Calculator - No Carbon Adder | [17 empty] | System | #N/A | [21 empty] | 0 | 0 | 0 | 0 | 0 | 0 | 0 | 0 | 0 | 0 | 0 | 0 | 0 | 0 | 0 | 0 | 0 | 0 | 0 | 0 | 0 | 0 | 0 | 0 | 0 | 0 | 0 | 0 | 0
SCE Partnership Roll-up E3 Calculator - No Carbon Adder | [17 empty] | System | #N/A | [21 empty] | 0 | 0 | 0 | 0 | 0 | 0 | 0 | 0 | 0 | 0 | 0 | 0 | 0 | 0 | 0 | 0 | 0 | 0 | 0 | 0 | 0 | 0 | 0 | 0 | 0 | 0 | 0 | 0 | 0
SCE Partnership Roll-up E3 Calculator - No Carbon Adder | [17 empty] | System | #N/A | [21 empty] | 0 | 0 | 0 | 0 | 0 | 0 | 0 | 0 | 0 | 0 | 0 | 0 | 0 | 0 | 0 | 0 | 0 | 0 | 0 | 0 | 0 | 0 | 0 | 0 | 0 | 0 | 0 | 0 | 0
SCE Partnership Roll-up E3 Calculator - No Carbon Adder | [17 empty] | System | #N/A | [21 empty] | 0 | 0 | 0 | 0 | 0 | 0 | 0 | 0 | 0 | 0 | 0 | 0 | 0 | 0 | 0 | 0 | 0 | 0 | 0 | 0 | 0 | 0 | 0 | 0 | 0 | 0 | 0 | 0 | 0
SCE Partnership Roll-up E3 Calculator - No Carbon Adder | [17 empty] | System | #N/A | [21 empty] | 0 | 0 | 0 | 0 | 0 | 0 | 0 | 0 | 0 | 0 | 0 | 0 | 0 | 0 | 0 | 0 | 0 | 0 | 0 | 0 | 0 | 0 | 0 | 0 | 0 | 0 | 0 | 0 | 0
SCE Partnership Roll-up E3 Calculator - No Carbon Adder | [17 empty] | System | #N/A | [21 empty] | 0 | 0 | 0 | 0 | 0 | 0 | 0 | 0 | 0 | 0 | 0 | 0 | 0 | 0 | 0 | 0 | 0 | 0 | 0 | 0 | 0 | 0 | 0 | 0 | 0 | 0 | 0 | 0 | 0
SCE Partnership Roll-up E3 Calculator - No Carbon Adder | [17 empty] | System | #N/A | [21 empty] | 0 | 0 | 0 | 0 | 0 | 0 | 0 | 0 | 0 | 0 | 0 | 0 | 0 | 0 | 0 | 0 | 0 | 0 | 0 | 0 | 0 | 0 | 0 | 0 | 0 | 0 | 0 | 0 | 0
SCE Partnership Roll-up E3 Calculator - No Carbon Adder | [17 empty] | System | #N/A | [21 empty] | 0 | 0 | 0 | 0 | 0 | 0 | 0 | 0 | 0 | 0 | 0 | 0 | 0 | 0 | 0 | 0 | 0 | 0 | 0 | 0 | 0 | 0 | 0 | 0 | 0 | 0 | 0 | 0 | 0
SCE Partnership Roll-up E3 Calculator - No Carbon Adder | [17 empty] | System | #N/A | [21 empty] | 0 | 0 | 0 | 0 | 0 | 0 | 0 | 0 | 0 | 0 | 0 | 0 | 0 | 0 | 0 | 0 | 0 | 0 | 0 | 0 | 0 | 0 | 0 | 0 | 0 | 0 | 0 | 0 | 0
SCE Partnership Roll-up E3 Calculator - No Carbon Adder | [17 empty] | System | #N/A | [21 empty] | 0 | 0 | 0 | 0 | 0 | 0 | 0 | 0 | 0 | 0 | 0 | 0 | 0 | 0 | 0 | 0 | 0 | 0 | 0 | 0 | 0 | 0 | 0 | 0 | 0 | 0 | 0 | 0 | 0
SCE Partnership Roll-up E3 Calculator - No Carbon Adder | [17 empty] | System | #N/A | [21 empty] | 0 | 0 | 0 | 0 | 0 | 0 | 0 | 0 | 0 | 0 | 0 | 0 | 0 | 0 | 0 | 0 | 0 | 0 | 0 | 0 | 0 | 0 | 0 | 0 | 0 | 0 | 0 | 0 | 0
SCE Partnership Roll-up E3 Calculator - No Carbon Adder | [17 empty] | System | #N/A | [21 empty] | 0 | 0 | 0 | 0 | 0 | 0 | 0 | 0 | 0 | 0 | 0 | 0 | 0 | 0 | 0 | 0 | 0 | 0 | 0 | 0 | 0 | 0 | 0 | 0 | 0 | 0 | 0 | 0 | 0
SCE Partnership Roll-up E3 Calculator - No Carbon Adder | [17 empty] | System | #N/A | [21 empty] | 0 | 0 | 0 | 0 | 0 | 0 | 0 | 0 | 0 | 0 | 0 | 0 | 0 | 0 | 0 | 0 | 0 | 0 | 0 | 0 | 0 | 0 | 0 | 0 | 0 | 0 | 0 | 0 | 0
SCE Partnership Roll-up E3 Calculator - No Carbon Adder | [17 empty] | System | #N/A | [21 empty] | 0 | 0 | 0 | 0 | 0 | 0 | 0 | 0 | 0 | 0 | 0 | 0 | 0 | 0 | 0 | 0 | 0 | 0 | 0 | 0 | 0 | 0 | 0 | 0 | 0 | 0 | 0 | 0 | 0
SCE Partnership Roll-up E3 Calculator - No Carbon Adder | [17 empty] | System | #N/A | [21 empty] | 0 | 0 | 0 | 0 | 0 | 0 | 0 | 0 | 0 | 0 | 0 | 0 | 0 | 0 | 0 | 0 | 0 | 0 | 0 | 0 | 0 | 0 | 0 | 0 | 0 | 0 | 0 | 0 | 0
SCE Partnership Roll-up E3 Calculator - No Carbon Adder | [17 empty] | System | #N/A | [21 empty] | 0 | 0 | 0 | 0 | 0 | 0 | 0 | 0 | 0 | 0 | 0 | 0 | 0 | 0 | 0 | 0 | 0 | 0 | 0 | 0 | 0 | 0 | 0 | 0 | 0 | 0 | 0 | 0 | 0
SCE Partnership Roll-up E3 Calculator - No Carbon Adder | [17 empty] | System | #N/A | [21 empty] | 0 | 0 | 0 | 0 | 0 | 0 | 0 | 0 | 0 | 0 | 0 | 0 | 0 | 0 | 0 | 0 | 0 | 0 | 0 | 0 | 0 | 0 | 0 | 0 | 0 | 0 | 0 | 0 | 0
SCE Partnership Roll-up E3 Calculator - No Carbon Adder | [17 empty] | System | #N/A | [21 empty] | 0 | 0 | 0 | 0 | 0 | 0 | 0 | 0 | 0 | 0 | 0 | 0 | 0 | 0 | 0 | 0 | 0 | 0 | 0 | 0 | 0 | 0 | 0 | 0 | 0 | 0 | 0 | 0 | 0
SCE Partnership Roll-up E3 Calculator - No Carbon Adder | [17 empty] | System | #N/A | [21 empty] | 0 | 0 | 0 | 0 | 0 | 0 | 0 | 0 | 0 | 0 | 0 | 0 | 0 | 0 | 0 | 0 | 0 | 0 | 0 | 0 | 0 | 0 | 0 | 0 | 0 | 0 | 0 | 0 | 0
SCE Partnership Roll-up E3 Calculator - No Carbon Adder | [17 empty] | System | #N/A | [21 empty] | 0 | 0 | 0 | 0 | 0 | 0 | 0 | 0 | 0 | 0 | 0 | 0 | 0 | 0 | 0 | 0 | 0 | 0 | 0 | 0 | 0 | 0 | 0 | 0 | 0 | 0 | 0 | 0 | 0
SCE Partnership Roll-up E3 Calculator - No Carbon Adder | [17 empty] | System | #N/A | [21 empty] | 0 | 0 | 0 | 0 | 0 | 0 | 0 | 0 | 0 | 0 | 0 | 0 | 0 | 0 | 0 | 0 | 0 | 0 | 0 | 0 | 0 | 0 | 0 | 0 | 0 | 0 | 0 | 0 | 0
SCE Partnership Roll-up E3 Calculator - No Carbon Adder | [17 empty] | System | #N/A | [21 empty] | 0 | 0 | 0 | 0 | 0 | 0 | 0 | 0 | 0 | 0 | 0 | 0 | 0 | 0 | 0 | 0 | 0 | 0 | 0 | 0 | 0 | 0 | 0 | 0 | 0 | 0 | 0 | 0 | 0
SCE Partnership Roll-up E3 Calculator - No Carbon Adder | [17 empty] | System | #N/A | [21 empty] | 0 | 0 | 0 | 0 | 0 | 0 | 0 | 0 | 0 | 0 | 0 | 0 | 0 | 0 | 0 | 0 | 0 | 0 | 0 | 0 | 0 | 0 | 0 | 0 | 0 | 0 | 0 | 0 | 0
SCE Partnership Roll-up E3 Calculator - No Carbon Adder | [17 empty] | System | #N/A | [21 empty] | 0 | 0 | 0 | 0 | 0 | 0 | 0 | 0 | 0 | 0 | 0 | 0 | 0 | 0 | 0 | 0 | 0 | 0 | 0 | 0 | 0 | 0 | 0 | 0 | 0 | 0 | 0 | 0 | 0
SCE Partnership Roll-up E3 Calculator - No Carbon Adder | [17 empty] | System | #N/A | [21 empty] | 0 | 0 | 0 | 0 | 0 | 0 | 0 | 0 | 0 | 0 | 0 | 0 | 0 | 0 | 0 | 0 | 0 | 0 | 0 | 0 | 0 | 0 | 0 | 0 | 0 | 0 | 0 | 0 | 0
SCE Partnership Roll-up E3 Calculator - No Carbon Adder | [17 empty] | System | #N/A | [21 empty] | 0 | 0 | 0 | 0 | 0 | 0 | 0 | 0 | 0 | 0 | 0 | 0 | 0 | 0 | 0 | 0 | 0 | 0 | 0 | 0 | 0 | 0 | 0 | 0 | 0 | 0 | 0 | 0 | 0
SCE Partnership Roll-up E3 Calculator - No Carbon Adder | [17 empty] | System | #N/A | [21 empty] | 0 | 0 | 0 | 0 | 0 | 0 | 0 | 0 | 0 | 0 | 0 | 0 | 0 | 0 | 0 | 0 | 0 | 0 | 0 | 0 | 0 | 0 | 0 | 0 | 0 | 0 | 0 | 0 | 0
SCE Partnership Roll-up E3 Calculator - No Carbon Adder | [17 empty] | System | #N/A | [21 empty] | 0 | 0 | 0 | 0 | 0 | 0 | 0 | 0 | 0 | 0 | 0 | 0 | 0 | 0 | 0 | 0 | 0 | 0 | 0 | 0 | 0 | 0 | 0 | 0 | 0 | 0 | 0 | 0 | 0
SCE Partnership Roll-up E3 Calculator - No Carbon Adder | [17 empty] | System | #N/A | [21 empty] | 0 | 0 | 0 | 0 | 0 | 0 | 0 | 0 | 0 | 0 | 0 | 0 | 0 | 0 | 0 | 0 | 0 | 0 | 0 | 0 | 0 | 0 | 0 | 0 | 0 | 0 | 0 | 0 | 0
SCE Partnership Roll-up E3 Calculator - No Carbon Adder | [17 empty] | System | #N/A | [21 empty] | 0 | 0 | 0 | 0 | 0 | 0 | 0 | 0 | 0 | 0 | 0 | 0 | 0 | 0 | 0 | 0 | 0 | 0 | 0 | 0 | 0 | 0 | 0 | 0 | 0 | 0 | 0 | 0 | 0
SCE Partnership Roll-up E3 Calculator - No Carbon Adder | [17 empty] | System | #N/A | [21 empty] | 0 | 0 | 0 | 0 | 0 | 0 | 0 | 0 | 0 | 0 | 0 | 0 | 0 | 0 | 0 | 0 | 0 | 0 | 0 | 0 | 0 | 0 | 0 | 0 | 0 | 0 | 0 | 0 | 0
SCE Partnership Roll-up E3 Calculator - No Carbon Adder | [17 empty] | System | #N/A | [21 empty] | 0 | 0 | 0 | 0 | 0 | 0 | 0 | 0 | 0 | 0 | 0 | 0 | 0 | 0 | 0 | 0 | 0 | 0 | 0 | 0 | 0 | 0 | 0 | 0 | 0 | 0 | 0 | 0 | 0
SCE Partnership Roll-up E3 Calculator - No Carbon Adder | [17 empty] | System | #N/A | [21 empty] | 0 | 0 | 0 | 0 | 0 | 0 | 0 | 0 | 0 | 0 | 0 | 0 | 0 | 0 | 0 | 0 | 0 | 0 | 0 | 0 | 0 | 0 | 0 | 0 | 0 | 0 | 0 | 0 | 0
SCE Partnership Roll-up E3 Calculator - No Carbon Adder | [17 empty] | System | #N/A | [21 empty] | 0 | 0 | 0 | 0 | 0 | 0 | 0 | 0 | 0 | 0 | 0 | 0 | 0 | 0 | 0 | 0 | 0 | 0 | 0 | 0 | 0 | 0 | 0 | 0 | 0 | 0 | 0 | 0 | 0
SCE Partnership Roll-up E3 Calculator - No Carbon Adder | [17 empty] | System | #N/A | [21 empty] | 0 | 0 | 0 | 0 | 0 | 0 | 0 | 0 | 0 | 0 | 0 | 0 | 0 | 0 | 0 | 0 | 0 | 0 | 0 | 0 | 0 | 0 | 0 | 0 | 0 | 0 | 0 | 0 | 0
SCE Partnership Roll-up E3 Calculator - No Carbon Adder | [17 empty] | System | #N/A | [21 empty] | 0 | 0 | 0 | 0 | 0 | 0 | 0 | 0 | 0 | 0 | 0 | 0 | 0 | 0 | 0 | 0 | 0 | 0 | 0 | 0 | 0 | 0 | 0 | 0 | 0 | 0 | 0 | 0 | 0
SCE Partnership Roll-up E3 Calculator - No Carbon Adder | [17 empty] | System | #N/A | [21 empty] | 0 | 0 | 0 | 0 | 0 | 0 | 0 | 0 | 0 | 0 | 0 | 0 | 0 | 0 | 0 | 0 | 0 | 0 | 0 | 0 | 0 | 0 | 0 | 0 | 0 | 0 | 0 | 0 | 0
SCE Partnership Roll-up E3 Calculator - No Carbon Adder | [17 empty] | System | #N/A | [21 empty] | 0 | 0 | 0 | 0 | 0 | 0 | 0 | 0 | 0 | 0 | 0 | 0 | 0 | 0 | 0 | 0 | 0 | 0 | 0 | 0 | 0 | 0 | 0 | 0 | 0 | 0 | 0 | 0 | 0
SCE Partnership Roll-up E3 Calculator - No Carbon Adder | [17 empty] | System | #N/A | [21 empty] | 0 | 0 | 0 | 0 | 0 | 0 | 0 | 0 | 0 | 0 | 0 | 0 | 0 | 0 | 0 | 0 | 0 | 0 | 0 | 0 | 0 | 0 | 0 | 0 | 0 | 0 | 0 | 0 | 0
SCE Partnership Roll-up E3 Calculator - No Carbon Adder | [17 empty] | System | #N/A | [21 empty] | 0 | 0 | 0 | 0 | 0 | 0 | 0 | 0 | 0 | 0 | 0 | 0 | 0 | 0 | 0 | 0 | 0 | 0 | 0 | 0 | 0 | 0 | 0 | 0 | 0 | 0 | 0 | 0 | 0
SCE Partnership Roll-up E3 Calculator - No Carbon Adder | [17 empty] | System | #N/A | [21 empty] | 0 | 0 | 0 | 0 | 0 | 0 | 0 | 0 | 0 | 0 | 0 | 0 | 0 | 0 | 0 | 0 | 0 | 0 | 0 | 0 | 0 | 0 | 0 | 0 | 0 | 0 | 0 | 0 | 0
SCE Partnership Roll-up E3 Calculator - No Carbon Adder | [17 empty] | System | #N/A | [21 empty] | 0 | 0 | 0 | 0 | 0 | 0 | 0 | 0 | 0 | 0 | 0 | 0 | 0 | 0 | 0 | 0 | 0 | 0 | 0 | 0 | 0 | 0 | 0 | 0 | 0 | 0 | 0 | 0 | 0
SCE Partnership Roll-up E3 Calculator - No Carbon Adder | [17 empty] | System | #N/A | [21 empty] | 0 | 0 | 0 | 0 | 0 | 0 | 0 | 0 | 0 | 0 | 0 | 0 | 0 | 0 | 0 | 0 | 0 | 0 | 0 | 0 | 0 | 0 | 0 | 0 | 0 | 0 | 0 | 0 | 0
SCE Partnership Roll-up E3 Calculator - No Carbon Adder | [17 empty] | System | #N/A | [21 empty] | 0 | 0 | 0 | 0 | 0 | 0 | 0 | 0 | 0 | 0 | 0 | 0 | 0 | 0 | 0 | 0 | 0 | 0 | 0 | 0 | 0 | 0 | 0 | 0 | 0 | 0 | 0 | 0 | 0
SCE Partnership Roll-up E3 Calculator - No Carbon Adder | [17 empty] | System | #N/A | [21 empty] | 0 | 0 | 0 | 0 | 0 | 0 | 0 | 0 | 0 | 0 | 0 | 0 | 0 | 0 | 0 | 0 | 0 | 0 | 0 | 0 | 0 | 0 | 0 | 0 | 0 | 0 | 0 | 0 | 0
SCE Partnership Roll-up E3 Calculator - No Carbon Adder | [17 empty] | System | #N/A | [21 empty] | 0 | 0 | 0 | 0 | 0 | 0 | 0 | 0 | 0 | 0 | 0 | 0 | 0 | 0 | 0 | 0 | 0 | 0 | 0 | 0 | 0 | 0 | 0 | 0 | 0 | 0 | 0 | 0 | 0
SCE Partnership Roll-up E3 Calculator - No Carbon Adder | [17 empty] | System | #N/A | [21 empty] | 0 | 0 | 0 | 0 | 0 | 0 | 0 | 0 | 0 | 0 | 0 | 0 | 0 | 0 | 0 | 0 | 0 | 0 | 0 | 0 | 0 | 0 | 0 | 0 | 0 | 0 | 0 | 0 | 0
SCE Partnership Roll-up E3 Calculator - No Carbon Adder | [17 empty] | System | #N/A | [21 empty] | 0 | 0 | 0 | 0 | 0 | 0 | 0 | 0 | 0 | 0 | 0 | 0 | 0 | 0 | 0 | 0 | 0 | 0 | 0 | 0 | 0 | 0 | 0 | 0 | 0 | 0 | 0 | 0 | 0
SCE Partnership Roll-up E3 Calculator - No Carbon Adder | [17 empty] | System | #N/A | [21 empty] | 0 | 0 | 0 | 0 | 0 | 0 | 0 | 0 | 0 | 0 | 0 | 0 | 0 | 0 | 0 | 0 | 0 | 0 | 0 | 0 | 0 | 0 | 0 | 0 | 0 | 0 | 0 | 0 | 0
SCE Partnership Roll-up E3 Calculator - No Carbon Adder | [17 empty] | System | #N/A | [21 empty] | 0 | 0 | 0 | 0 | 0 | 0 | 0 | 0 | 0 | 0 | 0 | 0 | 0 | 0 | 0 | 0 | 0 | 0 | 0 | 0 | 0 | 0 | 0 | 0 | 0 | 0 | 0 | 0 | 0
SCE Partnership Roll-up E3 Calculator - No Carbon Adder | [17 empty] | System | #N/A | [21 empty] | 0 | 0 | 0 | 0 | 0 | 0 | 0 | 0 | 0 | 0 | 0 | 0 | 0 | 0 | 0 | 0 | 0 | 0 | 0 | 0 | 0 | 0 | 0 | 0 | 0 | 0 | 0 | 0 | 0
SCE Partnership Roll-up E3 Calculator - No Carbon Adder | [17 empty] | System | #N/A | [21 empty] | 0 | 0 | 0 | 0 | 0 | 0 | 0 | 0 | 0 | 0 | 0 | 0 | 0 | 0 | 0 | 0 | 0 | 0 | 0 | 0 | 0 | 0 | 0 | 0 | 0 | 0 | 0 | 0 | 0
SCE Partnership Roll-up E3 Calculator - No Carbon Adder | [17 empty] | System | #N/A | [21 empty] | 0 | 0 | 0 | 0 | 0 | 0 | 0 | 0 | 0 | 0 | 0 | 0 | 0 | 0 | 0 | 0 | 0 | 0 | 0 | 0 | 0 | 0 | 0 | 0 | 0 | 0 | 0 | 0 | 0
SCE Partnership Roll-up E3 Calculator - No Carbon Adder | [17 empty] | System | #N/A | [21 empty] | 0 | 0 | 0 | 0 | 0 | 0 | 0 | 0 | 0 | 0 | 0 | 0 | 0 | 0 | 0 | 0 | 0 | 0 | 0 | 0 | 0 | 0 | 0 | 0 | 0 | 0 | 0 | 0 | 0
SCE Partnership Roll-up E3 Calculator - No Carbon Adder | [17 empty] | System | #N/A | [21 empty] | 0 | 0 | 0 | 0 | 0 | 0 | 0 | 0 | 0 | 0 | 0 | 0 | 0 | 0 | 0 | 0 | 0 | 0 | 0 | 0 | 0 | 0 | 0 | 0 | 0 | 0 | 0 | 0 | 0
SCE Partnership Roll-up E3 Calculator - No Carbon Adder | [17 empty] | System | #N/A | [21 empty] | 0 | 0 | 0 | 0 | 0 | 0 | 0 | 0 | 0 | 0 | 0 | 0 | 0 | 0 | 0 | 0 | 0 | 0 | 0 | 0 | 0 | 0 | 0 | 0 | 0 | 0 | 0 | 0 | 0
SCE Partnership Roll-up E3 Calculator - No Carbon Adder | [17 empty] | System | #N/A | [21 empty] | 0 | 0 | 0 | 0 | 0 | 0 | 0 | 0 | 0 | 0 | 0 | 0 | 0 | 0 | 0 | 0 | 0 | 0 | 0 | 0 | 0 | 0 | 0 | 0 | 0 | 0 | 0 | 0 | 0
SCE Partnership Roll-up E3 Calculator - No Carbon Adder | [17 empty] | System | #N/A | [21 empty] | 0 | 0 | 0 | 0 | 0 | 0 | 0 | 0 | 0 | 0 | 0 | 0 | 0 | 0 | 0 | 0 | 0 | 0 | 0 | 0 | 0 | 0 | 0 | 0 | 0 | 0 | 0 | 0 | 0
SCE Partnership Roll-up E3 Calculator - No Carbon Adder | [17 empty] | System | #N/A | [21 empty] | 0 | 0 | 0 | 0 | 0 | 0 | 0 | 0 | 0 | 0 | 0 | 0 | 0 | 0 | 0 | 0 | 0 | 0 | 0 | 0 | 0 | 0 | 0 | 0 | 0 | 0 | 0 | 0 | 0
SCE Partnership Roll-up E3 Calculator - No Carbon Adder | [17 empty] | System | #N/A | [21 empty] | 0 | 0 | 0 | 0 | 0 | 0 | 0 | 0 | 0 | 0 | 0 | 0 | 0 | 0 | 0 | 0 | 0 | 0 | 0 | 0 | 0 | 0 | 0 | 0 | 0 | 0 | 0 | 0 | 0
SCE Partnership Roll-up E3 Calculator - No Carbon Adder | [17 empty] | System | #N/A | [21 empty] | 0 | 0 | 0 | 0 | 0 | 0 | 0 | 0 | 0 | 0 | 0 | 0 | 0 | 0 | 0 | 0 | 0 | 0 | 0 | 0 | 0 | 0 | 0 | 0 | 0 | 0 | 0 | 0 | 0
SCE Partnership Roll-up E3 Calculator - No Carbon Adder | [17 empty] | System | #N/A | [21 empty] | 0 | 0 | 0 | 0 | 0 | 0 | 0 | 0 | 0 | 0 | 0 | 0 | 0 | 0 | 0 | 0 | 0 | 0 | 0 | 0 | 0 | 0 | 0 | 0 | 0 | 0 | 0 | 0 | 0
SCE Partnership Roll-up E3 Calculator - No Carbon Adder | [17 empty] | System | #N/A | [21 empty] | 0 | 0 | 0 | 0 | 0 | 0 | 0 | 0 | 0 | 0 | 0 | 0 | 0 | 0 | 0 | 0 | 0 | 0 | 0 | 0 | 0 | 0 | 0 | 0 | 0 | 0 | 0 | 0 | 0
SCE Partnership Roll-up E3 Calculator - No Carbon Adder | [17 empty] | System | #N/A | [21 empty] | 0 | 0 | 0 | 0 | 0 | 0 | 0 | 0 | 0 | 0 | 0 | 0 | 0 | 0 | 0 | 0 | 0 | 0 | 0 | 0 | 0 | 0 | 0 | 0 | 0 | 0 | 0 | 0 | 0
SCE Partnership Roll-up E3 Calculator - No Carbon Adder | [17 empty] | System | #N/A | [21 empty] | 0 | 0 | 0 | 0 | 0 | 0 | 0 | 0 | 0 | 0 | 0 | 0 | 0 | 0 | 0 | 0 | 0 | 0 | 0 | 0 | 0 | 0 | 0 | 0 | 0 | 0 | 0 | 0 | 0
SCE Partnership Roll-up E3 Calculator - No Carbon Adder | [17 empty] | System | #N/A | [21 empty] | 0 | 0 | 0 | 0 | 0 | 0 | 0 | 0 | 0 | 0 | 0 | 0 | 0 | 0 | 0 | 0 | 0 | 0 | 0 | 0 | 0 | 0 | 0 | 0 | 0 | 0 | 0 | 0 | 0
SCE Partnership Roll-up E3 Calculator - No Carbon Adder | [17 empty] | System | #N/A | [21 empty] | 0 | 0 | 0 | 0 | 0 | 0 | 0 | 0 | 0 | 0 | 0 | 0 | 0 | 0 | 0 | 0 | 0 | 0 | 0 | 0 | 0 | 0 | 0 | 0 | 0 | 0 | 0 | 0 | 0
SCE Partnership Roll-up E3 Calculator - No Carbon Adder | [17 empty] | System | #N/A | [21 empty] | 0 | 0 | 0 | 0 | 0 | 0 | 0 | 0 | 0 | 0 | 0 | 0 | 0 | 0 | 0 | 0 | 0 | 0 | 0 | 0 | 0 | 0 | 0 | 0 | 0 | 0 | 0 | 0 | 0
SCE Partnership Roll-up E3 Calculator - No Carbon Adder | [17 empty] | System | #N/A | [21 empty] | 0 | 0 | 0 | 0 | 0 | 0 | 0 | 0 | 0 | 0 | 0 | 0 | 0 | 0 | 0 | 0 | 0 | 0 | 0 | 0 | 0 | 0 | 0 | 0 | 0 | 0 | 0 | 0 | 0
SCE Partnership Roll-up E3 Calculator - No Carbon Adder | [17 empty] | System | #N/A | [21 empty] | 0 | 0 | 0 | 0 | 0 | 0 | 0 | 0 | 0 | 0 | 0 | 0 | 0 | 0 | 0 | 0 | 0 | 0 | 0 | 0 | 0 | 0 | 0 | 0 | 0 | 0 | 0 | 0 | 0
SCE Partnership Roll-up E3 Calculator - No Carbon Adder | [17 empty] | System | #N/A | [21 empty] | 0 | 0 | 0 | 0 | 0 | 0 | 0 | 0 | 0 | 0 | 0 | 0 | 0 | 0 | 0 | 0 | 0 | 0 | 0 | 0 | 0 | 0 | 0 | 0 | 0 | 0 | 0 | 0 | 0
SCE Partnership Roll-up E3 Calculator - No Carbon Adder | [17 empty] | System | #N/A | [21 empty] | 0 | 0 | 0 | 0 | 0 | 0 | 0 | 0 | 0 | 0 | 0 | 0 | 0 | 0 | 0 | 0 | 0 | 0 | 0 | 0 | 0 | 0 | 0 | 0 | 0 | 0 | 0 | 0 | 0
SCE Partnership Roll-up E3 Calculator - No Carbon Adder | [17 empty] | System | #N/A | [21 empty] | 0 | 0 | 0 | 0 | 0 | 0 | 0 | 0 | 0 | 0 | 0 | 0 | 0 | 0 | 0 | 0 | 0 | 0 | 0 | 0 | 0 | 0 | 0 | 0 | 0 | 0 | 0 | 0 | 0
SCE Partnership Roll-up E3 Calculator - No Carbon Adder | [17 empty] | System | #N/A | [21 empty] | 0 | 0 | 0 | 0 | 0 | 0 | 0 | 0 | 0 | 0 | 0 | 0 | 0 | 0 | 0 | 0 | 0 | 0 | 0 | 0 | 0 | 0 | 0 | 0 | 0 | 0 | 0 | 0 | 0
SCE Partnership Roll-up E3 Calculator - No Carbon Adder | [17 empty] | System | #N/A | [21 empty] | 0 | 0 | 0 | 0 | 0 | 0 | 0 | 0 | 0 | 0 | 0 | 0 | 0 | 0 | 0 | 0 | 0 | 0 | 0 | 0 | 0 | 0 | 0 | 0 | 0 | 0 | 0 | 0 | 0
SCE Partnership Roll-up E3 Calculator - No Carbon Adder | [17 empty] | System | #N/A | [21 empty] | 0 | 0 | 0 | 0 | 0 | 0 | 0 | 0 | 0 | 0 | 0 | 0 | 0 | 0 | 0 | 0 | 0 | 0 | 0 | 0 | 0 | 0 | 0 | 0 | 0 | 0 | 0 | 0 | 0
SCE Partnership Roll-up E3 Calculator - No Carbon Adder | [17 empty] | System | #N/A | [21 empty] | 0 | 0 | 0 | 0 | 0 | 0 | 0 | 0 | 0 | 0 | 0 | 0 | 0 | 0 | 0 | 0 | 0 | 0 | 0 | 0 | 0 | 0 | 0 | 0 | 0 | 0 | 0 | 0 | 0
SCE Partnership Roll-up E3 Calculator - No Carbon Adder | [17 empty] | System | #N/A | [21 empty] | 0 | 0 | 0 | 0 | 0 | 0 | 0 | 0 | 0 | 0 | 0 | 0 | 0 | 0 | 0 | 0 | 0 | 0 | 0 | 0 | 0 | 0 | 0 | 0 | 0 | 0 | 0 | 0 | 0
SCE Partnership Roll-up E3 Calculator - No Carbon Adder | [17 empty] | System | #N/A | [21 empty] | 0 | 0 | 0 | 0 | 0 | 0 | 0 | 0 | 0 | 0 | 0 | 0 | 0 | 0 | 0 | 0 | 0 | 0 | 0 | 0 | 0 | 0 | 0 | 0 | 0 | 0 | 0 | 0 | 0
SCE Partnership Roll-up E3 Calculator - No Carbon Adder | [17 empty] | System | #N/A | [21 empty] | 0 | 0 | 0 | 0 | 0 | 0 | 0 | 0 | 0 | 0 | 0 | 0 | 0 | 0 | 0 | 0 | 0 | 0 | 0 | 0 | 0 | 0 | 0 | 0 | 0 | 0 | 0 | 0 | 0
SCE Partnership Roll-up E3 Calculator - No Carbon Adder | [17 empty] | System | #N/A | [21 empty] | 0 | 0 | 0 | 0 | 0 | 0 | 0 | 0 | 0 | 0 | 0 | 0 | 0 | 0 | 0 | 0 | 0 | 0 | 0 | 0 | 0 | 0 | 0 | 0 | 0 | 0 | 0 | 0 | 0
SCE Partnership Roll-up E3 Calculator - No Carbon Adder | [17 empty] | System | #N/A | [21 empty] | 0 | 0 | 0 | 0 | 0 | 0 | 0 | 0 | 0 | 0 | 0 | 0 | 0 | 0 | 0 | 0 | 0 | 0 | 0 | 0 | 0 | 0 | 0 | 0 | 0 | 0 | 0 | 0 | 0
SCE Partnership Roll-up E3 Calculator - No Carbon Adder | [17 empty] | System | #N/A | [21 empty] | 0 | 0 | 0 | 0 | 0 | 0 | 0 | 0 | 0 | 0 | 0 | 0 | 0 | 0 | 0 | 0 | 0 | 0 | 0 | 0 | 0 | 0 | 0 | 0 | 0 | 0 | 0 | 0 | 0
SCE Partnership Roll-up E3 Calculator - No Carbon Adder | [17 empty] | System | #N/A | [21 empty] | 0 | 0 | 0 | 0 | 0 | 0 | 0 | 0 | 0 | 0 | 0 | 0 | 0 | 0 | 0 | 0 | 0 | 0 | 0 | 0 | 0 | 0 | 0 | 0 | 0 | 0 | 0 | 0 | 0
SCE Partnership Roll-up E3 Calculator - No Carbon Adder | [17 empty] | System | #N/A | [21 empty] | 0 | 0 | 0 | 0 | 0 | 0 | 0 | 0 | 0 | 0 | 0 | 0 | 0 | 0 | 0 | 0 | 0 | 0 | 0 | 0 | 0 | 0 | 0 | 0 | 0 | 0 | 0 | 0 | 0
SCE Partnership Roll-up E3 Calculator - No Carbon Adder | [17 empty] | System | #N/A | [21 empty] | 0 | 0 | 0 | 0 | 0 | 0 | 0 | 0 | 0 | 0 | 0 | 0 | 0 | 0 | 0 | 0 | 0 | 0 | 0 | 0 | 0 | 0 | 0 | 0 | 0 | 0 | 0 | 0 | 0
SCE Partnership Roll-up E3 Calculator - No Carbon Adder | [17 empty] | System | #N/A | [21 empty] | 0 | 0 | 0 | 0 | 0 | 0 | 0 | 0 | 0 | 0 | 0 | 0 | 0 | 0 | 0 | 0 | 0 | 0 | 0 | 0 | 0 | 0 | 0 | 0 | 0 | 0 | 0 | 0 | 0
SCE Partnership Roll-up E3 Calculator - No Carbon Adder | [17 empty] | System | #N/A | [21 empty] | 0 | 0 | 0 | 0 | 0 | 0 | 0 | 0 | 0 | 0 | 0 | 0 | 0 | 0 | 0 | 0 | 0 | 0 | 0 | 0 | 0 | 0 | 0 | 0 | 0 | 0 | 0 | 0 | 0
SCE Partnership Roll-up E3 Calculator - No Carbon Adder | [17 empty] | System | #N/A | [21 empty] | 0 | 0 | 0 | 0 | 0 | 0 | 0 | 0 | 0 | 0 | 0 | 0 | 0 | 0 | 0 | 0 | 0 | 0 | 0 | 0 | 0 | 0 | 0 | 0 | 0 | 0 | 0 | 0 | 0
SCE Partnership Roll-up E3 Calculator - No Carbon Adder | [17 empty] | System | #N/A | [21 empty] | 0 | 0 | 0 | 0 | 0 | 0 | 0 | 0 | 0 | 0 | 0 | 0 | 0 | 0 | 0 | 0 | 0 | 0 | 0 | 0 | 0 | 0 | 0 | 0 | 0 | 0 | 0 | 0 | 0
SCE Partnership Roll-up E3 Calculator - No Carbon Adder | [17 empty] | System | #N/A | [21 empty] | 0 | 0 | 0 | 0 | 0 | 0 | 0 | 0 | 0 | 0 | 0 | 0 | 0 | 0 | 0 | 0 | 0 | 0 | 0 | 0 | 0 | 0 | 0 | 0 | 0 | 0 | 0 | 0 | 0
SCE Partnership Roll-up E3 Calculator - No Carbon Adder | [17 empty] | System | #N/A | [21 empty] | 0 | 0 | 0 | 0 | 0 | 0 | 0 | 0 | 0 | 0 | 0 | 0 | 0 | 0 | 0 | 0 | 0 | 0 | 0 | 0 | 0 | 0 | 0 | 0 | 0 | 0 | 0 | 0 | 0
SCE Partnership Roll-up E3 Calculator - No Carbon Adder | [17 empty] | System | #N/A | [21 empty] | 0 | 0 | 0 | 0 | 0 | 0 | 0 | 0 | 0 | 0 | 0 | 0 | 0 | 0 | 0 | 0 | 0 | 0 | 0 | 0 | 0 | 0 | 0 | 0 | 0 | 0 | 0 | 0 | 0
SCE Partnership Roll-up E3 Calculator - No Carbon Adder | [17 empty] | System | #N/A | [21 empty] | 0 | 0 | 0 | 0 | 0 | 0 | 0 | 0 | 0 | 0 | 0 | 0 | 0 | 0 | 0 | 0 | 0 | 0 | 0 | 0 | 0 | 0 | 0 | 0 | 0 | 0 | 0 | 0 | 0
SCE Partnership Roll-up E3 Calculator - No Carbon Adder | [17 empty] | System | #N/A | [21 empty] | 0 | 0 | 0 | 0 | 0 | 0 | 0 | 0 | 0 | 0 | 0 | 0 | 0 | 0 | 0 | 0 | 0 | 0 | 0 | 0 | 0 | 0 | 0 | 0 | 0 | 0 | 0 | 0 | 0
SCE Partnership Roll-up E3 Calculator - No Carbon Adder | [17 empty] | System | #N/A | [21 empty] | 0 | 0 | 0 | 0 | 0 | 0 | 0 | 0 | 0 | 0 | 0 | 0 | 0 | 0 | 0 | 0 | 0 | 0 | 0 | 0 | 0 | 0 | 0 | 0 | 0 | 0 | 0 | 0 | 0
SCE Partnership Roll-up E3 Calculator - No Carbon Adder | [17 empty] | System | #N/A | [21 empty] | 0 | 0 | 0 | 0 | 0 | 0 | 0 | 0 | 0 | 0 | 0 | 0 | 0 | 0 | 0 | 0 | 0 | 0 | 0 | 0 | 0 | 0 | 0 | 0 | 0 | 0 | 0 | 0 | 0
SCE Partnership Roll-up E3 Calculator - No Carbon Adder | [17 empty] | System | #N/A | [21 empty] | 0 | 0 | 0 | 0 | 0 | 0 | 0 | 0 | 0 | 0 | 0 | 0 | 0 | 0 | 0 | 0 | 0 | 0 | 0 | 0 | 0 | 0 | 0 | 0 | 0 | 0 | 0 | 0 | 0
SCE Partnership Roll-up E3 Calculator - No Carbon Adder | [17 empty] | System | #N/A | [21 empty] | 0 | 0 | 0 | 0 | 0 | 0 | 0 | 0 | 0 | 0 | 0 | 0 | 0 | 0 | 0 | 0 | 0 | 0 | 0 | 0 | 0 | 0 | 0 | 0 | 0 | 0 | 0 | 0 | 0
SCE Partnership Roll-up E3 Calculator - No Carbon Adder | [17 empty] | System | #N/A | [21 empty] | 0 | 0 | 0 | 0 | 0 | 0 | 0 | 0 | 0 | 0 | 0 | 0 | 0 | 0 | 0 | 0 | 0 | 0 | 0 | 0 | 0 | 0 | 0 | 0 | 0 | 0 | 0 | 0 | 0
SCE Partnership Roll-up E3 Calculator - No Carbon Adder | [17 empty] | System | #N/A | [21 empty] | 0 | 0 | 0 | 0 | 0 | 0 | 0 | 0 | 0 | 0 | 0 | 0 | 0 | 0 | 0 | 0 | 0 | 0 | 0 | 0 | 0 | 0 | 0 | 0 | 0 | 0 | 0 | 0 | 0
SCE Partnership Roll-up E3 Calculator - No Carbon Adder | [17 empty] | System | #N/A | [21 empty] | 0 | 0 | 0 | 0 | 0 | 0 | 0 | 0 | 0 | 0 | 0 | 0 | 0 | 0 | 0 | 0 | 0 | 0 | 0 | 0 | 0 | 0 | 0 | 0 | 0 | 0 | 0 | 0 | 0
SCE Partnership Roll-up E3 Calculator - No Carbon Adder | [17 empty] | System | #N/A | [21 empty] | 0 | 0 | 0 | 0 | 0 | 0 | 0 | 0 | 0 | 0 | 0 | 0 | 0 | 0 | 0 | 0 | 0 | 0 | 0 | 0 | 0 | 0 | 0 | 0 | 0 | 0 | 0 | 0 | 0
SCE Partnership Roll-up E3 Calculator - No Carbon Adder | [17 empty] | System | #N/A | [21 empty] | 0 | 0 | 0 | 0 | 0 | 0 | 0 | 0 | 0 | 0 | 0 | 0 | 0 | 0 | 0 | 0 | 0 | 0 | 0 | 0 | 0 | 0 | 0 | 0 | 0 | 0 | 0 | 0 | 0
SCE Partnership Roll-up E3 Calculator - No Carbon Adder | [17 empty] | System | #N/A | [21 empty] | 0 | 0 | 0 | 0 | 0 | 0 | 0 | 0 | 0 | 0 | 0 | 0 | 0 | 0 | 0 | 0 | 0 | 0 | 0 | 0 | 0 | 0 | 0 | 0 | 0 | 0 | 0 | 0 | 0
SCE Partnership Roll-up E3 Calculator - No Carbon Adder | [17 empty] | System | #N/A | [21 empty] | 0 | 0 | 0 | 0 | 0 | 0 | 0 | 0 | 0 | 0 | 0 | 0 | 0 | 0 | 0 | 0 | 0 | 0 | 0 | 0 | 0 | 0 | 0 | 0 | 0 | 0 | 0 | 0 | 0
SCE Partnership Roll-up E3 Calculator - No Carbon Adder | [17 empty] | System | #N/A | [21 empty] | 0 | 0 | 0 | 0 | 0 | 0 | 0 | 0 | 0 | 0 | 0 | 0 | 0 | 0 | 0 | 0 | 0 | 0 | 0 | 0 | 0 | 0 | 0 | 0 | 0 | 0 | 0 | 0 | 0
SCE Partnership Roll-up E3 Calculator - No Carbon Adder | [17 empty] | System | #N/A | [21 empty] | 0 | 0 | 0 | 0 | 0 | 0 | 0 | 0 | 0 | 0 | 0 | 0 | 0 | 0 | 0 | 0 | 0 | 0 | 0 | 0 | 0 | 0 | 0 | 0 | 0 | 0 | 0 | 0 | 0
SCE Partnership Roll-up E3 Calculator - No Carbon Adder | [17 empty] | System | #N/A | [21 empty] | 0 | 0 | 0 | 0 | 0 | 0 | 0 | 0 | 0 | 0 | 0 | 0 | 0 | 0 | 0 | 0 | 0 | 0 | 0 | 0 | 0 | 0 | 0 | 0 | 0 | 0 | 0 | 0 | 0
SCE Partnership Roll-up E3 Calculator - No Carbon Adder | [17 empty] | System | #N/A | [21 empty] | 0 | 0 | 0 | 0 | 0 | 0 | 0 | 0 | 0 | 0 | 0 | 0 | 0 | 0 | 0 | 0 | 0 | 0 | 0 | 0 | 0 | 0 | 0 | 0 | 0 | 0 | 0 | 0 | 0
SCE Partnership Roll-up E3 Calculator - No Carbon Adder | [17 empty] | System | #N/A | [21 empty] | 0 | 0 | 0 | 0 | 0 | 0 | 0 | 0 | 0 | 0 | 0 | 0 | 0 | 0 | 0 | 0 | 0 | 0 | 0 | 0 | 0 | 0 | 0 | 0 | 0 | 0 | 0 | 0 | 0
SCE Partnership Roll-up E3 Calculator - No Carbon Adder | [17 empty] | System | #N/A | [21 empty] | 0 | 0 | 0 | 0 | 0 | 0 | 0 | 0 | 0 | 0 | 0 | 0 | 0 | 0 | 0 | 0 | 0 | 0 | 0 | 0 | 0 | 0 | 0 | 0 | 0 | 0 | 0 | 0 | 0
SCE Partnership Roll-up E3 Calculator - No Carbon Adder | [17 empty] | System | #N/A | [21 empty] | 0 | 0 | 0 | 0 | 0 | 0 | 0 | 0 | 0 | 0 | 0 | 0 | 0 | 0 | 0 | 0 | 0 | 0 | 0 | 0 | 0 | 0 | 0 | 0 | 0 | 0 | 0 | 0 | 0
SCE Partnership Roll-up E3 Calculator - No Carbon Adder | [17 empty] | System | #N/A | [21 empty] | 0 | 0 | 0 | 0 | 0 | 0 | 0 | 0 | 0 | 0 | 0 | 0 | 0 | 0 | 0 | 0 | 0 | 0 | 0 | 0 | 0 | 0 | 0 | 0 | 0 | 0 | 0 | 0 | 0
SCE Partnership Roll-up E3 Calculator - No Carbon Adder | [17 empty] | System | #N/A | [21 empty] | 0 | 0 | 0 | 0 | 0 | 0 | 0 | 0 | 0 | 0 | 0 | 0 | 0 | 0 | 0 | 0 | 0 | 0 | 0 | 0 | 0 | 0 | 0 | 0 | 0 | 0 | 0 | 0 | 0
SCE Partnership Roll-up E3 Calculator - No Carbon Adder | [17 empty] | System | #N/A | [21 empty] | 0 | 0 | 0 | 0 | 0 | 0 | 0 | 0 | 0 | 0 | 0 | 0 | 0 | 0 | 0 | 0 | 0 | 0 | 0 | 0 | 0 | 0 | 0 | 0 | 0 | 0 | 0 | 0 | 0
SCE Partnership Roll-up E3 Calculator - No Carbon Adder | [17 empty] | System | #N/A | [21 empty] | 0 | 0 | 0 | 0 | 0 | 0 | 0 | 0 | 0 | 0 | 0 | 0 | 0 | 0 | 0 | 0 | 0 | 0 | 0 | 0 | 0 | 0 | 0 | 0 | 0 | 0 | 0 | 0 | 0
SCE Partnership Roll-up E3 Calculator - No Carbon Adder | [17 empty] | System | #N/A | [21 empty] | 0 | 0 | 0 | 0 | 0 | 0 | 0 | 0 | 0 | 0 | 0 | 0 | 0 | 0 | 0 | 0 | 0 | 0 | 0 | 0 | 0 | 0 | 0 | 0 | 0 | 0 | 0 | 0 | 0
SCE Partnership Roll-up E3 Calculator - No Carbon Adder | [17 empty] | System | #N/A | [21 empty] | 0 | 0 | 0 | 0 | 0 | 0 | 0 | 0 | 0 | 0 | 0 | 0 | 0 | 0 | 0 | 0 | 0 | 0 | 0 | 0 | 0 | 0 | 0 | 0 | 0 | 0 | 0 | 0 | 0
SCE Partnership Roll-up E3 Calculator - No Carbon Adder | [17 empty] | System | #N/A | [21 empty] | 0 | 0 | 0 | 0 | 0 | 0 | 0 | 0 | 0 | 0 | 0 | 0 | 0 | 0 | 0 | 0 | 0 | 0 | 0 | 0 | 0 | 0 | 0 | 0 | 0 | 0 | 0 | 0 | 0
SCE Partnership Roll-up E3 Calculator - No Carbon Adder | [17 empty] | System | #N/A | [21 empty] | 0 | 0 | 0 | 0 | 0 | 0 | 0 | 0 | 0 | 0 | 0 | 0 | 0 | 0 | 0 | 0 | 0 | 0 | 0 | 0 | 0 | 0 | 0 | 0 | 0 | 0 | 0 | 0 | 0
SCE Partnership Roll-up E3 Calculator - No Carbon Adder | [17 empty] | System | #N/A | [21 empty] | 0 | 0 | 0 | 0 | 0 | 0 | 0 | 0 | 0 | 0 | 0 | 0 | 0 | 0 | 0 | 0 | 0 | 0 | 0 | 0 | 0 | 0 | 0 | 0 | 0 | 0 | 0 | 0 | 0
SCE Partnership Roll-up E3 Calculator - No Carbon Adder | [17 empty] | System | #N/A | [21 empty] | 0 | 0 | 0 | 0 | 0 | 0 | 0 | 0 | 0 | 0 | 0 | 0 | 0 | 0 | 0 | 0 | 0 | 0 | 0 | 0 | 0 | 0 | 0 | 0 | 0 | 0 | 0 | 0 | 0
SCE Partnership Roll-up E3 Calculator - No Carbon Adder | [17 empty] | System | #N/A | [21 empty] | 0 | 0 | 0 | 0 | 0 | 0 | 0 | 0 | 0 | 0 | 0 | 0 | 0 | 0 | 0 | 0 | 0 | 0 | 0 | 0 | 0 | 0 | 0 | 0 | 0 | 0 | 0 | 0 | 0
SCE Partnership Roll-up E3 Calculator - No Carbon Adder | [17 empty] | System | #N/A | [21 empty] | 0 | 0 | 0 | 0 | 0 | 0 | 0 | 0 | 0 | 0 | 0 | 0 | 0 | 0 | 0 | 0 | 0 | 0 | 0 | 0 | 0 | 0 | 0 | 0 | 0 | 0 | 0 | 0 | 0
SCE Partnership Roll-up E3 Calculator - No Carbon Adder | [17 empty] | System | #N/A | [21 empty] | 0 | 0 | 0 | 0 | 0 | 0 | 0 | 0 | 0 | 0 | 0 | 0 | 0 | 0 | 0 | 0 | 0 | 0 | 0 | 0 | 0 | 0 | 0 | 0 | 0 | 0 | 0 | 0 | 0
SCE Partnership Roll-up E3 Calculator - No Carbon Adder | [17 empty] | System | #N/A | [21 empty] | 0 | 0 | 0 | 0 | 0 | 0 | 0 | 0 | 0 | 0 | 0 | 0 | 0 | 0 | 0 | 0 | 0 | 0 | 0 | 0 | 0 | 0 | 0 | 0 | 0 | 0 | 0 | 0 | 0
SCE Partnership Roll-up E3 Calculator - No Carbon Adder | [17 empty] | System | #N/A | [21 empty] | 0 | 0 | 0 | 0 | 0 | 0 | 0 | 0 | 0 | 0 | 0 | 0 | 0 | 0 | 0 | 0 | 0 | 0 | 0 | 0 | 0 | 0 | 0 | 0 | 0 | 0 | 0 | 0 | 0
SCE Partnership Roll-up E3 Calculator - No Carbon Adder | [17 empty] | System | #N/A | [21 empty] | 0 | 0 | 0 | 0 | 0 | 0 | 0 | 0 | 0 | 0 | 0 | 0 | 0 | 0 | 0 | 0 | 0 | 0 | 0 | 0 | 0 | 0 | 0 | 0 | 0 | 0 | 0 | 0 | 0
SCE Partnership Roll-up E3 Calculator - No Carbon Adder | [17 empty] | System | #N/A | [21 empty] | 0 | 0 | 0 | 0 | 0 | 0 | 0 | 0 | 0 | 0 | 0 | 0 | 0 | 0 | 0 | 0 | 0 | 0 | 0 | 0 | 0 | 0 | 0 | 0 | 0 | 0 | 0 | 0 | 0
SCE Partnership Roll-up E3 Calculator - No Carbon Adder | [17 empty] | System | #N/A | [21 empty] | 0 | 0 | 0 | 0 | 0 | 0 | 0 | 0 | 0 | 0 | 0 | 0 | 0 | 0 | 0 | 0 | 0 | 0 | 0 | 0 | 0 | 0 | 0 | 0 | 0 | 0 | 0 | 0 | 0
SCE Partnership Roll-up E3 Calculator - No Carbon Adder | [17 empty] | System | #N/A | [21 empty] | 0 | 0 | 0 | 0 | 0 | 0 | 0 | 0 | 0 | 0 | 0 | 0 | 0 | 0 | 0 | 0 | 0 | 0 | 0 | 0 | 0 | 0 | 0 | 0 | 0 | 0 | 0 | 0 | 0
SCE Partnership Roll-up E3 Calculator - No Carbon Adder | [17 empty] | System | #N/A | [21 empty] | 0 | 0 | 0 | 0 | 0 | 0 | 0 | 0 | 0 | 0 | 0 | 0 | 0 | 0 | 0 | 0 | 0 | 0 | 0 | 0 | 0 | 0 | 0 | 0 | 0 | 0 | 0 | 0 | 0
SCE Partnership Roll-up E3 Calculator - No Carbon Adder | [17 empty] | System | #N/A | [21 empty] | 0 | 0 | 0 | 0 | 0 | 0 | 0 | 0 | 0 | 0 | 0 | 0 | 0 | 0 | 0 | 0 | 0 | 0 | 0 | 0 | 0 | 0 | 0 | 0 | 0 | 0 | 0 | 0 | 0
SCE Partnership Roll-up E3 Calculator - No Carbon Adder | [17 empty] | System | #N/A | [21 empty] | 0 | 0 | 0 | 0 | 0 | 0 | 0 | 0 | 0 | 0 | 0 | 0 | 0 | 0 | 0 | 0 | 0 | 0 | 0 | 0 | 0 | 0 | 0 | 0 | 0 | 0 | 0 | 0 | 0
SCE Partnership Roll-up E3 Calculator - No Carbon Adder | [17 empty] | System | #N/A | [21 empty] | 0 | 0 | 0 | 0 | 0 | 0 | 0 | 0 | 0 | 0 | 0 | 0 | 0 | 0 | 0 | 0 | 0 | 0 | 0 | 0 | 0 | 0 | 0 | 0 | 0 | 0 | 0 | 0 | 0
SCE Partnership Roll-up E3 Calculator - No Carbon Adder | [17 empty] | System | #N/A | [21 empty] | 0 | 0 | 0 | 0 | 0 | 0 | 0 | 0 | 0 | 0 | 0 | 0 | 0 | 0 | 0 | 0 | 0 | 0 | 0 | 0 | 0 | 0 | 0 | 0 | 0 | 0 | 0 | 0 | 0
SCE Partnership Roll-up E3 Calculator - No Carbon Adder | [17 empty] | System | #N/A | [21 empty] | 0 | 0 | 0 | 0 | 0 | 0 | 0 | 0 | 0 | 0 | 0 | 0 | 0 | 0 | 0 | 0 | 0 | 0 | 0 | 0 | 0 | 0 | 0 | 0 | 0 | 0 | 0 | 0 | 0
SCE Partnership Roll-up E3 Calculator - No Carbon Adder | [17 empty] | System | #N/A | [21 empty] | 0 | 0 | 0 | 0 | 0 | 0 | 0 | 0 | 0 | 0 | 0 | 0 | 0 | 0 | 0 | 0 | 0 | 0 | 0 | 0 | 0 | 0 | 0 | 0 | 0 | 0 | 0 | 0 | 0
SCE Partnership Roll-up E3 Calculator - No Carbon Adder | [17 empty] | System | #N/A | [21 empty] | 0 | 0 | 0 | 0 | 0 | 0 | 0 | 0 | 0 | 0 | 0 | 0 | 0 | 0 | 0 | 0 | 0 | 0 | 0 | 0 | 0 | 0 | 0 | 0 | 0 | 0 | 0 | 0 | 0
SCE Partnership Roll-up E3 Calculator - No Carbon Adder | [17 empty] | System | #N/A | [21 empty] | 0 | 0 | 0 | 0 | 0 | 0 | 0 | 0 | 0 | 0 | 0 | 0 | 0 | 0 | 0 | 0 | 0 | 0 | 0 | 0 | 0 | 0 | 0 | 0 | 0 | 0 | 0 | 0 | 0
SCE Partnership Roll-up E3 Calculator - No Carbon Adder | [17 empty] | System | #N/A | [21 empty] | 0 | 0 | 0 | 0 | 0 | 0 | 0 | 0 | 0 | 0 | 0 | 0 | 0 | 0 | 0 | 0 | 0 | 0 | 0 | 0 | 0 | 0 | 0 | 0 | 0 | 0 | 0 | 0 | 0
SCE Partnership Roll-up E3 Calculator - No Carbon Adder | [17 empty] | System | #N/A | [21 empty] | 0 | 0 | 0 | 0 | 0 | 0 | 0 | 0 | 0 | 0 | 0 | 0 | 0 | 0 | 0 | 0 | 0 | 0 | 0 | 0 | 0 | 0 | 0 | 0 | 0 | 0 | 0 | 0 | 0
SCE Partnership Roll-up E3 Calculator - No Carbon Adder | [17 empty] | System | #N/A | [21 empty] | 0 | 0 | 0 | 0 | 0 | 0 | 0 | 0 | 0 | 0 | 0 | 0 | 0 | 0 | 0 | 0 | 0 | 0 | 0 | 0 | 0 | 0 | 0 | 0 | 0 | 0 | 0 | 0 | 0
SCE Partnership Roll-up E3 Calculator - No Carbon Adder | [17 empty] | System | #N/A | [21 empty] | 0 | 0 | 0 | 0 | 0 | 0 | 0 | 0 | 0 | 0 | 0 | 0 | 0 | 0 | 0 | 0 | 0 | 0 | 0 | 0 | 0 | 0 | 0 | 0 | 0 | 0 | 0 | 0 | 0
SCE Partnership Roll-up E3 Calculator - No Carbon Adder | [17 empty] | System | #N/A | [21 empty] | 0 | 0 | 0 | 0 | 0 | 0 | 0 | 0 | 0 | 0 | 0 | 0 | 0 | 0 | 0 | 0 | 0 | 0 | 0 | 0 | 0 | 0 | 0 | 0 | 0 | 0 | 0 | 0 | 0
SCE Partnership Roll-up E3 Calculator - No Carbon Adder | [17 empty] | System | #N/A | [21 empty] | 0 | 0 | 0 | 0 | 0 | 0 | 0 | 0 | 0 | 0 | 0 | 0 | 0 | 0 | 0 | 0 | 0 | 0 | 0 | 0 | 0 | 0 | 0 | 0 | 0 | 0 | 0 | 0 | 0
SCE Partnership Roll-up E3 Calculator - No Carbon Adder | [17 empty] | System | #N/A | [21 empty] | 0 | 0 | 0 | 0 | 0 | 0 | 0 | 0 | 0 | 0 | 0 | 0 | 0 | 0 | 0 | 0 | 0 | 0 | 0 | 0 | 0 | 0 | 0 | 0 | 0 | 0 | 0 | 0 | 0
SCE Partnership Roll-up E3 Calculator - No Carbon Adder | [17 empty] | System | #N/A | [21 empty] | 0 | 0 | 0 | 0 | 0 | 0 | 0 | 0 | 0 | 0 | 0 | 0 | 0 | 0 | 0 | 0 | 0 | 0 | 0 | 0 | 0 | 0 | 0 | 0 | 0 | 0 | 0 | 0 | 0
SCE Partnership Roll-up E3 Calculator - No Carbon Adder | [17 empty] | System | #N/A | [21 empty] | 0 | 0 | 0 | 0 | 0 | 0 | 0 | 0 | 0 | 0 | 0 | 0 | 0 | 0 | 0 | 0 | 0 | 0 | 0 | 0 | 0 | 0 | 0 | 0 | 0 | 0 | 0 | 0 | 0
SCE Partnership Roll-up E3 Calculator - No Carbon Adder | [17 empty] | System | #N/A | [21 empty] | 0 | 0 | 0 | 0 | 0 | 0 | 0 | 0 | 0 | 0 | 0 | 0 | 0 | 0 | 0 | 0 | 0 | 0 | 0 | 0 | 0 | 0 | 0 | 0 | 0 | 0 | 0 | 0 | 0
SCE Partnership Roll-up E3 Calculator - No Carbon Adder | [17 empty] | System | #N/A | [21 empty] | 0 | 0 | 0 | 0 | 0 | 0 | 0 | 0 | 0 | 0 | 0 | 0 | 0 | 0 | 0 | 0 | 0 | 0 | 0 | 0 | 0 | 0 | 0 | 0 | 0 | 0 | 0 | 0 | 0
SCE Partnership Roll-up E3 Calculator - No Carbon Adder | [17 empty] | System | #N/A | [21 empty] | 0 | 0 | 0 | 0 | 0 | 0 | 0 | 0 | 0 | 0 | 0 | 0 | 0 | 0 | 0 | 0 | 0 | 0 | 0 | 0 | 0 | 0 | 0 | 0 | 0 | 0 | 0 | 0 | 0
SCE Partnership Roll-up E3 Calculator - No Carbon Adder | [17 empty] | System | #N/A | [21 empty] | 0 | 0 | 0 | 0 | 0 | 0 | 0 | 0 | 0 | 0 | 0 | 0 | 0 | 0 | 0 | 0 | 0 | 0 | 0 | 0 | 0 | 0 | 0 | 0 | 0 | 0 | 0 | 0 | 0
SCE Partnership Roll-up E3 Calculator - No Carbon Adder | [17 empty] | System | #N/A | [21 empty] | 0 | 0 | 0 | 0 | 0 | 0 | 0 | 0 | 0 | 0 | 0 | 0 | 0 | 0 | 0 | 0 | 0 | 0 | 0 | 0 | 0 | 0 | 0 | 0 | 0 | 0 | 0 | 0 | 0
SCE Partnership Roll-up E3 Calculator - No Carbon Adder | [17 empty] | System | #N/A | [21 empty] | 0 | 0 | 0 | 0 | 0 | 0 | 0 | 0 | 0 | 0 | 0 | 0 | 0 | 0 | 0 | 0 | 0 | 0 | 0 | 0 | 0 | 0 | 0 | 0 | 0 | 0 | 0 | 0 | 0
SCE Partnership Roll-up E3 Calculator - No Carbon Adder | [17 empty] | System | #N/A | [21 empty] | 0 | 0 | 0 | 0 | 0 | 0 | 0 | 0 | 0 | 0 | 0 | 0 | 0 | 0 | 0 | 0 | 0 | 0 | 0 | 0 | 0 | 0 | 0 | 0 | 0 | 0 | 0 | 0 | 0
SCE Partnership Roll-up E3 Calculator - No Carbon Adder | [17 empty] | System | #N/A | [21 empty] | 0 | 0 | 0 | 0 | 0 | 0 | 0 | 0 | 0 | 0 | 0 | 0 | 0 | 0 | 0 | 0 | 0 | 0 | 0 | 0 | 0 | 0 | 0 | 0 | 0 | 0 | 0 | 0 | 0
SCE Partnership Roll-up E3 Calculator - No Carbon Adder | [17 empty] | System | #N/A | [21 empty] | 0 | 0 | 0 | 0 | 0 | 0 | 0 | 0 | 0 | 0 | 0 | 0 | 0 | 0 | 0 | 0 | 0 | 0 | 0 | 0 | 0 | 0 | 0 | 0 | 0 | 0 | 0 | 0 | 0
SCE Partnership Roll-up E3 Calculator - No Carbon Adder | [17 empty] | System | #N/A | [21 empty] | 0 | 0 | 0 | 0 | 0 | 0 | 0 | 0 | 0 | 0 | 0 | 0 | 0 | 0 | 0 | 0 | 0 | 0 | 0 | 0 | 0 | 0 | 0 | 0 | 0 | 0 | 0 | 0 | 0
SCE Partnership Roll-up E3 Calculator - No Carbon Adder | [17 empty] | System | #N/A | [21 empty] | 0 | 0 | 0 | 0 | 0 | 0 | 0 | 0 | 0 | 0 | 0 | 0 | 0 | 0 | 0 | 0 | 0 | 0 | 0 | 0 | 0 | 0 | 0 | 0 | 0 | 0 | 0 | 0 | 0
SCE Partnership Roll-up E3 Calculator - No Carbon Adder | [17 empty] | System | #N/A | [21 empty] | 0 | 0 | 0 | 0 | 0 | 0 | 0 | 0 | 0 | 0 | 0 | 0 | 0 | 0 | 0 | 0 | 0 | 0 | 0 | 0 | 0 | 0 | 0 | 0 | 0 | 0 | 0 | 0 | 0
SCE Partnership Roll-up E3 Calculator - No Carbon Adder | [17 empty] | System | #N/A | [21 empty] | 0 | 0 | 0 | 0 | 0 | 0 | 0 | 0 | 0 | 0 | 0 | 0 | 0 | 0 | 0 | 0 | 0 | 0 | 0 | 0 | 0 | 0 | 0 | 0 | 0 | 0 | 0 | 0 | 0
SCE Partnership Roll-up E3 Calculator - No Carbon Adder | [17 empty] | System | #N/A | [21 empty] | 0 | 0 | 0 | 0 | 0 | 0 | 0 | 0 | 0 | 0 | 0 | 0 | 0 | 0 | 0 | 0 | 0 | 0 | 0 | 0 | 0 | 0 | 0 | 0 | 0 | 0 | 0 | 0 | 0
SCE Partnership Roll-up E3 Calculator - No Carbon Adder | [17 empty] | System | #N/A | [21 empty] | 0 | 0 | 0 | 0 | 0 | 0 | 0 | 0 | 0 | 0 | 0 | 0 | 0 | 0 | 0 | 0 | 0 | 0 | 0 | 0 | 0 | 0 | 0 | 0 | 0 | 0 | 0 | 0 | 0
SCE Partnership Roll-up E3 Calculator - No Carbon Adder | [17 empty] | System | #N/A | [21 empty] | 0 | 0 | 0 | 0 | 0 | 0 | 0 | 0 | 0 | 0 | 0 | 0 | 0 | 0 | 0 | 0 | 0 | 0 | 0 | 0 | 0 | 0 | 0 | 0 | 0 | 0 | 0 | 0 | 0
SCE Partnership Roll-up E3 Calculator - No Carbon Adder | [17 empty] | System | #N/A | [21 empty] | 0 | 0 | 0 | 0 | 0 | 0 | 0 | 0 | 0 | 0 | 0 | 0 | 0 | 0 | 0 | 0 | 0 | 0 | 0 | 0 | 0 | 0 | 0 | 0 | 0 | 0 | 0 | 0 | 0
SCE Partnership Roll-up E3 Calculator - No Carbon Adder | [17 empty] | System | #N/A | [21 empty] | 0 | 0 | 0 | 0 | 0 | 0 | 0 | 0 | 0 | 0 | 0 | 0 | 0 | 0 | 0 | 0 | 0 | 0 | 0 | 0 | 0 | 0 | 0 | 0 | 0 | 0 | 0 | 0 | 0
SCE Partnership Roll-up E3 Calculator - No Carbon Adder | [17 empty] | System | #N/A | [21 empty] | 0 | 0 | 0 | 0 | 0 | 0 | 0 | 0 | 0 | 0 | 0 | 0 | 0 | 0 | 0 | 0 | 0 | 0 | 0 | 0 | 0 | 0 | 0 | 0 | 0 | 0 | 0 | 0 | 0
SCE Partnership Roll-up E3 Calculator - No Carbon Adder | [17 empty] | System | #N/A | [21 empty] | 0 | 0 | 0 | 0 | 0 | 0 | 0 | 0 | 0 | 0 | 0 | 0 | 0 | 0 | 0 | 0 | 0 | 0 | 0 | 0 | 0 | 0 | 0 | 0 | 0 | 0 | 0 | 0 | 0
SCE Partnership Roll-up E3 Calculator - No Carbon Adder | [17 empty] | System | #N/A | [21 empty] | 0 | 0 | 0 | 0 | 0 | 0 | 0 | 0 | 0 | 0 | 0 | 0 | 0 | 0 | 0 | 0 | 0 | 0 | 0 | 0 | 0 | 0 | 0 | 0 | 0 | 0 | 0 | 0 | 0
SCE Partnership Roll-up E3 Calculator - No Carbon Adder | [17 empty] | System | #N/A | [21 empty] | 0 | 0 | 0 | 0 | 0 | 0 | 0 | 0 | 0 | 0 | 0 | 0 | 0 | 0 | 0 | 0 | 0 | 0 | 0 | 0 | 0 | 0 | 0 | 0 | 0 | 0 | 0 | 0 | 0
SCE Partnership Roll-up E3 Calculator - No Carbon Adder | [17 empty] | System | #N/A | [21 empty] | 0 | 0 | 0 | 0 | 0 | 0 | 0 | 0 | 0 | 0 | 0 | 0 | 0 | 0 | 0 | 0 | 0 | 0 | 0 | 0 | 0 | 0 | 0 | 0 | 0 | 0 | 0 | 0 | 0
SCE Partnership Roll-up E3 Calculator - No Carbon Adder | [17 empty] | System | #N/A | [21 empty] | 0 | 0 | 0 | 0 | 0 | 0 | 0 | 0 | 0 | 0 | 0 | 0 | 0 | 0 | 0 | 0 | 0 | 0 | 0 | 0 | 0 | 0 | 0 | 0 | 0 | 0 | 0 | 0 | 0
SCE Partnership Roll-up E3 Calculator - No Carbon Adder | [17 empty] | System | #N/A | [21 empty] | 0 | 0 | 0 | 0 | 0 | 0 | 0 | 0 | 0 | 0 | 0 | 0 | 0 | 0 | 0 | 0 | 0 | 0 | 0 | 0 | 0 | 0 | 0 | 0 | 0 | 0 | 0 | 0 | 0
SCE Partnership Roll-up E3 Calculator - No Carbon Adder | [17 empty] | System | #N/A | [21 empty] | 0 | 0 | 0 | 0 | 0 | 0 | 0 | 0 | 0 | 0 | 0 | 0 | 0 | 0 | 0 | 0 | 0 | 0 | 0 | 0 | 0 | 0 | 0 | 0 | 0 | 0 | 0 | 0 | 0
SCE Partnership Roll-up E3 Calculator - No Carbon Adder | [17 empty] | System | #N/A | [21 empty] | 0 | 0 | 0 | 0 | 0 | 0 | 0 | 0 | 0 | 0 | 0 | 0 | 0 | 0 | 0 | 0 | 0 | 0 | 0 | 0 | 0 | 0 | 0 | 0 | 0 | 0 | 0 | 0 | 0
SCE Partnership Roll-up E3 Calculator - No Carbon Adder | [17 empty] | System | #N/A | [21 empty] | 0 | 0 | 0 | 0 | 0 | 0 | 0 | 0 | 0 | 0 | 0 | 0 | 0 | 0 | 0 | 0 | 0 | 0 | 0 | 0 | 0 | 0 | 0 | 0 | 0 | 0 | 0 | 0 | 0
SCE Partnership Roll-up E3 Calculator - No Carbon Adder | [17 empty] | System | #N/A | [21 empty] | 0 | 0 | 0 | 0 | 0 | 0 | 0 | 0 | 0 | 0 | 0 | 0 | 0 | 0 | 0 | 0 | 0 | 0 | 0 | 0 | 0 | 0 | 0 | 0 | 0 | 0 | 0 | 0 | 0
SCE Partnership Roll-up E3 Calculator - No Carbon Adder | [17 empty] | System | #N/A | [21 empty] | 0 | 0 | 0 | 0 | 0 | 0 | 0 | 0 | 0 | 0 | 0 | 0 | 0 | 0 | 0 | 0 | 0 | 0 | 0 | 0 | 0 | 0 | 0 | 0 | 0 | 0 | 0 | 0 | 0
SCE Partnership Roll-up E3 Calculator - No Carbon Adder | [17 empty] | System | #N/A | [21 empty] | 0 | 0 | 0 | 0 | 0 | 0 | 0 | 0 | 0 | 0 | 0 | 0 | 0 | 0 | 0 | 0 | 0 | 0 | 0 | 0 | 0 | 0 | 0 | 0 | 0 | 0 | 0 | 0 | 0
SCE Partnership Roll-up E3 Calculator - No Carbon Adder | [17 empty] | System | #N/A | [21 empty] | 0 | 0 | 0 | 0 | 0 | 0 | 0 | 0 | 0 | 0 | 0 | 0 | 0 | 0 | 0 | 0 | 0 | 0 | 0 | 0 | 0 | 0 | 0 | 0 | 0 | 0 | 0 | 0 | 0
SCE Partnership Roll-up E3 Calculator - No Carbon Adder | [17 empty] | System | #N/A | [21 empty] | 0 | 0 | 0 | 0 | 0 | 0 | 0 | 0 | 0 | 0 | 0 | 0 | 0 | 0 | 0 | 0 | 0 | 0 | 0 | 0 | 0 | 0 | 0 | 0 | 0 | 0 | 0 | 0 | 0
SCE Partnership Roll-up E3 Calculator - No Carbon Adder | [17 empty] | System | #N/A | [21 empty] | 0 | 0 | 0 | 0 | 0 | 0 | 0 | 0 | 0 | 0 | 0 | 0 | 0 | 0 | 0 | 0 | 0 | 0 | 0 | 0 | 0 | 0 | 0 | 0 | 0 | 0 | 0 | 0 | 0
SCE Partnership Roll-up E3 Calculator - No Carbon Adder | [17 empty] | System | #N/A | [21 empty] | 0 | 0 | 0 | 0 | 0 | 0 | 0 | 0 | 0 | 0 | 0 | 0 | 0 | 0 | 0 | 0 | 0 | 0 | 0 | 0 | 0 | 0 | 0 | 0 | 0 | 0 | 0 | 0 | 0
SCE Partnership Roll-up E3 Calculator - No Carbon Adder | [17 empty] | System | #N/A | [21 empty] | 0 | 0 | 0 | 0 | 0 | 0 | 0 | 0 | 0 | 0 | 0 | 0 | 0 | 0 | 0 | 0 | 0 | 0 | 0 | 0 | 0 | 0 | 0 | 0 | 0 | 0 | 0 | 0 | 0
SCE Partnership Roll-up E3 Calculator - No Carbon Adder | [17 empty] | System | #N/A | [21 empty] | 0 | 0 | 0 | 0 | 0 | 0 | 0 | 0 | 0 | 0 | 0 | 0 | 0 | 0 | 0 | 0 | 0 | 0 | 0 | 0 | 0 | 0 | 0 | 0 | 0 | 0 | 0 | 0 | 0
SCE Partnership Roll-up E3 Calculator - No Carbon Adder | [17 empty] | System | #N/A | [21 empty] | 0 | 0 | 0 | 0 | 0 | 0 | 0 | 0 | 0 | 0 | 0 | 0 | 0 | 0 | 0 | 0 | 0 | 0 | 0 | 0 | 0 | 0 | 0 | 0 | 0 | 0 | 0 | 0 | 0
SCE Partnership Roll-up E3 Calculator - No Carbon Adder | [17 empty] | System | #N/A | [21 empty] | 0 | 0 | 0 | 0 | 0 | 0 | 0 | 0 | 0 | 0 | 0 | 0 | 0 | 0 | 0 | 0 | 0 | 0 | 0 | 0 | 0 | 0 | 0 | 0 | 0 | 0 | 0 | 0 | 0
SCE Partnership Roll-up E3 Calculator - No Carbon Adder | [17 empty] | System | #N/A | [21 empty] | 0 | 0 | 0 | 0 | 0 | 0 | 0 | 0 | 0 | 0 | 0 | 0 | 0 | 0 | 0 | 0 | 0 | 0 | 0 | 0 | 0 | 0 | 0 | 0 | 0 | 0 | 0 | 0 | 0
SCE Partnership Roll-up E3 Calculator - No Carbon Adder | [17 empty] | System | #N/A | [21 empty] | 0 | 0 | 0 | 0 | 0 | 0 | 0 | 0 | 0 | 0 | 0 | 0 | 0 | 0 | 0 | 0 | 0 | 0 | 0 | 0 | 0 | 0 | 0 | 0 | 0 | 0 | 0 | 0 | 0
SCE Partnership Roll-up E3 Calculator - No Carbon Adder | [17 empty] | System | #N/A | [21 empty] | 0 | 0 | 0 | 0 | 0 | 0 | 0 | 0 | 0 | 0 | 0 | 0 | 0 | 0 | 0 | 0 | 0 | 0 | 0 | 0 | 0 | 0 | 0 | 0 | 0 | 0 | 0 | 0 | 0
SCE Partnership Roll-up E3 Calculator - No Carbon Adder | [17 empty] | System | #N/A | [21 empty] | 0 | 0 | 0 | 0 | 0 | 0 | 0 | 0 | 0 | 0 | 0 | 0 | 0 | 0 | 0 | 0 | 0 | 0 | 0 | 0 | 0 | 0 | 0 | 0 | 0 | 0 | 0 | 0 | 0
SCE Partnership Roll-up E3 Calculator - No Carbon Adder | [17 empty] | System | #N/A | [21 empty] | 0 | 0 | 0 | 0 | 0 | 0 | 0 | 0 | 0 | 0 | 0 | 0 | 0 | 0 | 0 | 0 | 0 | 0 | 0 | 0 | 0 | 0 | 0 | 0 | 0 | 0 | 0 | 0 | 0
SCE Partnership Roll-up E3 Calculator - No Carbon Adder | [17 empty] | System | #N/A | [21 empty] | 0 | 0 | 0 | 0 | 0 | 0 | 0 | 0 | 0 | 0 | 0 | 0 | 0 | 0 | 0 | 0 | 0 | 0 | 0 | 0 | 0 | 0 | 0 | 0 | 0 | 0 | 0 | 0 | 0
SCE Partnership Roll-up E3 Calculator - No Carbon Adder | [17 empty] | System | #N/A | [21 empty] | 0 | 0 | 0 | 0 | 0 | 0 | 0 | 0 | 0 | 0 | 0 | 0 | 0 | 0 | 0 | 0 | 0 | 0 | 0 | 0 | 0 | 0 | 0 | 0 | 0 | 0 | 0 | 0 | 0
SCE Partnership Roll-up E3 Calculator - No Carbon Adder | [17 empty] | System | #N/A | [21 empty] | 0 | 0 | 0 | 0 | 0 | 0 | 0 | 0 | 0 | 0 | 0 | 0 | 0 | 0 | 0 | 0 | 0 | 0 | 0 | 0 | 0 | 0 | 0 | 0 | 0 | 0 | 0 | 0 | 0
SCE Partnership Roll-up E3 Calculator - No Carbon Adder | [17 empty] | System | #N/A | [21 empty] | 0 | 0 | 0 | 0 | 0 | 0 | 0 | 0 | 0 | 0 | 0 | 0 | 0 | 0 | 0 | 0 | 0 | 0 | 0 | 0 | 0 | 0 | 0 | 0 | 0 | 0 | 0 | 0 | 0
SCE Partnership Roll-up E3 Calculator - No Carbon Adder | [17 empty] | System | #N/A | [21 empty] | 0 | 0 | 0 | 0 | 0 | 0 | 0 | 0 | 0 | 0 | 0 | 0 | 0 | 0 | 0 | 0 | 0 | 0 | 0 | 0 | 0 | 0 | 0 | 0 | 0 | 0 | 0 | 0 | 0
SCE Partnership Roll-up E3 Calculator - No Carbon Adder | [17 empty] | System | #N/A | [21 empty] | 0 | 0 | 0 | 0 | 0 | 0 | 0 | 0 | 0 | 0 | 0 | 0 | 0 | 0 | 0 | 0 | 0 | 0 | 0 | 0 | 0 | 0 | 0 | 0 | 0 | 0 | 0 | 0 | 0
SCE Partnership Roll-up E3 Calculator - No Carbon Adder | [17 empty] | System | #N/A | [21 empty] | 0 | 0 | 0 | 0 | 0 | 0 | 0 | 0 | 0 | 0 | 0 | 0 | 0 | 0 | 0 | 0 | 0 | 0 | 0 | 0 | 0 | 0 | 0 | 0 | 0 | 0 | 0 | 0 | 0
SCE Partnership Roll-up E3 Calculator - No Carbon Adder | [17 empty] | System | #N/A | [21 empty] | 0 | 0 | 0 | 0 | 0 | 0 | 0 | 0 | 0 | 0 | 0 | 0 | 0 | 0 | 0 | 0 | 0 | 0 | 0 | 0 | 0 | 0 | 0 | 0 | 0 | 0 | 0 | 0 | 0
SCE Partnership Roll-up E3 Calculator - No Carbon Adder | [17 empty] | System | #N/A | [21 empty] | 0 | 0 | 0 | 0 | 0 | 0 | 0 | 0 | 0 | 0 | 0 | 0 | 0 | 0 | 0 | 0 | 0 | 0 | 0 | 0 | 0 | 0 | 0 | 0 | 0 | 0 | 0 | 0 | 0
SCE Partnership Roll-up E3 Calculator - No Carbon Adder | [17 empty] | System | #N/A | [21 empty] | 0 | 0 | 0 | 0 | 0 | 0 | 0 | 0 | 0 | 0 | 0 | 0 | 0 | 0 | 0 | 0 | 0 | 0 | 0 | 0 | 0 | 0 | 0 | 0 | 0 | 0 | 0 | 0 | 0
SCE Partnership Roll-up E3 Calculator - No Carbon Adder | [17 empty] | System | #N/A | [21 empty] | 0 | 0 | 0 | 0 | 0 | 0 | 0 | 0 | 0 | 0 | 0 | 0 | 0 | 0 | 0 | 0 | 0 | 0 | 0 | 0 | 0 | 0 | 0 | 0 | 0 | 0 | 0 | 0 | 0
SCE Partnership Roll-up E3 Calculator - No Carbon Adder | [17 empty] | System | #N/A | [21 empty] | 0 | 0 | 0 | 0 | 0 | 0 | 0 | 0 | 0 | 0 | 0 | 0 | 0 | 0 | 0 | 0 | 0 | 0 | 0 | 0 | 0 | 0 | 0 | 0 | 0 | 0 | 0 | 0 | 0
SCE Partnership Roll-up E3 Calculator - No Carbon Adder | [17 empty] | System | #N/A | [21 empty] | 0 | 0 | 0 | 0 | 0 | 0 | 0 | 0 | 0 | 0 | 0 | 0 | 0 | 0 | 0 | 0 | 0 | 0 | 0 | 0 | 0 | 0 | 0 | 0 | 0 | 0 | 0 | 0 | 0
SCE Partnership Roll-up E3 Calculator - No Carbon Adder | [17 empty] | System | #N/A | [21 empty] | 0 | 0 | 0 | 0 | 0 | 0 | 0 | 0 | 0 | 0 | 0 | 0 | 0 | 0 | 0 | 0 | 0 | 0 | 0 | 0 | 0 | 0 | 0 | 0 | 0 | 0 | 0 | 0 | 0
SCE Partnership Roll-up E3 Calculator - No Carbon Adder | [17 empty] | System | #N/A | [21 empty] | 0 | 0 | 0 | 0 | 0 | 0 | 0 | 0 | 0 | 0 | 0 | 0 | 0 | 0 | 0 | 0 | 0 | 0 | 0 | 0 | 0 | 0 | 0 | 0 | 0 | 0 | 0 | 0 | 0
SCE Partnership Roll-up E3 Calculator - No Carbon Adder | [17 empty] | System | #N/A | [21 empty] | 0 | 0 | 0 | 0 | 0 | 0 | 0 | 0 | 0 | 0 | 0 | 0 | 0 | 0 | 0 | 0 | 0 | 0 | 0 | 0 | 0 | 0 | 0 | 0 | 0 | 0 | 0 | 0 | 0
SCE Partnership Roll-up E3 Calculator - No Carbon Adder | [17 empty] | System | #N/A | [21 empty] | 0 | 0 | 0 | 0 | 0 | 0 | 0 | 0 | 0 | 0 | 0 | 0 | 0 | 0 | 0 | 0 | 0 | 0 | 0 | 0 | 0 | 0 | 0 | 0 | 0 | 0 | 0 | 0 | 0
SCE Partnership Roll-up E3 Calculator - No Carbon Adder | [17 empty] | System | #N/A | [21 empty] | 0 | 0 | 0 | 0 | 0 | 0 | 0 | 0 | 0 | 0 | 0 | 0 | 0 | 0 | 0 | 0 | 0 | 0 | 0 | 0 | 0 | 0 | 0 | 0 | 0 | 0 | 0 | 0 | 0
SCE Partnership Roll-up E3 Calculator - No Carbon Adder | [17 empty] | System | #N/A | [21 empty] | 0 | 0 | 0 | 0 | 0 | 0 | 0 | 0 | 0 | 0 | 0 | 0 | 0 | 0 | 0 | 0 | 0 | 0 | 0 | 0 | 0 | 0 | 0 | 0 | 0 | 0 | 0 | 0 | 0
SCE Partnership Roll-up E3 Calculator - No Carbon Adder | [17 empty] | System | #N/A | [21 empty] | 0 | 0 | 0 | 0 | 0 | 0 | 0 | 0 | 0 | 0 | 0 | 0 | 0 | 0 | 0 | 0 | 0 | 0 | 0 | 0 | 0 | 0 | 0 | 0 | 0 | 0 | 0 | 0 | 0
SCE Partnership Roll-up E3 Calculator - No Carbon Adder | [17 empty] | System | #N/A | [21 empty] | 0 | 0 | 0 | 0 | 0 | 0 | 0 | 0 | 0 | 0 | 0 | 0 | 0 | 0 | 0 | 0 | 0 | 0 | 0 | 0 | 0 | 0 | 0 | 0 | 0 | 0 | 0 | 0 | 0
SCE Partnership Roll-up E3 Calculator - No Carbon Adder | [17 empty] | System | #N/A | [21 empty] | 0 | 0 | 0 | 0 | 0 | 0 | 0 | 0 | 0 | 0 | 0 | 0 | 0 | 0 | 0 | 0 | 0 | 0 | 0 | 0 | 0 | 0 | 0 | 0 | 0 | 0 | 0 | 0 | 0
SCE Partnership Roll-up E3 Calculator - No Carbon Adder | [17 empty] | System | #N/A | [21 empty] | 0 | 0 | 0 | 0 | 0 | 0 | 0 | 0 | 0 | 0 | 0 | 0 | 0 | 0 | 0 | 0 | 0 | 0 | 0 | 0 | 0 | 0 | 0 | 0 | 0 | 0 | 0 | 0 | 0
SCE Partnership Roll-up E3 Calculator - No Carbon Adder | [17 empty] | System | #N/A | [21 empty] | 0 | 0 | 0 | 0 | 0 | 0 | 0 | 0 | 0 | 0 | 0 | 0 | 0 | 0 | 0 | 0 | 0 | 0 | 0 | 0 | 0 | 0 | 0 | 0 | 0 | 0 | 0 | 0 | 0
SCE Partnership Roll-up E3 Calculator - No Carbon Adder | [17 empty] | System | #N/A | [21 empty] | 0 | 0 | 0 | 0 | 0 | 0 | 0 | 0 | 0 | 0 | 0 | 0 | 0 | 0 | 0 | 0 | 0 | 0 | 0 | 0 | 0 | 0 | 0 | 0 | 0 | 0 | 0 | 0 | 0
SCE Partnership Roll-up E3 Calculator - No Carbon Adder | [17 empty] | System | #N/A | [21 empty] | 0 | 0 | 0 | 0 | 0 | 0 | 0 | 0 | 0 | 0 | 0 | 0 | 0 | 0 | 0 | 0 | 0 | 0 | 0 | 0 | 0 | 0 | 0 | 0 | 0 | 0 | 0 | 0 | 0
SCE Partnership Roll-up E3 Calculator - No Carbon Adder | [17 empty] | System | #N/A | [21 empty] | 0 | 0 | 0 | 0 | 0 | 0 | 0 | 0 | 0 | 0 | 0 | 0 | 0 | 0 | 0 | 0 | 0 | 0 | 0 | 0 | 0 | 0 | 0 | 0 | 0 | 0 | 0 | 0 | 0
SCE Partnership Roll-up E3 Calculator - No Carbon Adder | [17 empty] | System | #N/A | [21 empty] | 0 | 0 | 0 | 0 | 0 | 0 | 0 | 0 | 0 | 0 | 0 | 0 | 0 | 0 | 0 | 0 | 0 | 0 | 0 | 0 | 0 | 0 | 0 | 0 | 0 | 0 | 0 | 0 | 0
SCE Partnership Roll-up E3 Calculator - No Carbon Adder | [17 empty] | System | #N/A | [21 empty] | 0 | 0 | 0 | 0 | 0 | 0 | 0 | 0 | 0 | 0 | 0 | 0 | 0 | 0 | 0 | 0 | 0 | 0 | 0 | 0 | 0 | 0 | 0 | 0 | 0 | 0 | 0 | 0 | 0
SCE Partnership Roll-up E3 Calculator - No Carbon Adder | [17 empty] | System | #N/A | [21 empty] | 0 | 0 | 0 | 0 | 0 | 0 | 0 | 0 | 0 | 0 | 0 | 0 | 0 | 0 | 0 | 0 | 0 | 0 | 0 | 0 | 0 | 0 | 0 | 0 | 0 | 0 | 0 | 0 | 0
SCE Partnership Roll-up E3 Calculator - No Carbon Adder | [17 empty] | System | #N/A | [21 empty] | 0 | 0 | 0 | 0 | 0 | 0 | 0 | 0 | 0 | 0 | 0 | 0 | 0 | 0 | 0 | 0 | 0 | 0 | 0 | 0 | 0 | 0 | 0 | 0 | 0 | 0 | 0 | 0 | 0
SCE Partnership Roll-up E3 Calculator - No Carbon Adder | [17 empty] | System | #N/A | [21 empty] | 0 | 0 | 0 | 0 | 0 | 0 | 0 | 0 | 0 | 0 | 0 | 0 | 0 | 0 | 0 | 0 | 0 | 0 | 0 | 0 | 0 | 0 | 0 | 0 | 0 | 0 | 0 | 0 | 0
SCE Partnership Roll-up E3 Calculator - No Carbon Adder | [17 empty] | System | #N/A | [21 empty] | 0 | 0 | 0 | 0 | 0 | 0 | 0 | 0 | 0 | 0 | 0 | 0 | 0 | 0 | 0 | 0 | 0 | 0 | 0 | 0 | 0 | 0 | 0 | 0 | 0 | 0 | 0 | 0 | 0
SCE Partnership Roll-up E3 Calculator - No Carbon Adder | [17 empty] | System | #N/A | [21 empty] | 0 | 0 | 0 | 0 | 0 | 0 | 0 | 0 | 0 | 0 | 0 | 0 | 0 | 0 | 0 | 0 | 0 | 0 | 0 | 0 | 0 | 0 | 0 | 0 | 0 | 0 | 0 | 0 | 0
SCE Partnership Roll-up E3 Calculator - No Carbon Adder | [17 empty] | System | #N/A | [21 empty] | 0 | 0 | 0 | 0 | 0 | 0 | 0 | 0 | 0 | 0 | 0 | 0 | 0 | 0 | 0 | 0 | 0 | 0 | 0 | 0 | 0 | 0 | 0 | 0 | 0 | 0 | 0 | 0 | 0
SCE Partnership Roll-up E3 Calculator - No Carbon Adder | [17 empty] | System | #N/A | [21 empty] | 0 | 0 | 0 | 0 | 0 | 0 | 0 | 0 | 0 | 0 | 0 | 0 | 0 | 0 | 0 | 0 | 0 | 0 | 0 | 0 | 0 | 0 | 0 | 0 | 0 | 0 | 0 | 0 | 0
SCE Partnership Roll-up E3 Calculator - No Carbon Adder | [17 empty] | System | #N/A | [21 empty] | 0 | 0 | 0 | 0 | 0 | 0 | 0 | 0 | 0 | 0 | 0 | 0 | 0 | 0 | 0 | 0 | 0 | 0 | 0 | 0 | 0 | 0 | 0 | 0 | 0 | 0 | 0 | 0 | 0
SCE Partnership Roll-up E3 Calculator - No Carbon Adder | [17 empty] | System | #N/A | [21 empty] | 0 | 0 | 0 | 0 | 0 | 0 | 0 | 0 | 0 | 0 | 0 | 0 | 0 | 0 | 0 | 0 | 0 | 0 | 0 | 0 | 0 | 0 | 0 | 0 | 0 | 0 | 0 | 0 | 0
SCE Partnership Roll-up E3 Calculator - No Carbon Adder | [17 empty] | System | #N/A | [21 empty] | 0 | 0 | 0 | 0 | 0 | 0 | 0 | 0 | 0 | 0 | 0 | 0 | 0 | 0 | 0 | 0 | 0 | 0 | 0 | 0 | 0 | 0 | 0 | 0 | 0 | 0 | 0 | 0 | 0
SCE Partnership Roll-up E3 Calculator - No Carbon Adder | [17 empty] | System | #N/A | [21 empty] | 0 | 0 | 0 | 0 | 0 | 0 | 0 | 0 | 0 | 0 | 0 | 0 | 0 | 0 | 0 | 0 | 0 | 0 | 0 | 0 | 0 | 0 | 0 | 0 | 0 | 0 | 0 | 0 | 0
SCE Partnership Roll-up E3 Calculator - No Carbon Adder | [17 empty] | System | #N/A | [21 empty] | 0 | 0 | 0 | 0 | 0 | 0 | 0 | 0 | 0 | 0 | 0 | 0 | 0 | 0 | 0 | 0 | 0 | 0 | 0 | 0 | 0 | 0 | 0 | 0 | 0 | 0 | 0 | 0 | 0
SCE Partnership Roll-up E3 Calculator - No Carbon Adder | [17 empty] | System | #N/A | [21 empty] | 0 | 0 | 0 | 0 | 0 | 0 | 0 | 0 | 0 | 0 | 0 | 0 | 0 | 0 | 0 | 0 | 0 | 0 | 0 | 0 | 0 | 0 | 0 | 0 | 0 | 0 | 0 | 0 | 0
SCE Partnership Roll-up E3 Calculator - No Carbon Adder | [17 empty] | System | #N/A | [21 empty] | 0 | 0 | 0 | 0 | 0 | 0 | 0 | 0 | 0 | 0 | 0 | 0 | 0 | 0 | 0 | 0 | 0 | 0 | 0 | 0 | 0 | 0 | 0 | 0 | 0 | 0 | 0 | 0 | 0
SCE Partnership Roll-up E3 Calculator - No Carbon Adder | [17 empty] | System | #N/A | [21 empty] | 0 | 0 | 0 | 0 | 0 | 0 | 0 | 0 | 0 | 0 | 0 | 0 | 0 | 0 | 0 | 0 | 0 | 0 | 0 | 0 | 0 | 0 | 0 | 0 | 0 | 0 | 0 | 0 | 0
SCE Partnership Roll-up E3 Calculator - No Carbon Adder | [17 empty] | System | #N/A | [21 empty] | 0 | 0 | 0 | 0 | 0 | 0 | 0 | 0 | 0 | 0 | 0 | 0 | 0 | 0 | 0 | 0 | 0 | 0 | 0 | 0 | 0 | 0 | 0 | 0 | 0 | 0 | 0 | 0 | 0
SCE Partnership Roll-up E3 Calculator - No Carbon Adder | [17 empty] | System | #N/A | [21 empty] | 0 | 0 | 0 | 0 | 0 | 0 | 0 | 0 | 0 | 0 | 0 | 0 | 0 | 0 | 0 | 0 | 0 | 0 | 0 | 0 | 0 | 0 | 0 | 0 | 0 | 0 | 0 | 0 | 0
SCE Partnership Roll-up E3 Calculator - No Carbon Adder | [17 empty] | System | #N/A | [21 empty] | 0 | 0 | 0 | 0 | 0 | 0 | 0 | 0 | 0 | 0 | 0 | 0 | 0 | 0 | 0 | 0 | 0 | 0 | 0 | 0 | 0 | 0 | 0 | 0 | 0 | 0 | 0 | 0 | 0
SCE Partnership Roll-up E3 Calculator - No Carbon Adder | [17 empty] | System | #N/A | [21 empty] | 0 | 0 | 0 | 0 | 0 | 0 | 0 | 0 | 0 | 0 | 0 | 0 | 0 | 0 | 0 | 0 | 0 | 0 | 0 | 0 | 0 | 0 | 0 | 0 | 0 | 0 | 0 | 0 | 0
SCE Partnership Roll-up E3 Calculator - No Carbon Adder | [17 empty] | System | #N/A | [21 empty] | 0 | 0 | 0 | 0 | 0 | 0 | 0 | 0 | 0 | 0 | 0 | 0 | 0 | 0 | 0 | 0 | 0 | 0 | 0 | 0 | 0 | 0 | 0 | 0 | 0 | 0 | 0 | 0 | 0
SCE Partnership Roll-up E3 Calculator - No Carbon Adder | [17 empty] | System | #N/A | [21 empty] | 0 | 0 | 0 | 0 | 0 | 0 | 0 | 0 | 0 | 0 | 0 | 0 | 0 | 0 | 0 | 0 | 0 | 0 | 0 | 0 | 0 | 0 | 0 | 0 | 0 | 0 | 0 | 0 | 0
SCE Partnership Roll-up E3 Calculator - No Carbon Adder | [17 empty] | System | #N/A | [21 empty] | 0 | 0 | 0 | 0 | 0 | 0 | 0 | 0 | 0 | 0 | 0 | 0 | 0 | 0 | 0 | 0 | 0 | 0 | 0 | 0 | 0 | 0 | 0 | 0 | 0 | 0 | 0 | 0 | 0
SCE Partnership Roll-up E3 Calculator - No Carbon Adder | [17 empty] | System | #N/A | [21 empty] | 0 | 0 | 0 | 0 | 0 | 0 | 0 | 0 | 0 | 0 | 0 | 0 | 0 | 0 | 0 | 0 | 0 | 0 | 0 | 0 | 0 | 0 | 0 | 0 | 0 | 0 | 0 | 0 | 0
SCE Partnership Roll-up E3 Calculator - No Carbon Adder | [17 empty] | System | #N/A | [21 empty] | 0 | 0 | 0 | 0 | 0 | 0 | 0 | 0 | 0 | 0 | 0 | 0 | 0 | 0 | 0 | 0 | 0 | 0 | 0 | 0 | 0 | 0 | 0 | 0 | 0 | 0 | 0 | 0 | 0
SCE Partnership Roll-up E3 Calculator - No Carbon Adder | [17 empty] | System | #N/A | [21 empty] | 0 | 0 | 0 | 0 | 0 | 0 | 0 | 0 | 0 | 0 | 0 | 0 | 0 | 0 | 0 | 0 | 0 | 0 | 0 | 0 | 0 | 0 | 0 | 0 | 0 | 0 | 0 | 0 | 0
SCE Partnership Roll-up E3 Calculator - No Carbon Adder | [17 empty] | System | #N/A | [21 empty] | 0 | 0 | 0 | 0 | 0 | 0 | 0 | 0 | 0 | 0 | 0 | 0 | 0 | 0 | 0 | 0 | 0 | 0 | 0 | 0 | 0 | 0 | 0 | 0 | 0 | 0 | 0 | 0 | 0
SCE Partnership Roll-up E3 Calculator - No Carbon Adder | [17 empty] | System | #N/A | [21 empty] | 0 | 0 | 0 | 0 | 0 | 0 | 0 | 0 | 0 | 0 | 0 | 0 | 0 | 0 | 0 | 0 | 0 | 0 | 0 | 0 | 0 | 0 | 0 | 0 | 0 | 0 | 0 | 0 | 0
SCE Partnership Roll-up E3 Calculator - No Carbon Adder | [17 empty] | System | #N/A | [21 empty] | 0 | 0 | 0 | 0 | 0 | 0 | 0 | 0 | 0 | 0 | 0 | 0 | 0 | 0 | 0 | 0 | 0 | 0 | 0 | 0 | 0 | 0 | 0 | 0 | 0 | 0 | 0 | 0 | 0
SCE Partnership Roll-up E3 Calculator - No Carbon Adder | [17 empty] | System | #N/A | [21 empty] | 0 | 0 | 0 | 0 | 0 | 0 | 0 | 0 | 0 | 0 | 0 | 0 | 0 | 0 | 0 | 0 | 0 | 0 | 0 | 0 | 0 | 0 | 0 | 0 | 0 | 0 | 0 | 0 | 0
SCE Partnership Roll-up E3 Calculator - No Carbon Adder | [17 empty] | System | #N/A | [21 empty] | 0 | 0 | 0 | 0 | 0 | 0 | 0 | 0 | 0 | 0 | 0 | 0 | 0 | 0 | 0 | 0 | 0 | 0 | 0 | 0 | 0 | 0 | 0 | 0 | 0 | 0 | 0 | 0 | 0
SCE Partnership Roll-up E3 Calculator - No Carbon Adder | [17 empty] | System | #N/A | [21 empty] | 0 | 0 | 0 | 0 | 0 | 0 | 0 | 0 | 0 | 0 | 0 | 0 | 0 | 0 | 0 | 0 | 0 | 0 | 0 | 0 | 0 | 0 | 0 | 0 | 0 | 0 | 0 | 0 | 0
SCE Partnership Roll-up E3 Calculator - No Carbon Adder | [17 empty] | System | #N/A | [21 empty] | 0 | 0 | 0 | 0 | 0 | 0 | 0 | 0 | 0 | 0 | 0 | 0 | 0 | 0 | 0 | 0 | 0 | 0 | 0 | 0 | 0 | 0 | 0 | 0 | 0 | 0 | 0 | 0 | 0
SCE Partnership Roll-up E3 Calculator - No Carbon Adder | [17 empty] | System | #N/A | [21 empty] | 0 | 0 | 0 | 0 | 0 | 0 | 0 | 0 | 0 | 0 | 0 | 0 | 0 | 0 | 0 | 0 | 0 | 0 | 0 | 0 | 0 | 0 | 0 | 0 | 0 | 0 | 0 | 0 | 0
SCE Partnership Roll-up E3 Calculator - No Carbon Adder | [17 empty] | System | #N/A | [21 empty] | 0 | 0 | 0 | 0 | 0 | 0 | 0 | 0 | 0 | 0 | 0 | 0 | 0 | 0 | 0 | 0 | 0 | 0 | 0 | 0 | 0 | 0 | 0 | 0 | 0 | 0 | 0 | 0 | 0
SCE Partnership Roll-up E3 Calculator - No Carbon Adder | [17 empty] | System | #N/A | [21 empty] | 0 | 0 | 0 | 0 | 0 | 0 | 0 | 0 | 0 | 0 | 0 | 0 | 0 | 0 | 0 | 0 | 0 | 0 | 0 | 0 | 0 | 0 | 0 | 0 | 0 | 0 | 0 | 0 | 0
SCE Partnership Roll-up E3 Calculator - No Carbon Adder | [17 empty] | System | #N/A | [21 empty] | 0 | 0 | 0 | 0 | 0 | 0 | 0 | 0 | 0 | 0 | 0 | 0 | 0 | 0 | 0 | 0 | 0 | 0 | 0 | 0 | 0 | 0 | 0 | 0 | 0 | 0 | 0 | 0 | 0
SCE Partnership Roll-up E3 Calculator - No Carbon Adder | [17 empty] | System | #N/A | [21 empty] | 0 | 0 | 0 | 0 | 0 | 0 | 0 | 0 | 0 | 0 | 0 | 0 | 0 | 0 | 0 | 0 | 0 | 0 | 0 | 0 | 0 | 0 | 0 | 0 | 0 | 0 | 0 | 0 | 0
SCE Partnership Roll-up E3 Calculator - No Carbon Adder | [17 empty] | System | #N/A | [21 empty] | 0 | 0 | 0 | 0 | 0 | 0 | 0 | 0 | 0 | 0 | 0 | 0 | 0 | 0 | 0 | 0 | 0 | 0 | 0 | 0 | 0 | 0 | 0 | 0 | 0 | 0 | 0 | 0 | 0
SCE Partnership Roll-up E3 Calculator - No Carbon Adder | [17 empty] | System | #N/A | [21 empty] | 0 | 0 | 0 | 0 | 0 | 0 | 0 | 0 | 0 | 0 | 0 | 0 | 0 | 0 | 0 | 0 | 0 | 0 | 0 | 0 | 0 | 0 | 0 | 0 | 0 | 0 | 0 | 0 | 0
SCE Partnership Roll-up E3 Calculator - No Carbon Adder | [17 empty] | System | #N/A | [21 empty] | 0 | 0 | 0 | 0 | 0 | 0 | 0 | 0 | 0 | 0 | 0 | 0 | 0 | 0 | 0 | 0 | 0 | 0 | 0 | 0 | 0 | 0 | 0 | 0 | 0 | 0 | 0 | 0 | 0
SCE Partnership Roll-up E3 Calculator - No Carbon Adder | [17 empty] | System | #N/A | [21 empty] | 0 | 0 | 0 | 0 | 0 | 0 | 0 | 0 | 0 | 0 | 0 | 0 | 0 | 0 | 0 | 0 | 0 | 0 | 0 | 0 | 0 | 0 | 0 | 0 | 0 | 0 | 0 | 0 | 0
SCE Partnership Roll-up E3 Calculator - No Carbon Adder | [17 empty] | System | #N/A | [21 empty] | 0 | 0 | 0 | 0 | 0 | 0 | 0 | 0 | 0 | 0 | 0 | 0 | 0 | 0 | 0 | 0 | 0 | 0 | 0 | 0 | 0 | 0 | 0 | 0 | 0 | 0 | 0 | 0 | 0
SCE Partnership Roll-up E3 Calculator - No Carbon Adder | [17 empty] | System | #N/A | [21 empty] | 0 | 0 | 0 | 0 | 0 | 0 | 0 | 0 | 0 | 0 | 0 | 0 | 0 | 0 | 0 | 0 | 0 | 0 | 0 | 0 | 0 | 0 | 0 | 0 | 0 | 0 | 0 | 0 | 0
SCE Partnership Roll-up E3 Calculator - No Carbon Adder | [17 empty] | System | #N/A | [21 empty] | 0 | 0 | 0 | 0 | 0 | 0 | 0 | 0 | 0 | 0 | 0 | 0 | 0 | 0 | 0 | 0 | 0 | 0 | 0 | 0 | 0 | 0 | 0 | 0 | 0 | 0 | 0 | 0 | 0
SCE Partnership Roll-up E3 Calculator - No Carbon Adder | [17 empty] | System | #N/A | [21 empty] | 0 | 0 | 0 | 0 | 0 | 0 | 0 | 0 | 0 | 0 | 0 | 0 | 0 | 0 | 0 | 0 | 0 | 0 | 0 | 0 | 0 | 0 | 0 | 0 | 0 | 0 | 0 | 0 | 0
SCE Partnership Roll-up E3 Calculator - No Carbon Adder | [17 empty] | System | #N/A | [21 empty] | 0 | 0 | 0 | 0 | 0 | 0 | 0 | 0 | 0 | 0 | 0 | 0 | 0 | 0 | 0 | 0 | 0 | 0 | 0 | 0 | 0 | 0 | 0 | 0 | 0 | 0 | 0 | 0 | 0
SCE Partnership Roll-up E3 Calculator - No Carbon Adder | [17 empty] | System | #N/A | [21 empty] | 0 | 0 | 0 | 0 | 0 | 0 | 0 | 0 | 0 | 0 | 0 | 0 | 0 | 0 | 0 | 0 | 0 | 0 | 0 | 0 | 0 | 0 | 0 | 0 | 0 | 0 | 0 | 0 | 0
SCE Partnership Roll-up E3 Calculator - No Carbon Adder | [17 empty] | System | #N/A | [21 empty] | 0 | 0 | 0 | 0 | 0 | 0 | 0 | 0 | 0 | 0 | 0 | 0 | 0 | 0 | 0 | 0 | 0 | 0 | 0 | 0 | 0 | 0 | 0 | 0 | 0 | 0 | 0 | 0 | 0
SCE Partnership Roll-up E3 Calculator - No Carbon Adder | [17 empty] | System | #N/A | [21 empty] | 0 | 0 | 0 | 0 | 0 | 0 | 0 | 0 | 0 | 0 | 0 | 0 | 0 | 0 | 0 | 0 | 0 | 0 | 0 | 0 | 0 | 0 | 0 | 0 | 0 | 0 | 0 | 0 | 0
SCE Partnership Roll-up E3 Calculator - No Carbon Adder | [17 empty] | System | #N/A | [21 empty] | 0 | 0 | 0 | 0 | 0 | 0 | 0 | 0 | 0 | 0 | 0 | 0 | 0 | 0 | 0 | 0 | 0 | 0 | 0 | 0 | 0 | 0 | 0 | 0 | 0 | 0 | 0 | 0 | 0
SCE Partnership Roll-up E3 Calculator - No Carbon Adder | [17 empty] | System | #N/A | [21 empty] | 0 | 0 | 0 | 0 | 0 | 0 | 0 | 0 | 0 | 0 | 0 | 0 | 0 | 0 | 0 | 0 | 0 | 0 | 0 | 0 | 0 | 0 | 0 | 0 | 0 | 0 | 0 | 0 | 0
SCE Partnership Roll-up E3 Calculator - No Carbon Adder | [17 empty] | System | #N/A | [21 empty] | 0 | 0 | 0 | 0 | 0 | 0 | 0 | 0 | 0 | 0 | 0 | 0 | 0 | 0 | 0 | 0 | 0 | 0 | 0 | 0 | 0 | 0 | 0 | 0 | 0 | 0 | 0 | 0 | 0
SCE Partnership Roll-up E3 Calculator - No Carbon Adder | [17 empty] | System | #N/A | [21 empty] | 0 | 0 | 0 | 0 | 0 | 0 | 0 | 0 | 0 | 0 | 0 | 0 | 0 | 0 | 0 | 0 | 0 | 0 | 0 | 0 | 0 | 0 | 0 | 0 | 0 | 0 | 0 | 0 | 0
SCE Partnership Roll-up E3 Calculator - No Carbon Adder | [17 empty] | System | #N/A | [21 empty] | 0 | 0 | 0 | 0 | 0 | 0 | 0 | 0 | 0 | 0 | 0 | 0 | 0 | 0 | 0 | 0 | 0 | 0 | 0 | 0 | 0 | 0 | 0 | 0 | 0 | 0 | 0 | 0 | 0
SCE Partnership Roll-up E3 Calculator - No Carbon Adder | [17 empty] | System | #N/A | [21 empty] | 0 | 0 | 0 | 0 | 0 | 0 | 0 | 0 | 0 | 0 | 0 | 0 | 0 | 0 | 0 | 0 | 0 | 0 | 0 | 0 | 0 | 0 | 0 | 0 | 0 | 0 | 0 | 0 | 0
SCE Partnership Roll-up E3 Calculator - No Carbon Adder | [17 empty] | System | #N/A | [21 empty] | 0 | 0 | 0 | 0 | 0 | 0 | 0 | 0 | 0 | 0 | 0 | 0 | 0 | 0 | 0 | 0 | 0 | 0 | 0 | 0 | 0 | 0 | 0 | 0 | 0 | 0 | 0 | 0 | 0
SCE Partnership Roll-up E3 Calculator - No Carbon Adder | [17 empty] | System | #N/A | [21 empty] | 0 | 0 | 0 | 0 | 0 | 0 | 0 | 0 | 0 | 0 | 0 | 0 | 0 | 0 | 0 | 0 | 0 | 0 | 0 | 0 | 0 | 0 | 0 | 0 | 0 | 0 | 0 | 0 | 0
SCE Partnership Roll-up E3 Calculator - No Carbon Adder | [17 empty] | System | #N/A | [21 empty] | 0 | 0 | 0 | 0 | 0 | 0 | 0 | 0 | 0 | 0 | 0 | 0 | 0 | 0 | 0 | 0 | 0 | 0 | 0 | 0 | 0 | 0 | 0 | 0 | 0 | 0 | 0 | 0 | 0
SCE Partnership Roll-up E3 Calculator - No Carbon Adder | [17 empty] | System | #N/A | [21 empty] | 0 | 0 | 0 | 0 | 0 | 0 | 0 | 0 | 0 | 0 | 0 | 0 | 0 | 0 | 0 | 0 | 0 | 0 | 0 | 0 | 0 | 0 | 0 | 0 | 0 | 0 | 0 | 0 | 0
SCE Partnership Roll-up E3 Calculator - No Carbon Adder | [17 empty] | System | #N/A | [21 empty] | 0 | 0 | 0 | 0 | 0 | 0 | 0 | 0 | 0 | 0 | 0 | 0 | 0 | 0 | 0 | 0 | 0 | 0 | 0 | 0 | 0 | 0 | 0 | 0 | 0 | 0 | 0 | 0 | 0
SCE Partnership Roll-up E3 Calculator - No Carbon Adder | [17 empty] | System | #N/A | [21 empty] | 0 | 0 | 0 | 0 | 0 | 0 | 0 | 0 | 0 | 0 | 0 | 0 | 0 | 0 | 0 | 0 | 0 | 0 | 0 | 0 | 0 | 0 | 0 | 0 | 0 | 0 | 0 | 0 | 0
SCE Partnership Roll-up E3 Calculator - No Carbon Adder | [17 empty] | System | #N/A | [21 empty] | 0 | 0 | 0 | 0 | 0 | 0 | 0 | 0 | 0 | 0 | 0 | 0 | 0 | 0 | 0 | 0 | 0 | 0 | 0 | 0 | 0 | 0 | 0 | 0 | 0 | 0 | 0 | 0 | 0
SCE Partnership Roll-up E3 Calculator - No Carbon Adder | [17 empty] | System | #N/A | [21 empty] | 0 | 0 | 0 | 0 | 0 | 0 | 0 | 0 | 0 | 0 | 0 | 0 | 0 | 0 | 0 | 0 | 0 | 0 | 0 | 0 | 0 | 0 | 0 | 0 | 0 | 0 | 0 | 0 | 0
SCE Partnership Roll-up E3 Calculator - No Carbon Adder | [17 empty] | System | #N/A | [21 empty] | 0 | 0 | 0 | 0 | 0 | 0 | 0 | 0 | 0 | 0 | 0 | 0 | 0 | 0 | 0 | 0 | 0 | 0 | 0 | 0 | 0 | 0 | 0 | 0 | 0 | 0 | 0 | 0 | 0
SCE Partnership Roll-up E3 Calculator - No Carbon Adder | [17 empty] | System | #N/A | [21 empty] | 0 | 0 | 0 | 0 | 0 | 0 | 0 | 0 | 0 | 0 | 0 | 0 | 0 | 0 | 0 | 0 | 0 | 0 | 0 | 0 | 0 | 0 | 0 | 0 | 0 | 0 | 0 | 0 | 0
SCE Partnership Roll-up E3 Calculator - No Carbon Adder | [17 empty] | System | #N/A | [21 empty] | 0 | 0 | 0 | 0 | 0 | 0 | 0 | 0 | 0 | 0 | 0 | 0 | 0 | 0 | 0 | 0 | 0 | 0 | 0 | 0 | 0 | 0 | 0 | 0 | 0 | 0 | 0 | 0 | 0
SCE Partnership Roll-up E3 Calculator - No Carbon Adder | [17 empty] | System | #N/A | [21 empty] | 0 | 0 | 0 | 0 | 0 | 0 | 0 | 0 | 0 | 0 | 0 | 0 | 0 | 0 | 0 | 0 | 0 | 0 | 0 | 0 | 0 | 0 | 0 | 0 | 0 | 0 | 0 | 0 | 0
SCE Partnership Roll-up E3 Calculator - No Carbon Adder | [17 empty] | System | #N/A | [21 empty] | 0 | 0 | 0 | 0 | 0 | 0 | 0 | 0 | 0 | 0 | 0 | 0 | 0 | 0 | 0 | 0 | 0 | 0 | 0 | 0 | 0 | 0 | 0 | 0 | 0 | 0 | 0 | 0 | 0
SCE Partnership Roll-up E3 Calculator - No Carbon Adder | [17 empty] | System | #N/A | [21 empty] | 0 | 0 | 0 | 0 | 0 | 0 | 0 | 0 | 0 | 0 | 0 | 0 | 0 | 0 | 0 | 0 | 0 | 0 | 0 | 0 | 0 | 0 | 0 | 0 | 0 | 0 | 0 | 0 | 0
SCE Partnership Roll-up E3 Calculator - No Carbon Adder | [17 empty] | System | #N/A | [21 empty] | 0 | 0 | 0 | 0 | 0 | 0 | 0 | 0 | 0 | 0 | 0 | 0 | 0 | 0 | 0 | 0 | 0 | 0 | 0 | 0 | 0 | 0 | 0 | 0 | 0 | 0 | 0 | 0 | 0
SCE Partnership Roll-up E3 Calculator - No Carbon Adder | [17 empty] | System | #N/A | [21 empty] | 0 | 0 | 0 | 0 | 0 | 0 | 0 | 0 | 0 | 0 | 0 | 0 | 0 | 0 | 0 | 0 | 0 | 0 | 0 | 0 | 0 | 0 | 0 | 0 | 0 | 0 | 0 | 0 | 0
SCE Partnership Roll-up E3 Calculator - No Carbon Adder | [17 empty] | System | #N/A | [21 empty] | 0 | 0 | 0 | 0 | 0 | 0 | 0 | 0 | 0 | 0 | 0 | 0 | 0 | 0 | 0 | 0 | 0 | 0 | 0 | 0 | 0 | 0 | 0 | 0 | 0 | 0 | 0 | 0 | 0
SCE Partnership Roll-up E3 Calculator - No Carbon Adder | [17 empty] | System | #N/A | [21 empty] | 0 | 0 | 0 | 0 | 0 | 0 | 0 | 0 | 0 | 0 | 0 | 0 | 0 | 0 | 0 | 0 | 0 | 0 | 0 | 0 | 0 | 0 | 0 | 0 | 0 | 0 | 0 | 0 | 0
SCE Partnership Roll-up E3 Calculator - No Carbon Adder | [17 empty] | System | #N/A | [21 empty] | 0 | 0 | 0 | 0 | 0 | 0 | 0 | 0 | 0 | 0 | 0 | 0 | 0 | 0 | 0 | 0 | 0 | 0 | 0 | 0 | 0 | 0 | 0 | 0 | 0 | 0 | 0 | 0 | 0
SCE Partnership Roll-up E3 Calculator - No Carbon Adder | [17 empty] | System | #N/A | [21 empty] | 0 | 0 | 0 | 0 | 0 | 0 | 0 | 0 | 0 | 0 | 0 | 0 | 0 | 0 | 0 | 0 | 0 | 0 | 0 | 0 | 0 | 0 | 0 | 0 | 0 | 0 | 0 | 0 | 0
SCE Partnership Roll-up E3 Calculator - No Carbon Adder | [17 empty] | System | #N/A | [21 empty] | 0 | 0 | 0 | 0 | 0 | 0 | 0 | 0 | 0 | 0 | 0 | 0 | 0 | 0 | 0 | 0 | 0 | 0 | 0 | 0 | 0 | 0 | 0 | 0 | 0 | 0 | 0 | 0 | 0
SCE Partnership Roll-up E3 Calculator - No Carbon Adder | [17 empty] | System | #N/A | [21 empty] | 0 | 0 | 0 | 0 | 0 | 0 | 0 | 0 | 0 | 0 | 0 | 0 | 0 | 0 | 0 | 0 | 0 | 0 | 0 | 0 | 0 | 0 | 0 | 0 | 0 | 0 | 0 | 0 | 0
SCE Partnership Roll-up E3 Calculator - No Carbon Adder | [17 empty] | System | #N/A | [21 empty] | 0 | 0 | 0 | 0 | 0 | 0 | 0 | 0 | 0 | 0 | 0 | 0 | 0 | 0 | 0 | 0 | 0 | 0 | 0 | 0 | 0 | 0 | 0 | 0 | 0 | 0 | 0 | 0 | 0
SCE Partnership Roll-up E3 Calculator - No Carbon Adder | [17 empty] | System | #N/A | [21 empty] | 0 | 0 | 0 | 0 | 0 | 0 | 0 | 0 | 0 | 0 | 0 | 0 | 0 | 0 | 0 | 0 | 0 | 0 | 0 | 0 | 0 | 0 | 0 | 0 | 0 | 0 | 0 | 0 | 0
SCE Partnership Roll-up E3 Calculator - No Carbon Adder | [17 empty] | System | #N/A | [21 empty] | 0 | 0 | 0 | 0 | 0 | 0 | 0 | 0 | 0 | 0 | 0 | 0 | 0 | 0 | 0 | 0 | 0 | 0 | 0 | 0 | 0 | 0 | 0 | 0 | 0 | 0 | 0 | 0 | 0
SCE Partnership Roll-up E3 Calculator - No Carbon Adder | [17 empty] | System | #N/A | [21 empty] | 0 | 0 | 0 | 0 | 0 | 0 | 0 | 0 | 0 | 0 | 0 | 0 | 0 | 0 | 0 | 0 | 0 | 0 | 0 | 0 | 0 | 0 | 0 | 0 | 0 | 0 | 0 | 0 | 0
SCE Partnership Roll-up E3 Calculator - No Carbon Adder | [17 empty] | System | #N/A | [21 empty] | 0 | 0 | 0 | 0 | 0 | 0 | 0 | 0 | 0 | 0 | 0 | 0 | 0 | 0 | 0 | 0 | 0 | 0 | 0 | 0 | 0 | 0 | 0 | 0 | 0 | 0 | 0 | 0 | 0
SCE Partnership Roll-up E3 Calculator - No Carbon Adder | [17 empty] | System | #N/A | [21 empty] | 0 | 0 | 0 | 0 | 0 | 0 | 0 | 0 | 0 | 0 | 0 | 0 | 0 | 0 | 0 | 0 | 0 | 0 | 0 | 0 | 0 | 0 | 0 | 0 | 0 | 0 | 0 | 0 | 0
SCE Partnership Roll-up E3 Calculator - No Carbon Adder | [17 empty] | System | #N/A | [21 empty] | 0 | 0 | 0 | 0 | 0 | 0 | 0 | 0 | 0 | 0 | 0 | 0 | 0 | 0 | 0 | 0 | 0 | 0 | 0 | 0 | 0 | 0 | 0 | 0 | 0 | 0 | 0 | 0 | 0
SCE Partnership Roll-up E3 Calculator - No Carbon Adder | [17 empty] | System | #N/A | [21 empty] | 0 | 0 | 0 | 0 | 0 | 0 | 0 | 0 | 0 | 0 | 0 | 0 | 0 | 0 | 0 | 0 | 0 | 0 | 0 | 0 | 0 | 0 | 0 | 0 | 0 | 0 | 0 | 0 | 0
SCE Partnership Roll-up E3 Calculator - No Carbon Adder | [17 empty] | System | #N/A | [21 empty] | 0 | 0 | 0 | 0 | 0 | 0 | 0 | 0 | 0 | 0 | 0 | 0 | 0 | 0 | 0 | 0 | 0 | 0 | 0 | 0 | 0 | 0 | 0 | 0 | 0 | 0 | 0 | 0 | 0
SCE Partnership Roll-up E3 Calculator - No Carbon Adder | [17 empty] | System | #N/A | [21 empty] | 0 | 0 | 0 | 0 | 0 | 0 | 0 | 0 | 0 | 0 | 0 | 0 | 0 | 0 | 0 | 0 | 0 | 0 | 0 | 0 | 0 | 0 | 0 | 0 | 0 | 0 | 0 | 0 | 0
SCE Partnership Roll-up E3 Calculator - No Carbon Adder | [17 empty] | System | #N/A | [21 empty] | 0 | 0 | 0 | 0 | 0 | 0 | 0 | 0 | 0 | 0 | 0 | 0 | 0 | 0 | 0 | 0 | 0 | 0 | 0 | 0 | 0 | 0 | 0 | 0 | 0 | 0 | 0 | 0 | 0
SCE Partnership Roll-up E3 Calculator - No Carbon Adder | [17 empty] | System | #N/A | [21 empty] | 0 | 0 | 0 | 0 | 0 | 0 | 0 | 0 | 0 | 0 | 0 | 0 | 0 | 0 | 0 | 0 | 0 | 0 | 0 | 0 | 0 | 0 | 0 | 0 | 0 | 0 | 0 | 0 | 0
SCE Partnership Roll-up E3 Calculator - No Carbon Adder | [17 empty] | System | #N/A | [21 empty] | 0 | 0 | 0 | 0 | 0 | 0 | 0 | 0 | 0 | 0 | 0 | 0 | 0 | 0 | 0 | 0 | 0 | 0 | 0 | 0 | 0 | 0 | 0 | 0 | 0 | 0 | 0 | 0 | 0
SCE Partnership Roll-up E3 Calculator - No Carbon Adder | [17 empty] | System | #N/A | [21 empty] | 0 | 0 | 0 | 0 | 0 | 0 | 0 | 0 | 0 | 0 | 0 | 0 | 0 | 0 | 0 | 0 | 0 | 0 | 0 | 0 | 0 | 0 | 0 | 0 | 0 | 0 | 0 | 0 | 0
SCE Partnership Roll-up E3 Calculator - No Carbon Adder | [17 empty] | System | #N/A | [21 empty] | 0 | 0 | 0 | 0 | 0 | 0 | 0 | 0 | 0 | 0 | 0 | 0 | 0 | 0 | 0 | 0 | 0 | 0 | 0 | 0 | 0 | 0 | 0 | 0 | 0 | 0 | 0 | 0 | 0
SCE Partnership Roll-up E3 Calculator - No Carbon Adder | [17 empty] | System | #N/A | [21 empty] | 0 | 0 | 0 | 0 | 0 | 0 | 0 | 0 | 0 | 0 | 0 | 0 | 0 | 0 | 0 | 0 | 0 | 0 | 0 | 0 | 0 | 0 | 0 | 0 | 0 | 0 | 0 | 0 | 0
SCE Partnership Roll-up E3 Calculator - No Carbon Adder | [17 empty] | System | #N/A | [21 empty] | 0 | 0 | 0 | 0 | 0 | 0 | 0 | 0 | 0 | 0 | 0 | 0 | 0 | 0 | 0 | 0 | 0 | 0 | 0 | 0 | 0 | 0 | 0 | 0 | 0 | 0 | 0 | 0 | 0
SCE Partnership Roll-up E3 Calculator - No Carbon Adder | [17 empty] | System | #N/A | [21 empty] | 0 | 0 | 0 | 0 | 0 | 0 | 0 | 0 | 0 | 0 | 0 | 0 | 0 | 0 | 0 | 0 | 0 | 0 | 0 | 0 | 0 | 0 | 0 | 0 | 0 | 0 | 0 | 0 | 0
SCE Partnership Roll-up E3 Calculator - No Carbon Adder | [17 empty] | System | #N/A | [21 empty] | 0 | 0 | 0 | 0 | 0 | 0 | 0 | 0 | 0 | 0 | 0 | 0 | 0 | 0 | 0 | 0 | 0 | 0 | 0 | 0 | 0 | 0 | 0 | 0 | 0 | 0 | 0 | 0 | 0
SCE Partnership Roll-up E3 Calculator - No Carbon Adder | [17 empty] | System | #N/A | [21 empty] | 0 | 0 | 0 | 0 | 0 | 0 | 0 | 0 | 0 | 0 | 0 | 0 | 0 | 0 | 0 | 0 | 0 | 0 | 0 | 0 | 0 | 0 | 0 | 0 | 0 | 0 | 0 | 0 | 0
SCE Partnership Roll-up E3 Calculator - No Carbon Adder | [17 empty] | System | #N/A | [21 empty] | 0 | 0 | 0 | 0 | 0 | 0 | 0 | 0 | 0 | 0 | 0 | 0 | 0 | 0 | 0 | 0 | 0 | 0 | 0 | 0 | 0 | 0 | 0 | 0 | 0 | 0 | 0 | 0 | 0
SCE Partnership Roll-up E3 Calculator - No Carbon Adder | [17 empty] | System | #N/A | [21 empty] | 0 | 0 | 0 | 0 | 0 | 0 | 0 | 0 | 0 | 0 | 0 | 0 | 0 | 0 | 0 | 0 | 0 | 0 | 0 | 0 | 0 | 0 | 0 | 0 | 0 | 0 | 0 | 0 | 0
SCE Partnership Roll-up E3 Calculator - No Carbon Adder | [17 empty] | System | #N/A | [21 empty] | 0 | 0 | 0 | 0 | 0 | 0 | 0 | 0 | 0 | 0 | 0 | 0 | 0 | 0 | 0 | 0 | 0 | 0 | 0 | 0 | 0 | 0 | 0 | 0 | 0 | 0 | 0 | 0 | 0
SCE Partnership Roll-up E3 Calculator - No Carbon Adder | [17 empty] | System | #N/A | [21 empty] | 0 | 0 | 0 | 0 | 0 | 0 | 0 | 0 | 0 | 0 | 0 | 0 | 0 | 0 | 0 | 0 | 0 | 0 | 0 | 0 | 0 | 0 | 0 | 0 | 0 | 0 | 0 | 0 | 0
SCE Partnership Roll-up E3 Calculator - No Carbon Adder | [17 empty] | System | #N/A | [21 empty] | 0 | 0 | 0 | 0 | 0 | 0 | 0 | 0 | 0 | 0 | 0 | 0 | 0 | 0 | 0 | 0 | 0 | 0 | 0 | 0 | 0 | 0 | 0 | 0 | 0 | 0 | 0 | 0 | 0
SCE Partnership Roll-up E3 Calculator - No Carbon Adder | [17 empty] | System | #N/A | [21 empty] | 0 | 0 | 0 | 0 | 0 | 0 | 0 | 0 | 0 | 0 | 0 | 0 | 0 | 0 | 0 | 0 | 0 | 0 | 0 | 0 | 0 | 0 | 0 | 0 | 0 | 0 | 0 | 0 | 0
SCE Partnership Roll-up E3 Calculator - No Carbon Adder | [17 empty] | System | #N/A | [21 empty] | 0 | 0 | 0 | 0 | 0 | 0 | 0 | 0 | 0 | 0 | 0 | 0 | 0 | 0 | 0 | 0 | 0 | 0 | 0 | 0 | 0 | 0 | 0 | 0 | 0 | 0 | 0 | 0 | 0
SCE Partnership Roll-up E3 Calculator - No Carbon Adder | [17 empty] | System | #N/A | [21 empty] | 0 | 0 | 0 | 0 | 0 | 0 | 0 | 0 | 0 | 0 | 0 | 0 | 0 | 0 | 0 | 0 | 0 | 0 | 0 | 0 | 0 | 0 | 0 | 0 | 0 | 0 | 0 | 0 | 0
SCE Partnership Roll-up E3 Calculator - No Carbon Adder | [17 empty] | System | #N/A | [21 empty] | 0 | 0 | 0 | 0 | 0 | 0 | 0 | 0 | 0 | 0 | 0 | 0 | 0 | 0 | 0 | 0 | 0 | 0 | 0 | 0 | 0 | 0 | 0 | 0 | 0 | 0 | 0 | 0 | 0
SCE Partnership Roll-up E3 Calculator - No Carbon Adder | [17 empty] | System | #N/A | [21 empty] | 0 | 0 | 0 | 0 | 0 | 0 | 0 | 0 | 0 | 0 | 0 | 0 | 0 | 0 | 0 | 0 | 0 | 0 | 0 | 0 | 0 | 0 | 0 | 0 | 0 | 0 | 0 | 0 | 0
SCE Partnership Roll-up E3 Calculator - No Carbon Adder | [17 empty] | System | #N/A | [21 empty] | 0 | 0 | 0 | 0 | 0 | 0 | 0 | 0 | 0 | 0 | 0 | 0 | 0 | 0 | 0 | 0 | 0 | 0 | 0 | 0 | 0 | 0 | 0 | 0 | 0 | 0 | 0 | 0 | 0
SCE Partnership Roll-up E3 Calculator - No Carbon Adder | [17 empty] | System | #N/A | [21 empty] | 0 | 0 | 0 | 0 | 0 | 0 | 0 | 0 | 0 | 0 | 0 | 0 | 0 | 0 | 0 | 0 | 0 | 0 | 0 | 0 | 0 | 0 | 0 | 0 | 0 | 0 | 0 | 0 | 0
SCE Partnership Roll-up E3 Calculator - No Carbon Adder | [17 empty] | System | #N/A | [21 empty] | 0 | 0 | 0 | 0 | 0 | 0 | 0 | 0 | 0 | 0 | 0 | 0 | 0 | 0 | 0 | 0 | 0 | 0 | 0 | 0 | 0 | 0 | 0 | 0 | 0 | 0 | 0 | 0 | 0
SCE Partnership Roll-up E3 Calculator - No Carbon Adder | [17 empty] | System | #N/A | [21 empty] | 0 | 0 | 0 | 0 | 0 | 0 | 0 | 0 | 0 | 0 | 0 | 0 | 0 | 0 | 0 | 0 | 0 | 0 | 0 | 0 | 0 | 0 | 0 | 0 | 0 | 0 | 0 | 0 | 0
SCE Partnership Roll-up E3 Calculator - No Carbon Adder | [17 empty] | System | #N/A | [21 empty] | 0 | 0 | 0 | 0 | 0 | 0 | 0 | 0 | 0 | 0 | 0 | 0 | 0 | 0 | 0 | 0 | 0 | 0 | 0 | 0 | 0 | 0 | 0 | 0 | 0 | 0 | 0 | 0 | 0
SCE Partnership Roll-up E3 Calculator - No Carbon Adder | [17 empty] | System | #N/A | [21 empty] | 0 | 0 | 0 | 0 | 0 | 0 | 0 | 0 | 0 | 0 | 0 | 0 | 0 | 0 | 0 | 0 | 0 | 0 | 0 | 0 | 0 | 0 | 0 | 0 | 0 | 0 | 0 | 0 | 0
SCE Partnership Roll-up E3 Calculator - No Carbon Adder | [17 empty] | System | #N/A | [21 empty] | 0 | 0 | 0 | 0 | 0 | 0 | 0 | 0 | 0 | 0 | 0 | 0 | 0 | 0 | 0 | 0 | 0 | 0 | 0 | 0 | 0 | 0 | 0 | 0 | 0 | 0 | 0 | 0 | 0
SCE Partnership Roll-up E3 Calculator - No Carbon Adder | [17 empty] | System | #N/A | [21 empty] | 0 | 0 | 0 | 0 | 0 | 0 | 0 | 0 | 0 | 0 | 0 | 0 | 0 | 0 | 0 | 0 | 0 | 0 | 0 | 0 | 0 | 0 | 0 | 0 | 0 | 0 | 0 | 0 | 0
SCE Partnership Roll-up E3 Calculator - No Carbon Adder | [17 empty] | System | #N/A | [21 empty] | 0 | 0 | 0 | 0 | 0 | 0 | 0 | 0 | 0 | 0 | 0 | 0 | 0 | 0 | 0 | 0 | 0 | 0 | 0 | 0 | 0 | 0 | 0 | 0 | 0 | 0 | 0 | 0 | 0
SCE Partnership Roll-up E3 Calculator - No Carbon Adder | [17 empty] | System | #N/A | [21 empty] | 0 | 0 | 0 | 0 | 0 | 0 | 0 | 0 | 0 | 0 | 0 | 0 | 0 | 0 | 0 | 0 | 0 | 0 | 0 | 0 | 0 | 0 | 0 | 0 | 0 | 0 | 0 | 0 | 0
SCE Partnership Roll-up E3 Calculator - No Carbon Adder | [17 empty] | System | #N/A | [21 empty] | 0 | 0 | 0 | 0 | 0 | 0 | 0 | 0 | 0 | 0 | 0 | 0 | 0 | 0 | 0 | 0 | 0 | 0 | 0 | 0 | 0 | 0 | 0 | 0 | 0 | 0 | 0 | 0 | 0
SCE Partnership Roll-up E3 Calculator - No Carbon Adder | [17 empty] | System | #N/A | [21 empty] | 0 | 0 | 0 | 0 | 0 | 0 | 0 | 0 | 0 | 0 | 0 | 0 | 0 | 0 | 0 | 0 | 0 | 0 | 0 | 0 | 0 | 0 | 0 | 0 | 0 | 0 | 0 | 0 | 0
SCE Partnership Roll-up E3 Calculator - No Carbon Adder | [17 empty] | System | #N/A | [21 empty] | 0 | 0 | 0 | 0 | 0 | 0 | 0 | 0 | 0 | 0 | 0 | 0 | 0 | 0 | 0 | 0 | 0 | 0 | 0 | 0 | 0 | 0 | 0 | 0 | 0 | 0 | 0 | 0 | 0
SCE Partnership Roll-up E3 Calculator - No Carbon Adder | [17 empty] | System | #N/A | [21 empty] | 0 | 0 | 0 | 0 | 0 | 0 | 0 | 0 | 0 | 0 | 0 | 0 | 0 | 0 | 0 | 0 | 0 | 0 | 0 | 0 | 0 | 0 | 0 | 0 | 0 | 0 | 0 | 0 | 0
SCE Partnership Roll-up E3 Calculator - No Carbon Adder | [17 empty] | System | #N/A | [21 empty] | 0 | 0 | 0 | 0 | 0 | 0 | 0 | 0 | 0 | 0 | 0 | 0 | 0 | 0 | 0 | 0 | 0 | 0 | 0 | 0 | 0 | 0 | 0 | 0 | 0 | 0 | 0 | 0 | 0
SCE Partnership Roll-up E3 Calculator - No Carbon Adder | [17 empty] | System | #N/A | [21 empty] | 0 | 0 | 0 | 0 | 0 | 0 | 0 | 0 | 0 | 0 | 0 | 0 | 0 | 0 | 0 | 0 | 0 | 0 | 0 | 0 | 0 | 0 | 0 | 0 | 0 | 0 | 0 | 0 | 0
SCE Partnership Roll-up E3 Calculator - No Carbon Adder | [17 empty] | System | #N/A | [21 empty] | 0 | 0 | 0 | 0 | 0 | 0 | 0 | 0 | 0 | 0 | 0 | 0 | 0 | 0 | 0 | 0 | 0 | 0 | 0 | 0 | 0 | 0 | 0 | 0 | 0 | 0 | 0 | 0 | 0
SCE Partnership Roll-up E3 Calculator - No Carbon Adder | [17 empty] | System | #N/A | [21 empty] | 0 | 0 | 0 | 0 | 0 | 0 | 0 | 0 | 0 | 0 | 0 | 0 | 0 | 0 | 0 | 0 | 0 | 0 | 0 | 0 | 0 | 0 | 0 | 0 | 0 | 0 | 0 | 0 | 0
SCE Partnership Roll-up E3 Calculator - No Carbon Adder | [17 empty] | System | #N/A | [21 empty] | 0 | 0 | 0 | 0 | 0 | 0 | 0 | 0 | 0 | 0 | 0 | 0 | 0 | 0 | 0 | 0 | 0 | 0 | 0 | 0 | 0 | 0 | 0 | 0 | 0 | 0 | 0 | 0 | 0
SCE Partnership Roll-up E3 Calculator - No Carbon Adder | [17 empty] | System | #N/A | [21 empty] | 0 | 0 | 0 | 0 | 0 | 0 | 0 | 0 | 0 | 0 | 0 | 0 | 0 | 0 | 0 | 0 | 0 | 0 | 0 | 0 | 0 | 0 | 0 | 0 | 0 | 0 | 0 | 0 | 0
SCE Partnership Roll-up E3 Calculator - No Carbon Adder | [17 empty] | System | #N/A | [21 empty] | 0 | 0 | 0 | 0 | 0 | 0 | 0 | 0 | 0 | 0 | 0 | 0 | 0 | 0 | 0 | 0 | 0 | 0 | 0 | 0 | 0 | 0 | 0 | 0 | 0 | 0 | 0 | 0 | 0
SCE Partnership Roll-up E3 Calculator - No Carbon Adder | [17 empty] | System | #N/A | [21 empty] | 0 | 0 | 0 | 0 | 0 | 0 | 0 | 0 | 0 | 0 | 0 | 0 | 0 | 0 | 0 | 0 | 0 | 0 | 0 | 0 | 0 | 0 | 0 | 0 | 0 | 0 | 0 | 0 | 0
SCE Partnership Roll-up E3 Calculator - No Carbon Adder | [17 empty] | System | #N/A | [21 empty] | 0 | 0 | 0 | 0 | 0 | 0 | 0 | 0 | 0 | 0 | 0 | 0 | 0 | 0 | 0 | 0 | 0 | 0 | 0 | 0 | 0 | 0 | 0 | 0 | 0 | 0 | 0 | 0 | 0
SCE Partnership Roll-up E3 Calculator - No Carbon Adder | [17 empty] | System | #N/A | [21 empty] | 0 | 0 | 0 | 0 | 0 | 0 | 0 | 0 | 0 | 0 | 0 | 0 | 0 | 0 | 0 | 0 | 0 | 0 | 0 | 0 | 0 | 0 | 0 | 0 | 0 | 0 | 0 | 0 | 0
SCE Partnership Roll-up E3 Calculator - No Carbon Adder | [17 empty] | System | #N/A | [21 empty] | 0 | 0 | 0 | 0 | 0 | 0 | 0 | 0 | 0 | 0 | 0 | 0 | 0 | 0 | 0 | 0 | 0 | 0 | 0 | 0 | 0 | 0 | 0 | 0 | 0 | 0 | 0 | 0 | 0
SCE Partnership Roll-up E3 Calculator - No Carbon Adder | [17 empty] | System | #N/A | [21 empty] | 0 | 0 | 0 | 0 | 0 | 0 | 0 | 0 | 0 | 0 | 0 | 0 | 0 | 0 | 0 | 0 | 0 | 0 | 0 | 0 | 0 | 0 | 0 | 0 | 0 | 0 | 0 | 0 | 0
SCE Partnership Roll-up E3 Calculator - No Carbon Adder | [17 empty] | System | #N/A | [21 empty] | 0 | 0 | 0 | 0 | 0 | 0 | 0 | 0 | 0 | 0 | 0 | 0 | 0 | 0 | 0 | 0 | 0 | 0 | 0 | 0 | 0 | 0 | 0 | 0 | 0 | 0 | 0 | 0 | 0
SCE Partnership Roll-up E3 Calculator - No Carbon Adder | [17 empty] | System | #N/A | [21 empty] | 0 | 0 | 0 | 0 | 0 | 0 | 0 | 0 | 0 | 0 | 0 | 0 | 0 | 0 | 0 | 0 | 0 | 0 | 0 | 0 | 0 | 0 | 0 | 0 | 0 | 0 | 0 | 0 | 0
SCE Partnership Roll-up E3 Calculator - No Carbon Adder | [17 empty] | System | #N/A | [21 empty] | 0 | 0 | 0 | 0 | 0 | 0 | 0 | 0 | 0 | 0 | 0 | 0 | 0 | 0 | 0 | 0 | 0 | 0 | 0 | 0 | 0 | 0 | 0 | 0 | 0 | 0 | 0 | 0 | 0
SCE Partnership Roll-up E3 Calculator - No Carbon Adder | [17 empty] | System | #N/A | [21 empty] | 0 | 0 | 0 | 0 | 0 | 0 | 0 | 0 | 0 | 0 | 0 | 0 | 0 | 0 | 0 | 0 | 0 | 0 | 0 | 0 | 0 | 0 | 0 | 0 | 0 | 0 | 0 | 0 | 0
SCE Partnership Roll-up E3 Calculator - No Carbon Adder | [17 empty] | System | #N/A | [21 empty] | 0 | 0 | 0 | 0 | 0 | 0 | 0 | 0 | 0 | 0 | 0 | 0 | 0 | 0 | 0 | 0 | 0 | 0 | 0 | 0 | 0 | 0 | 0 | 0 | 0 | 0 | 0 | 0 | 0
SCE Partnership Roll-up E3 Calculator - No Carbon Adder | [17 empty] | System | #N/A | [21 empty] | 0 | 0 | 0 | 0 | 0 | 0 | 0 | 0 | 0 | 0 | 0 | 0 | 0 | 0 | 0 | 0 | 0 | 0 | 0 | 0 | 0 | 0 | 0 | 0 | 0 | 0 | 0 | 0 | 0
SCE Partnership Roll-up E3 Calculator - No Carbon Adder | [17 empty] | System | #N/A | [21 empty] | 0 | 0 | 0 | 0 | 0 | 0 | 0 | 0 | 0 | 0 | 0 | 0 | 0 | 0 | 0 | 0 | 0 | 0 | 0 | 0 | 0 | 0 | 0 | 0 | 0 | 0 | 0 | 0 | 0
SCE Partnership Roll-up E3 Calculator - No Carbon Adder | [17 empty] | System | #N/A | [21 empty] | 0 | 0 | 0 | 0 | 0 | 0 | 0 | 0 | 0 | 0 | 0 | 0 | 0 | 0 | 0 | 0 | 0 | 0 | 0 | 0 | 0 | 0 | 0 | 0 | 0 | 0 | 0 | 0 | 0
SCE Partnership Roll-up E3 Calculator - No Carbon Adder | [17 empty] | System | #N/A | [21 empty] | 0 | 0 | 0 | 0 | 0 | 0 | 0 | 0 | 0 | 0 | 0 | 0 | 0 | 0 | 0 | 0 | 0 | 0 | 0 | 0 | 0 | 0 | 0 | 0 | 0 | 0 | 0 | 0 | 0
SCE Partnership Roll-up E3 Calculator - No Carbon Adder | [17 empty] | System | #N/A | [21 empty] | 0 | 0 | 0 | 0 | 0 | 0 | 0 | 0 | 0 | 0 | 0 | 0 | 0 | 0 | 0 | 0 | 0 | 0 | 0 | 0 | 0 | 0 | 0 | 0 | 0 | 0 | 0 | 0 | 0
SCE Partnership Roll-up E3 Calculator - No Carbon Adder | [17 empty] | System | #N/A | [21 empty] | 0 | 0 | 0 | 0 | 0 | 0 | 0 | 0 | 0 | 0 | 0 | 0 | 0 | 0 | 0 | 0 | 0 | 0 | 0 | 0 | 0 | 0 | 0 | 0 | 0 | 0 | 0 | 0 | 0
SCE Partnership Roll-up E3 Calculator - No Carbon Adder | [17 empty] | System | #N/A | [21 empty] | 0 | 0 | 0 | 0 | 0 | 0 | 0 | 0 | 0 | 0 | 0 | 0 | 0 | 0 | 0 | 0 | 0 | 0 | 0 | 0 | 0 | 0 | 0 | 0 | 0 | 0 | 0 | 0 | 0
SCE Partnership Roll-up E3 Calculator - No Carbon Adder | [17 empty] | System | #N/A | [21 empty] | 0 | 0 | 0 | 0 | 0 | 0 | 0 | 0 | 0 | 0 | 0 | 0 | 0 | 0 | 0 | 0 | 0 | 0 | 0 | 0 | 0 | 0 | 0 | 0 | 0 | 0 | 0 | 0 | 0
SCE Partnership Roll-up E3 Calculator - No Carbon Adder | [17 empty] | System | #N/A | [21 empty] | 0 | 0 | 0 | 0 | 0 | 0 | 0 | 0 | 0 | 0 | 0 | 0 | 0 | 0 | 0 | 0 | 0 | 0 | 0 | 0 | 0 | 0 | 0 | 0 | 0 | 0 | 0 | 0 | 0
SCE Partnership Roll-up E3 Calculator - No Carbon Adder | [17 empty] | System | #N/A | [21 empty] | 0 | 0 | 0 | 0 | 0 | 0 | 0 | 0 | 0 | 0 | 0 | 0 | 0 | 0 | 0 | 0 | 0 | 0 | 0 | 0 | 0 | 0 | 0 | 0 | 0 | 0 | 0 | 0 | 0
SCE Partnership Roll-up E3 Calculator - No Carbon Adder | [17 empty] | System | #N/A | [21 empty] | 0 | 0 | 0 | 0 | 0 | 0 | 0 | 0 | 0 | 0 | 0 | 0 | 0 | 0 | 0 | 0 | 0 | 0 | 0 | 0 | 0 | 0 | 0 | 0 | 0 | 0 | 0 | 0 | 0
SCE Partnership Roll-up E3 Calculator - No Carbon Adder | [17 empty] | System | #N/A | [21 empty] | 0 | 0 | 0 | 0 | 0 | 0 | 0 | 0 | 0 | 0 | 0 | 0 | 0 | 0 | 0 | 0 | 0 | 0 | 0 | 0 | 0 | 0 | 0 | 0 | 0 | 0 | 0 | 0 | 0
SCE Partnership Roll-up E3 Calculator - No Carbon Adder | [17 empty] | System | #N/A | [21 empty] | 0 | 0 | 0 | 0 | 0 | 0 | 0 | 0 | 0 | 0 | 0 | 0 | 0 | 0 | 0 | 0 | 0 | 0 | 0 | 0 | 0 | 0 | 0 | 0 | 0 | 0 | 0 | 0 | 0
SCE Partnership Roll-up E3 Calculator - No Carbon Adder | [17 empty] | System | #N/A | [21 empty] | 0 | 0 | 0 | 0 | 0 | 0 | 0 | 0 | 0 | 0 | 0 | 0 | 0 | 0 | 0 | 0 | 0 | 0 | 0 | 0 | 0 | 0 | 0 | 0 | 0 | 0 | 0 | 0 | 0
SCE Partnership Roll-up E3 Calculator - No Carbon Adder | [17 empty] | System | #N/A | [21 empty] | 0 | 0 | 0 | 0 | 0 | 0 | 0 | 0 | 0 | 0 | 0 | 0 | 0 | 0 | 0 | 0 | 0 | 0 | 0 | 0 | 0 | 0 | 0 | 0 | 0 | 0 | 0 | 0 | 0
SCE Partnership Roll-up E3 Calculator - No Carbon Adder | [17 empty] | System | #N/A | [21 empty] | 0 | 0 | 0 | 0 | 0 | 0 | 0 | 0 | 0 | 0 | 0 | 0 | 0 | 0 | 0 | 0 | 0 | 0 | 0 | 0 | 0 | 0 | 0 | 0 | 0 | 0 | 0 | 0 | 0
SCE Partnership Roll-up E3 Calculator - No Carbon Adder | [17 empty] | System | #N/A | [21 empty] | 0 | 0 | 0 | 0 | 0 | 0 | 0 | 0 | 0 | 0 | 0 | 0 | 0 | 0 | 0 | 0 | 0 | 0 | 0 | 0 | 0 | 0 | 0 | 0 | 0 | 0 | 0 | 0 | 0
SCE Partnership Roll-up E3 Calculator - No Carbon Adder | [17 empty] | System | #N/A | [21 empty] | 0 | 0 | 0 | 0 | 0 | 0 | 0 | 0 | 0 | 0 | 0 | 0 | 0 | 0 | 0 | 0 | 0 | 0 | 0 | 0 | 0 | 0 | 0 | 0 | 0 | 0 | 0 | 0 | 0
SCE Partnership Roll-up E3 Calculator - No Carbon Adder | [17 empty] | System | #N/A | [21 empty] | 0 | 0 | 0 | 0 | 0 | 0 | 0 | 0 | 0 | 0 | 0 | 0 | 0 | 0 | 0 | 0 | 0 | 0 | 0 | 0 | 0 | 0 | 0 | 0 | 0 | 0 | 0 | 0 | 0
SCE Partnership Roll-up E3 Calculator - No Carbon Adder | [17 empty] | System | #N/A | [21 empty] | 0 | 0 | 0 | 0 | 0 | 0 | 0 | 0 | 0 | 0 | 0 | 0 | 0 | 0 | 0 | 0 | 0 | 0 | 0 | 0 | 0 | 0 | 0 | 0 | 0 | 0 | 0 | 0 | 0
SCE Partnership Roll-up E3 Calculator - No Carbon Adder | [17 empty] | System | #N/A | [21 empty] | 0 | 0 | 0 | 0 | 0 | 0 | 0 | 0 | 0 | 0 | 0 | 0 | 0 | 0 | 0 | 0 | 0 | 0 | 0 | 0 | 0 | 0 | 0 | 0 | 0 | 0 | 0 | 0 | 0
SCE Partnership Roll-up E3 Calculator - No Carbon Adder | [17 empty] | System | #N/A | [21 empty] | 0 | 0 | 0 | 0 | 0 | 0 | 0 | 0 | 0 | 0 | 0 | 0 | 0 | 0 | 0 | 0 | 0 | 0 | 0 | 0 | 0 | 0 | 0 | 0 | 0 | 0 | 0 | 0 | 0
SCE Partnership Roll-up E3 Calculator - No Carbon Adder | [17 empty] | System | #N/A | [21 empty] | 0 | 0 | 0 | 0 | 0 | 0 | 0 | 0 | 0 | 0 | 0 | 0 | 0 | 0 | 0 | 0 | 0 | 0 | 0 | 0 | 0 | 0 | 0 | 0 | 0 | 0 | 0 | 0 | 0
SCE Partnership Roll-up E3 Calculator - No Carbon Adder | [17 empty] | System | #N/A | [21 empty] | 0 | 0 | 0 | 0 | 0 | 0 | 0 | 0 | 0 | 0 | 0 | 0 | 0 | 0 | 0 | 0 | 0 | 0 | 0 | 0 | 0 | 0 | 0 | 0 | 0 | 0 | 0 | 0 | 0
SCE Partnership Roll-up E3 Calculator - No Carbon Adder | [17 empty] | System | #N/A | [21 empty] | 0 | 0 | 0 | 0 | 0 | 0 | 0 | 0 | 0 | 0 | 0 | 0 | 0 | 0 | 0 | 0 | 0 | 0 | 0 | 0 | 0 | 0 | 0 | 0 | 0 | 0 | 0 | 0 | 0
SCE Partnership Roll-up E3 Calculator - No Carbon Adder | [17 empty] | System | #N/A | [21 empty] | 0 | 0 | 0 | 0 | 0 | 0 | 0 | 0 | 0 | 0 | 0 | 0 | 0 | 0 | 0 | 0 | 0 | 0 | 0 | 0 | 0 | 0 | 0 | 0 | 0 | 0 | 0 | 0 | 0
SCE Partnership Roll-up E3 Calculator - No Carbon Adder | [17 empty] | System | #N/A | [21 empty] | 0 | 0 | 0 | 0 | 0 | 0 | 0 | 0 | 0 | 0 | 0 | 0 | 0 | 0 | 0 | 0 | 0 | 0 | 0 | 0 | 0 | 0 | 0 | 0 | 0 | 0 | 0 | 0 | 0
SCE Partnership Roll-up E3 Calculator - No Carbon Adder | [17 empty] | System | #N/A | [21 empty] | 0 | 0 | 0 | 0 | 0 | 0 | 0 | 0 | 0 | 0 | 0 | 0 | 0 | 0 | 0 | 0 | 0 | 0 | 0 | 0 | 0 | 0 | 0 | 0 | 0 | 0 | 0 | 0 | 0
SCE Partnership Roll-up E3 Calculator - No Carbon Adder | [17 empty] | System | #N/A | [21 empty] | 0 | 0 | 0 | 0 | 0 | 0 | 0 | 0 | 0 | 0 | 0 | 0 | 0 | 0 | 0 | 0 | 0 | 0 | 0 | 0 | 0 | 0 | 0 | 0 | 0 | 0 | 0 | 0 | 0
SCE Partnership Roll-up E3 Calculator - No Carbon Adder | [17 empty] | System | #N/A | [21 empty] | 0 | 0 | 0 | 0 | 0 | 0 | 0 | 0 | 0 | 0 | 0 | 0 | 0 | 0 | 0 | 0 | 0 | 0 | 0 | 0 | 0 | 0 | 0 | 0 | 0 | 0 | 0 | 0 | 0
SCE Partnership Roll-up E3 Calculator - No Carbon Adder | [17 empty] | System | #N/A | [21 empty] | 0 | 0 | 0 | 0 | 0 | 0 | 0 | 0 | 0 | 0 | 0 | 0 | 0 | 0 | 0 | 0 | 0 | 0 | 0 | 0 | 0 | 0 | 0 | 0 | 0 | 0 | 0 | 0 | 0
SCE Partnership Roll-up E3 Calculator - No Carbon Adder | [17 empty] | System | #N/A | [21 empty] | 0 | 0 | 0 | 0 | 0 | 0 | 0 | 0 | 0 | 0 | 0 | 0 | 0 | 0 | 0 | 0 | 0 | 0 | 0 | 0 | 0 | 0 | 0 | 0 | 0 | 0 | 0 | 0 | 0
SCE Partnership Roll-up E3 Calculator - No Carbon Adder | [17 empty] | System | #N/A | [21 empty] | 0 | 0 | 0 | 0 | 0 | 0 | 0 | 0 | 0 | 0 | 0 | 0 | 0 | 0 | 0 | 0 | 0 | 0 | 0 | 0 | 0 | 0 | 0 | 0 | 0 | 0 | 0 | 0 | 0
SCE Partnership Roll-up E3 Calculator - No Carbon Adder | [17 empty] | System | #N/A | [21 empty] | 0 | 0 | 0 | 0 | 0 | 0 | 0 | 0 | 0 | 0 | 0 | 0 | 0 | 0 | 0 | 0 | 0 | 0 | 0 | 0 | 0 | 0 | 0 | 0 | 0 | 0 | 0 | 0 | 0
SCE Partnership Roll-up E3 Calculator - No Carbon Adder | [17 empty] | System | #N/A | [21 empty] | 0 | 0 | 0 | 0 | 0 | 0 | 0 | 0 | 0 | 0 | 0 | 0 | 0 | 0 | 0 | 0 | 0 | 0 | 0 | 0 | 0 | 0 | 0 | 0 | 0 | 0 | 0 | 0 | 0
SCE Partnership Roll-up E3 Calculator - No Carbon Adder | [17 empty] | System | #N/A | [21 empty] | 0 | 0 | 0 | 0 | 0 | 0 | 0 | 0 | 0 | 0 | 0 | 0 | 0 | 0 | 0 | 0 | 0 | 0 | 0 | 0 | 0 | 0 | 0 | 0 | 0 | 0 | 0 | 0 | 0
SCE Partnership Roll-up E3 Calculator - No Carbon Adder | [17 empty] | System | #N/A | [21 empty] | 0 | 0 | 0 | 0 | 0 | 0 | 0 | 0 | 0 | 0 | 0 | 0 | 0 | 0 | 0 | 0 | 0 | 0 | 0 | 0 | 0 | 0 | 0 | 0 | 0 | 0 | 0 | 0 | 0
SCE Partnership Roll-up E3 Calculator - No Carbon Adder | [17 empty] | System | #N/A | [21 empty] | 0 | 0 | 0 | 0 | 0 | 0 | 0 | 0 | 0 | 0 | 0 | 0 | 0 | 0 | 0 | 0 | 0 | 0 | 0 | 0 | 0 | 0 | 0 | 0 | 0 | 0 | 0 | 0 | 0
SCE Partnership Roll-up E3 Calculator - No Carbon Adder | [17 empty] | System | #N/A | [21 empty] | 0 | 0 | 0 | 0 | 0 | 0 | 0 | 0 | 0 | 0 | 0 | 0 | 0 | 0 | 0 | 0 | 0 | 0 | 0 | 0 | 0 | 0 | 0 | 0 | 0 | 0 | 0 | 0 | 0
SCE Partnership Roll-up E3 Calculator - No Carbon Adder | [17 empty] | System | #N/A | [21 empty] | 0 | 0 | 0 | 0 | 0 | 0 | 0 | 0 | 0 | 0 | 0 | 0 | 0 | 0 | 0 | 0 | 0 | 0 | 0 | 0 | 0 | 0 | 0 | 0 | 0 | 0 | 0 | 0 | 0
SCE Partnership Roll-up E3 Calculator - No Carbon Adder | [17 empty] | System | #N/A | [21 empty] | 0 | 0 | 0 | 0 | 0 | 0 | 0 | 0 | 0 | 0 | 0 | 0 | 0 | 0 | 0 | 0 | 0 | 0 | 0 | 0 | 0 | 0 | 0 | 0 | 0 | 0 | 0 | 0 | 0
SCE Partnership Roll-up E3 Calculator - No Carbon Adder | [17 empty] | System | #N/A | [21 empty] | 0 | 0 | 0 | 0 | 0 | 0 | 0 | 0 | 0 | 0 | 0 | 0 | 0 | 0 | 0 | 0 | 0 | 0 | 0 | 0 | 0 | 0 | 0 | 0 | 0 | 0 | 0 | 0 | 0
SCE Partnership Roll-up E3 Calculator - No Carbon Adder | Do NOT enter program data in this row or below. The Spreadsheet will not evaluate any such data.
Lists of Dimensions and their Labels
|  |  | Climate Zones |  |  |  | Measure Types for Measure Life | Measure Types for NTGR | Gas Sector | Gas Savings Profile | Combustor Type |  | RES | DEER:Indoor_CFL_Ltg | DEER:RefgFrzr_HighEff | DEER:RefgFrzr_Recyc-Conditioned | DEER:RefgFrzr_Recyc-UnConditioned | DEER:HVAC_Eff_AC | DEER:HVAC_Duct_Sealing | DEER:HVAC_Refrig_Charge | DEER:Refg_Chrg_Duct_Seal | DEER:RefgFrzr_Recycling
|  |  | 6 |  |  |  | NONRESIDENTIAL MEASURES: |  | Residential | Summer Only | Large Boilers (>100 MMBtu/hr Heat Input):Uncontrolled |  | NON_RES | DEER:Indoor_CFL_Ltg | DEER:Indoor_Non-CFL_Ltg | DEER:HVAC_Chillers | DEER:HVAC_Refrig_Charge | DEER:HVAC_Split-Package_AC | DEER:HVAC_Duct_Sealing
|  |  | 8 |  |  |  | **************************************************************** | Appliance early retirement and replacement 0.80 | Commercial | Winter Only | Large Boilers (>100 MMBtu/hr Heat Input):Controlled Low NOx Burner |  | Residential | AC-NC | Heat_Pump-NC | Refrig-RC | AC_Cooling-RC | HeatPump_Heating_Only-RC | HeatPump_ThroughWall-RC | HeatPump_WtrHt-RC | HorizAxisClothesWasher-RC | CFL-RC | Residential Pool Pumps
|  |  | 9 |  |  |  | Ballast – Dimmable: NR - 11 | California Home Energy Efficiency Rating System (CHEERS) | Core | Annual | Large Boilers (>100 MMBtu/hr Heat Input):Controlled – Flue Gas Recirculation |  | Small_Office | Hi_Perf_Glass-NC | Lo_Gain_Wndw-NC | Wtr_Cool_Chiller-NC | Package_AC-NC | <65K_AC_Split-NC | <65K_AC_Pckg-NC | <65K_EvapCool-NC | 65K-135K_Air_AC-NC | 65K-135_Wtr_AC-NC | >135K_Air_AC-NC | >135K_Wtr_AC-NC | Hi_Eff_AC_Mtr-NC | Var_Spd_AC_Mtr-NC | DayLt_Cntrl-NC | Lighting-NC | Economy_cycle-Ret | New_AC-Ret | New_HtPmp-Ret | Roof_insul-Ret | Wall_insul-Ret | Window_Tint-Ret | Reduce_Cooling_Load-Ret | IndoorLt | Occupancy Sensor | Refrigeration | DayLt & Controls | Perimter Lt Control | 2009 Qtr 1: Pool HtPmp; 2009 Qtr 2: DHW HtPmp
|  |  | 10 |  |  |  | Ballast – Electronic: NR - 11 | Residential Audits 0.72 |  |  | Small Boilers (<100 MMBtu/hr Heat Input):Uncontrolled |  | Large_Office | Hi_Perf_Glass-NC | Lo_Gain_Wndw-NC | Wtr_Cool_Chiller-NC | >135K_Air_AC-NC | >135K_Wtr_AC-NC | Hi_Eff_AC_Mtr-NC | Var_Spd_AC_Mtr-NC | DayLt_Cntrl-NC | Lighting-NC | Economy_cycle-Ret | New_AC-Ret | New_HtPmp-Ret | Roof_insul-Ret | Wall_insul-Ret | Window_Tint-Ret | Reduce_Cooling_Load-Ret | IndoorLt | Occupancy Sensor | Refrigeration | DayLt & Controls | Perimter Lt Control | Pool HtPmp | DHW HtPmp | bar: 2009 Qtr 1 to 2009 Qtr 2
|  |  | 13 |  |  |  | Fluorescent Fixture – T8: C/I/A - 11 | Refrigerator Recycling 0.35 |  |  | Small Boilers (<100 MMBtu/hr Heat Input):Controlled Low NOx Burner |  | Small_Retail_Store | Package_AC-NC | <65K_AC_Split-NC | <65K_AC_Pckg-NC | <65K_EvapCool-NC | 65K-135K_Air_AC-NC | 65K-135_Wtr_AC-NC | Lighting-NC | Economy_cycle-Ret | Evap_Cooling-Ret | Replace_Chiller-Ret | New_AC-Ret | New_HtPmp-Ret | Roof_insul-Ret | Wall_insul-Ret | Reduce_Cooling_Load-Ret | IndoorLt | Occupancy Sensor | Refrigeration | DayLt & Controls | Perimter Lt Control | Pool HtPmp | DHW HtPmp | bar: 2009 Qtr 1 to 2009 Qtr 2
|  |  | 14 |  |  |  | Fixture: T8 Lamp & Electronic Ballast: C/I/A - 11 | Freezer Recycling 0.54 |  |  | Small Boilers (<100 MMBtu/hr Heat Input):Controlled – Flue Gas Recirculation |  | Large_Retail_Store | Wtr_Cool_Chiller-NC | >135K_Air_AC-NC | >135K_Wtr_AC-NC | Hi_Eff_AC_Mtr-NC | Var_Spd_AC_Mtr-NC | Lighting-NC | Economy_cycle-Ret | Evap_Cooling-Ret | Replace_Chiller-Ret | New_AC-Ret | New_HtPmp-Ret | Roof_insul-Ret | Wall_insul-Ret | Reduce_Cooling_Load-Ret | IndoorLt | Occupancy Sensor | Refrigeration | DayLt & Controls | Perimter Lt Control | Pool HtPmp | DHW HtPmp | bar: 2009 Qtr 1 to 2009 Qtr 2
|  |  | 15 |  |  |  | T8 Fixtures – 17 Watt Lamp, 2ft or 32-watt Lamp, 4ft 11 | Residential Contractor Program 0.89 |  |  | Residential Furnaces (<0.3):Uncontrolled |  | Grocery_Store | Hi_Perf_Glass-NC | Lo_Gain_Wndw-NC | Wtr_Cool_Chiller-NC | 65K-135_Wtr_AC-NC | >135K_Air_AC-NC | >135K_Wtr_AC-NC | Hi_Eff_AC_Mtr-NC | Var_Spd_AC_Mtr-NC | DayLt_Cntrl-NC | Lighting-NC | Refrigeration | DayLt & Controls | Perimter Lt Control | Pool HtPmp | DHW HtPmp | bar: 2009 Qtr 1 to 2009 Qtr 2
|  |  | 16 |  |  |  | T8 Lamps: C/I/A - 5 | Emerging Technologies 0.83 |  |  |  |  | Food_Store | New_AC-Ret | New_HtPmp-Ret | Roof_insul-Ret | Wall_insul-Ret | Reduce_Cooling_Load-Ret | Lower_Cond_temp-Ret | IndoorLt | Refrigeration | DayLt & Controls | Perimter Lt Control | Pool HtPmp | DHW HtPmp | bar: 2009 Qtr 1 to 2009 Qtr 2
|  |  | System |  |  |  | High Efficiency Lighting (HID): NR - 16 | All other residential programs 0.80 |  |  |  |  | Restaurant | Economy_cycle-Ret | Evap_Cooling-Ret | New_AC-Ret | New_HtPmp-Ret | IndoorLt | Refrigeration | DayLt & Controls | Perimter Lt Control | Pool HtPmp | DHW HtPmp | bar: 2009 Qtr 1 to 2009 Qtr 2
[7 empty] | High Output T5 Fixture: NR - 16 |  | Electric Rate | Gas Rate |  |  | Fast_Food_Restaurant | Hi_Perf_Glass-NC | Lo_Gain_Wndw-NC | Package_AC-NC | <65K_AC_Split-NC | <65K_AC_Pckg-NC | <65K_EvapCool-NC | 65K-135K_Air_AC-NC | 65K-135_Wtr_AC-NC | DayLt_Cntrl-NC | Lighting-NC | Refrigeration | DayLt & Controls | Perimter Lt Control | Pool HtPmp | DHW HtPmp | bar: 2009 Qtr 1 to 2009 Qtr 2
[7 empty] | Indoor or Outdoor Lighting System Modification: NR - 13.5 | Advanced water heating systems 1.00 | System | System |  |  | Sit_Down_Restaurant | Hi_Perf_Glass-NC | Lo_Gain_Wndw-NC | <65K_AC_Split-NC | <65K_AC_Pckg-NC | <65K_EvapCool-NC | 65K-135K_Air_AC-NC | 65K-135_Wtr_AC-NC | >135K_Air_AC-NC | >135K_Wtr_AC-NC | DayLt_Cntrl-NC | Lighting-NC | Refrigeration | DayLt & Controls | Perimter Lt Control | Pool HtPmp | DHW HtPmp | bar: 2009 Qtr 1 to 2009 Qtr 2
[7 empty] | Lighting Controls: NR - 16 | Agricultural and Dairy Incentives 0.75 | System | System |  |  | Storage_Building | <65K_AC_Split-NC | <65K_AC_Pckg-NC | <65K_EvapCool-NC | >135K_Air_AC-NC | >135K_Wtr_AC-NC | Lighting-NC | Refrigeration | DayLt & Controls | Perimter Lt Control | Pool HtPmp | DHW HtPmp | bar: 2009 Qtr 1 to 2009 Qtr 2
[7 empty] | Daylighting Controls; NR - 16 | Coin Laundry and Dry Cleaner Education 0.70 | System | 0 |  |  | Refrigerated_Warehouse | New_AC-Ret | New_HtPmp-Ret | IndoorLt | Refrigeration | DayLt & Controls | Perimter Lt Control | Pool HtPmp | DHW HtPmp | bar: 2009 Qtr 1 to 2009 Qtr 2
[7 empty] | Lighting Power Density: NR - 11 | Commercial and agricultural information, tools, or design assistance services | System |  |  |  | Non-Refrig._Warehouse | New_AC-Ret | New_HtPmp-Ret | Roof_insul-Ret | Wall_insul-Ret | Reduce_Cooling_Load-Ret | IndoorLt | Occupancy Sensor | Refrigeration | DayLt & Controls | Perimter Lt Control | Pool HtPmp | DHW HtPmp | bar: 2009 Qtr 1 to 2009 Qtr 2
[7 empty] | Exit Sign – CF Hardware Kit/LED/ Electro-Luminescent: NR - 16 | Comprehensive Space Conditioning 1.00 | System |  |  |  | Hotel_Motel | Wtr_Cool_Chiller-NC | Package_AC-NC | >135K_Air_AC-NC | >135K_Wtr_AC-NC | Var_Spd_AC_Mtr-NC | Lighting-NC | Replace_Chiller-Ret | New_AC-Ret | New_HtPmp-Ret | Roof_insul-Ret | Wall_insul-Ret | Reduce_Cooling_Load-Ret | IndoorLt | Occupancy Sensor | Refrigeration | DayLt & Controls | Perimter Lt Control | Pool HtPmp | DHW HtPmp | bar: 2009 Qtr 1 to 2009 Qtr 2
[7 empty] | Occupancy Sensor: NR - 8 | Lodging Education 0.70 |  |  |  |  | Medical_Clinic | Replace_Chiller-Ret | New_AC-Ret | New_HtPmp-Ret | Roof_insul-Ret | Wall_insul-Ret | IndoorLt | Refrigeration | DayLt & Controls | Perimter Lt Control | Pool HtPmp | DHW HtPmp | bar: 2009 Qtr 1 to 2009 Qtr 2
[7 empty] | Photocell: NR - 8 | Express Efficiency (rebates) 0.96 |  |  |  |  | School | Hi_Perf_Glass-NC | Lo_Gain_Wndw-NC | Wtr_Cool_Chiller-NC | Package_AC-NC | >135K_Air_AC-NC | >135K_Wtr_AC-NC | Hi_Eff_AC_Mtr-NC | Var_Spd_AC_Mtr-NC | DayLt_Cntrl-NC | Lighting-NC | Refrigeration | DayLt & Controls | Perimter Lt Control | Pool HtPmp | DHW HtPmp | bar: 2009 Qtr 1 to 2009 Qtr 2
[7 empty] | Time Clock – Lighting: NR - 8 | Energy Management Services, including audits (for small and medium customers) |  |  |  |  | K_thru_12_School | New_AC-Ret | New_HtPmp-Ret | Roof_insul-Ret | Wall_insul-Ret | IndoorLt | Occupancy Sensor | Refrigeration | DayLt & Controls | Perimter Lt Control | Pool HtPmp | DHW HtPmp | bar: 2009 Qtr 1 to 2009 Qtr 2
[7 empty] | Induction Lamps: NR - 2 | Food Services Equipment Retrofit 1.00 |  |  |  |  | College_University | Hi_Perf_Glass-NC | Lo_Gain_Wndw-NC | Wtr_Cool_Chiller-NC | 65K-135K_Air_AC-NC | 65K-135_Wtr_AC-NC | >135K_Air_AC-NC | >135K_Wtr_AC-NC | Hi_Eff_AC_Mtr-NC | Var_Spd_AC_Mtr-NC | DayLt_Cntrl-NC | Lighting-NC | Economy_cycle-Ret | Evap_Cooling-Ret | New_AC-Ret | New_HtPmp-Ret | Roof_insul-Ret | Wall_insul-Ret | Reduce_Cooling_Load-Ret | IndoorLt | Refrigeration | DayLt & Controls | Perimter Lt Control | Pool HtPmp | DHW HtPmp | bar: 2009 Qtr 1 to 2009 Qtr 2
[7 empty] | Induction Fixture: NR - 16 | Industrial Information and Services 0.74 |  |  |  |  | Assembly | Hi_Perf_Glass-NC | Lo_Gain_Wndw-NC | Wtr_Cool_Chiller-NC | >135K_Air_AC-NC | >135K_Wtr_AC-NC | Hi_Eff_AC_Mtr-NC | Var_Spd_AC_Mtr-NC | DayLt_Cntrl-NC | Lighting-NC | Refrigeration | DayLt & Controls | Perimter Lt Control | Pool HtPmp | DHW HtPmp | bar: 2009 Qtr 1 to 2009 Qtr 2
[7 empty] | Delamp/reflectors: C/I - 11 | Large Standard Performance Contract 0.70 |  |  |  |  | Trans_Comm_Util | Replace_Chiller-Ret | New_AC-Ret | New_HtPmp-Ret | Roof_insul-Ret | Wall_insul-Ret | Reduce_Cooling_Load-Ret | IndoorLt | Occupancy Sensor | Refrigeration | DayLt & Controls | Perimter Lt Control | Pool HtPmp | DHW HtPmp | bar: 2009 Qtr 1 to 2009 Qtr 2
[7 empty] | Optical Reflectors- new construction: Ind, NRNC - 12 | All other nonresidential programs 0.80 |  |  |  |  | Misc._Commercial | Economy_cycle-Ret | New_AC-Ret | New_HtPmp-Ret | Roof_insul-Ret | Wall_insul-Ret | Reduce_Cooling_Load-Ret | IndoorLt | Outdoor Lt | DayLt & Controls | Perimter Lt Control | Pool HtPmp | DHW HtPmp | Frig Barrier | Refrigeration | Commercial Whole Building | Occupancy Sensor | bar: 2009 Qtr 1 to 2009 Qtr 2
[7 empty] | Optical Reflectors- retrofit: NR - 10 | New Construction |  |  |  |  | Industrial | Replace_Chiller-Ret | New_AC-Ret | New_HtPmp-Ret | Roof_insul-Ret | Wall_insul-Ret | Reduce_Cooling_Load-Ret | IndoorLt | Industrial | Occupancy Sensor | Refrigeration | DayLt & Controls | Perimter Lt Control | Pool HtPmp | DHW HtPmp | bar: 2009 Qtr 1 to 2009 Qtr 2
[7 empty] | HID fixture: Interior, >= 176 Watts lamp: Ind - 16 | Industrial and Agricultural Process 0.94 |  |  |  |  | Agricultural | Replace_Chiller-Ret | New_AC-Ret | New_HtPmp-Ret | Roof_insul-Ret | Wall_insul-Ret | Reduce_Cooling_Load-Ret | IndoorLt | Ag & Water Pumping | Occupancy Sensor | Refrigeration | DayLt & Controls | Perimter Lt Control | Pool HtPmp | DHW HtPmp | bar: 2009 Qtr 1 to 2009 Qtr 2
[7 empty] | HID fixture: Interior, 251-400 Watt lamp: Com - 16 | Industrial new construction incentives 0.62 |  |  |  |  | Hospital | Hi_Perf_Glass-NC | Lo_Gain_Wndw-NC | Wtr_Cool_Chiller-NC | >135K_Air_AC-NC | >135K_Wtr_AC-NC | Hi_Eff_AC_Mtr-NC | Var_Spd_AC_Mtr-NC | DayLt_Cntrl-NC | Lighting-NC | Replace_Chiller-Ret | New_AC-Ret | New_HtPmp-Ret | Roof_insul-Ret | Wall_insul-Ret | IndoorLt | Refrigeration | DayLt & Controls | Perimter Lt Control | Pool HtPmp | DHW HtPmp | bar: 2009 Qtr 1 to 2009 Qtr 2
[7 empty] | CFL Fixture: Pin based CFL fixture: Com - 12.0 | Savings by Design 0.82
[7 empty] | Screw-in CFL: Education - Primary School: NR - 5.6 | All other new construction programs 0.80
[7 empty] | Screw-in CFL: Education - Secondary School: NR - 3.5 | Large Standard Performance Contract 0.7011
[7 empty] | Screw-in CFL: Education - Community College: NR - 2.1 | Savings by Design 0.8212
Screw-in CFL: Education - University: NR - 2.6
Screw-in CFL: Grocery: NR - 1.4
Screw-in CFL: Health/Medical - Hospital: NR - 0.9
Screw-in CFL: Health/Medical - Nursing Home: NR - 0.9
Screw-in CFL: Lodging - Hotel: NR - 0.9
Screw-in CFL: Lodging - Motel: NR - 0.9
Screw-in CFL: Lodging - Guest Rooms: NR - 7.0
Screw-in CFL: Manufacturing - Light Industrial: NR - 2.8
Screw-in CFL: Office - Large: NR - 2.9
Screw-in CFL: Office - Small: NR - 3.2
Screw-in CFL: Restaurant - Sit-Down: NR - 2.3
Screw-in CFL: Restaurant - Fast-Food: NR - 1.3
Screw-in CFL: Retail - 3-Story Large: NR - 1.9
Screw-in CFL: Retail - Single-Story Large: NR - 1.8
Screw-in CFL: Retail - Small: NR - 2.1
Screw-in CFL: Storage - Conditioned: NR - 2.8
Screw-in CFL: Storage - Unconditioned: NR - 2.8
Screw-in CFL: Warehouse - Refrigerated: NR - 3.1
HVAC/Refrigeration – SPC: NR - 16
Chiller – High Efficiency: NR - 20
Chiller – Variable Speed Drive: NR - 20
Water Cooled Chillers: NR - 20
Air Conditioners – High Efficiency: NR - 15
Packaged HVAC Systems: NR - 15
Install HVAC EMS: Com - 14
AC Packaged Terminal Units: NR - 15
Evaporative Coolers: NR - 15
Boiler – High Efficiency: NR - 20
Cooling Towers/Evaporative Condenser: NR - 15
Heat Pump – Split System: NR - 15
Heat Pump with Integrated Water Heating: NR - 10
Ground Source Heat Pump: NR - 15
Reduce Internal Load: NR - 15
Insulation: NR - 20
Insulation Package: NR - 20
Reflective Window Film: NR - 10
Bypass/Delay Timer(lighting): NR - 8
Set-Back Thermostat: NR - 11
Time Clock - HVAC: NR - 10
HVAC/Space Heating/Efficiency (Gas): NR - 18
Nonresidential Gas – AC: NR - 20
Adjustable speed drive, application unknown: Ag - 10
Adjustable speed drive, application unknown: Com - 10
Adjustable Speed Drive: HVAC fan, 50 HP Max: Com - 10
Pump repair: Ag - 11
Injection molding machines: Ind - 15
Plastic extusion equipment: Ind - 15
Process cooling: Ind - 15
Process equipment insulation: Ind - 15
Horizontal Clothes Washer: NR - 10
Efficient Dishwashing: NR - 5
Water Heater Controls: NR - 15
Cooking measures , Assorted: Com - 12
Water Heater – Gas: NR - 15
Domestic Hot Water Boiler (Gas): NR - 20
Auto Closer for Cooler/Freezer: NR - 8
Door Gaskets: NR - 4
Floating Head Pressure: NR - 16
Heatless Door: NR - 16
Humidistat Control for Anti-Sweat Heater: NR - 12
Insulation on Refrigeration Suction Line: NR - 11
Night Covers for Display Cases: NR - 5
PSC Evaporator Motor – Walkin/ Display: NR - 15
Refrigeration Case Doors – Glass/Acrylic: NR - 12
Refrigerator Case with Doors: NR - 12
Refrigerator Condensate Evaporator – Elec/Non Elec: NR - 8
Strip Curtains for Walk-Ins: NR - 4
Ballast: Electronic, for display case: NR - 11
Defrost: NR - 16
FHP & EFF Conditioner: NR - 16
High-efficiency Liquid Suction Heat Exchangers: NR - 16
Night Shields on Refrigerator and Freezer Cases: NR - 5
Walk-in Refrigerator or Freezer: Evaporative Fan Controller: NR - 5
Multiplec Refrigeration Systems/Supermarket Systems: NR - 10
Kiln/Oven/Furnace: NR - 18
Thermal Night Curtains: NR - 5
Custom Measures – SPC: NR - 15
Local Government Partnership: NR - 11
Audits: NR - 3
Plug Load Sensor: NR - 10
Information: NR - 1
High Efficiency Motors: NR - 15
Process Overhaul: NR - 20
System Controls: NR - 15
RESIDENTIAL MEASURES
****************************************************************
T8 Fixtures ; lamp or ballast: Res - 15
Pin based CFL Fixture: Res - 16
CFL: Indoor Screw in: Res - 9.4
CFL: Outdoor Screw in: Res - 7
Torchiere: Res - 9
Air Conditioners with SEER >= 11.0: Res - 18
Central Air Conditioners: Res - 18
Duct Testing: Res NC - 18
High Energy Efficiency Ducts: Res - 18
Whole House Fan: Res - 15
Evaporative Cooler: Res - 15
Glazing - Low E Double / Low Shade Coefficient: Res - 20
Heat Pump - Electric: Res - 15
Insulation - Ceiling / Floor / Walls: Res - 20
A/C with Integrated Water Heating: Res - 10
Programmable Thermostat: Res - 12
Audits: Res - 3
Gas Cooktops: Res - 20
Gas Dryer Stub: Res - 18
Energy-Efficient Furnaces: Res - 18
Refrigerator Recycling: Res - 10
Refrigerator - Energy Efficient; 20% more efficient: Res - 18
Refrigerators: Res - 18
GENERIC USEFUL LIVES:
****************************************************************
0.1
0.2
0.3
0.4
0.5
0.6
0.7
0.8
0.9
1
1.1
1.2
1.3
1.4
1.5
1.6
1.7
1.8
1.9
2
2.1
2.2
2.3
2.4
2.5
2.6
2.7
2.8
2.9
3
3.1
3.2
3.3
3.4
3.5
3.6
3.7
3.8
3.9
4
4.1
4.2
4.3
4.4
4.5
4.6
4.7
4.8
4.9
5
5.1
5.2
5.3
5.4
5.5
5.6
5.7
5.8
5.9
6
6.1
6.2
6.3
6.4
6.5
6.6
6.7
6.8
6.9
7
7.1
7.2
7.3
7.4
7.5
7.6
7.7
7.8
7.9
8
8.1
8.2
8.3
8.4
8.5
8.6
8.7
8.8
8.9
9
9.1
9.2
9.3
9.4
9.5
9.6
9.7
9.8
9.9
10
10.1
10.2
10.3
10.4
10.5
10.6
10.7
10.8
10.9
11
11.1
11.2
11.3
11.4
11.5
11.6
11.7
11.8
11.9
12
12.1
12.2
12.3
12.4
12.5
12.6
12.7
12.8
12.9
13
13.1
13.2
13.3
13.4
13.5
13.6
13.7
13.8
13.9
14
14.1
14.2
14.3
14.4
14.5
14.6
14.7
14.8
14.9
15
15.1
15.2
15.3
15.4
15.5
15.6
15.7
15.8
15.9
16
16.1
16.2
16.3
16.4
16.5
16.6
16.7
16.8
16.9
17
17.1
17.2
17.3
17.4
17.5
17.6
17.7
17.8
17.9
18
18.1
18.2
18.3
18.4
18.5
18.6
18.7
18.8
18.9
19
19.1
19.2
19.3
19.4
19.5
19.6
19.7
19.8
19.9
20
21
22
23
24
25
26
27
28
29
30