## Export
PROGRAM NAME | SCE Total Roll-up E3 Calculator - No Carbon Adder
BUDGET
Administrative Costs
Overhead and G&A | 95483362.8403
Other Administrative Costs | 55100030.1177
Marketing/Outreach | 61323997.3287
Incentives and Rebates
d.i. User Input Incentive | 17087158.8496
d.ii. Rebate | 406813172.939
d.iii. Direct Install Labor | 68307959.3454
d.iv. Direct Install Materials | 62100080.4039
d.v. Upstream payments | 143890280.2843
Activity | 333138798.3115
Installation | 0
Hardware & Materials | 0
Rebate Processing & Inspection | 10774159.6915
EM&V Costs | 89660000
Budget | 1343679000.112
Costs recovered from other sources | 0
Budget (plus other costs) | 1343679000.112
PROGRAM IMPACTS
Program Reductions for Measures installed through 2011
User Entered kW (kW) | 785179.5714
Net Jul-Sept Peak (kW) | 771147.9742
Net Dec-Feb Peak (kW) | 513348.6728
Net NCP (kW) | 961258.0148
Net CEC (kW) | 844779.2044
Annual Net kWh | 3892991725.559
Lifecycle Net kWh | 40379388263.1224
Annual Net Therms | -50097645.4031
Lifecycle Net Therms | -469831609.2107
Program Reductions for Measures installed through 2015
User Entered kW (kW) | 816981.2183
Net Jul-Sept Peak (kW) | 801765.5653
Net Dec-Feb Peak (kW) | 537934.7292
Net NCP (kW) | 1226955.8263
Net CEC (kW) | 878162.5862
Annual Net kWh | 4046832194.5623
Lifecycle Net kWh | 42554163611.9117
Annual Net Therms | -52386653.9004
Lifecycle Net Therms | -502151675.0572
Cost Effectiveness for all measures installed through 2015
TRC
Costs | 2042451860.0644
Electric Benefits | 3082408951.8349
Gas Benefits | -274360528.0544
Net Benefits (NPV) | 765596563.7162
BC Ratio | 1.3748
PAC
Costs | 1246282150.5799
Electric Benefits | 3082408951.8349
Gas Benefits | -274360528.0544
Net Benefits (NPV) | 1561766273.2006
BC Ratio | 2.2531
Levelized Cost
Levelized Cost TRC ($/kWh )
Discounted kWh | 23580766938.0218
Cost | 0.0945
Benefits | 0.13072
Benefit-Cost | 0.036217
Levelized Cost PAC ($/kWh)
Discounted kWh | 23580766938.0218
Cost | 0.058901
Benefits | 0.13072
Benefit-Cost | 0.071816
Levelized Cost TRC ($/therm)
Discounted Therms | -292155138.0227
Cost | 0.6949
Benefits | 0.93909
Benefit-Cost | 0.2442
Levelized Cost PAC ($/therm)
Discounted Therms | -292155138.0227
Cost | 0.48829
Benefits | 0.93909
Benefit-Cost | 0.45081
Emission Annual Reductions (2009-2011)
Electric Annual CO2 (tons) - 2009 | 621103.0673
2010 | 829018.1871
2011 | 779993.097
Electric Lifecycle CO2 (tons) - 2009 | 6325453.0506
2010 | 8857971.1298
2011 | 8068560.1524
Electric Annual NOX (tons) - 2009 | 83.7474
2010 | 112.4533
2011 | 105.6519
Electric Lifecycle NOX (tons) - 2009 | 855.6759
2010 | 1207.4845
2011 | 1097.0164
Electric Annual SO2 (lbs) - 2009
2010
2011
Electric Lifecycle SO2 (lbs) - 2009
2010
2011
Gas Annual CO2 (tons) - 2009 | -84943.8779
2010 | -106432.0193
2011 | -101695.3285
Gas Lifecycle CO2 (tons) - 2009 | -786569.3073
2010 | -991792.316
2011 | -970153.2907
Gas Annual NOX (tons) - 2009 | -68.5835
2010 | -86.0693
2011 | -82.4482
Gas Lifecycle NOX (tons) - 2009 | -641.0596
2010 | -809.4635
2011 | -793.5787
Gas Annual SO2 (lbs) - 2009
2010
2011
Gas Lifecycle SO2 (lbs) - 2009
2010
2011
Data below not currently used in Energy Division workbook
Levelized Cost RIM ($/therm)
Discounted Therms | -292155138.0227
Cost | 1.618
Benefits | 0.93909
Benefit-Cost | -0.67893
Levelized Cost RIM ($/kWh)
Discounted kWh | 23580766938.0218
Cost | 0.22522
Benefits | 0.13072
Benefit-Cost | -0.67893
RIM
Costs | 4838181657.5548
Electric Benefits | 3082408951.8349
Gas Benefits | -274360528.0544
Net Benefits (NPV) | -2030133233.7742
BC Ratio | 0.58039
Impacts for all programs installed through 2015
Net July-Sept Peak (kW)
Clothes Dryer | 0
Clothes Washer | 106.1681
Consumer Electronics | 0
Cooking | 0
Dishwasher | 0
Net Dec-Feb Pk (kW)
Clothes Dryer | 0
Clothes Washer | 144.4761
Consumer Electronics | 0
Cooking | 0
Dishwasher | 0
Net CEC (kW)
Clothes Dryer | 0
Clothes Washer | 46.5767
Consumer Electronics | 0
Cooking | 0
Dishwasher | 0
Annual Net kWh
Clothes Dryer | 0
Clothes Washer | 214639.2816
Consumer Electronics | 0
Cooking | 0
Dishwasher | 0
Lifecycle Net kWh
Clothes Dryer | 0
Clothes Washer | 2399932.2114
Consumer Electronics | 0
Cooking | 0
Dishwasher | 0
Annual Net Therms
Clothes Dryer | 0
Clothes Washer | -6105.3058
Consumer Electronics | 0
Cooking | 0
Dishwasher | 0
Lifecycle Net Therms
Clothes Dryer | 0
Clothes Washer | -68182.5373
Consumer Electronics | 0
Cooking | 0
Dishwasher | 0

## Output by Measure
Southern California Edison
SCE Total Roll-up E3 Calculator - No Carbon Adder
SCE | [8 empty] | Levelized Benefits less Costs (TRC) |  |  |  | Levelized Benefits less Costs (PAC) |  |  |  | Benefit Cost Ratios
Net Impacts by Measure | [8 empty] | No Allocated Admin |  | w/ Allocated Admin |  | No Allocated Admin |  | w/ Allocated Admin |  | No Allocated Admin |  | w/ Allocated Admin
| Net Avg Jul-Sep (kW) | Net Dec-Feb Pk (kW) | Net CEC (kW) | Net User Entered kW | Annual kWh adj for Net to gross | Lifecycle kWh (Annual * Measure Life) | Annual Therms | Lifecycle Therms | Electric ($/kWh) | Gas ($/Th) | Electric ($/kWh) | Gas ($/Th) | Electric ($/kWh) | Gas ($/Th) | Electric ($/kWh) | Gas ($/Th) | TRC | PAC | TRC | PAC
Total or Average | 801765.5653 | 537934.7292 | 878162.5862 | 816981.2183 | 4046832194.5623 | 42554163611.9117 | -52386653.9004 | -502151675.0572 | 0.066265 | 0.46006 | 0.036217 | 0.2442 | 0.10266 | 0.67239 | 0.071816 | 0.45081
RESIDENTIAL | 0 | 0 | 0 | 0 | 0 | 0 | 0 | 0 | 0 | 0 | 0 | 0 | 0 | 0 | 0 | 0 | 0 | 0 | 0 | 0
DEEMED MEASURES | 0 | 0 | 0 | 0 | 0 | 0 | 0 | 0 | 0 | 0 | 0 | 0 | 0 | 0 | 0 | 0 | 0 | 0 | 0 | 0
Appliances | 0 | 0 | 0 | 0 | 0 | 0 | 0 | 0 | 0 | 0 | 0 | 0 | 0 | 0 | 0 | 0 | 0 | 0 | 0 | 0
Laundry & Kitchen | 43.5401 | 59.2504 | 18.439 | 43.5401 | 84972.2357 | 934694.5925 | -2691.3956 | -29605.352 | -2.2268 | -16.6405 | -2.258 | -16.8735 | -0.041894 | -0.31307 | -0.07391 | -0.55231 | 0.057434 | 0.76409 | 0.056685 | 0.64737
Refrigerators | 4055.014 | 2305.2761 | 4642.5284 | 4681.384 | 21394140.2811 | 299517963.9353 | -591509.4014 | -8281131.6191 | -0.00046429 | -0.0040242 | -0.028392 | -0.24609 | 0.066772 | 0.57875 | 0.038105 | 0.33028 | 0.99619 | 2.2202 | 0.81058 | 1.457
Appliances Recycling | 0 | 0 | 0 | 0 | 0 | 0 | 0 | 0 | 0 | 0 | 0 | 0 | 0 | 0 | 0 | 0 | 0 | 0 | 0 | 0
Refrigerators/Freezers | 29590.2206 | 16720.896 | 33864.8846 | 33417.3695 | 156059376 | 764690942.4 | -4539522.0606 | -22243658.0969 | 0.059441 | 0.50337 | 0.0322 | 0.27268 | 0.059441 | 0.50337 | 0.031479 | 0.26658 | 2.0064 | 2.0064 | 1.3731 | 1.3617
Room A/C | 0 | 0 | 0 | 0 | 0 | 0 | 0 | 0 | 0 | 0 | 0 | 0 | 0 | 0 | 0 | 0 | 0 | 0 | 0 | 0
Other | 0 | 0 | 0 | 0 | 0 | 0 | 0 | 0 | 0 | 0 | 0 | 0 | 0 | 0 | 0 | 0 | 0 | 0 | 0 | 0
Residential Audits | 2374.984 | 2369.6662 | 3741.7887 | 6183.1317 | 17243266 | 51729798 | 0 | 0 | 0.035273 | 0 | 0.0075778 | 0 | 0.12048 | 0 | 0.092056 | 0 | 1.414 | 0 | 1.0671 | 4.2381
Consumer Electronics | 0 | 0 | 0 | 0 | 0 | 0 | 0 | 0 | 0 | 0 | 0 | 0 | 0 | 0 | 0 | 0 | 0 | 0 | 0 | 0
Entertainment | 3466.8474 | 3459.0848 | 5462.0202 | 2409.54 | 25170600 | 188779500 | -776815.8807 | -5826119.105 | 0.039547 | 0.32609 | 0.01183 | 0.097544 | 0.073746 | 0.6081 | 0.045296 | 0.3735 | 1.488 | 2.5747 | 1.1088 | 1.6017
Home Office | 269.12 | 268.5174 | 423.9987 | 313.9827 | 1953911.281 | 7229471.7399 | -35277.3931 | -130526.3544 | -0.28721 | -2.418 | -0.31493 | -2.6514 | 0.065492 | 0.55138 | 0.037033 | 0.31178 | 0.29575 | 2.1881 | 0.27693 | 1.4431
Other | 0 | 0 | 0 | 0 | 0 | 0 | 0 | 0 | 0 | 0 | 0 | 0 | 0 | 0 | 0 | 0 | 0 | 0 | 0 | 0
Water Heating | 0 | 0 | 0 | 0 | 0 | 0 | 0 | 0 | 0 | 0 | 0 | 0 | 0 | 0 | 0 | 0 | 0 | 0 | 0 | 0
Efficiency | 3.6461 | 6.2137 | 3.5968 | 3.6461 | 16574.9536 | 215474.3971 | 0 | 0 | 0.028074 | 0 | 0.0012247 | 0 | 0.07732 | 0 | 0.049761 | 0 | 1.3164 | 2.9584 | 1.0106 | 1.7422
Use Reduction | 90.3113 | 153.9108 | 89.0798 | 90.3113 | 410505.8384 | 4105058.3843 | 0 | 0 | 0.10749 | 0 | 0.08109 | 0 | 0.10749 | 0 | 0.080391 | 0 | 15.5889 | 15.5889 | 3.4012 | 3.3322
Pool Pump | 1613.7732 | 1613.7732 | 1684.9662 | 1613.7732 | 7764821 | 77648210 | 0 | 0 | -0.043952 | 0 | -0.075307 | 0 | 0.075046 | 0 | 0.042861 | 0 | 0.75631 | 2.2231 | 0.64429 | 1.4582
Residential Other | 460.4591 | 41.9018 | 119.3362 | 460.4591 | 549936.6016 | 9843865.1687 | 0 | 0 | -0.50671 | 0 | -0.54727 | 0 | -0.014122 | 0 | -0.055755 | 0 | 0.25829 | 0.9259 | 0.24381 | 0.75989
HVAC | 0 | 0 | 0 | 0 | 0 | 0 | 0 | 0 | 0 | 0 | 0 | 0 | 0 | 0 | 0 | 0 | 0 | 0 | 0 | 0
New Room AC | 21821.5838 | 172.626 | 5881.8928 | 15746.9407 | 27105496.82 | 243949471.38 | -77354.8181 | -696193.3633 | -0.0081151 | -0.047413 | -0.047522 | -0.27765 | 0.12266 | 0.71663 | 0.082206 | 0.4803 | 0.9548 | 3.5147 | 0.78296 | 1.9213
New Package, Split System AC, etc. | 3637.5767 | 28.7761 | 980.4896 | 2565.9813 | 4518385.3488 | 67775780.2316 | -11749.8893 | -176248.339 | -0.030489 | -0.18666 | -0.071241 | -0.43615 | 0.069101 | 0.42305 | 0.02727 | 0.16696 | 0.85326 | 1.6387 | 0.71334 | 1.1818
Repair & Maintenance | 22408.2928 | 722.2552 | 6348.0125 | 27851.7633 | 29253513.5968 | 228177406.0547 | 1938727.7791 | 15122076.6767 | 0.14919 | 0.8133 | 0.10722 | 0.58449 | 0.14174 | 0.77272 | 0.098661 | 0.53785 | 5.4663 | 4.4701 | 2.4224 | 2.1755
HVAC Ducts | 2756.9455 | 112.1889 | 782.2752 | 3636.8273 | 3604954.65 | 64168192.77 | 126646.9774 | 2254316.1976 | 0.096346 | 0.62744 | 0.054663 | 0.35598 | 0.11908 | 0.77547 | 0.076291 | 0.49683 | 2.1336 | 2.9126 | 1.4315 | 1.7263
HVAC Envelope | 6.2407 | 0.56791 | 3.2727 | 6.2407 | 15081.3884 | 301627.7685 | 171379.8171 | 3427596.3412 | 0.15337 | 1.2098 | 0.11734 | 0.9256 | 0.15485 | 1.2215 | 0.11787 | 0.92976 | 46.6108 | 83.2892 | 3.979 | 4.0329
HVAC Install - Operation | 0 | 0 | 0 | 0 | 0 | 0 | 0 | 0 | 0 | 0 | 0 | 0 | 0 | 0 | 0 | 0 | 0 | 0 | 0 | 0
HVAC Controls | 0 | 0 | 0 | 0 | 0 | 0 | 0 | 0 | 0 | 0 | 0 | 0 | 0 | 0 | 0 | 0 | 0 | 0 | 0 | 0
New Evap Coolers & Whole House Fans | 3297.7067 | 26.0875 | 888.8794 | 4596.5373 | 4096218.6555 | 63081767.2953 | -8215.1838 | -126513.8311 | 0.012487 | 0.076916 | -0.028314 | -0.17441 | 0.13489 | 0.83088 | 0.093007 | 0.57291 | 1.0757 | 4.1659 | 0.86243 | 2.1008
Lighting | 0 | 0 | 0 | 0 | 0 | 0 | 0 | 0 | 0 | 0 | 0 | 0 | 0 | 0 | 0 | 0 | 0 | 0 | 0 | 0
Screw-in CFL Interior (Downstream) | 5.2394 | 5.2277 | 8.2547 | 6.8275 | 38040.2796 | 251065.8455 | -893.6882 | -5898.342 | 0.044945 | 0.37147 | 0.01725 | 0.14257 | -0.060928 | -0.50357 | -0.089356 | -0.73852 | 1.595 | 0.66414 | 1.1671 | 0.57417
Screw-in CFL Interior (Upstream - Traditional) | 89562.1478 | 89361.6093 | 141105.2178 | 110605.0854 | 650254460.1252 | 4291679436.8262 | -18362892.9199 | -121195093.2712 | 0.095593 | 0.7881 | 0.067878 | 0.55961 | 0.099087 | 0.81691 | 0.070639 | 0.58237 | 4.8276 | 5.6128 | 2.2883 | 2.4148
Screw-in CFL Interior (Upstream - Specialty) | 11361.6534 | 11336.2135 | 17900.2918 | 14002.5581 | 82489823.7475 | 544432836.7333 | -2828840.0521 | -18670344.3441 | -0.00089293 | -0.0073566 | -0.028612 | -0.23573 | 0.080174 | 0.66054 | 0.051721 | 0.42612 | 0.99265 | 2.9838 | 0.80823 | 1.751
Screw-in CFL Interior (Direct Install) | 1742.0327 | 1738.1322 | 2744.5736 | 2117.3215 | 12647804.8097 | 83475511.7437 | -223573.0561 | -1475582.17 | 0.089478 | 0.73752 | 0.061761 | 0.50907 | 0.089478 | 0.73752 | 0.061027 | 0.50302 | 3.8771 | 3.8771 | 2.0501 | 2.0248
Screw-in CFL Interior (Midstream) | 1444.7099 | 1441.475 | 2276.1413 | 1782.3583 | 10489130.2981 | 69228259.9674 | -223535.0818 | -1475331.5398 | 0.10305 | 0.84957 | 0.075331 | 0.62106 | 0.080402 | 0.66287 | 0.051953 | 0.42832 | 6.8797 | 3.0015 | 2.6651 | 1.7571
Screw-in CFL Interior (Giveaway) | 476.3103 | 475.2438 | 750.4272 | 587.5426 | 3458189.693 | 22824051.9735 | -66521.0221 | -439038.7461 | 0.096847 | 0.7984 | 0.069131 | 0.56992 | 0.097721 | 0.80561 | 0.069272 | 0.57108 | 5.0824 | 5.2768 | 2.344 | 2.3504
CFL Fixture Interior (Midstream) | 5107.3113 | 5095.8755 | 8046.572 | 6296.7643 | 37080976.9145 | 593295630.6317 | -529766.4909 | -8476263.8544 | 0.075716 | 0.67538 | 0.04696 | 0.41888 | 0.023927 | 0.21343 | -0.0055894 | -0.049857 | 2.5333 | 1.2365 | 1.601 | 0.95723
CFL Fixture Interior (Upstream) | 8019.7085 | 8001.7516 | 12635.0556 | 3469.7183 | 58226062.8647 | 931617005.8344 | -623623.0983 | -9977969.573 | 0.10369 | 0.92632 | 0.074924 | 0.66931 | 0.1037 | 0.92642 | 0.074174 | 0.66261 | 5.8312 | 5.8344 | 2.4915 | 2.4549
CFL Fixture Interior (Direct Install) | 234.99 | 234.4638 | 370.2268 | 305.1935 | 1706114.475 | 26444774.3625 | -22002.3501 | -341036.427 | 0.015785 | 0.1387 | -0.012885 | -0.11322 | 0.015785 | 0.1387 | -0.013644 | -0.11989 | 1.1449 | 1.1449 | 0.90636 | 0.90139
CFL Fixture Interior (Giveaway) | 1249.4719 | 1246.6742 | 1968.5437 | 781.2143 | 9071629.7417 | 145146075.8667 | -94689.7128 | -1515035.4054 | 0.079546 | 0.71362 | 0.050729 | 0.4551 | 0.079546 | 0.71362 | 0.049967 | 0.44826 | 2.7362 | 2.7362 | 1.6797 | 1.6627
CFL Exterior | 0 | 0 | 1552.9988 | 0 | 7156676.5758 | 15744688.4668 | 0 | 0 | 0.065076 | 0 | 0.044244 | 0 | 0.074865 | 0 | 0.053481 | 0 | 3.5471 | 5.7501 | 1.9539 | 2.4398
CFL Fixture Exterior (Midstream) | 0 | 0 | 12111.7718 | 0 | 55814616.486 | 893033863.776 | 0 | 0 | 0.0729 | 0 | 0.051439 | 0 | 0.077042 | 0 | 0.055013 | 0 | 4.5626 | 5.7205 | 2.227 | 2.4345
CFL Fixture Exterior (Upstream) | 0 | 0 | 13819.3436 | 0 | 63683610.9795 | 1018937775.672 | 0 | 0 | 0.070851 | 0 | 0.04938 | 0 | 0.087713 | 0 | 0.065675 | 0 | 4.1417 | 16.4193 | 2.1217 | 3.3686
CFL Fixture Exterior (Direct Install) | 0 | 0 | 998.3436 | 0 | 4600661.55 | 73610584.8 | 0 | 0 | 0.069414 | 0 | 0.047953 | 0 | 0.069414 | 0 | 0.047385 | 0 | 3.8985 | 3.8985 | 2.056 | 2.0306
LED Interior | 1943.0207 | 1938.6701 | 3061.2303 | 1803.9116 | 14107051.9183 | 156588276.2932 | -303771.4236 | -3371862.8019 | 0.063403 | 0.53002 | 0.035356 | 0.29556 | 0.097637 | 0.8162 | 0.068847 | 0.57553 | 2.0818 | 5.0052 | 1.408 | 2.2949
Interior Controls | 446.5289 | 445.529 | 703.5065 | 441.354 | 3241965.45 | 25935723.6 | 0 | 0 | 0.08236 | 0 | 0.054644 | 0 | 0.082444 | 0 | 0.053994 | 0 | 3.1552 | 3.1621 | 1.8288 | 1.8109
Interior Exit Signs | 134.7345 | 134.4328 | 212.2743 | 136.1341 | 978222.432 | 15651558.912 | 0 | 0 | 0.094513 | 0 | 0.065758 | 0 | 0.10298 | 0 | 0.073466 | 0 | 4.0904 | 5.6571 | 2.1082 | 2.4229
Linear Flourescents Interior | 919.6671 | 917.6079 | 1448.9361 | 792.5764 | 6677125.0618 | 76119225.705 | -230221.4082 | -2624524.054 | -0.12149 | -1.0164 | -0.14951 | -1.2508 | -0.079006 | -0.66096 | -0.10777 | -0.9016 | 0.50086 | 0.60677 | 0.44915 | 0.53078
Linear Flourescents (parking structures) Exterior | 470.9858 | 469.9312 | 742.0384 | 320.0242 | 3419532.0026 | 51292980.0396 | 0 | 0 | 0.074986 | 0 | 0.046402 | 0 | 0.084141 | 0 | 0.054801 | 0 | 2.5191 | 3.0927 | 1.5953 | 1.7879
Other Interior Lighting | 155.9165 | 155.5673 | 245.6465 | 119.8765 | 1132011.426 | 3169631.9927 | 0 | 0 | 0.018094 | 0 | -0.0096287 | 0 | 0.094572 | 0 | 0.066115 | 0 | 1.1765 | 4.6332 | 0.92606 | 2.2134
Other Exterior Lighting | 0 | 0 | 624.1583 | 0 | 2876305.5119 | 46020888.1912 | 0 | 0 | -0.0039745 | 0 | -0.02551 | 0 | 0.066094 | 0 | 0.043989 | 0 | 0.9593 | 3.3955 | 0.78598 | 1.8851
Refrigeration | 0 | 0 | 144.5074 | 0 | 665932.5 | 3329662.5 | 0 | 0 | 0.059044 | 0 | 0.03477 | 0 | 0.059044 | 0 | 0.034127 | 0 | 2.2682 | 2.2682 | 1.4909 | 1.4775
CUSTOMIZED MEASURES | 0 | 0 | 0 | 0 | 0 | 0 | 0 | 0 | 0 | 0 | 0 | 0 | 0 | 0 | 0 | 0 | 0 | 0 | 0 | 0
HVAC Equipment | 0 | 0 | 0 | 0 | 0 | 0 | 0 | 0 | 0 | 0 | 0 | 0 | 0 | 0 | 0 | 0 | 0 | 0 | 0 | 0
HVAC Envelope | 1415.0895 | 128.7731 | 309.1671 | 1415.0895 | 1424733.2853 | 21370999.2797 | 100.2642 | 1503.963 | -0.021652 | -0.13036 | -0.063394 | -0.38167 | 0.041856 | 0.252 | -0.00098983 | -0.0059593 | 0.89346 | 1.2995 | 0.74123 | 0.99458
Interior Lighting | 10.9026 | 10.8782 | 17.177 | 10.0645 | 79156.7759 | 522434.7207 | -1680.047 | -11088.3104 | -0.028586 | -0.23353 | -0.056569 | -0.46213 | -0.19585 | -1.5999 | -0.22457 | -1.8346 | 0.80984 | 0.38332 | 0.68274 | 0.35153
Exterior Lighting | 0 | 0 | 0 | 0 | 0 | 0 | 0 | 0 | 0 | 0 | 0 | 0 | 0 | 0 | 0 | 0 | 0 | 0 | 0 | 0
Whole Building | 4417.5988 | 402.0015 | 1082.9011 | 4417.5988 | 4990327.495 | 74854912.4257 | -8760.4954 | -131407.4305 | -0.28134 | -1.854 | -0.32339 | -2.1311 | -0.034833 | -0.22955 | -0.077989 | -0.51395 | 0.39398 | 0.84002 | 0.36126 | 0.70107
Other | 62.628 | 85.2257 | 28.1377 | 62.628 | 129667.0459 | 1465237.6189 | -3413.9102 | -38577.1853 | -1.1749 | -8.9704 | -1.2068 | -9.2134 | -0.038714 | -0.29557 | -0.071384 | -0.545 | 0.10542 | 0.78149 | 0.10293 | 0.65983
NONRESIDENTIAL | 0 | 0 | 0 | 0 | 0 | 0 | 0 | 0 | 0 | 0 | 0 | 0 | 0 | 0 | 0 | 0 | 0 | 0 | 0 | 0
DEEMED MEASURES | 0 | 0 | 0 | 0 | 0 | 0 | 0 | 0 | 0 | 0 | 0 | 0 | 0 | 0 | 0 | 0 | 0 | 0 | 0 | 0
Nonresidential Audits | 14934.0082 | 14722.0874 | 17174.9412 | 14934.0082 | 79147194.54 | 237441583.62 | 0 | 0 | 0.058232 | 0 | 0.031648 | 0 | 0.11565 | 0 | 0.088361 | 0 | 2.0142 | 0 | 1.3768 | 4.2381
Food Service | 3186.6789 | 3141.4583 | 4656.2868 | 3186.6789 | 21457542.95 | 257490515.4 | -604970.4114 | -7259644.9362 | 0.059607 | 0.52717 | 0.032934 | 0.29127 | 0.095473 | 0.84437 | 0.068094 | 0.60222 | 2.0563 | 5.6425 | 1.3963 | 2.4203
Laundry General | 0 | 0 | 0 | 0 | 0 | 0 | 0 | 0 | 0 | 0 | 0 | 0 | 0 | 0 | 0 | 0 | 0 | 0 | 0 | 0
Agricultural | 0 | 0 | 0 | 0 | 0 | 0 | 0 | 0 | 0 | 0 | 0 | 0 | 0 | 0 | 0 | 0 | 0 | 0 | 0 | 0
Greenhouse | 0 | 0 | 0 | 0 | 0 | 0 | 0 | 0 | 0 | 0 | 0 | 0 | 0 | 0 | 0 | 0 | 0 | 0 | 0 | 0
Process | 0 | 0 | 0 | 0 | 0 | 0 | 0 | 0 | 0 | 0 | 0 | 0 | 0 | 0 | 0 | 0 | 0 | 0 | 0 | 0
Pumping | 0 | 0 | 0 | 0 | 0 | 0 | 0 | 0 | 0 | 0 | 0 | 0 | 0 | 0 | 0 | 0 | 0 | 0 | 0 | 0
Municipal Water | 0 | 0 | 0 | 0 | 0 | 0 | 0 | 0 | 0 | 0 | 0 | 0 | 0 | 0 | 0 | 0 | 0 | 0 | 0 | 0
Process | 0 | 0 | 0 | 0 | 0 | 0 | 0 | 0 | 0 | 0 | 0 | 0 | 0 | 0 | 0 | 0 | 0 | 0 | 0 | 0
Pumping | 0 | 0 | 0 | 0 | 0 | 0 | 0 | 0 | 0 | 0 | 0 | 0 | 0 | 0 | 0 | 0 | 0 | 0 | 0 | 0
Refrigeration | 0 | 0 | 0 | 0 | 0 | 0 | 0 | 0 | 0 | 0 | 0 | 0 | 0 | 0 | 0 | 0 | 0 | 0 | 0 | 0
Casework | 3412.8663 | 3173.9656 | 2494.2682 | 3412.8663 | 11494323.5809 | 136782450.6122 | -29444.4381 | -350388.8129 | 0.049776 | 0.34345 | 0.020967 | 0.14467 | 0.10247 | 0.70702 | 0.072896 | 0.50298 | 1.6588 | 5.4823 | 1.2009 | 2.3903
Compressors | 39.0045 | 36.2741 | 37.3698 | 39.0045 | 172210.8398 | 3323669.2087 | 0 | 0 | 0.10465 | 0 | 0.07515 | 0 | 0.11786 | 0 | 0.087576 | 0 | 5.4161 | 12.2335 | 2.4125 | 3.1477
Condenser | 6.9271 | 6.4422 | 5.2471 | 6.9271 | 24180.135 | 362702.025 | 0 | 0 | 0.089916 | 0 | 0.060632 | 0 | 0.11098 | 0 | 0.080922 | 0 | 3.3991 | 7.7611 | 1.9082 | 2.7412
Controls & VSDs | 376.2437 | 349.9066 | 6150.0511 | 376.2437 | 28341249.39 | 303251368.4733 | -579767.7157 | -6203514.5584 | 0.083535 | 0.64384 | 0.058033 | 0.44729 | 0.084403 | 0.65054 | 0.058227 | 0.44878 | 4.0482 | 4.1808 | 2.0969 | 2.1046
Dist to others | 1926.9951 | 1792.1055 | 5471.2656 | 1926.9951 | 25213205.4373 | 201705643.4982 | -227413.9102 | -1819311.2813 | 0.012279 | 0.091033 | -0.013736 | -0.10183 | 0.084777 | 0.6285 | 0.058073 | 0.43053 | 1.1217 | 3.9854 | 0.89177 | 2.0539
Nonresidential Other (Downstream) | 4670.914 | 4492.1343 | 3279.4695 | 4670.914 | 15112762.4759 | 182864425.9582 | 0 | 0 | 0.050455 | 0 | 0.022259 | 0 | 0.10568 | 0 | 0.076742 | 0 | 1.6988 | 7.2253 | 1.2217 | 2.6713
Nonresidential Other (Upstream) | 1842.9656 | 1547.2424 | 1955.4543 | 1010.415 | 9011310 | 36045240 | -82165.5573 | -328662.2293 | -0.023369 | -0.15089 | -0.053835 | -0.3476 | 0.10738 | 0.69336 | 0.076111 | 0.49143 | 0.85011 | 5.269 | 0.71114 | 2.3488
Nonresidential Other (Direct Install) | 1067.8092 | 1067.8092 | 635.4241 | 1067.8092 | 2928221.871 | 29282218.71 | 0 | 0 | 0.1302 | 0 | 0.098259 | 0 | 0.1302 | 0 | 0.097414 | 0 | 15.8948 | 15.8948 | 3.4155 | 3.346
Nonresidential Other (Pump Tests) | 11653.3596 | 11207.326 | 7602.3929 | 11653.3596 | 35034068.4975 | 385374753.4725 | 0 | 0 | 0.003189 | 0 | -0.024915 | 0 | 0.12226 | 0 | 0.093412 | 0 | 1.0268 | 0 | 0.83071 | 4.2381
HVAC | 0 | 0 | 0 | 0 | 0 | 0 | 0 | 0 | 0 | 0 | 0 | 0 | 0 | 0 | 0 | 0 | 0 | 0 | 0 | 0
Commissioning | 0 | 0 | 0 | 0 | 0 | 0 | 0 | 0 | 0 | 0 | 0 | 0 | 0 | 0 | 0 | 0 | 0 | 0 | 0 | 0
Retrocommissioing | 0 | 0 | 334.1238 | 0 | 1539741 | 12317928 | 0 | 0 | 0.092493 | 0 | 0.06127 | 0 | 0.11934 | 0 | 0.087288 | 0 | 3.1344 | 8.2368 | 1.8218 | 2.7983
New AC Equipment: packaged, split, etc. (Downstream) | 96711.8384 | 17924.9686 | 49686.0083 | 50115.8613 | 228967780.2718 | 3915349042.6477 | -77257.6958 | -1321106.5974 | 0.056648 | 0.314 | 0.018929 | 0.10492 | 0.14163 | 0.78505 | 0.10291 | 0.57045 | 1.5272 | 7.3063 | 1.1304 | 2.6822
New AC Equipment: packaged, split, etc. (Upstream) | 1831.0402 | 339.3725 | 940.7026 | 4673.088 | 4335035.04 | 65025525.6 | -2563.5053 | -38452.5792 | 0.030803 | 0.16997 | -0.0063687 | -0.035142 | 0.070599 | 0.38955 | 0.032443 | 0.17902 | 1.2353 | 1.7749 | 0.96211 | 1.251
New AC Equipment: packaged, split, etc. (Direct Install) | 1422.0257 | 263.5641 | 730.5701 | 1481.1674 | 3366682.6577 | 50500239.8662 | -366.603 | -5499.0447 | 0.12777 | 0.70496 | 0.090639 | 0.50007 | 0.12777 | 0.70496 | 0.089656 | 0.49465 | 4.7826 | 4.7826 | 2.2781 | 2.247
Chillers | 16347.2797 | 2874.1006 | 9693.163 | 20396.5722 | 44668954.0479 | 893379080.9583 | -23.6346 | -472.6921 | 0.079209 | 0.45836 | 0.042447 | 0.24563 | 0.1435 | 0.83039 | 0.10577 | 0.61203 | 1.9813 | 9.7372 | 1.3613 | 2.9529
Controls & VSDs | 4849.9702 | 3010.9748 | 5176.2428 | 4849.9702 | 23853653.3812 | 324409685.9837 | 0 | 0 | 0.094572 | 0 | 0.060515 | 0 | 0.11609 | 0 | 0.081131 | 0 | 2.7648 | 4.6199 | 1.6905 | 2.2104
Cooling Towers | 0 | 0 | 0 | 0 | 0 | 0 | 0 | 0 | 0 | 0 | 0 | 0 | 0 | 0 | 0 | 0 | 0 | 0 | 0 | 0
RCA (Direct Install) | 3446.5325 | 70.4011 | 1149.8856 | 4207.4747 | 5299011.9891 | 52990119.8912 | -115.1163 | -1151.1631 | -0.028742 | -0.13586 | -0.070073 | -0.33122 | -0.028742 | -0.13586 | -0.071167 | -0.33639 | 0.86218 | 0.86218 | 0.71957 | 0.71643
RCA (Midstream) | 8035.8304 | 164.1451 | 2681.0383 | 9426.7447 | 12355015.3069 | 123550153.0691 | -464.7278 | -4647.2777 | 0.09373 | 0.44277 | 0.052328 | 0.24719 | 0.10761 | 0.50834 | 0.065112 | 0.30758 | 2.0851 | 2.4842 | 1.4095 | 1.5662
Fans | 533.5213 | 331.2225 | 528.4397 | 533.5213 | 2435206 | 32875281 | 0 | 0 | 0.095373 | 0 | 0.060925 | 0 | 0.13455 | 0 | 0.099191 | 0 | 2.7503 | 9.7878 | 1.685 | 2.9575
Ducts | 0 | 0 | 0 | 0 | 0 | 0 | 0 | 0 | 0 | 0 | 0 | 0 | 0 | 0 | 0 | 0 | 0 | 0 | 0 | 0
Other Ventilation | 0 | 0 | 0 | 0 | 0 | 0 | 0 | 0 | 0 | 0 | 0 | 0 | 0 | 0 | 0 | 0 | 0 | 0 | 0 | 0
Economizers | 65.7667 | 40.8295 | 807.4706 | 65.7667 | 3721062.884 | 18977420.7082 | -574674.533 | -2930840.1182 | -1.042 | -6.4079 | -1.0736 | -6.602 | -0.67123 | -4.1278 | -0.70361 | -4.327 | 0.1164 | 0.16978 | 0.11337 | 0.16324
Envelope (Downsteam) | 1831.8366 | 1137.2469 | 996.9183 | 1831.8366 | 4594093.7599 | 45940937.5989 | -3411.6455 | -34116.4553 | 0.095965 | 0.52597 | 0.060305 | 0.33052 | 0.13602 | 0.74548 | 0.099411 | 0.54486 | 2.6219 | 8.1148 | 1.6359 | 2.7841
Envelope (Direct Install) | 5961.2989 | 3700.9137 | 4653.2847 | 5961.2989 | 21443708.4611 | 214437084.6107 | -9245.1379 | -92451.3789 | 0.1177 | 0.66966 | 0.083364 | 0.4743 | 0.1177 | 0.66966 | 0.082455 | 0.46913 | 4.716 | 4.716 | 2.2629 | 2.2322
HVAC Other (Downstream) | 956.7889 | 593.9969 | 794.3826 | 956.7889 | 3660749.1557 | 31116367.8234 | 0 | 0 | -4.123e-05 | 0 | -0.034024 | 0 | 0.1145 | 0 | 0.07962 | 0 | 0.99972 | 4.4349 | 0.81291 | 2.1671
HVAC Other (Direct Install) | 5537.7458 | 3437.962 | 990.7067 | 5537.7458 | 4565468.6098 | 12783312.1073 | 0 | 0 | -0.067223 | 0 | -0.10979 | 0 | -0.067223 | 0 | -0.11091 | 0 | 0.73366 | 0.73366 | 0.62778 | 0.6254
HVAC Other (Midstream) | 16777.984 | 10416.1645 | 4589.7483 | 16777.984 | 21150914.042 | 63452742.1261 | 0 | 0 | 0.069051 | 0 | 0.030266 | 0 | 0.10888 | 0 | 0.069064 | 0 | 1.6928 | 2.8191 | 1.2186 | 1.693
Lighting | 0 | 0 | 0 | 0 | 0 | 0 | 0 | 0 | 0 | 0 | 0 | 0 | 0 | 0 | 0 | 0 | 0 | 0 | 0 | 0
Screw-in CFL Interior (Downstream) | 3567.9337 | 3000.8962 | 4311.3056 | 3436.1785 | 19867767.9129 | 55629750.1562 | -88719.7648 | -248415.3415 | 0.099283 | 0.68296 | 0.0703 | 0.48359 | 0.11285 | 0.77631 | 0.083102 | 0.57166 | 4.7042 | 9.5278 | 2.2602 | 2.9333
Screw-in CFL Interior (Upstream - Traditional) | 68488.1032 | 57603.5618 | 82757.4639 | 79650.9567 | 381370801.2873 | 1067838243.6045 | -1425741.7437 | -3992076.8823 | 0.1185 | 0.8155 | 0.089521 | 0.61607 | 0.11955 | 0.82276 | 0.089808 | 0.61804 | 16.6547 | 19.3504 | 3.4493 | 3.4767
Screw-in CFL Interior (Upstream - Specialty) | 6244.6856 | 5252.2426 | 7545.7535 | 8458.8189 | 34773057.7645 | 97364561.7407 | -219639.8363 | -614991.5416 | 0.077336 | 0.5315 | 0.048342 | 0.33223 | 0.10989 | 0.7552 | 0.080124 | 0.55066 | 2.5848 | 7.7631 | 1.6214 | 2.7415
Screw-in CFL Interior (Direct Install) | 5609.9776 | 4718.4062 | 6778.8053 | 5781.994 | 31238733.9506 | 84344581.6665 | -107288.8211 | -289679.8171 | 0.098991 | 0.68162 | 0.070012 | 0.48208 | 0.098915 | 0.6811 | 0.06917 | 0.47628 | 4.6562 | 4.6433 | 2.249 | 2.2157
CFL Fixture Interior | 717.9521 | 603.8509 | 867.5361 | 946.4136 | 3997861.9893 | 47574557.6731 | -14123.6072 | -168070.9254 | 0.10681 | 0.72003 | 0.077311 | 0.52118 | 0.11914 | 0.80313 | 0.088857 | 0.59901 | 5.9641 | 13.9643 | 2.5155 | 3.2514
Interior Exit Signs | 1927.2829 | 1618.0302 | 2044.918 | 1302.4771 | 9423585.3933 | 150777366.2932 | -238639.4238 | -3818230.7801 | 0.10634 | 0.69406 | 0.074645 | 0.4872 | 0.11419 | 0.74531 | 0.081659 | 0.53298 | 4.3719 | 5.8215 | 2.1806 | 2.4526
Linear Flourescents Interior (Downstream) | 33820.7359 | 28393.8435 | 35885.0436 | 40999.2418 | 165368864.4555 | 2430922307.496 | -2504911.3468 | -36822196.7982 | 0.062713 | 0.40768 | 0.031263 | 0.20323 | 0.11958 | 0.77736 | 0.087298 | 0.5675 | 1.8463 | 7.9374 | 1.2962 | 2.7629
Linear Flourescents Interior (Direct Install) | 37638.7606 | 31599.226 | 39936.1081 | 35155.6503 | 184037364.3213 | 2723752991.9558 | -1659672.3845 | -24563151.29 | 0.090697 | 0.5897 | 0.059251 | 0.38524 | 0.090697 | 0.5897 | 0.058418 | 0.37983 | 2.9672 | 2.9672 | 1.764 | 1.7453
HID Interior | 155.5953 | 130.6284 | 165.0923 | 105.5261 | 760794.0209 | 11411910.3137 | -7287.7963 | -109316.9452 | 0.06814 | 0.44374 | 0.036457 | 0.23741 | 0.1176 | 0.76587 | 0.085083 | 0.55408 | 1.9777 | 6.8143 | 1.3596 | 2.613
LED Interior | 151.9821 | 127.595 | 161.2586 | 131.4339 | 743127.2179 | 11890035.4862 | 0 | 0 | 0.11186 | 0 | 0.080184 | 0 | 0.11186 | 0 | 0.079345 | 0 | 5.3101 | 5.3101 | 2.3913 | 2.357
Interior Controls (Downstream) | 5713.0304 | 4796.3147 | 6061.7352 | 9961.0754 | 27934263.5863 | 223474108.6904 | -961591.7453 | -7692733.9625 | 0.016244 | 0.10272 | -0.014254 | -0.090137 | 0.1156 | 0.73103 | 0.084296 | 0.53307 | 1.1395 | 7.7703 | 0.90299 | 2.7424
Interior Controls (Direct Install) | 311.4731 | 261.494 | 330.4844 | 1255.1948 | 1522969.6879 | 12183757.5035 | -78783.0725 | -630264.5797 | 0.029378 | 0.18581 | -0.0011147 | -0.0070503 | 0.029378 | 0.18581 | -0.0019219 | -0.012156 | 1.2845 | 1.2845 | 0.99167 | 0.98572
Interior Day Lighting | 0 | 0 | 0 | 0 | 0 | 0 | 0 | 0 | 0 | 0 | 0 | 0 | 0 | 0 | 0 | 0 | 0 | 0 | 0 | 0
Other Interior Lighting | 2126.2351 | 1785.0583 | 2256.0135 | 2112.9322 | 10396375.7805 | 143469985.7706 | -2829.6381 | -39049.0056 | 0.0953 | 0.61739 | 0.063986 | 0.41453 | 0.1254 | 0.81237 | 0.093253 | 0.60413 | 3.3287 | 12.5799 | 1.8858 | 3.1701
CFL Lamp Exterior | 0 | 0 | 0 | 0 | 0 | 0 | 0 | 0 | 0 | 0 | 0 | 0 | 0 | 0 | 0 | 0 | 0 | 0 | 0 | 0
CFL Fixture Exterior | 0 | 0 | 15.0678 | 0 | 69437.06 | 937400.31 | 0 | 0 | -0.29919 | 0 | -0.32036 | 0 | 0.061454 | 0 | 0.039726 | 0 | 0.23535 | 3.006 | 0.22328 | 1.7587
Other Exterior Lighting | 0 | 0.43149 | 1449.2946 | 0.43149 | 6678776.7942 | 100181651.913 | 0 | 0 | 0.075925 | 0 | 0.054574 | 0 | 0.085353 | 0 | 0.063437 | 0 | 5.4769 | 12.3335 | 2.4245 | 3.1542
Process | 0 | 0 | 0 | 0 | 0 | 0 | 0 | 0 | 0 | 0 | 0 | 0 | 0 | 0 | 0 | 0 | 0 | 0 | 0 | 0
Compressed Air | 761.1784 | 770.7673 | 2494.3967 | 761.1784 | 11494915.7591 | 172423736.3858 | 0 | 0 | 0.070944 | 0 | 0.045502 | 0 | 0.097677 | 0 | 0.071561 | 0 | 2.7853 | 8.5102 | 1.6981 | 2.8292
Controls | 0 | 0 | 0 | 0 | 0 | 0 | 0 | 0 | 0 | 0 | 0 | 0 | 0 | 0 | 0 | 0 | 0 | 0 | 0 | 0
VSD | 2284.6023 | 2313.3826 | 3305.698 | 2284.6023 | 15233631.1467 | 162999853.2694 | 0 | 0 | 0.088584 | 0 | 0.062708 | 0 | 0.092847 | 0 | 0.066287 | 0 | 4.6935 | 5.7082 | 2.2577 | 2.4323
Oil Well Pump-Off Controllers | 0 | 0 | 0 | 0 | 0 | 0 | 0 | 0 | 0 | 0 | 0 | 0 | 0 | 0 | 0 | 0 | 0 | 0 | 0 | 0
Custom | 1649.3561 | 1670.1339 | 2860.3613 | 1649.3561 | 13181388.2972 | 235946850.52 | 0 | 0 | 0.086573 | 0 | 0.060029 | 0 | 0.10295 | 0 | 0.075699 | 0 | 3.9954 | 9.2166 | 2.0827 | 2.9032
Cooling & Motors | 626.9857 | 389.2474 | 865.4015 | 626.9857 | 3988025.2699 | 59820379.0492 | 0 | 0 | 0.091282 | 0 | 0.057302 | 0 | 0.13657 | 0 | 0.10169 | 0 | 2.6144 | 13.1393 | 1.633 | 3.2045
Pumps & Vacuum | 837.7219 | 848.2751 | 1549.1097 | 837.7219 | 7138754.3438 | 107081315.1569 | 0 | 0 | 0.08876 | 0 | 0.062701 | 0 | 0.1 | 0 | 0.073252 | 0 | 4.6077 | 8.4832 | 2.2377 | 2.8262
Water Heating | 0 | 0 | 0 | 0 | 0 | 0 | 0 | 0 | 0 | 0 | 0 | 0 | 0 | 0 | 0 | 0 | 0 | 0 | 0 | 0
Efficiency | 110.1 | 110.1 | 66.8879 | 110.1 | 308239 | 3082390 | 0 | 0 | -0.20857 | 0 | -0.23933 | 0 | 0.11117 | 0 | 0.079591 | 0 | 0.39089 | 5.9032 | 0.35866 | 2.467
Use Reduction | 0 | 0 | 0 | 0 | 0 | 0 | 0 | 0 | 0 | 0 | 0 | 0 | 0 | 0 | 0 | 0 | 0 | 0 | 0 | 0
CUSTOMIZED MEASURES | 0 | 0 | 0 | 0 | 0 | 0 | 0 | 0 | 0 | 0 | 0 | 0 | 0 | 0 | 0 | 0 | 0 | 0 | 0 | 0
HVAC | 0 | 0 | 0 | 0 | 0 | 0 | 0 | 0 | 0 | 0 | 0 | 0 | 0 | 0 | 0 | 0 | 0 | 0 | 0 | 0
Chillers | 13488.0685 | 2371.4077 | 7997.7861 | 16299.0199 | 36856157.1617 | 722380680.3693 | -1204207.1322 | -23602459.7903 | 0.025611 | 0.14817 | -0.011068 | -0.064029 | 0.13045 | 0.7547 | 0.092802 | 0.53689 | 1.1912 | 5.4809 | 0.93514 | 2.39
Controls & VSDs | 4453.9588 | 2765.1217 | 7843.9739 | 4453.9588 | 36147345.296 | 538595444.9104 | -1192954.448 | -17775021.2755 | 0.089772 | 0.54944 | 0.056243 | 0.34422 | 0.1129 | 0.691 | 0.078486 | 0.48036 | 2.6004 | 4.4253 | 1.6276 | 2.1649
Cool Roofs | 366.987 | 227.8341 | 146.1214 | 366.987 | 673370.6724 | 10100560.0859 | -25263.6696 | -378955.0445 | -1.0208 | -5.448 | -1.0593 | -5.6539 | 0.12761 | 0.68106 | 0.088019 | 0.46978 | 0.14116 | 4.1769 | 0.13672 | 2.1036
Cooling Towers | 3467.7458 | 2152.8576 | 1540.9299 | 3467.7458 | 7101059.378 | 104385572.8559 | 0 | 0 | 0.011155 | 0 | -0.026578 | 0 | 0.13068 | 0 | 0.091953 | 0 | 1.0729 | 4.9049 | 0.86065 | 2.2736
Fans | 39.816 | 24.7187 | 55.2965 | 39.816 | 254822.4 | 3822336 | 0 | 0 | 0.1018 | 0 | 0.067976 | 0 | 0.12143 | 0 | 0.086714 | 0 | 3.2453 | 5.7242 | 1.8587 | 2.4352
HVAC Other | 15770.7613 | 9790.8571 | 14140.6015 | 15770.7613 | 65164062.3554 | 918813279.2118 | 0 | 0 | 0.072277 | 0 | 0.037528 | 0 | 0.12379 | 0 | 0.088119 | 0 | 1.9161 | 5.5205 | 1.3302 | 2.3975
New AC Equipment: packaged, split, etc. | 2230.7439 | 413.4552 | 1146.0516 | 2104.8088 | 5281343.8442 | 79220157.6626 | -10475.9656 | -157139.4836 | -0.19047 | -1.0509 | -0.22776 | -1.2567 | 0.13938 | 0.76903 | 0.1011 | 0.55784 | 0.45996 | 7.1017 | 0.41598 | 2.6542
Other Ventilation | 120.7426 | 74.9598 | 378.6325 | 120.7426 | 1744850 | 23380990 | 0 | 0 | 0.070623 | 0 | 0.038027 | 0 | 0.10233 | 0 | 0.068867 | 0 | 1.9922 | 3.5921 | 1.3664 | 1.9442
RCA | 0 | 0 | 0 | 0 | 0 | 0 | 0 | 0 | 0 | 0 | 0 | 0 | 0 | 0 | 0 | 0 | 0 | 0 | 0 | 0
Retrocommissioing | 1262.0377 | 783.5025 | 20140.2046 | 1262.0377 | 92812002.6697 | 816745623.4937 | -2177452.2496 | -19161579.7962 | 0.064153 | 0.39617 | 0.032721 | 0.20207 | 0.097415 | 0.60158 | 0.065151 | 0.40234 | 1.8838 | 3.4773 | 1.3146 | 1.9101
Space Conditioning | 8369.339 | 5195.8812 | 6807.6228 | 8369.339 | 31371533.7417 | 451750085.8802 | -66866.6468 | -962879.7135 | 0.033967 | 0.19763 | -0.0012453 | -0.0072451 | 0.12593 | 0.73267 | 0.089785 | 0.52238 | 1.2849 | 5.6202 | 0.99194 | 2.4161
Exterior Lighting | 0 | 0 | 0 | 0 | 0 | 0 | 0 | 0 | 0 | 0 | 0 | 0 | 0 | 0 | 0 | 0 | 0 | 0 | 0 | 0
Customized Exterior Lighting | 0 | 0 | 1721.1057 | 0 | 7931362.685 | 118970440.2751 | 0 | 0 | 0.034686 | 0 | 0.013278 | 0 | 0.072198 | 0 | 0.050223 | 0 | 1.5935 | 4.4485 | 1.1663 | 2.1704
Exterior Lighting Controls | 0 | 0 | 272.5327 | 0 | 1255911.1444 | 18713076.0522 | 0 | 0 | 0.075016 | 0 | 0.053646 | 0 | 0.059056 | 0 | 0.037121 | 0 | 5.1796 | 2.7417 | 2.3644 | 1.6647
Interior Lighting | 0 | 0 | 0 | 0 | 0 | 0 | 0 | 0 | 0 | 0 | 0 | 0 | 0 | 0 | 0 | 0 | 0 | 0 | 0 | 0
Customized Interior Lighting | 12087.75 | 10148.1435 | 12825.5469 | 10972.0228 | 59103902.6786 | 815633856.9644 | -1682862.038 | -23223496.1246 | 0.062542 | 0.40531 | 0.031152 | 0.20188 | 0.10696 | 0.69314 | 0.074735 | 0.48432 | 1.845 | 4.6132 | 1.2955 | 2.2089
Daylighting | 2446.5089 | 2053.9408 | 2595.8358 | 3630.6743 | 11962377.1743 | 95699017.3946 | -354457.3301 | -2835658.6407 | 0.08133 | 0.51353 | 0.050601 | 0.3195 | 0.10504 | 0.66324 | 0.073498 | 0.46407 | 2.5535 | 4.6673 | 1.609 | 2.2212
Interior Lighting System Modification | 4005.3427 | 3362.6434 | 4249.8158 | 5046.8831 | 19584404.6654 | 293766069.981 | -734466.2782 | -11016994.1727 | 0.092529 | 0.60224 | 0.060905 | 0.39641 | 0.11235 | 0.73126 | 0.07989 | 0.51998 | 3.0541 | 5.4543 | 1.7944 | 2.3849
Interior Lighting System Replacement | 23655.6853 | 19859.8821 | 25099.5514 | 24647.8211 | 115666135.3732 | 1734992030.598 | -3972861.4954 | -59592922.4309 | 0.093164 | 0.60645 | 0.061556 | 0.40069 | 0.11895 | 0.77431 | 0.086506 | 0.5631 | 3.101 | 7.4101 | 1.8105 | 2.6961
Interior Controls | 3434.4846 | 2883.3855 | 3644.1144 | 1987.7884 | 16793153.7673 | 141062491.6456 | -610288.7728 | -5126425.6912 | -0.087448 | -0.55317 | -0.11803 | -0.74664 | 0.098754 | 0.62469 | 0.06736 | 0.4261 | 0.60341 | 3.8794 | 0.52991 | 2.0254
LED Interior | 12.7393 | 10.6952 | 13.5169 | 9.0275 | 62289.92 | 996638.72 | 0 | 0 | 0.11782 | 0 | 0.085942 | 0 | 0.12049 | 0 | 0.087762 | 0 | 6.6467 | 7.6193 | 2.6294 | 2.7233
SBD - Light Power Density | 7169.4227 | 6019.0135 | 7607.021 | 8873.4306 | 35055396.2123 | 511808784.6989 | -1038673.0032 | -15164625.8466 | 0.10705 | 0.69685 | 0.075179 | 0.48939 | 0.12247 | 0.79721 | 0.089753 | 0.58426 | 4.388 | 8.5695 | 2.1845 | 2.8357
Refrigeration | 2458.49 | 2286.3957 | 3815.4818 | 2458.49 | 17582865.6553 | 265501271.3947 | -578469.5572 | -8734890.3144 | 0.027886 | 0.20775 | 0.00031958 | 0.0023808 | 0.079468 | 0.59203 | 0.051172 | 0.38122 | 1.303 | 2.9643 | 1.0027 | 1.7443
Process | 0 | 0 | 0 | 0 | 0 | 0 | 0 | 0 | 0 | 0 | 0 | 0 | 0 | 0 | 0 | 0 | 0 | 0 | 0 | 0
Compressed Air | 2399.1551 | 2429.3784 | 4047.7539 | 2399.1551 | 18653243.5639 | 279798653.4584 | 0 | 0 | 0.058824 | 0 | 0.032787 | 0 | 0.088822 | 0 | 0.062096 | 0 | 2.0804 | 4.6333 | 1.4074 | 2.2135
Controls | 1378.0264 | 1395.386 | 2747.1801 | 1378.0264 | 12659816.318 | 189897244.7703 | 0 | 0 | 0.067346 | 0 | 0.041627 | 0 | 0.090886 | 0 | 0.064486 | 0 | 2.512 | 5.3279 | 1.5925 | 2.3605
Cooling & Motors | 5726.4531 | 3555.1159 | 4524.4468 | 5726.4531 | 20849985.2706 | 312749779.0584 | 0 | 0 | 0.064257 | 0 | 0.028946 | 0 | 0.12643 | 0 | 0.090187 | 0 | 1.7191 | 5.6517 | 1.2322 | 2.422
Custom | 38097.0207 | 38576.9473 | 64467.8996 | 38097.0207 | 297087094.7846 | 4337471583.8558 | 0 | 0 | 0.039648 | 0 | 0.013456 | 0 | 0.090926 | 0 | 0.064041 | 0 | 1.5337 | 4.9504 | 1.1339 | 2.2833
Oil Well Pump-Off Controllers | 847.0285 | 857.6989 | 1649.9568 | 847.0285 | 7603487.5844 | 114052313.7663 | 0 | 0 | 0.095572 | 0 | 0.069824 | 0 | 0.08953 | 0 | 0.0631 | 0 | 6.8127 | 4.9819 | 2.655 | 2.29
Pumps & Vacuums | 10263.478 | 10392.772 | 15623.3431 | 10263.478 | 71996972.7636 | 856763975.887 | 0 | 0 | 0.031336 | 0 | 0.0054414 | 0 | 0.082392 | 0 | 0.055811 | 0 | 1.3854 | 3.7229 | 1.0508 | 1.9819
VSD | 2507.1036 | 2538.6868 | 7161.8812 | 2507.1036 | 33004060.7908 | 495060911.8628 | 0 | 0 | 0.051624 | 0 | 0.026054 | 0 | 0.088851 | 0 | 0.062604 | 0 | 1.866 | 4.9691 | 1.3059 | 2.2873
Whole Building | 16584.6888 | 16349.344 | 14397.5627 | 16584.6888 | 66348215.051 | 995223225.765 | -1905775.5601 | -28586633.4012 | 0.072387 | 0.52442 | 0.043522 | 0.3153 | 0.087569 | 0.6344 | 0.05794 | 0.41975 | 2.3611 | 3.3043 | 1.5304 | 1.8567
CODES & STANDARDS | 0 | 0 | 0 | 0 | 0 | 0 | 0 | 0 | 0 | 0 | 0 | 0 | 0 | 0 | 0 | 0 | 0 | 0 | 0 | 0
2008 Title 24 | 5608.3653 | 1039.4774 | 2881.3151 | 3676.2134 | 13277949.9605 | 199169249.4078 | 0 | 0 | 0.14312 | 0 | 0.10568 | 0 | 0.16289 | 0 | 0.12445 | 0 | 8.2411 | 0 | 2.8473 | 4.2381
2008 Title 20 | 3110.5579 | 3103.5931 | 4900.6858 | 2700.8839 | 22583805.752 | 67751417.2561 | 0 | 0 | 0.054768 | 0 | 0.027002 | 0 | 0.12079 | 0 | 0.09229 | 0 | 1.8295 | 0 | 1.2879 | 4.2381
2009 Title 20 | 5155.2301 | 3749.2583 | 8953.3225 | 5155.2301 | 41259550.4682 | 247557302.8095 | 0 | 0 | 0.098583 | 0 | 0.07305 | 0 | 0.11108 | 0 | 0.084869 | 0 | 8.8898 | 0 | 2.9209 | 4.2381
0 | 0 | 0 | 0 | 0 | 0 | 0 | 0 | 0 | 0 | 0 | 0 | 0 | 0 | 0 | 0 | 0 | 0 | 0 | 0 | 0
0 | 0 | 0 | 0 | 0 | 0 | 0 | 0 | 0 | 0 | 0 | 0 | 0 | 0 | 0 | 0 | 0 | 0 | 0 | 0 | 0
0 | 0 | 0 | 0 | 0 | 0 | 0 | 0 | 0 | 0 | 0 | 0 | 0 | 0 | 0 | 0 | 0 | 0 | 0 | 0 | 0
0 | 0 | 0 | 0 | 0 | 0 | 0 | 0 | 0 | 0 | 0 | 0 | 0 | 0 | 0 | 0 | 0 | 0 | 0 | 0 | 0
0 | 0 | 0 | 0 | 0 | 0 | 0 | 0 | 0 | 0 | 0 | 0 | 0 | 0 | 0 | 0 | 0 | 0 | 0 | 0 | 0
0 | 0 | 0 | 0 | 0 | 0 | 0 | 0 | 0 | 0 | 0 | 0 | 0 | 0 | 0 | 0 | 0 | 0 | 0 | 0 | 0
0 | 0 | 0 | 0 | 0 | 0 | 0 | 0 | 0 | 0 | 0 | 0 | 0 | 0 | 0 | 0 | 0 | 0 | 0 | 0 | 0
0 | 0 | 0 | 0 | 0 | 0 | 0 | 0 | 0 | 0 | 0 | 0 | 0 | 0 | 0 | 0 | 0 | 0 | 0 | 0 | 0
0 | 0 | 0 | 0 | 0 | 0 | 0 | 0 | 0 | 0 | 0 | 0 | 0 | 0 | 0 | 0 | 0 | 0 | 0 | 0 | 0
0 | 0 | 0 | 0 | 0 | 0 | 0 | 0 | 0 | 0 | 0 | 0 | 0 | 0 | 0 | 0 | 0 | 0 | 0 | 0 | 0
0 | 0 | 0 | 0 | 0 | 0 | 0 | 0 | 0 | 0 | 0 | 0 | 0 | 0 | 0 | 0 | 0 | 0 | 0 | 0 | 0
0 | 0 | 0 | 0 | 0 | 0 | 0 | 0 | 0 | 0 | 0 | 0 | 0 | 0 | 0 | 0 | 0 | 0 | 0 | 0 | 0
0 | 0 | 0 | 0 | 0 | 0 | 0 | 0 | 0 | 0 | 0 | 0 | 0 | 0 | 0 | 0 | 0 | 0 | 0 | 0 | 0
0 | 0 | 0 | 0 | 0 | 0 | 0 | 0 | 0 | 0 | 0 | 0 | 0 | 0 | 0 | 0 | 0 | 0 | 0 | 0 | 0
0 | 0 | 0 | 0 | 0 | 0 | 0 | 0 | 0 | 0 | 0 | 0 | 0 | 0 | 0 | 0 | 0 | 0 | 0 | 0 | 0
0 | 0 | 0 | 0 | 0 | 0 | 0 | 0 | 0 | 0 | 0 | 0 | 0 | 0 | 0 | 0 | 0 | 0 | 0 | 0 | 0
0 | 0 | 0 | 0 | 0 | 0 | 0 | 0 | 0 | 0 | 0 | 0 | 0 | 0 | 0 | 0 | 0 | 0 | 0 | 0 | 0
0 | 0 | 0 | 0 | 0 | 0 | 0 | 0 | 0 | 0 | 0 | 0 | 0 | 0 | 0 | 0 | 0 | 0 | 0 | 0 | 0
0 | 0 | 0 | 0 | 0 | 0 | 0 | 0 | 0 | 0 | 0 | 0 | 0 | 0 | 0 | 0 | 0 | 0 | 0 | 0 | 0
0 | 0 | 0 | 0 | 0 | 0 | 0 | 0 | 0 | 0 | 0 | 0 | 0 | 0 | 0 | 0 | 0 | 0 | 0 | 0 | 0
0 | 0 | 0 | 0 | 0 | 0 | 0 | 0 | 0 | 0 | 0 | 0 | 0 | 0 | 0 | 0 | 0 | 0 | 0 | 0 | 0
0 | 0 | 0 | 0 | 0 | 0 | 0 | 0 | 0 | 0 | 0 | 0 | 0 | 0 | 0 | 0 | 0 | 0 | 0 | 0 | 0
0 | 0 | 0 | 0 | 0 | 0 | 0 | 0 | 0 | 0 | 0 | 0 | 0 | 0 | 0 | 0 | 0 | 0 | 0 | 0 | 0
0 | 0 | 0 | 0 | 0 | 0 | 0 | 0 | 0 | 0 | 0 | 0 | 0 | 0 | 0 | 0 | 0 | 0 | 0 | 0 | 0
0 | 0 | 0 | 0 | 0 | 0 | 0 | 0 | 0 | 0 | 0 | 0 | 0 | 0 | 0 | 0 | 0 | 0 | 0 | 0 | 0
0 | 0 | 0 | 0 | 0 | 0 | 0 | 0 | 0 | 0 | 0 | 0 | 0 | 0 | 0 | 0 | 0 | 0 | 0 | 0 | 0
0 | 0 | 0 | 0 | 0 | 0 | 0 | 0 | 0 | 0 | 0 | 0 | 0 | 0 | 0 | 0 | 0 | 0 | 0 | 0 | 0
0 | 0 | 0 | 0 | 0 | 0 | 0 | 0 | 0 | 0 | 0 | 0 | 0 | 0 | 0 | 0 | 0 | 0 | 0 | 0 | 0
0 | 0 | 0 | 0 | 0 | 0 | 0 | 0 | 0 | 0 | 0 | 0 | 0 | 0 | 0 | 0 | 0 | 0 | 0 | 0 | 0
0 | 0 | 0 | 0 | 0 | 0 | 0 | 0 | 0 | 0 | 0 | 0 | 0 | 0 | 0 | 0 | 0 | 0 | 0 | 0 | 0
0 | 0 | 0 | 0 | 0 | 0 | 0 | 0 | 0 | 0 | 0 | 0 | 0 | 0 | 0 | 0 | 0 | 0 | 0 | 0 | 0
0 | 0 | 0 | 0 | 0 | 0 | 0 | 0 | 0 | 0 | 0 | 0 | 0 | 0 | 0 | 0 | 0 | 0 | 0 | 0 | 0
0 | 0 | 0 | 0 | 0 | 0 | 0 | 0 | 0 | 0 | 0 | 0 | 0 | 0 | 0 | 0 | 0 | 0 | 0 | 0 | 0
0 | 0 | 0 | 0 | 0 | 0 | 0 | 0 | 0 | 0 | 0 | 0 | 0 | 0 | 0 | 0 | 0 | 0 | 0 | 0 | 0
0 | 0 | 0 | 0 | 0 | 0 | 0 | 0 | 0 | 0 | 0 | 0 | 0 | 0 | 0 | 0 | 0 | 0 | 0 | 0 | 0
0 | 0 | 0 | 0 | 0 | 0 | 0 | 0 | 0 | 0 | 0 | 0 | 0 | 0 | 0 | 0 | 0 | 0 | 0 | 0 | 0
0 | 0 | 0 | 0 | 0 | 0 | 0 | 0 | 0 | 0 | 0 | 0 | 0 | 0 | 0 | 0 | 0 | 0 | 0 | 0 | 0
0 | 0 | 0 | 0 | 0 | 0 | 0 | 0 | 0 | 0 | 0 | 0 | 0 | 0 | 0 | 0 | 0 | 0 | 0 | 0 | 0
0 | 0 | 0 | 0 | 0 | 0 | 0 | 0 | 0 | 0 | 0 | 0 | 0 | 0 | 0 | 0 | 0 | 0 | 0 | 0 | 0
0 | 0 | 0 | 0 | 0 | 0 | 0 | 0 | 0 | 0 | 0 | 0 | 0 | 0 | 0 | 0 | 0 | 0 | 0 | 0 | 0
0 | 0 | 0 | 0 | 0 | 0 | 0 | 0 | 0 | 0 | 0 | 0 | 0 | 0 | 0 | 0 | 0 | 0 | 0 | 0 | 0
0 | 0 | 0 | 0 | 0 | 0 | 0 | 0 | 0 | 0 | 0 | 0 | 0 | 0 | 0 | 0 | 0 | 0 | 0 | 0 | 0
0 | 0 | 0 | 0 | 0 | 0 | 0 | 0 | 0 | 0 | 0 | 0 | 0 | 0 | 0 | 0 | 0 | 0 | 0 | 0 | 0
0 | 0 | 0 | 0 | 0 | 0 | 0 | 0 | 0 | 0 | 0 | 0 | 0 | 0 | 0 | 0 | 0 | 0 | 0 | 0 | 0
0 | 0 | 0 | 0 | 0 | 0 | 0 | 0 | 0 | 0 | 0 | 0 | 0 | 0 | 0 | 0 | 0 | 0 | 0 | 0 | 0
0 | 0 | 0 | 0 | 0 | 0 | 0 | 0 | 0 | 0 | 0 | 0 | 0 | 0 | 0 | 0 | 0 | 0 | 0 | 0 | 0
0 | 0 | 0 | 0 | 0 | 0 | 0 | 0 | 0 | 0 | 0 | 0 | 0 | 0 | 0 | 0 | 0 | 0 | 0 | 0 | 0
0 | 0 | 0 | 0 | 0 | 0 | 0 | 0 | 0 | 0 | 0 | 0 | 0 | 0 | 0 | 0 | 0 | 0 | 0 | 0 | 0
0 | 0 | 0 | 0 | 0 | 0 | 0 | 0 | 0 | 0 | 0 | 0 | 0 | 0 | 0 | 0 | 0 | 0 | 0 | 0 | 0
0 | 0 | 0 | 0 | 0 | 0 | 0 | 0 | 0 | 0 | 0 | 0 | 0 | 0 | 0 | 0 | 0 | 0 | 0 | 0 | 0
0 | 0 | 0 | 0 | 0 | 0 | 0 | 0 | 0 | 0 | 0 | 0 | 0 | 0 | 0 | 0 | 0 | 0 | 0 | 0 | 0
0 | 0 | 0 | 0 | 0 | 0 | 0 | 0 | 0 | 0 | 0 | 0 | 0 | 0 | 0 | 0 | 0 | 0 | 0 | 0 | 0
0 | 0 | 0 | 0 | 0 | 0 | 0 | 0 | 0 | 0 | 0 | 0 | 0 | 0 | 0 | 0 | 0 | 0 | 0 | 0 | 0
0 | 0 | 0 | 0 | 0 | 0 | 0 | 0 | 0 | 0 | 0 | 0 | 0 | 0 | 0 | 0 | 0 | 0 | 0 | 0 | 0
0 | 0 | 0 | 0 | 0 | 0 | 0 | 0 | 0 | 0 | 0 | 0 | 0 | 0 | 0 | 0 | 0 | 0 | 0 | 0 | 0
0 | 0 | 0 | 0 | 0 | 0 | 0 | 0 | 0 | 0 | 0 | 0 | 0 | 0 | 0 | 0 | 0 | 0 | 0 | 0 | 0
0 | 0 | 0 | 0 | 0 | 0 | 0 | 0 | 0 | 0 | 0 | 0 | 0 | 0 | 0 | 0 | 0 | 0 | 0 | 0 | 0
0 | 0 | 0 | 0 | 0 | 0 | 0 | 0 | 0 | 0 | 0 | 0 | 0 | 0 | 0 | 0 | 0 | 0 | 0 | 0 | 0
0 | 0 | 0 | 0 | 0 | 0 | 0 | 0 | 0 | 0 | 0 | 0 | 0 | 0 | 0 | 0 | 0 | 0 | 0 | 0 | 0
0 | 0 | 0 | 0 | 0 | 0 | 0 | 0 | 0 | 0 | 0 | 0 | 0 | 0 | 0 | 0 | 0 | 0 | 0 | 0 | 0
0 | 0 | 0 | 0 | 0 | 0 | 0 | 0 | 0 | 0 | 0 | 0 | 0 | 0 | 0 | 0 | 0 | 0 | 0 | 0 | 0
0 | 0 | 0 | 0 | 0 | 0 | 0 | 0 | 0 | 0 | 0 | 0 | 0 | 0 | 0 | 0 | 0 | 0 | 0 | 0 | 0
0 | 0 | 0 | 0 | 0 | 0 | 0 | 0 | 0 | 0 | 0 | 0 | 0 | 0 | 0 | 0 | 0 | 0 | 0 | 0 | 0
0 | 0 | 0 | 0 | 0 | 0 | 0 | 0 | 0 | 0 | 0 | 0 | 0 | 0 | 0 | 0 | 0 | 0 | 0 | 0 | 0
0 | 0 | 0 | 0 | 0 | 0 | 0 | 0 | 0 | 0 | 0 | 0 | 0 | 0 | 0 | 0 | 0 | 0 | 0 | 0 | 0
0 | 0 | 0 | 0 | 0 | 0 | 0 | 0 | 0 | 0 | 0 | 0 | 0 | 0 | 0 | 0 | 0 | 0 | 0 | 0 | 0
0 | 0 | 0 | 0 | 0 | 0 | 0 | 0 | 0 | 0 | 0 | 0 | 0 | 0 | 0 | 0 | 0 | 0 | 0 | 0 | 0
0 | 0 | 0 | 0 | 0 | 0 | 0 | 0 | 0 | 0 | 0 | 0 | 0 | 0 | 0 | 0 | 0 | 0 | 0 | 0 | 0
0 | 0 | 0 | 0 | 0 | 0 | 0 | 0 | 0 | 0 | 0 | 0 | 0 | 0 | 0 | 0 | 0 | 0 | 0 | 0 | 0
0 | 0 | 0 | 0 | 0 | 0 | 0 | 0 | 0 | 0 | 0 | 0 | 0 | 0 | 0 | 0 | 0 | 0 | 0 | 0 | 0
0 | 0 | 0 | 0 | 0 | 0 | 0 | 0 | 0 | 0 | 0 | 0 | 0 | 0 | 0 | 0 | 0 | 0 | 0 | 0 | 0
0 | 0 | 0 | 0 | 0 | 0 | 0 | 0 | 0 | 0 | 0 | 0 | 0 | 0 | 0 | 0 | 0 | 0 | 0 | 0 | 0
0 | 0 | 0 | 0 | 0 | 0 | 0 | 0 | 0 | 0 | 0 | 0 | 0 | 0 | 0 | 0 | 0 | 0 | 0 | 0 | 0
0 | 0 | 0 | 0 | 0 | 0 | 0 | 0 | 0 | 0 | 0 | 0 | 0 | 0 | 0 | 0 | 0 | 0 | 0 | 0 | 0
0 | 0 | 0 | 0 | 0 | 0 | 0 | 0 | 0 | 0 | 0 | 0 | 0 | 0 | 0 | 0 | 0 | 0 | 0 | 0 | 0
0 | 0 | 0 | 0 | 0 | 0 | 0 | 0 | 0 | 0 | 0 | 0 | 0 | 0 | 0 | 0 | 0 | 0 | 0 | 0 | 0
0 | 0 | 0 | 0 | 0 | 0 | 0 | 0 | 0 | 0 | 0 | 0 | 0 | 0 | 0 | 0 | 0 | 0 | 0 | 0 | 0
0 | 0 | 0 | 0 | 0 | 0 | 0 | 0 | 0 | 0 | 0 | 0 | 0 | 0 | 0 | 0 | 0 | 0 | 0 | 0 | 0
0 | 0 | 0 | 0 | 0 | 0 | 0 | 0 | 0 | 0 | 0 | 0 | 0 | 0 | 0 | 0 | 0 | 0 | 0 | 0 | 0
0 | 0 | 0 | 0 | 0 | 0 | 0 | 0 | 0 | 0 | 0 | 0 | 0 | 0 | 0 | 0 | 0 | 0 | 0 | 0 | 0
0 | 0 | 0 | 0 | 0 | 0 | 0 | 0 | 0 | 0 | 0 | 0 | 0 | 0 | 0 | 0 | 0 | 0 | 0 | 0 | 0
0 | 0 | 0 | 0 | 0 | 0 | 0 | 0 | 0 | 0 | 0 | 0 | 0 | 0 | 0 | 0 | 0 | 0 | 0 | 0 | 0
0 | 0 | 0 | 0 | 0 | 0 | 0 | 0 | 0 | 0 | 0 | 0 | 0 | 0 | 0 | 0 | 0 | 0 | 0 | 0 | 0
0 | 0 | 0 | 0 | 0 | 0 | 0 | 0 | 0 | 0 | 0 | 0 | 0 | 0 | 0 | 0 | 0 | 0 | 0 | 0 | 0
0 | 0 | 0 | 0 | 0 | 0 | 0 | 0 | 0 | 0 | 0 | 0 | 0 | 0 | 0 | 0 | 0 | 0 | 0 | 0 | 0
0 | 0 | 0 | 0 | 0 | 0 | 0 | 0 | 0 | 0 | 0 | 0 | 0 | 0 | 0 | 0 | 0 | 0 | 0 | 0 | 0
0 | 0 | 0 | 0 | 0 | 0 | 0 | 0 | 0 | 0 | 0 | 0 | 0 | 0 | 0 | 0 | 0 | 0 | 0 | 0 | 0
0 | 0 | 0 | 0 | 0 | 0 | 0 | 0 | 0 | 0 | 0 | 0 | 0 | 0 | 0 | 0 | 0 | 0 | 0 | 0 | 0
0 | 0 | 0 | 0 | 0 | 0 | 0 | 0 | 0 | 0 | 0 | 0 | 0 | 0 | 0 | 0 | 0 | 0 | 0 | 0 | 0
0 | 0 | 0 | 0 | 0 | 0 | 0 | 0 | 0 | 0 | 0 | 0 | 0 | 0 | 0 | 0 | 0 | 0 | 0 | 0 | 0
0 | 0 | 0 | 0 | 0 | 0 | 0 | 0 | 0 | 0 | 0 | 0 | 0 | 0 | 0 | 0 | 0 | 0 | 0 | 0 | 0
0 | 0 | 0 | 0 | 0 | 0 | 0 | 0 | 0 | 0 | 0 | 0 | 0 | 0 | 0 | 0 | 0 | 0 | 0 | 0 | 0
0 | 0 | 0 | 0 | 0 | 0 | 0 | 0 | 0 | 0 | 0 | 0 | 0 | 0 | 0 | 0 | 0 | 0 | 0 | 0 | 0
0 | 0 | 0 | 0 | 0 | 0 | 0 | 0 | 0 | 0 | 0 | 0 | 0 | 0 | 0 | 0 | 0 | 0 | 0 | 0 | 0
0 | 0 | 0 | 0 | 0 | 0 | 0 | 0 | 0 | 0 | 0 | 0 | 0 | 0 | 0 | 0 | 0 | 0 | 0 | 0 | 0
0 | 0 | 0 | 0 | 0 | 0 | 0 | 0 | 0 | 0 | 0 | 0 | 0 | 0 | 0 | 0 | 0 | 0 | 0 | 0 | 0
0 | 0 | 0 | 0 | 0 | 0 | 0 | 0 | 0 | 0 | 0 | 0 | 0 | 0 | 0 | 0 | 0 | 0 | 0 | 0 | 0
0 | 0 | 0 | 0 | 0 | 0 | 0 | 0 | 0 | 0 | 0 | 0 | 0 | 0 | 0 | 0 | 0 | 0 | 0 | 0 | 0
0 | 0 | 0 | 0 | 0 | 0 | 0 | 0 | 0 | 0 | 0 | 0 | 0 | 0 | 0 | 0 | 0 | 0 | 0 | 0 | 0
0 | 0 | 0 | 0 | 0 | 0 | 0 | 0 | 0 | 0 | 0 | 0 | 0 | 0 | 0 | 0 | 0 | 0 | 0 | 0 | 0
0 | 0 | 0 | 0 | 0 | 0 | 0 | 0 | 0 | 0 | 0 | 0 | 0 | 0 | 0 | 0 | 0 | 0 | 0 | 0 | 0
0 | 0 | 0 | 0 | 0 | 0 | 0 | 0 | 0 | 0 | 0 | 0 | 0 | 0 | 0 | 0 | 0 | 0 | 0 | 0 | 0
0 | 0 | 0 | 0 | 0 | 0 | 0 | 0 | 0 | 0 | 0 | 0 | 0 | 0 | 0 | 0 | 0 | 0 | 0 | 0 | 0
0 | 0 | 0 | 0 | 0 | 0 | 0 | 0 | 0 | 0 | 0 | 0 | 0 | 0 | 0 | 0 | 0 | 0 | 0 | 0 | 0
0 | 0 | 0 | 0 | 0 | 0 | 0 | 0 | 0 | 0 | 0 | 0 | 0 | 0 | 0 | 0 | 0 | 0 | 0 | 0 | 0
0 | 0 | 0 | 0 | 0 | 0 | 0 | 0 | 0 | 0 | 0 | 0 | 0 | 0 | 0 | 0 | 0 | 0 | 0 | 0 | 0
0 | 0 | 0 | 0 | 0 | 0 | 0 | 0 | 0 | 0 | 0 | 0 | 0 | 0 | 0 | 0 | 0 | 0 | 0 | 0 | 0
0 | 0 | 0 | 0 | 0 | 0 | 0 | 0 | 0 | 0 | 0 | 0 | 0 | 0 | 0 | 0 | 0 | 0 | 0 | 0 | 0
0 | 0 | 0 | 0 | 0 | 0 | 0 | 0 | 0 | 0 | 0 | 0 | 0 | 0 | 0 | 0 | 0 | 0 | 0 | 0 | 0
0 | 0 | 0 | 0 | 0 | 0 | 0 | 0 | 0 | 0 | 0 | 0 | 0 | 0 | 0 | 0 | 0 | 0 | 0 | 0 | 0
0 | 0 | 0 | 0 | 0 | 0 | 0 | 0 | 0 | 0 | 0 | 0 | 0 | 0 | 0 | 0 | 0 | 0 | 0 | 0 | 0
0 | 0 | 0 | 0 | 0 | 0 | 0 | 0 | 0 | 0 | 0 | 0 | 0 | 0 | 0 | 0 | 0 | 0 | 0 | 0 | 0
0 | 0 | 0 | 0 | 0 | 0 | 0 | 0 | 0 | 0 | 0 | 0 | 0 | 0 | 0 | 0 | 0 | 0 | 0 | 0 | 0
0 | 0 | 0 | 0 | 0 | 0 | 0 | 0 | 0 | 0 | 0 | 0 | 0 | 0 | 0 | 0 | 0 | 0 | 0 | 0 | 0
0 | 0 | 0 | 0 | 0 | 0 | 0 | 0 | 0 | 0 | 0 | 0 | 0 | 0 | 0 | 0 | 0 | 0 | 0 | 0 | 0
0 | 0 | 0 | 0 | 0 | 0 | 0 | 0 | 0 | 0 | 0 | 0 | 0 | 0 | 0 | 0 | 0 | 0 | 0 | 0 | 0
0 | 0 | 0 | 0 | 0 | 0 | 0 | 0 | 0 | 0 | 0 | 0 | 0 | 0 | 0 | 0 | 0 | 0 | 0 | 0 | 0
0 | 0 | 0 | 0 | 0 | 0 | 0 | 0 | 0 | 0 | 0 | 0 | 0 | 0 | 0 | 0 | 0 | 0 | 0 | 0 | 0
0 | 0 | 0 | 0 | 0 | 0 | 0 | 0 | 0 | 0 | 0 | 0 | 0 | 0 | 0 | 0 | 0 | 0 | 0 | 0 | 0
0 | 0 | 0 | 0 | 0 | 0 | 0 | 0 | 0 | 0 | 0 | 0 | 0 | 0 | 0 | 0 | 0 | 0 | 0 | 0 | 0
0 | 0 | 0 | 0 | 0 | 0 | 0 | 0 | 0 | 0 | 0 | 0 | 0 | 0 | 0 | 0 | 0 | 0 | 0 | 0 | 0
0 | 0 | 0 | 0 | 0 | 0 | 0 | 0 | 0 | 0 | 0 | 0 | 0 | 0 | 0 | 0 | 0 | 0 | 0 | 0 | 0
0 | 0 | 0 | 0 | 0 | 0 | 0 | 0 | 0 | 0 | 0 | 0 | 0 | 0 | 0 | 0 | 0 | 0 | 0 | 0 | 0
0 | 0 | 0 | 0 | 0 | 0 | 0 | 0 | 0 | 0 | 0 | 0 | 0 | 0 | 0 | 0 | 0 | 0 | 0 | 0 | 0
0 | 0 | 0 | 0 | 0 | 0 | 0 | 0 | 0 | 0 | 0 | 0 | 0 | 0 | 0 | 0 | 0 | 0 | 0 | 0 | 0
0 | 0 | 0 | 0 | 0 | 0 | 0 | 0 | 0 | 0 | 0 | 0 | 0 | 0 | 0 | 0 | 0 | 0 | 0 | 0 | 0
0 | 0 | 0 | 0 | 0 | 0 | 0 | 0 | 0 | 0 | 0 | 0 | 0 | 0 | 0 | 0 | 0 | 0 | 0 | 0 | 0
0 | 0 | 0 | 0 | 0 | 0 | 0 | 0 | 0 | 0 | 0 | 0 | 0 | 0 | 0 | 0 | 0 | 0 | 0 | 0 | 0
0 | 0 | 0 | 0 | 0 | 0 | 0 | 0 | 0 | 0 | 0 | 0 | 0 | 0 | 0 | 0 | 0 | 0 | 0 | 0 | 0
0 | 0 | 0 | 0 | 0 | 0 | 0 | 0 | 0 | 0 | 0 | 0 | 0 | 0 | 0 | 0 | 0 | 0 | 0 | 0 | 0
0 | 0 | 0 | 0 | 0 | 0 | 0 | 0 | 0 | 0 | 0 | 0 | 0 | 0 | 0 | 0 | 0 | 0 | 0 | 0 | 0
0 | 0 | 0 | 0 | 0 | 0 | 0 | 0 | 0 | 0 | 0 | 0 | 0 | 0 | 0 | 0 | 0 | 0 | 0 | 0 | 0
0 | 0 | 0 | 0 | 0 | 0 | 0 | 0 | 0 | 0 | 0 | 0 | 0 | 0 | 0 | 0 | 0 | 0 | 0 | 0 | 0
0 | 0 | 0 | 0 | 0 | 0 | 0 | 0 | 0 | 0 | 0 | 0 | 0 | 0 | 0 | 0 | 0 | 0 | 0 | 0 | 0
0 | 0 | 0 | 0 | 0 | 0 | 0 | 0 | 0 | 0 | 0 | 0 | 0 | 0 | 0 | 0 | 0 | 0 | 0 | 0 | 0
0 | 0 | 0 | 0 | 0 | 0 | 0 | 0 | 0 | 0 | 0 | 0 | 0 | 0 | 0 | 0 | 0 | 0 | 0 | 0 | 0
0 | 0 | 0 | 0 | 0 | 0 | 0 | 0 | 0 | 0 | 0 | 0 | 0 | 0 | 0 | 0 | 0 | 0 | 0 | 0 | 0
0 | 0 | 0 | 0 | 0 | 0 | 0 | 0 | 0 | 0 | 0 | 0 | 0 | 0 | 0 | 0 | 0 | 0 | 0 | 0 | 0
0 | 0 | 0 | 0 | 0 | 0 | 0 | 0 | 0 | 0 | 0 | 0 | 0 | 0 | 0 | 0 | 0 | 0 | 0 | 0 | 0
0 | 0 | 0 | 0 | 0 | 0 | 0 | 0 | 0 | 0 | 0 | 0 | 0 | 0 | 0 | 0 | 0 | 0 | 0 | 0 | 0
0 | 0 | 0 | 0 | 0 | 0 | 0 | 0 | 0 | 0 | 0 | 0 | 0 | 0 | 0 | 0 | 0 | 0 | 0 | 0 | 0
0 | 0 | 0 | 0 | 0 | 0 | 0 | 0 | 0 | 0 | 0 | 0 | 0 | 0 | 0 | 0 | 0 | 0 | 0 | 0 | 0
0 | 0 | 0 | 0 | 0 | 0 | 0 | 0 | 0 | 0 | 0 | 0 | 0 | 0 | 0 | 0 | 0 | 0 | 0 | 0 | 0
0 | 0 | 0 | 0 | 0 | 0 | 0 | 0 | 0 | 0 | 0 | 0 | 0 | 0 | 0 | 0 | 0 | 0 | 0 | 0 | 0
0 | 0 | 0 | 0 | 0 | 0 | 0 | 0 | 0 | 0 | 0 | 0 | 0 | 0 | 0 | 0 | 0 | 0 | 0 | 0 | 0
0 | 0 | 0 | 0 | 0 | 0 | 0 | 0 | 0 | 0 | 0 | 0 | 0 | 0 | 0 | 0 | 0 | 0 | 0 | 0 | 0
0 | 0 | 0 | 0 | 0 | 0 | 0 | 0 | 0 | 0 | 0 | 0 | 0 | 0 | 0 | 0 | 0 | 0 | 0 | 0 | 0
0 | 0 | 0 | 0 | 0 | 0 | 0 | 0 | 0 | 0 | 0 | 0 | 0 | 0 | 0 | 0 | 0 | 0 | 0 | 0 | 0
0 | 0 | 0 | 0 | 0 | 0 | 0 | 0 | 0 | 0 | 0 | 0 | 0 | 0 | 0 | 0 | 0 | 0 | 0 | 0 | 0
0 | 0 | 0 | 0 | 0 | 0 | 0 | 0 | 0 | 0 | 0 | 0 | 0 | 0 | 0 | 0 | 0 | 0 | 0 | 0 | 0
0 | 0 | 0 | 0 | 0 | 0 | 0 | 0 | 0 | 0 | 0 | 0 | 0 | 0 | 0 | 0 | 0 | 0 | 0 | 0 | 0
0 | 0 | 0 | 0 | 0 | 0 | 0 | 0 | 0 | 0 | 0 | 0 | 0 | 0 | 0 | 0 | 0 | 0 | 0 | 0 | 0
0 | 0 | 0 | 0 | 0 | 0 | 0 | 0 | 0 | 0 | 0 | 0 | 0 | 0 | 0 | 0 | 0 | 0 | 0 | 0 | 0
0 | 0 | 0 | 0 | 0 | 0 | 0 | 0 | 0 | 0 | 0 | 0 | 0 | 0 | 0 | 0 | 0 | 0 | 0 | 0 | 0
0 | 0 | 0 | 0 | 0 | 0 | 0 | 0 | 0 | 0 | 0 | 0 | 0 | 0 | 0 | 0 | 0 | 0 | 0 | 0 | 0
0 | 0 | 0 | 0 | 0 | 0 | 0 | 0 | 0 | 0 | 0 | 0 | 0 | 0 | 0 | 0 | 0 | 0 | 0 | 0 | 0
0 | 0 | 0 | 0 | 0 | 0 | 0 | 0 | 0 | 0 | 0 | 0 | 0 | 0 | 0 | 0 | 0 | 0 | 0 | 0 | 0
0 | 0 | 0 | 0 | 0 | 0 | 0 | 0 | 0 | 0 | 0 | 0 | 0 | 0 | 0 | 0 | 0 | 0 | 0 | 0 | 0
0 | 0 | 0 | 0 | 0 | 0 | 0 | 0 | 0 | 0 | 0 | 0 | 0 | 0 | 0 | 0 | 0 | 0 | 0 | 0 | 0
0 | 0 | 0 | 0 | 0 | 0 | 0 | 0 | 0 | 0 | 0 | 0 | 0 | 0 | 0 | 0 | 0 | 0 | 0 | 0 | 0
0 | 0 | 0 | 0 | 0 | 0 | 0 | 0 | 0 | 0 | 0 | 0 | 0 | 0 | 0 | 0 | 0 | 0 | 0 | 0 | 0
0 | 0 | 0 | 0 | 0 | 0 | 0 | 0 | 0 | 0 | 0 | 0 | 0 | 0 | 0 | 0 | 0 | 0 | 0 | 0 | 0
0 | 0 | 0 | 0 | 0 | 0 | 0 | 0 | 0 | 0 | 0 | 0 | 0 | 0 | 0 | 0 | 0 | 0 | 0 | 0 | 0
0 | 0 | 0 | 0 | 0 | 0 | 0 | 0 | 0 | 0 | 0 | 0 | 0 | 0 | 0 | 0 | 0 | 0 | 0 | 0 | 0
0 | 0 | 0 | 0 | 0 | 0 | 0 | 0 | 0 | 0 | 0 | 0 | 0 | 0 | 0 | 0 | 0 | 0 | 0 | 0 | 0
0 | 0 | 0 | 0 | 0 | 0 | 0 | 0 | 0 | 0 | 0 | 0 | 0 | 0 | 0 | 0 | 0 | 0 | 0 | 0 | 0
0 | 0 | 0 | 0 | 0 | 0 | 0 | 0 | 0 | 0 | 0 | 0 | 0 | 0 | 0 | 0 | 0 | 0 | 0 | 0 | 0
0 | 0 | 0 | 0 | 0 | 0 | 0 | 0 | 0 | 0 | 0 | 0 | 0 | 0 | 0 | 0 | 0 | 0 | 0 | 0 | 0
0 | 0 | 0 | 0 | 0 | 0 | 0 | 0 | 0 | 0 | 0 | 0 | 0 | 0 | 0 | 0 | 0 | 0 | 0 | 0 | 0
0 | 0 | 0 | 0 | 0 | 0 | 0 | 0 | 0 | 0 | 0 | 0 | 0 | 0 | 0 | 0 | 0 | 0 | 0 | 0 | 0
0 | 0 | 0 | 0 | 0 | 0 | 0 | 0 | 0 | 0 | 0 | 0 | 0 | 0 | 0 | 0 | 0 | 0 | 0 | 0 | 0
0 | 0 | 0 | 0 | 0 | 0 | 0 | 0 | 0 | 0 | 0 | 0 | 0 | 0 | 0 | 0 | 0 | 0 | 0 | 0 | 0
0 | 0 | 0 | 0 | 0 | 0 | 0 | 0 | 0 | 0 | 0 | 0 | 0 | 0 | 0 | 0 | 0 | 0 | 0 | 0 | 0
0 | 0 | 0 | 0 | 0 | 0 | 0 | 0 | 0 | 0 | 0 | 0 | 0 | 0 | 0 | 0 | 0 | 0 | 0 | 0 | 0
0 | 0 | 0 | 0 | 0 | 0 | 0 | 0 | 0 | 0 | 0 | 0 | 0 | 0 | 0 | 0 | 0 | 0 | 0 | 0 | 0
0 | 0 | 0 | 0 | 0 | 0 | 0 | 0 | 0 | 0 | 0 | 0 | 0 | 0 | 0 | 0 | 0 | 0 | 0 | 0 | 0
0 | 0 | 0 | 0 | 0 | 0 | 0 | 0 | 0 | 0 | 0 | 0 | 0 | 0 | 0 | 0 | 0 | 0 | 0 | 0 | 0
0 | 0 | 0 | 0 | 0 | 0 | 0 | 0 | 0 | 0 | 0 | 0 | 0 | 0 | 0 | 0 | 0 | 0 | 0 | 0 | 0
0 | 0 | 0 | 0 | 0 | 0 | 0 | 0 | 0 | 0 | 0 | 0 | 0 | 0 | 0 | 0 | 0 | 0 | 0 | 0 | 0
0 | 0 | 0 | 0 | 0 | 0 | 0 | 0 | 0 | 0 | 0 | 0 | 0 | 0 | 0 | 0 | 0 | 0 | 0 | 0 | 0
0 | 0 | 0 | 0 | 0 | 0 | 0 | 0 | 0 | 0 | 0 | 0 | 0 | 0 | 0 | 0 | 0 | 0 | 0 | 0 | 0
0 | 0 | 0 | 0 | 0 | 0 | 0 | 0 | 0 | 0 | 0 | 0 | 0 | 0 | 0 | 0 | 0 | 0 | 0 | 0 | 0
0 | 0 | 0 | 0 | 0 | 0 | 0 | 0 | 0 | 0 | 0 | 0 | 0 | 0 | 0 | 0 | 0 | 0 | 0 | 0 | 0
0 | 0 | 0 | 0 | 0 | 0 | 0 | 0 | 0 | 0 | 0 | 0 | 0 | 0 | 0 | 0 | 0 | 0 | 0 | 0 | 0
0 | 0 | 0 | 0 | 0 | 0 | 0 | 0 | 0 | 0 | 0 | 0 | 0 | 0 | 0 | 0 | 0 | 0 | 0 | 0 | 0
0 | 0 | 0 | 0 | 0 | 0 | 0 | 0 | 0 | 0 | 0 | 0 | 0 | 0 | 0 | 0 | 0 | 0 | 0 | 0 | 0
0 | 0 | 0 | 0 | 0 | 0 | 0 | 0 | 0 | 0 | 0 | 0 | 0 | 0 | 0 | 0 | 0 | 0 | 0 | 0 | 0
0 | 0 | 0 | 0 | 0 | 0 | 0 | 0 | 0 | 0 | 0 | 0 | 0 | 0 | 0 | 0 | 0 | 0 | 0 | 0 | 0
0 | 0 | 0 | 0 | 0 | 0 | 0 | 0 | 0 | 0 | 0 | 0 | 0 | 0 | 0 | 0 | 0 | 0 | 0 | 0 | 0
0 | 0 | 0 | 0 | 0 | 0 | 0 | 0 | 0 | 0 | 0 | 0 | 0 | 0 | 0 | 0 | 0 | 0 | 0 | 0 | 0
0 | 0 | 0 | 0 | 0 | 0 | 0 | 0 | 0 | 0 | 0 | 0 | 0 | 0 | 0 | 0 | 0 | 0 | 0 | 0 | 0
0 | 0 | 0 | 0 | 0 | 0 | 0 | 0 | 0 | 0 | 0 | 0 | 0 | 0 | 0 | 0 | 0 | 0 | 0 | 0 | 0
0 | 0 | 0 | 0 | 0 | 0 | 0 | 0 | 0 | 0 | 0 | 0 | 0 | 0 | 0 | 0 | 0 | 0 | 0 | 0 | 0
0 | 0 | 0 | 0 | 0 | 0 | 0 | 0 | 0 | 0 | 0 | 0 | 0 | 0 | 0 | 0 | 0 | 0 | 0 | 0 | 0
0 | 0 | 0 | 0 | 0 | 0 | 0 | 0 | 0 | 0 | 0 | 0 | 0 | 0 | 0 | 0 | 0 | 0 | 0 | 0 | 0
0 | 0 | 0 | 0 | 0 | 0 | 0 | 0 | 0 | 0 | 0 | 0 | 0 | 0 | 0 | 0 | 0 | 0 | 0 | 0 | 0
0 | 0 | 0 | 0 | 0 | 0 | 0 | 0 | 0 | 0 | 0 | 0 | 0 | 0 | 0 | 0 | 0 | 0 | 0 | 0 | 0
0 | 0 | 0 | 0 | 0 | 0 | 0 | 0 | 0 | 0 | 0 | 0 | 0 | 0 | 0 | 0 | 0 | 0 | 0 | 0 | 0
0 | 0 | 0 | 0 | 0 | 0 | 0 | 0 | 0 | 0 | 0 | 0 | 0 | 0 | 0 | 0 | 0 | 0 | 0 | 0 | 0
0 | 0 | 0 | 0 | 0 | 0 | 0 | 0 | 0 | 0 | 0 | 0 | 0 | 0 | 0 | 0 | 0 | 0 | 0 | 0 | 0
0 | 0 | 0 | 0 | 0 | 0 | 0 | 0 | 0 | 0 | 0 | 0 | 0 | 0 | 0 | 0 | 0 | 0 | 0 | 0 | 0
0 | 0 | 0 | 0 | 0 | 0 | 0 | 0 | 0 | 0 | 0 | 0 | 0 | 0 | 0 | 0 | 0 | 0 | 0 | 0 | 0
0 | 0 | 0 | 0 | 0 | 0 | 0 | 0 | 0 | 0 | 0 | 0 | 0 | 0 | 0 | 0 | 0 | 0 | 0 | 0 | 0
0 | 0 | 0 | 0 | 0 | 0 | 0 | 0 | 0 | 0 | 0 | 0 | 0 | 0 | 0 | 0 | 0 | 0 | 0 | 0 | 0
0 | 0 | 0 | 0 | 0 | 0 | 0 | 0 | 0 | 0 | 0 | 0 | 0 | 0 | 0 | 0 | 0 | 0 | 0 | 0 | 0
0 | 0 | 0 | 0 | 0 | 0 | 0 | 0 | 0 | 0 | 0 | 0 | 0 | 0 | 0 | 0 | 0 | 0 | 0 | 0 | 0
0 | 0 | 0 | 0 | 0 | 0 | 0 | 0 | 0 | 0 | 0 | 0 | 0 | 0 | 0 | 0 | 0 | 0 | 0 | 0 | 0
0 | 0 | 0 | 0 | 0 | 0 | 0 | 0 | 0 | 0 | 0 | 0 | 0 | 0 | 0 | 0 | 0 | 0 | 0 | 0 | 0
0 | 0 | 0 | 0 | 0 | 0 | 0 | 0 | 0 | 0 | 0 | 0 | 0 | 0 | 0 | 0 | 0 | 0 | 0 | 0 | 0
0 | 0 | 0 | 0 | 0 | 0 | 0 | 0 | 0 | 0 | 0 | 0 | 0 | 0 | 0 | 0 | 0 | 0 | 0 | 0 | 0
0 | 0 | 0 | 0 | 0 | 0 | 0 | 0 | 0 | 0 | 0 | 0 | 0 | 0 | 0 | 0 | 0 | 0 | 0 | 0 | 0
0 | 0 | 0 | 0 | 0 | 0 | 0 | 0 | 0 | 0 | 0 | 0 | 0 | 0 | 0 | 0 | 0 | 0 | 0 | 0 | 0
0 | 0 | 0 | 0 | 0 | 0 | 0 | 0 | 0 | 0 | 0 | 0 | 0 | 0 | 0 | 0 | 0 | 0 | 0 | 0 | 0
0 | 0 | 0 | 0 | 0 | 0 | 0 | 0 | 0 | 0 | 0 | 0 | 0 | 0 | 0 | 0 | 0 | 0 | 0 | 0 | 0
0 | 0 | 0 | 0 | 0 | 0 | 0 | 0 | 0 | 0 | 0 | 0 | 0 | 0 | 0 | 0 | 0 | 0 | 0 | 0 | 0
0 | 0 | 0 | 0 | 0 | 0 | 0 | 0 | 0 | 0 | 0 | 0 | 0 | 0 | 0 | 0 | 0 | 0 | 0 | 0 | 0
0 | 0 | 0 | 0 | 0 | 0 | 0 | 0 | 0 | 0 | 0 | 0 | 0 | 0 | 0 | 0 | 0 | 0 | 0 | 0 | 0
0 | 0 | 0 | 0 | 0 | 0 | 0 | 0 | 0 | 0 | 0 | 0 | 0 | 0 | 0 | 0 | 0 | 0 | 0 | 0 | 0
0 | 0 | 0 | 0 | 0 | 0 | 0 | 0 | 0 | 0 | 0 | 0 | 0 | 0 | 0 | 0 | 0 | 0 | 0 | 0 | 0
0 | 0 | 0 | 0 | 0 | 0 | 0 | 0 | 0 | 0 | 0 | 0 | 0 | 0 | 0 | 0 | 0 | 0 | 0 | 0 | 0
0 | 0 | 0 | 0 | 0 | 0 | 0 | 0 | 0 | 0 | 0 | 0 | 0 | 0 | 0 | 0 | 0 | 0 | 0 | 0 | 0
0 | 0 | 0 | 0 | 0 | 0 | 0 | 0 | 0 | 0 | 0 | 0 | 0 | 0 | 0 | 0 | 0 | 0 | 0 | 0 | 0
0 | 0 | 0 | 0 | 0 | 0 | 0 | 0 | 0 | 0 | 0 | 0 | 0 | 0 | 0 | 0 | 0 | 0 | 0 | 0 | 0
0 | 0 | 0 | 0 | 0 | 0 | 0 | 0 | 0 | 0 | 0 | 0 | 0 | 0 | 0 | 0 | 0 | 0 | 0 | 0 | 0
0 | 0 | 0 | 0 | 0 | 0 | 0 | 0 | 0 | 0 | 0 | 0 | 0 | 0 | 0 | 0 | 0 | 0 | 0 | 0 | 0
0 | 0 | 0 | 0 | 0 | 0 | 0 | 0 | 0 | 0 | 0 | 0 | 0 | 0 | 0 | 0 | 0 | 0 | 0 | 0 | 0
0 | 0 | 0 | 0 | 0 | 0 | 0 | 0 | 0 | 0 | 0 | 0 | 0 | 0 | 0 | 0 | 0 | 0 | 0 | 0 | 0
0 | 0 | 0 | 0 | 0 | 0 | 0 | 0 | 0 | 0 | 0 | 0 | 0 | 0 | 0 | 0 | 0 | 0 | 0 | 0 | 0
0 | 0 | 0 | 0 | 0 | 0 | 0 | 0 | 0 | 0 | 0 | 0 | 0 | 0 | 0 | 0 | 0 | 0 | 0 | 0 | 0
0 | 0 | 0 | 0 | 0 | 0 | 0 | 0 | 0 | 0 | 0 | 0 | 0 | 0 | 0 | 0 | 0 | 0 | 0 | 0 | 0
0 | 0 | 0 | 0 | 0 | 0 | 0 | 0 | 0 | 0 | 0 | 0 | 0 | 0 | 0 | 0 | 0 | 0 | 0 | 0 | 0
0 | 0 | 0 | 0 | 0 | 0 | 0 | 0 | 0 | 0 | 0 | 0 | 0 | 0 | 0 | 0 | 0 | 0 | 0 | 0 | 0
0 | 0 | 0 | 0 | 0 | 0 | 0 | 0 | 0 | 0 | 0 | 0 | 0 | 0 | 0 | 0 | 0 | 0 | 0 | 0 | 0
0 | 0 | 0 | 0 | 0 | 0 | 0 | 0 | 0 | 0 | 0 | 0 | 0 | 0 | 0 | 0 | 0 | 0 | 0 | 0 | 0
0 | 0 | 0 | 0 | 0 | 0 | 0 | 0 | 0 | 0 | 0 | 0 | 0 | 0 | 0 | 0 | 0 | 0 | 0 | 0 | 0
0 | 0 | 0 | 0 | 0 | 0 | 0 | 0 | 0 | 0 | 0 | 0 | 0 | 0 | 0 | 0 | 0 | 0 | 0 | 0 | 0
0 | 0 | 0 | 0 | 0 | 0 | 0 | 0 | 0 | 0 | 0 | 0 | 0 | 0 | 0 | 0 | 0 | 0 | 0 | 0 | 0
0 | 0 | 0 | 0 | 0 | 0 | 0 | 0 | 0 | 0 | 0 | 0 | 0 | 0 | 0 | 0 | 0 | 0 | 0 | 0 | 0
0 | 0 | 0 | 0 | 0 | 0 | 0 | 0 | 0 | 0 | 0 | 0 | 0 | 0 | 0 | 0 | 0 | 0 | 0 | 0 | 0
0 | 0 | 0 | 0 | 0 | 0 | 0 | 0 | 0 | 0 | 0 | 0 | 0 | 0 | 0 | 0 | 0 | 0 | 0 | 0 | 0
0 | 0 | 0 | 0 | 0 | 0 | 0 | 0 | 0 | 0 | 0 | 0 | 0 | 0 | 0 | 0 | 0 | 0 | 0 | 0 | 0
0 | 0 | 0 | 0 | 0 | 0 | 0 | 0 | 0 | 0 | 0 | 0 | 0 | 0 | 0 | 0 | 0 | 0 | 0 | 0 | 0
0 | 0 | 0 | 0 | 0 | 0 | 0 | 0 | 0 | 0 | 0 | 0 | 0 | 0 | 0 | 0 | 0 | 0 | 0 | 0 | 0
0 | 0 | 0 | 0 | 0 | 0 | 0 | 0 | 0 | 0 | 0 | 0 | 0 | 0 | 0 | 0 | 0 | 0 | 0 | 0 | 0
0 | 0 | 0 | 0 | 0 | 0 | 0 | 0 | 0 | 0 | 0 | 0 | 0 | 0 | 0 | 0 | 0 | 0 | 0 | 0 | 0
0 | 0 | 0 | 0 | 0 | 0 | 0 | 0 | 0 | 0 | 0 | 0 | 0 | 0 | 0 | 0 | 0 | 0 | 0 | 0 | 0
0 | 0 | 0 | 0 | 0 | 0 | 0 | 0 | 0 | 0 | 0 | 0 | 0 | 0 | 0 | 0 | 0 | 0 | 0 | 0 | 0
0 | 0 | 0 | 0 | 0 | 0 | 0 | 0 | 0 | 0 | 0 | 0 | 0 | 0 | 0 | 0 | 0 | 0 | 0 | 0 | 0
0 | 0 | 0 | 0 | 0 | 0 | 0 | 0 | 0 | 0 | 0 | 0 | 0 | 0 | 0 | 0 | 0 | 0 | 0 | 0 | 0
0 | 0 | 0 | 0 | 0 | 0 | 0 | 0 | 0 | 0 | 0 | 0 | 0 | 0 | 0 | 0 | 0 | 0 | 0 | 0 | 0
0 | 0 | 0 | 0 | 0 | 0 | 0 | 0 | 0 | 0 | 0 | 0 | 0 | 0 | 0 | 0 | 0 | 0 | 0 | 0 | 0
0 | 0 | 0 | 0 | 0 | 0 | 0 | 0 | 0 | 0 | 0 | 0 | 0 | 0 | 0 | 0 | 0 | 0 | 0 | 0 | 0
0 | 0 | 0 | 0 | 0 | 0 | 0 | 0 | 0 | 0 | 0 | 0 | 0 | 0 | 0 | 0 | 0 | 0 | 0 | 0 | 0
0 | 0 | 0 | 0 | 0 | 0 | 0 | 0 | 0 | 0 | 0 | 0 | 0 | 0 | 0 | 0 | 0 | 0 | 0 | 0 | 0
0 | 0 | 0 | 0 | 0 | 0 | 0 | 0 | 0 | 0 | 0 | 0 | 0 | 0 | 0 | 0 | 0 | 0 | 0 | 0 | 0
0 | 0 | 0 | 0 | 0 | 0 | 0 | 0 | 0 | 0 | 0 | 0 | 0 | 0 | 0 | 0 | 0 | 0 | 0 | 0 | 0
0 | 0 | 0 | 0 | 0 | 0 | 0 | 0 | 0 | 0 | 0 | 0 | 0 | 0 | 0 | 0 | 0 | 0 | 0 | 0 | 0
0 | 0 | 0 | 0 | 0 | 0 | 0 | 0 | 0 | 0 | 0 | 0 | 0 | 0 | 0 | 0 | 0 | 0 | 0 | 0 | 0
0 | 0 | 0 | 0 | 0 | 0 | 0 | 0 | 0 | 0 | 0 | 0 | 0 | 0 | 0 | 0 | 0 | 0 | 0 | 0 | 0
0 | 0 | 0 | 0 | 0 | 0 | 0 | 0 | 0 | 0 | 0 | 0 | 0 | 0 | 0 | 0 | 0 | 0 | 0 | 0 | 0
0 | 0 | 0 | 0 | 0 | 0 | 0 | 0 | 0 | 0 | 0 | 0 | 0 | 0 | 0 | 0 | 0 | 0 | 0 | 0 | 0
0 | 0 | 0 | 0 | 0 | 0 | 0 | 0 | 0 | 0 | 0 | 0 | 0 | 0 | 0 | 0 | 0 | 0 | 0 | 0 | 0
0 | 0 | 0 | 0 | 0 | 0 | 0 | 0 | 0 | 0 | 0 | 0 | 0 | 0 | 0 | 0 | 0 | 0 | 0 | 0 | 0
0 | 0 | 0 | 0 | 0 | 0 | 0 | 0 | 0 | 0 | 0 | 0 | 0 | 0 | 0 | 0 | 0 | 0 | 0 | 0 | 0
0 | 0 | 0 | 0 | 0 | 0 | 0 | 0 | 0 | 0 | 0 | 0 | 0 | 0 | 0 | 0 | 0 | 0 | 0 | 0 | 0
0 | 0 | 0 | 0 | 0 | 0 | 0 | 0 | 0 | 0 | 0 | 0 | 0 | 0 | 0 | 0 | 0 | 0 | 0 | 0 | 0
0 | 0 | 0 | 0 | 0 | 0 | 0 | 0 | 0 | 0 | 0 | 0 | 0 | 0 | 0 | 0 | 0 | 0 | 0 | 0 | 0
0 | 0 | 0 | 0 | 0 | 0 | 0 | 0 | 0 | 0 | 0 | 0 | 0 | 0 | 0 | 0 | 0 | 0 | 0 | 0 | 0
0 | 0 | 0 | 0 | 0 | 0 | 0 | 0 | 0 | 0 | 0 | 0 | 0 | 0 | 0 | 0 | 0 | 0 | 0 | 0 | 0
0 | 0 | 0 | 0 | 0 | 0 | 0 | 0 | 0 | 0 | 0 | 0 | 0 | 0 | 0 | 0 | 0 | 0 | 0 | 0 | 0
0 | 0 | 0 | 0 | 0 | 0 | 0 | 0 | 0 | 0 | 0 | 0 | 0 | 0 | 0 | 0 | 0 | 0 | 0 | 0 | 0
0 | 0 | 0 | 0 | 0 | 0 | 0 | 0 | 0 | 0 | 0 | 0 | 0 | 0 | 0 | 0 | 0 | 0 | 0 | 0 | 0
0 | 0 | 0 | 0 | 0 | 0 | 0 | 0 | 0 | 0 | 0 | 0 | 0 | 0 | 0 | 0 | 0 | 0 | 0 | 0 | 0
0 | 0 | 0 | 0 | 0 | 0 | 0 | 0 | 0 | 0 | 0 | 0 | 0 | 0 | 0 | 0 | 0 | 0 | 0 | 0 | 0
0 | 0 | 0 | 0 | 0 | 0 | 0 | 0 | 0 | 0 | 0 | 0 | 0 | 0 | 0 | 0 | 0 | 0 | 0 | 0 | 0
0 | 0 | 0 | 0 | 0 | 0 | 0 | 0 | 0 | 0 | 0 | 0 | 0 | 0 | 0 | 0 | 0 | 0 | 0 | 0 | 0
0 | 0 | 0 | 0 | 0 | 0 | 0 | 0 | 0 | 0 | 0 | 0 | 0 | 0 | 0 | 0 | 0 | 0 | 0 | 0 | 0
0 | 0 | 0 | 0 | 0 | 0 | 0 | 0 | 0 | 0 | 0 | 0 | 0 | 0 | 0 | 0 | 0 | 0 | 0 | 0 | 0
0 | 0 | 0 | 0 | 0 | 0 | 0 | 0 | 0 | 0 | 0 | 0 | 0 | 0 | 0 | 0 | 0 | 0 | 0 | 0 | 0
0 | 0 | 0 | 0 | 0 | 0 | 0 | 0 | 0 | 0 | 0 | 0 | 0 | 0 | 0 | 0 | 0 | 0 | 0 | 0 | 0
0 | 0 | 0 | 0 | 0 | 0 | 0 | 0 | 0 | 0 | 0 | 0 | 0 | 0 | 0 | 0 | 0 | 0 | 0 | 0 | 0
0 | 0 | 0 | 0 | 0 | 0 | 0 | 0 | 0 | 0 | 0 | 0 | 0 | 0 | 0 | 0 | 0 | 0 | 0 | 0 | 0
0 | 0 | 0 | 0 | 0 | 0 | 0 | 0 | 0 | 0 | 0 | 0 | 0 | 0 | 0 | 0 | 0 | 0 | 0 | 0 | 0
0 | 0 | 0 | 0 | 0 | 0 | 0 | 0 | 0 | 0 | 0 | 0 | 0 | 0 | 0 | 0 | 0 | 0 | 0 | 0 | 0
0 | 0 | 0 | 0 | 0 | 0 | 0 | 0 | 0 | 0 | 0 | 0 | 0 | 0 | 0 | 0 | 0 | 0 | 0 | 0 | 0
0 | 0 | 0 | 0 | 0 | 0 | 0 | 0 | 0 | 0 | 0 | 0 | 0 | 0 | 0 | 0 | 0 | 0 | 0 | 0 | 0
0 | 0 | 0 | 0 | 0 | 0 | 0 | 0 | 0 | 0 | 0 | 0 | 0 | 0 | 0 | 0 | 0 | 0 | 0 | 0 | 0
0 | 0 | 0 | 0 | 0 | 0 | 0 | 0 | 0 | 0 | 0 | 0 | 0 | 0 | 0 | 0 | 0 | 0 | 0 | 0 | 0
0 | 0 | 0 | 0 | 0 | 0 | 0 | 0 | 0 | 0 | 0 | 0 | 0 | 0 | 0 | 0 | 0 | 0 | 0 | 0 | 0
0 | 0 | 0 | 0 | 0 | 0 | 0 | 0 | 0 | 0 | 0 | 0 | 0 | 0 | 0 | 0 | 0 | 0 | 0 | 0 | 0
0 | 0 | 0 | 0 | 0 | 0 | 0 | 0 | 0 | 0 | 0 | 0 | 0 | 0 | 0 | 0 | 0 | 0 | 0 | 0 | 0
0 | 0 | 0 | 0 | 0 | 0 | 0 | 0 | 0 | 0 | 0 | 0 | 0 | 0 | 0 | 0 | 0 | 0 | 0 | 0 | 0
0 | 0 | 0 | 0 | 0 | 0 | 0 | 0 | 0 | 0 | 0 | 0 | 0 | 0 | 0 | 0 | 0 | 0 | 0 | 0 | 0
0 | 0 | 0 | 0 | 0 | 0 | 0 | 0 | 0 | 0 | 0 | 0 | 0 | 0 | 0 | 0 | 0 | 0 | 0 | 0 | 0
0 | 0 | 0 | 0 | 0 | 0 | 0 | 0 | 0 | 0 | 0 | 0 | 0 | 0 | 0 | 0 | 0 | 0 | 0 | 0 | 0
0 | 0 | 0 | 0 | 0 | 0 | 0 | 0 | 0 | 0 | 0 | 0 | 0 | 0 | 0 | 0 | 0 | 0 | 0 | 0 | 0
0 | 0 | 0 | 0 | 0 | 0 | 0 | 0 | 0 | 0 | 0 | 0 | 0 | 0 | 0 | 0 | 0 | 0 | 0 | 0 | 0
0 | 0 | 0 | 0 | 0 | 0 | 0 | 0 | 0 | 0 | 0 | 0 | 0 | 0 | 0 | 0 | 0 | 0 | 0 | 0 | 0
0 | 0 | 0 | 0 | 0 | 0 | 0 | 0 | 0 | 0 | 0 | 0 | 0 | 0 | 0 | 0 | 0 | 0 | 0 | 0 | 0
0 | 0 | 0 | 0 | 0 | 0 | 0 | 0 | 0 | 0 | 0 | 0 | 0 | 0 | 0 | 0 | 0 | 0 | 0 | 0 | 0
0 | 0 | 0 | 0 | 0 | 0 | 0 | 0 | 0 | 0 | 0 | 0 | 0 | 0 | 0 | 0 | 0 | 0 | 0 | 0 | 0
0 | 0 | 0 | 0 | 0 | 0 | 0 | 0 | 0 | 0 | 0 | 0 | 0 | 0 | 0 | 0 | 0 | 0 | 0 | 0 | 0
0 | 0 | 0 | 0 | 0 | 0 | 0 | 0 | 0 | 0 | 0 | 0 | 0 | 0 | 0 | 0 | 0 | 0 | 0 | 0 | 0
0 | 0 | 0 | 0 | 0 | 0 | 0 | 0 | 0 | 0 | 0 | 0 | 0 | 0 | 0 | 0 | 0 | 0 | 0 | 0 | 0
0 | 0 | 0 | 0 | 0 | 0 | 0 | 0 | 0 | 0 | 0 | 0 | 0 | 0 | 0 | 0 | 0 | 0 | 0 | 0 | 0
0 | 0 | 0 | 0 | 0 | 0 | 0 | 0 | 0 | 0 | 0 | 0 | 0 | 0 | 0 | 0 | 0 | 0 | 0 | 0 | 0
0 | 0 | 0 | 0 | 0 | 0 | 0 | 0 | 0 | 0 | 0 | 0 | 0 | 0 | 0 | 0 | 0 | 0 | 0 | 0 | 0
0 | 0 | 0 | 0 | 0 | 0 | 0 | 0 | 0 | 0 | 0 | 0 | 0 | 0 | 0 | 0 | 0 | 0 | 0 | 0 | 0
0 | 0 | 0 | 0 | 0 | 0 | 0 | 0 | 0 | 0 | 0 | 0 | 0 | 0 | 0 | 0 | 0 | 0 | 0 | 0 | 0
0 | 0 | 0 | 0 | 0 | 0 | 0 | 0 | 0 | 0 | 0 | 0 | 0 | 0 | 0 | 0 | 0 | 0 | 0 | 0 | 0
0 | 0 | 0 | 0 | 0 | 0 | 0 | 0 | 0 | 0 | 0 | 0 | 0 | 0 | 0 | 0 | 0 | 0 | 0 | 0 | 0
0 | 0 | 0 | 0 | 0 | 0 | 0 | 0 | 0 | 0 | 0 | 0 | 0 | 0 | 0 | 0 | 0 | 0 | 0 | 0 | 0
0 | 0 | 0 | 0 | 0 | 0 | 0 | 0 | 0 | 0 | 0 | 0 | 0 | 0 | 0 | 0 | 0 | 0 | 0 | 0 | 0
0 | 0 | 0 | 0 | 0 | 0 | 0 | 0 | 0 | 0 | 0 | 0 | 0 | 0 | 0 | 0 | 0 | 0 | 0 | 0 | 0
0 | 0 | 0 | 0 | 0 | 0 | 0 | 0 | 0 | 0 | 0 | 0 | 0 | 0 | 0 | 0 | 0 | 0 | 0 | 0 | 0
0 | 0 | 0 | 0 | 0 | 0 | 0 | 0 | 0 | 0 | 0 | 0 | 0 | 0 | 0 | 0 | 0 | 0 | 0 | 0 | 0
0 | 0 | 0 | 0 | 0 | 0 | 0 | 0 | 0 | 0 | 0 | 0 | 0 | 0 | 0 | 0 | 0 | 0 | 0 | 0 | 0
0 | 0 | 0 | 0 | 0 | 0 | 0 | 0 | 0 | 0 | 0 | 0 | 0 | 0 | 0 | 0 | 0 | 0 | 0 | 0 | 0
0 | 0 | 0 | 0 | 0 | 0 | 0 | 0 | 0 | 0 | 0 | 0 | 0 | 0 | 0 | 0 | 0 | 0 | 0 | 0 | 0
0 | 0 | 0 | 0 | 0 | 0 | 0 | 0 | 0 | 0 | 0 | 0 | 0 | 0 | 0 | 0 | 0 | 0 | 0 | 0 | 0
0 | 0 | 0 | 0 | 0 | 0 | 0 | 0 | 0 | 0 | 0 | 0 | 0 | 0 | 0 | 0 | 0 | 0 | 0 | 0 | 0
0 | 0 | 0 | 0 | 0 | 0 | 0 | 0 | 0 | 0 | 0 | 0 | 0 | 0 | 0 | 0 | 0 | 0 | 0 | 0 | 0
0 | 0 | 0 | 0 | 0 | 0 | 0 | 0 | 0 | 0 | 0 | 0 | 0 | 0 | 0 | 0 | 0 | 0 | 0 | 0 | 0
0 | 0 | 0 | 0 | 0 | 0 | 0 | 0 | 0 | 0 | 0 | 0 | 0 | 0 | 0 | 0 | 0 | 0 | 0 | 0 | 0
0 | 0 | 0 | 0 | 0 | 0 | 0 | 0 | 0 | 0 | 0 | 0 | 0 | 0 | 0 | 0 | 0 | 0 | 0 | 0 | 0
0 | 0 | 0 | 0 | 0 | 0 | 0 | 0 | 0 | 0 | 0 | 0 | 0 | 0 | 0 | 0 | 0 | 0 | 0 | 0 | 0
0 | 0 | 0 | 0 | 0 | 0 | 0 | 0 | 0 | 0 | 0 | 0 | 0 | 0 | 0 | 0 | 0 | 0 | 0 | 0 | 0
0 | 0 | 0 | 0 | 0 | 0 | 0 | 0 | 0 | 0 | 0 | 0 | 0 | 0 | 0 | 0 | 0 | 0 | 0 | 0 | 0
0 | 0 | 0 | 0 | 0 | 0 | 0 | 0 | 0 | 0 | 0 | 0 | 0 | 0 | 0 | 0 | 0 | 0 | 0 | 0 | 0
0 | 0 | 0 | 0 | 0 | 0 | 0 | 0 | 0 | 0 | 0 | 0 | 0 | 0 | 0 | 0 | 0 | 0 | 0 | 0 | 0
0 | 0 | 0 | 0 | 0 | 0 | 0 | 0 | 0 | 0 | 0 | 0 | 0 | 0 | 0 | 0 | 0 | 0 | 0 | 0 | 0
0 | 0 | 0 | 0 | 0 | 0 | 0 | 0 | 0 | 0 | 0 | 0 | 0 | 0 | 0 | 0 | 0 | 0 | 0 | 0 | 0
0 | 0 | 0 | 0 | 0 | 0 | 0 | 0 | 0 | 0 | 0 | 0 | 0 | 0 | 0 | 0 | 0 | 0 | 0 | 0 | 0
0 | 0 | 0 | 0 | 0 | 0 | 0 | 0 | 0 | 0 | 0 | 0 | 0 | 0 | 0 | 0 | 0 | 0 | 0 | 0 | 0
0 | 0 | 0 | 0 | 0 | 0 | 0 | 0 | 0 | 0 | 0 | 0 | 0 | 0 | 0 | 0 | 0 | 0 | 0 | 0 | 0
0 | 0 | 0 | 0 | 0 | 0 | 0 | 0 | 0 | 0 | 0 | 0 | 0 | 0 | 0 | 0 | 0 | 0 | 0 | 0 | 0
0 | 0 | 0 | 0 | 0 | 0 | 0 | 0 | 0 | 0 | 0 | 0 | 0 | 0 | 0 | 0 | 0 | 0 | 0 | 0 | 0
0 | 0 | 0 | 0 | 0 | 0 | 0 | 0 | 0 | 0 | 0 | 0 | 0 | 0 | 0 | 0 | 0 | 0 | 0 | 0 | 0
0 | 0 | 0 | 0 | 0 | 0 | 0 | 0 | 0 | 0 | 0 | 0 | 0 | 0 | 0 | 0 | 0 | 0 | 0 | 0 | 0
0 | 0 | 0 | 0 | 0 | 0 | 0 | 0 | 0 | 0 | 0 | 0 | 0 | 0 | 0 | 0 | 0 | 0 | 0 | 0 | 0
0 | 0 | 0 | 0 | 0 | 0 | 0 | 0 | 0 | 0 | 0 | 0 | 0 | 0 | 0 | 0 | 0 | 0 | 0 | 0 | 0
0 | 0 | 0 | 0 | 0 | 0 | 0 | 0 | 0 | 0 | 0 | 0 | 0 | 0 | 0 | 0 | 0 | 0 | 0 | 0 | 0
0 | 0 | 0 | 0 | 0 | 0 | 0 | 0 | 0 | 0 | 0 | 0 | 0 | 0 | 0 | 0 | 0 | 0 | 0 | 0 | 0
0 | 0 | 0 | 0 | 0 | 0 | 0 | 0 | 0 | 0 | 0 | 0 | 0 | 0 | 0 | 0 | 0 | 0 | 0 | 0 | 0
0 | 0 | 0 | 0 | 0 | 0 | 0 | 0 | 0 | 0 | 0 | 0 | 0 | 0 | 0 | 0 | 0 | 0 | 0 | 0 | 0
0 | 0 | 0 | 0 | 0 | 0 | 0 | 0 | 0 | 0 | 0 | 0 | 0 | 0 | 0 | 0 | 0 | 0 | 0 | 0 | 0
0 | 0 | 0 | 0 | 0 | 0 | 0 | 0 | 0 | 0 | 0 | 0 | 0 | 0 | 0 | 0 | 0 | 0 | 0 | 0 | 0
0 | 0 | 0 | 0 | 0 | 0 | 0 | 0 | 0 | 0 | 0 | 0 | 0 | 0 | 0 | 0 | 0 | 0 | 0 | 0 | 0
0 | 0 | 0 | 0 | 0 | 0 | 0 | 0 | 0 | 0 | 0 | 0 | 0 | 0 | 0 | 0 | 0 | 0 | 0 | 0 | 0
0 | 0 | 0 | 0 | 0 | 0 | 0 | 0 | 0 | 0 | 0 | 0 | 0 | 0 | 0 | 0 | 0 | 0 | 0 | 0 | 0
0 | 0 | 0 | 0 | 0 | 0 | 0 | 0 | 0 | 0 | 0 | 0 | 0 | 0 | 0 | 0 | 0 | 0 | 0 | 0 | 0
0 | 0 | 0 | 0 | 0 | 0 | 0 | 0 | 0 | 0 | 0 | 0 | 0 | 0 | 0 | 0 | 0 | 0 | 0 | 0 | 0
0 | 0 | 0 | 0 | 0 | 0 | 0 | 0 | 0 | 0 | 0 | 0 | 0 | 0 | 0 | 0 | 0 | 0 | 0 | 0 | 0
0 | 0 | 0 | 0 | 0 | 0 | 0 | 0 | 0 | 0 | 0 | 0 | 0 | 0 | 0 | 0 | 0 | 0 | 0 | 0 | 0
0 | 0 | 0 | 0 | 0 | 0 | 0 | 0 | 0 | 0 | 0 | 0 | 0 | 0 | 0 | 0 | 0 | 0 | 0 | 0 | 0
0 | 0 | 0 | 0 | 0 | 0 | 0 | 0 | 0 | 0 | 0 | 0 | 0 | 0 | 0 | 0 | 0 | 0 | 0 | 0 | 0
0 | 0 | 0 | 0 | 0 | 0 | 0 | 0 | 0 | 0 | 0 | 0 | 0 | 0 | 0 | 0 | 0 | 0 | 0 | 0 | 0
0 | 0 | 0 | 0 | 0 | 0 | 0 | 0 | 0 | 0 | 0 | 0 | 0 | 0 | 0 | 0 | 0 | 0 | 0 | 0 | 0
0 | 0 | 0 | 0 | 0 | 0 | 0 | 0 | 0 | 0 | 0 | 0 | 0 | 0 | 0 | 0 | 0 | 0 | 0 | 0 | 0
0 | 0 | 0 | 0 | 0 | 0 | 0 | 0 | 0 | 0 | 0 | 0 | 0 | 0 | 0 | 0 | 0 | 0 | 0 | 0 | 0
0 | 0 | 0 | 0 | 0 | 0 | 0 | 0 | 0 | 0 | 0 | 0 | 0 | 0 | 0 | 0 | 0 | 0 | 0 | 0 | 0
0 | 0 | 0 | 0 | 0 | 0 | 0 | 0 | 0 | 0 | 0 | 0 | 0 | 0 | 0 | 0 | 0 | 0 | 0 | 0 | 0
0 | 0 | 0 | 0 | 0 | 0 | 0 | 0 | 0 | 0 | 0 | 0 | 0 | 0 | 0 | 0 | 0 | 0 | 0 | 0 | 0
0 | 0 | 0 | 0 | 0 | 0 | 0 | 0 | 0 | 0 | 0 | 0 | 0 | 0 | 0 | 0 | 0 | 0 | 0 | 0 | 0
0 | 0 | 0 | 0 | 0 | 0 | 0 | 0 | 0 | 0 | 0 | 0 | 0 | 0 | 0 | 0 | 0 | 0 | 0 | 0 | 0
0 | 0 | 0 | 0 | 0 | 0 | 0 | 0 | 0 | 0 | 0 | 0 | 0 | 0 | 0 | 0 | 0 | 0 | 0 | 0 | 0
0 | 0 | 0 | 0 | 0 | 0 | 0 | 0 | 0 | 0 | 0 | 0 | 0 | 0 | 0 | 0 | 0 | 0 | 0 | 0 | 0
0 | 0 | 0 | 0 | 0 | 0 | 0 | 0 | 0 | 0 | 0 | 0 | 0 | 0 | 0 | 0 | 0 | 0 | 0 | 0 | 0
0 | 0 | 0 | 0 | 0 | 0 | 0 | 0 | 0 | 0 | 0 | 0 | 0 | 0 | 0 | 0 | 0 | 0 | 0 | 0 | 0
0 | 0 | 0 | 0 | 0 | 0 | 0 | 0 | 0 | 0 | 0 | 0 | 0 | 0 | 0 | 0 | 0 | 0 | 0 | 0 | 0
0 | 0 | 0 | 0 | 0 | 0 | 0 | 0 | 0 | 0 | 0 | 0 | 0 | 0 | 0 | 0 | 0 | 0 | 0 | 0 | 0
0 | 0 | 0 | 0 | 0 | 0 | 0 | 0 | 0 | 0 | 0 | 0 | 0 | 0 | 0 | 0 | 0 | 0 | 0 | 0 | 0
0 | 0 | 0 | 0 | 0 | 0 | 0 | 0 | 0 | 0 | 0 | 0 | 0 | 0 | 0 | 0 | 0 | 0 | 0 | 0 | 0
0 | 0 | 0 | 0 | 0 | 0 | 0 | 0 | 0 | 0 | 0 | 0 | 0 | 0 | 0 | 0 | 0 | 0 | 0 | 0 | 0
0 | 0 | 0 | 0 | 0 | 0 | 0 | 0 | 0 | 0 | 0 | 0 | 0 | 0 | 0 | 0 | 0 | 0 | 0 | 0 | 0
0 | 0 | 0 | 0 | 0 | 0 | 0 | 0 | 0 | 0 | 0 | 0 | 0 | 0 | 0 | 0 | 0 | 0 | 0 | 0 | 0
0 | 0 | 0 | 0 | 0 | 0 | 0 | 0 | 0 | 0 | 0 | 0 | 0 | 0 | 0 | 0 | 0 | 0 | 0 | 0 | 0
0 | 0 | 0 | 0 | 0 | 0 | 0 | 0 | 0 | 0 | 0 | 0 | 0 | 0 | 0 | 0 | 0 | 0 | 0 | 0 | 0
0 | 0 | 0 | 0 | 0 | 0 | 0 | 0 | 0 | 0 | 0 | 0 | 0 | 0 | 0 | 0 | 0 | 0 | 0 | 0 | 0
0 | 0 | 0 | 0 | 0 | 0 | 0 | 0 | 0 | 0 | 0 | 0 | 0 | 0 | 0 | 0 | 0 | 0 | 0 | 0 | 0
0 | 0 | 0 | 0 | 0 | 0 | 0 | 0 | 0 | 0 | 0 | 0 | 0 | 0 | 0 | 0 | 0 | 0 | 0 | 0 | 0
0 | 0 | 0 | 0 | 0 | 0 | 0 | 0 | 0 | 0 | 0 | 0 | 0 | 0 | 0 | 0 | 0 | 0 | 0 | 0 | 0
0 | 0 | 0 | 0 | 0 | 0 | 0 | 0 | 0 | 0 | 0 | 0 | 0 | 0 | 0 | 0 | 0 | 0 | 0 | 0 | 0
0 | 0 | 0 | 0 | 0 | 0 | 0 | 0 | 0 | 0 | 0 | 0 | 0 | 0 | 0 | 0 | 0 | 0 | 0 | 0 | 0
0 | 0 | 0 | 0 | 0 | 0 | 0 | 0 | 0 | 0 | 0 | 0 | 0 | 0 | 0 | 0 | 0 | 0 | 0 | 0 | 0
0 | 0 | 0 | 0 | 0 | 0 | 0 | 0 | 0 | 0 | 0 | 0 | 0 | 0 | 0 | 0 | 0 | 0 | 0 | 0 | 0
0 | 0 | 0 | 0 | 0 | 0 | 0 | 0 | 0 | 0 | 0 | 0 | 0 | 0 | 0 | 0 | 0 | 0 | 0 | 0 | 0
0 | 0 | 0 | 0 | 0 | 0 | 0 | 0 | 0 | 0 | 0 | 0 | 0 | 0 | 0 | 0 | 0 | 0 | 0 | 0 | 0
0 | 0 | 0 | 0 | 0 | 0 | 0 | 0 | 0 | 0 | 0 | 0 | 0 | 0 | 0 | 0 | 0 | 0 | 0 | 0 | 0
0 | 0 | 0 | 0 | 0 | 0 | 0 | 0 | 0 | 0 | 0 | 0 | 0 | 0 | 0 | 0 | 0 | 0 | 0 | 0 | 0
0 | 0 | 0 | 0 | 0 | 0 | 0 | 0 | 0 | 0 | 0 | 0 | 0 | 0 | 0 | 0 | 0 | 0 | 0 | 0 | 0
0 | 0 | 0 | 0 | 0 | 0 | 0 | 0 | 0 | 0 | 0 | 0 | 0 | 0 | 0 | 0 | 0 | 0 | 0 | 0 | 0
0 | 0 | 0 | 0 | 0 | 0 | 0 | 0 | 0 | 0 | 0 | 0 | 0 | 0 | 0 | 0 | 0 | 0 | 0 | 0 | 0
0 | 0 | 0 | 0 | 0 | 0 | 0 | 0 | 0 | 0 | 0 | 0 | 0 | 0 | 0 | 0 | 0 | 0 | 0 | 0 | 0
0 | 0 | 0 | 0 | 0 | 0 | 0 | 0 | 0 | 0 | 0 | 0 | 0 | 0 | 0 | 0 | 0 | 0 | 0 | 0 | 0
0 | 0 | 0 | 0 | 0 | 0 | 0 | 0 | 0 | 0 | 0 | 0 | 0 | 0 | 0 | 0 | 0 | 0 | 0 | 0 | 0
0 | 0 | 0 | 0 | 0 | 0 | 0 | 0 | 0 | 0 | 0 | 0 | 0 | 0 | 0 | 0 | 0 | 0 | 0 | 0 | 0
0 | 0 | 0 | 0 | 0 | 0 | 0 | 0 | 0 | 0 | 0 | 0 | 0 | 0 | 0 | 0 | 0 | 0 | 0 | 0 | 0
0 | 0 | 0 | 0 | 0 | 0 | 0 | 0 | 0 | 0 | 0 | 0 | 0 | 0 | 0 | 0 | 0 | 0 | 0 | 0 | 0
0 | 0 | 0 | 0 | 0 | 0 | 0 | 0 | 0 | 0 | 0 | 0 | 0 | 0 | 0 | 0 | 0 | 0 | 0 | 0 | 0
0 | 0 | 0 | 0 | 0 | 0 | 0 | 0 | 0 | 0 | 0 | 0 | 0 | 0 | 0 | 0 | 0 | 0 | 0 | 0 | 0
0 | 0 | 0 | 0 | 0 | 0 | 0 | 0 | 0 | 0 | 0 | 0 | 0 | 0 | 0 | 0 | 0 | 0 | 0 | 0 | 0
0 | 0 | 0 | 0 | 0 | 0 | 0 | 0 | 0 | 0 | 0 | 0 | 0 | 0 | 0 | 0 | 0 | 0 | 0 | 0 | 0
0 | 0 | 0 | 0 | 0 | 0 | 0 | 0 | 0 | 0 | 0 | 0 | 0 | 0 | 0 | 0 | 0 | 0 | 0 | 0 | 0
0 | 0 | 0 | 0 | 0 | 0 | 0 | 0 | 0 | 0 | 0 | 0 | 0 | 0 | 0 | 0 | 0 | 0 | 0 | 0 | 0
0 | 0 | 0 | 0 | 0 | 0 | 0 | 0 | 0 | 0 | 0 | 0 | 0 | 0 | 0 | 0 | 0 | 0 | 0 | 0 | 0
0 | 0 | 0 | 0 | 0 | 0 | 0 | 0 | 0 | 0 | 0 | 0 | 0 | 0 | 0 | 0 | 0 | 0 | 0 | 0 | 0
0 | 0 | 0 | 0 | 0 | 0 | 0 | 0 | 0 | 0 | 0 | 0 | 0 | 0 | 0 | 0 | 0 | 0 | 0 | 0 | 0
0 | 0 | 0 | 0 | 0 | 0 | 0 | 0 | 0 | 0 | 0 | 0 | 0 | 0 | 0 | 0 | 0 | 0 | 0 | 0 | 0
0 | 0 | 0 | 0 | 0 | 0 | 0 | 0 | 0 | 0 | 0 | 0 | 0 | 0 | 0 | 0 | 0 | 0 | 0 | 0 | 0
0 | 0 | 0 | 0 | 0 | 0 | 0 | 0 | 0 | 0 | 0 | 0 | 0 | 0 | 0 | 0 | 0 | 0 | 0 | 0 | 0
0 | 0 | 0 | 0 | 0 | 0 | 0 | 0 | 0 | 0 | 0 | 0 | 0 | 0 | 0 | 0 | 0 | 0 | 0 | 0 | 0
0 | 0 | 0 | 0 | 0 | 0 | 0 | 0 | 0 | 0 | 0 | 0 | 0 | 0 | 0 | 0 | 0 | 0 | 0 | 0 | 0
0 | 0 | 0 | 0 | 0 | 0 | 0 | 0 | 0 | 0 | 0 | 0 | 0 | 0 | 0 | 0 | 0 | 0 | 0 | 0 | 0
0 | 0 | 0 | 0 | 0 | 0 | 0 | 0 | 0 | 0 | 0 | 0 | 0 | 0 | 0 | 0 | 0 | 0 | 0 | 0 | 0
0 | 0 | 0 | 0 | 0 | 0 | 0 | 0 | 0 | 0 | 0 | 0 | 0 | 0 | 0 | 0 | 0 | 0 | 0 | 0 | 0
0 | 0 | 0 | 0 | 0 | 0 | 0 | 0 | 0 | 0 | 0 | 0 | 0 | 0 | 0 | 0 | 0 | 0 | 0 | 0 | 0
0 | 0 | 0 | 0 | 0 | 0 | 0 | 0 | 0 | 0 | 0 | 0 | 0 | 0 | 0 | 0 | 0 | 0 | 0 | 0 | 0
0 | 0 | 0 | 0 | 0 | 0 | 0 | 0 | 0 | 0 | 0 | 0 | 0 | 0 | 0 | 0 | 0 | 0 | 0 | 0 | 0
0 | 0 | 0 | 0 | 0 | 0 | 0 | 0 | 0 | 0 | 0 | 0 | 0 | 0 | 0 | 0 | 0 | 0 | 0 | 0 | 0
0 | 0 | 0 | 0 | 0 | 0 | 0 | 0 | 0 | 0 | 0 | 0 | 0 | 0 | 0 | 0 | 0 | 0 | 0 | 0 | 0
0 | 0 | 0 | 0 | 0 | 0 | 0 | 0 | 0 | 0 | 0 | 0 | 0 | 0 | 0 | 0 | 0 | 0 | 0 | 0 | 0
0 | 0 | 0 | 0 | 0 | 0 | 0 | 0 | 0 | 0 | 0 | 0 | 0 | 0 | 0 | 0 | 0 | 0 | 0 | 0 | 0
0 | 0 | 0 | 0 | 0 | 0 | 0 | 0 | 0 | 0 | 0 | 0 | 0 | 0 | 0 | 0 | 0 | 0 | 0 | 0 | 0
0 | 0 | 0 | 0 | 0 | 0 | 0 | 0 | 0 | 0 | 0 | 0 | 0 | 0 | 0 | 0 | 0 | 0 | 0 | 0 | 0
0 | 0 | 0 | 0 | 0 | 0 | 0 | 0 | 0 | 0 | 0 | 0 | 0 | 0 | 0 | 0 | 0 | 0 | 0 | 0 | 0
0 | 0 | 0 | 0 | 0 | 0 | 0 | 0 | 0 | 0 | 0 | 0 | 0 | 0 | 0 | 0 | 0 | 0 | 0 | 0 | 0
0 | 0 | 0 | 0 | 0 | 0 | 0 | 0 | 0 | 0 | 0 | 0 | 0 | 0 | 0 | 0 | 0 | 0 | 0 | 0 | 0
0 | 0 | 0 | 0 | 0 | 0 | 0 | 0 | 0 | 0 | 0 | 0 | 0 | 0 | 0 | 0 | 0 | 0 | 0 | 0 | 0
0 | 0 | 0 | 0 | 0 | 0 | 0 | 0 | 0 | 0 | 0 | 0 | 0 | 0 | 0 | 0 | 0 | 0 | 0 | 0 | 0
0 | 0 | 0 | 0 | 0 | 0 | 0 | 0 | 0 | 0 | 0 | 0 | 0 | 0 | 0 | 0 | 0 | 0 | 0 | 0 | 0
0 | 0 | 0 | 0 | 0 | 0 | 0 | 0 | 0 | 0 | 0 | 0 | 0 | 0 | 0 | 0 | 0 | 0 | 0 | 0 | 0
0 | 0 | 0 | 0 | 0 | 0 | 0 | 0 | 0 | 0 | 0 | 0 | 0 | 0 | 0 | 0 | 0 | 0 | 0 | 0 | 0
0 | 0 | 0 | 0 | 0 | 0 | 0 | 0 | 0 | 0 | 0 | 0 | 0 | 0 | 0 | 0 | 0 | 0 | 0 | 0 | 0
0 | 0 | 0 | 0 | 0 | 0 | 0 | 0 | 0 | 0 | 0 | 0 | 0 | 0 | 0 | 0 | 0 | 0 | 0 | 0 | 0
0 | 0 | 0 | 0 | 0 | 0 | 0 | 0 | 0 | 0 | 0 | 0 | 0 | 0 | 0 | 0 | 0 | 0 | 0 | 0 | 0
0 | 0 | 0 | 0 | 0 | 0 | 0 | 0 | 0 | 0 | 0 | 0 | 0 | 0 | 0 | 0 | 0 | 0 | 0 | 0 | 0
0 | 0 | 0 | 0 | 0 | 0 | 0 | 0 | 0 | 0 | 0 | 0 | 0 | 0 | 0 | 0 | 0 | 0 | 0 | 0 | 0
0 | 0 | 0 | 0 | 0 | 0 | 0 | 0 | 0 | 0 | 0 | 0 | 0 | 0 | 0 | 0 | 0 | 0 | 0 | 0 | 0
0 | 0 | 0 | 0 | 0 | 0 | 0 | 0 | 0 | 0 | 0 | 0 | 0 | 0 | 0 | 0 | 0 | 0 | 0 | 0 | 0
0 | 0 | 0 | 0 | 0 | 0 | 0 | 0 | 0 | 0 | 0 | 0 | 0 | 0 | 0 | 0 | 0 | 0 | 0 | 0 | 0
0 | 0 | 0 | 0 | 0 | 0 | 0 | 0 | 0 | 0 | 0 | 0 | 0 | 0 | 0 | 0 | 0 | 0 | 0 | 0 | 0
0 | 0 | 0 | 0 | 0 | 0 | 0 | 0 | 0 | 0 | 0 | 0 | 0 | 0 | 0 | 0 | 0 | 0 | 0 | 0 | 0
0 | 0 | 0 | 0 | 0 | 0 | 0 | 0 | 0 | 0 | 0 | 0 | 0 | 0 | 0 | 0 | 0 | 0 | 0 | 0 | 0
0 | 0 | 0 | 0 | 0 | 0 | 0 | 0 | 0 | 0 | 0 | 0 | 0 | 0 | 0 | 0 | 0 | 0 | 0 | 0 | 0
0 | 0 | 0 | 0 | 0 | 0 | 0 | 0 | 0 | 0 | 0 | 0 | 0 | 0 | 0 | 0 | 0 | 0 | 0 | 0 | 0
0 | 0 | 0 | 0 | 0 | 0 | 0 | 0 | 0 | 0 | 0 | 0 | 0 | 0 | 0 | 0 | 0 | 0 | 0 | 0 | 0
0 | 0 | 0 | 0 | 0 | 0 | 0 | 0 | 0 | 0 | 0 | 0 | 0 | 0 | 0 | 0 | 0 | 0 | 0 | 0 | 0
0 | 0 | 0 | 0 | 0 | 0 | 0 | 0 | 0 | 0 | 0 | 0 | 0 | 0 | 0 | 0 | 0 | 0 | 0 | 0 | 0
0 | 0 | 0 | 0 | 0 | 0 | 0 | 0 | 0 | 0 | 0 | 0 | 0 | 0 | 0 | 0 | 0 | 0 | 0 | 0 | 0
0 | 0 | 0 | 0 | 0 | 0 | 0 | 0 | 0 | 0 | 0 | 0 | 0 | 0 | 0 | 0 | 0 | 0 | 0 | 0 | 0
0 | 0 | 0 | 0 | 0 | 0 | 0 | 0 | 0 | 0 | 0 | 0 | 0 | 0 | 0 | 0 | 0 | 0 | 0 | 0 | 0
0 | 0 | 0 | 0 | 0 | 0 | 0 | 0 | 0 | 0 | 0 | 0 | 0 | 0 | 0 | 0 | 0 | 0 | 0 | 0 | 0
0 | 0 | 0 | 0 | 0 | 0 | 0 | 0 | 0 | 0 | 0 | 0 | 0 | 0 | 0 | 0 | 0 | 0 | 0 | 0 | 0
0 | 0 | 0 | 0 | 0 | 0 | 0 | 0 | 0 | 0 | 0 | 0 | 0 | 0 | 0 | 0 | 0 | 0 | 0 | 0 | 0
0 | 0 | 0 | 0 | 0 | 0 | 0 | 0 | 0 | 0 | 0 | 0 | 0 | 0 | 0 | 0 | 0 | 0 | 0 | 0 | 0
0 | 0 | 0 | 0 | 0 | 0 | 0 | 0 | 0 | 0 | 0 | 0 | 0 | 0 | 0 | 0 | 0 | 0 | 0 | 0 | 0
0 | 0 | 0 | 0 | 0 | 0 | 0 | 0 | 0 | 0 | 0 | 0 | 0 | 0 | 0 | 0 | 0 | 0 | 0 | 0 | 0
0 | 0 | 0 | 0 | 0 | 0 | 0 | 0 | 0 | 0 | 0 | 0 | 0 | 0 | 0 | 0 | 0 | 0 | 0 | 0 | 0
0 | 0 | 0 | 0 | 0 | 0 | 0 | 0 | 0 | 0 | 0 | 0 | 0 | 0 | 0 | 0 | 0 | 0 | 0 | 0 | 0
0 | 0 | 0 | 0 | 0 | 0 | 0 | 0 | 0 | 0 | 0 | 0 | 0 | 0 | 0 | 0 | 0 | 0 | 0 | 0 | 0
0 | 0 | 0 | 0 | 0 | 0 | 0 | 0 | 0 | 0 | 0 | 0 | 0 | 0 | 0 | 0 | 0 | 0 | 0 | 0 | 0
0 | 0 | 0 | 0 | 0 | 0 | 0 | 0 | 0 | 0 | 0 | 0 | 0 | 0 | 0 | 0 | 0 | 0 | 0 | 0 | 0
0 | 0 | 0 | 0 | 0 | 0 | 0 | 0 | 0 | 0 | 0 | 0 | 0 | 0 | 0 | 0 | 0 | 0 | 0 | 0 | 0
0 | 0 | 0 | 0 | 0 | 0 | 0 | 0 | 0 | 0 | 0 | 0 | 0 | 0 | 0 | 0 | 0 | 0 | 0 | 0 | 0
0 | 0 | 0 | 0 | 0 | 0 | 0 | 0 | 0 | 0 | 0 | 0 | 0 | 0 | 0 | 0 | 0 | 0 | 0 | 0 | 0
0 | 0 | 0 | 0 | 0 | 0 | 0 | 0 | 0 | 0 | 0 | 0 | 0 | 0 | 0 | 0 | 0 | 0 | 0 | 0 | 0
0 | 0 | 0 | 0 | 0 | 0 | 0 | 0 | 0 | 0 | 0 | 0 | 0 | 0 | 0 | 0 | 0 | 0 | 0 | 0 | 0
0 | 0 | 0 | 0 | 0 | 0 | 0 | 0 | 0 | 0 | 0 | 0 | 0 | 0 | 0 | 0 | 0 | 0 | 0 | 0 | 0
0 | 0 | 0 | 0 | 0 | 0 | 0 | 0 | 0 | 0 | 0 | 0 | 0 | 0 | 0 | 0 | 0 | 0 | 0 | 0 | 0
0 | 0 | 0 | 0 | 0 | 0 | 0 | 0 | 0 | 0 | 0 | 0 | 0 | 0 | 0 | 0 | 0 | 0 | 0 | 0 | 0
0 | 0 | 0 | 0 | 0 | 0 | 0 | 0 | 0 | 0 | 0 | 0 | 0 | 0 | 0 | 0 | 0 | 0 | 0 | 0 | 0
0 | 0 | 0 | 0 | 0 | 0 | 0 | 0 | 0 | 0 | 0 | 0 | 0 | 0 | 0 | 0 | 0 | 0 | 0 | 0 | 0
0 | 0 | 0 | 0 | 0 | 0 | 0 | 0 | 0 | 0 | 0 | 0 | 0 | 0 | 0 | 0 | 0 | 0 | 0 | 0 | 0
0 | 0 | 0 | 0 | 0 | 0 | 0 | 0 | 0 | 0 | 0 | 0 | 0 | 0 | 0 | 0 | 0 | 0 | 0 | 0 | 0
0 | 0 | 0 | 0 | 0 | 0 | 0 | 0 | 0 | 0 | 0 | 0 | 0 | 0 | 0 | 0 | 0 | 0 | 0 | 0 | 0
0 | 0 | 0 | 0 | 0 | 0 | 0 | 0 | 0 | 0 | 0 | 0 | 0 | 0 | 0 | 0 | 0 | 0 | 0 | 0 | 0
0 | 0 | 0 | 0 | 0 | 0 | 0 | 0 | 0 | 0 | 0 | 0 | 0 | 0 | 0 | 0 | 0 | 0 | 0 | 0 | 0
0 | 0 | 0 | 0 | 0 | 0 | 0 | 0 | 0 | 0 | 0 | 0 | 0 | 0 | 0 | 0 | 0 | 0 | 0 | 0 | 0
0 | 0 | 0 | 0 | 0 | 0 | 0 | 0 | 0 | 0 | 0 | 0 | 0 | 0 | 0 | 0 | 0 | 0 | 0 | 0 | 0
0 | 0 | 0 | 0 | 0 | 0 | 0 | 0 | 0 | 0 | 0 | 0 | 0 | 0 | 0 | 0 | 0 | 0 | 0 | 0 | 0
0 | 0 | 0 | 0 | 0 | 0 | 0 | 0 | 0 | 0 | 0 | 0 | 0 | 0 | 0 | 0 | 0 | 0 | 0 | 0 | 0
0 | 0 | 0 | 0 | 0 | 0 | 0 | 0 | 0 | 0 | 0 | 0 | 0 | 0 | 0 | 0 | 0 | 0 | 0 | 0 | 0
0 | 0 | 0 | 0 | 0 | 0 | 0 | 0 | 0 | 0 | 0 | 0 | 0 | 0 | 0 | 0 | 0 | 0 | 0 | 0 | 0
0 | 0 | 0 | 0 | 0 | 0 | 0 | 0 | 0 | 0 | 0 | 0 | 0 | 0 | 0 | 0 | 0 | 0 | 0 | 0 | 0
0 | 0 | 0 | 0 | 0 | 0 | 0 | 0 | 0 | 0 | 0 | 0 | 0 | 0 | 0 | 0 | 0 | 0 | 0 | 0 | 0
0 | 0 | 0 | 0 | 0 | 0 | 0 | 0 | 0 | 0 | 0 | 0 | 0 | 0 | 0 | 0 | 0 | 0 | 0 | 0 | 0
0 | 0 | 0 | 0 | 0 | 0 | 0 | 0 | 0 | 0 | 0 | 0 | 0 | 0 | 0 | 0 | 0 | 0 | 0 | 0 | 0
0 | 0 | 0 | 0 | 0 | 0 | 0 | 0 | 0 | 0 | 0 | 0 | 0 | 0 | 0 | 0 | 0 | 0 | 0 | 0 | 0
0 | 0 | 0 | 0 | 0 | 0 | 0 | 0 | 0 | 0 | 0 | 0 | 0 | 0 | 0 | 0 | 0 | 0 | 0 | 0 | 0
0 | 0 | 0 | 0 | 0 | 0 | 0 | 0 | 0 | 0 | 0 | 0 | 0 | 0 | 0 | 0 | 0 | 0 | 0 | 0 | 0
0 | 0 | 0 | 0 | 0 | 0 | 0 | 0 | 0 | 0 | 0 | 0 | 0 | 0 | 0 | 0 | 0 | 0 | 0 | 0 | 0
0 | 0 | 0 | 0 | 0 | 0 | 0 | 0 | 0 | 0 | 0 | 0 | 0 | 0 | 0 | 0 | 0 | 0 | 0 | 0 | 0
0 | 0 | 0 | 0 | 0 | 0 | 0 | 0 | 0 | 0 | 0 | 0 | 0 | 0 | 0 | 0 | 0 | 0 | 0 | 0 | 0
0 | 0 | 0 | 0 | 0 | 0 | 0 | 0 | 0 | 0 | 0 | 0 | 0 | 0 | 0 | 0 | 0 | 0 | 0 | 0 | 0
0 | 0 | 0 | 0 | 0 | 0 | 0 | 0 | 0 | 0 | 0 | 0 | 0 | 0 | 0 | 0 | 0 | 0 | 0 | 0 | 0
0 | 0 | 0 | 0 | 0 | 0 | 0 | 0 | 0 | 0 | 0 | 0 | 0 | 0 | 0 | 0 | 0 | 0 | 0 | 0 | 0
0 | 0 | 0 | 0 | 0 | 0 | 0 | 0 | 0 | 0 | 0 | 0 | 0 | 0 | 0 | 0 | 0 | 0 | 0 | 0 | 0
0 | 0 | 0 | 0 | 0 | 0 | 0 | 0 | 0 | 0 | 0 | 0 | 0 | 0 | 0 | 0 | 0 | 0 | 0 | 0 | 0
0 | 0 | 0 | 0 | 0 | 0 | 0 | 0 | 0 | 0 | 0 | 0 | 0 | 0 | 0 | 0 | 0 | 0 | 0 | 0 | 0
0 | 0 | 0 | 0 | 0 | 0 | 0 | 0 | 0 | 0 | 0 | 0 | 0 | 0 | 0 | 0 | 0 | 0 | 0 | 0 | 0
0 | 0 | 0 | 0 | 0 | 0 | 0 | 0 | 0 | 0 | 0 | 0 | 0 | 0 | 0 | 0 | 0 | 0 | 0 | 0 | 0
0 | 0 | 0 | 0 | 0 | 0 | 0 | 0 | 0 | 0 | 0 | 0 | 0 | 0 | 0 | 0 | 0 | 0 | 0 | 0 | 0
0 | 0 | 0 | 0 | 0 | 0 | 0 | 0 | 0 | 0 | 0 | 0 | 0 | 0 | 0 | 0 | 0 | 0 | 0 | 0 | 0
0 | 0 | 0 | 0 | 0 | 0 | 0 | 0 | 0 | 0 | 0 | 0 | 0 | 0 | 0 | 0 | 0 | 0 | 0 | 0 | 0
0 | 0 | 0 | 0 | 0 | 0 | 0 | 0 | 0 | 0 | 0 | 0 | 0 | 0 | 0 | 0 | 0 | 0 | 0 | 0 | 0
0 | 0 | 0 | 0 | 0 | 0 | 0 | 0 | 0 | 0 | 0 | 0 | 0 | 0 | 0 | 0 | 0 | 0 | 0 | 0 | 0
0 | 0 | 0 | 0 | 0 | 0 | 0 | 0 | 0 | 0 | 0 | 0 | 0 | 0 | 0 | 0 | 0 | 0 | 0 | 0 | 0
0 | 0 | 0 | 0 | 0 | 0 | 0 | 0 | 0 | 0 | 0 | 0 | 0 | 0 | 0 | 0 | 0 | 0 | 0 | 0 | 0
0 | 0 | 0 | 0 | 0 | 0 | 0 | 0 | 0 | 0 | 0 | 0 | 0 | 0 | 0 | 0 | 0 | 0 | 0 | 0 | 0
0 | 0 | 0 | 0 | 0 | 0 | 0 | 0 | 0 | 0 | 0 | 0 | 0 | 0 | 0 | 0 | 0 | 0 | 0 | 0 | 0
0 | 0 | 0 | 0 | 0 | 0 | 0 | 0 | 0 | 0 | 0 | 0 | 0 | 0 | 0 | 0 | 0 | 0 | 0 | 0 | 0
0 | 0 | 0 | 0 | 0 | 0 | 0 | 0 | 0 | 0 | 0 | 0 | 0 | 0 | 0 | 0 | 0 | 0 | 0 | 0 | 0
0 | 0 | 0 | 0 | 0 | 0 | 0 | 0 | 0 | 0 | 0 | 0 | 0 | 0 | 0 | 0 | 0 | 0 | 0 | 0 | 0
0 | 0 | 0 | 0 | 0 | 0 | 0 | 0 | 0 | 0 | 0 | 0 | 0 | 0 | 0 | 0 | 0 | 0 | 0 | 0 | 0
0 | 0 | 0 | 0 | 0 | 0 | 0 | 0 | 0 | 0 | 0 | 0 | 0 | 0 | 0 | 0 | 0 | 0 | 0 | 0 | 0
0 | 0 | 0 | 0 | 0 | 0 | 0 | 0 | 0 | 0 | 0 | 0 | 0 | 0 | 0 | 0 | 0 | 0 | 0 | 0 | 0
0 | 0 | 0 | 0 | 0 | 0 | 0 | 0 | 0 | 0 | 0 | 0 | 0 | 0 | 0 | 0 | 0 | 0 | 0 | 0 | 0
0 | 0 | 0 | 0 | 0 | 0 | 0 | 0 | 0 | 0 | 0 | 0 | 0 | 0 | 0 | 0 | 0 | 0 | 0 | 0 | 0
0 | 0 | 0 | 0 | 0 | 0 | 0 | 0 | 0 | 0 | 0 | 0 | 0 | 0 | 0 | 0 | 0 | 0 | 0 | 0 | 0
0 | 0 | 0 | 0 | 0 | 0 | 0 | 0 | 0 | 0 | 0 | 0 | 0 | 0 | 0 | 0 | 0 | 0 | 0 | 0 | 0
0 | 0 | 0 | 0 | 0 | 0 | 0 | 0 | 0 | 0 | 0 | 0 | 0 | 0 | 0 | 0 | 0 | 0 | 0 | 0 | 0
0 | 0 | 0 | 0 | 0 | 0 | 0 | 0 | 0 | 0 | 0 | 0 | 0 | 0 | 0 | 0 | 0 | 0 | 0 | 0 | 0
0 | 0 | 0 | 0 | 0 | 0 | 0 | 0 | 0 | 0 | 0 | 0 | 0 | 0 | 0 | 0 | 0 | 0 | 0 | 0 | 0
0 | 0 | 0 | 0 | 0 | 0 | 0 | 0 | 0 | 0 | 0 | 0 | 0 | 0 | 0 | 0 | 0 | 0 | 0 | 0 | 0
0 | 0 | 0 | 0 | 0 | 0 | 0 | 0 | 0 | 0 | 0 | 0 | 0 | 0 | 0 | 0 | 0 | 0 | 0 | 0 | 0
0 | 0 | 0 | 0 | 0 | 0 | 0 | 0 | 0 | 0 | 0 | 0 | 0 | 0 | 0 | 0 | 0 | 0 | 0 | 0 | 0
0 | 0 | 0 | 0 | 0 | 0 | 0 | 0 | 0 | 0 | 0 | 0 | 0 | 0 | 0 | 0 | 0 | 0 | 0 | 0 | 0
0 | 0 | 0 | 0 | 0 | 0 | 0 | 0 | 0 | 0 | 0 | 0 | 0 | 0 | 0 | 0 | 0 | 0 | 0 | 0 | 0
0 | 0 | 0 | 0 | 0 | 0 | 0 | 0 | 0 | 0 | 0 | 0 | 0 | 0 | 0 | 0 | 0 | 0 | 0 | 0 | 0
0 | 0 | 0 | 0 | 0 | 0 | 0 | 0 | 0 | 0 | 0 | 0 | 0 | 0 | 0 | 0 | 0 | 0 | 0 | 0 | 0
0 | 0 | 0 | 0 | 0 | 0 | 0 | 0 | 0 | 0 | 0 | 0 | 0 | 0 | 0 | 0 | 0 | 0 | 0 | 0 | 0
0 | 0 | 0 | 0 | 0 | 0 | 0 | 0 | 0 | 0 | 0 | 0 | 0 | 0 | 0 | 0 | 0 | 0 | 0 | 0 | 0
0 | 0 | 0 | 0 | 0 | 0 | 0 | 0 | 0 | 0 | 0 | 0 | 0 | 0 | 0 | 0 | 0 | 0 | 0 | 0 | 0
0 | 0 | 0 | 0 | 0 | 0 | 0 | 0 | 0 | 0 | 0 | 0 | 0 | 0 | 0 | 0 | 0 | 0 | 0 | 0 | 0
0 | 0 | 0 | 0 | 0 | 0 | 0 | 0 | 0 | 0 | 0 | 0 | 0 | 0 | 0 | 0 | 0 | 0 | 0 | 0 | 0
0 | 0 | 0 | 0 | 0 | 0 | 0 | 0 | 0 | 0 | 0 | 0 | 0 | 0 | 0 | 0 | 0 | 0 | 0 | 0 | 0
0 | 0 | 0 | 0 | 0 | 0 | 0 | 0 | 0 | 0 | 0 | 0 | 0 | 0 | 0 | 0 | 0 | 0 | 0 | 0 | 0
0 | 0 | 0 | 0 | 0 | 0 | 0 | 0 | 0 | 0 | 0 | 0 | 0 | 0 | 0 | 0 | 0 | 0 | 0 | 0 | 0
0 | 0 | 0 | 0 | 0 | 0 | 0 | 0 | 0 | 0 | 0 | 0 | 0 | 0 | 0 | 0 | 0 | 0 | 0 | 0 | 0
0 | 0 | 0 | 0 | 0 | 0 | 0 | 0 | 0 | 0 | 0 | 0 | 0 | 0 | 0 | 0 | 0 | 0 | 0 | 0 | 0
0 | 0 | 0 | 0 | 0 | 0 | 0 | 0 | 0 | 0 | 0 | 0 | 0 | 0 | 0 | 0 | 0 | 0 | 0 | 0 | 0
0 | 0 | 0 | 0 | 0 | 0 | 0 | 0 | 0 | 0 | 0 | 0 | 0 | 0 | 0 | 0 | 0 | 0 | 0 | 0 | 0
0 | 0 | 0 | 0 | 0 | 0 | 0 | 0 | 0 | 0 | 0 | 0 | 0 | 0 | 0 | 0 | 0 | 0 | 0 | 0 | 0
0 | 0 | 0 | 0 | 0 | 0 | 0 | 0 | 0 | 0 | 0 | 0 | 0 | 0 | 0 | 0 | 0 | 0 | 0 | 0 | 0
0 | 0 | 0 | 0 | 0 | 0 | 0 | 0 | 0 | 0 | 0 | 0 | 0 | 0 | 0 | 0 | 0 | 0 | 0 | 0 | 0
0 | 0 | 0 | 0 | 0 | 0 | 0 | 0 | 0 | 0 | 0 | 0 | 0 | 0 | 0 | 0 | 0 | 0 | 0 | 0 | 0
0 | 0 | 0 | 0 | 0 | 0 | 0 | 0 | 0 | 0 | 0 | 0 | 0 | 0 | 0 | 0 | 0 | 0 | 0 | 0 | 0
0 | 0 | 0 | 0 | 0 | 0 | 0 | 0 | 0 | 0 | 0 | 0 | 0 | 0 | 0 | 0 | 0 | 0 | 0 | 0 | 0
0 | 0 | 0 | 0 | 0 | 0 | 0 | 0 | 0 | 0 | 0 | 0 | 0 | 0 | 0 | 0 | 0 | 0 | 0 | 0 | 0
0 | 0 | 0 | 0 | 0 | 0 | 0 | 0 | 0 | 0 | 0 | 0 | 0 | 0 | 0 | 0 | 0 | 0 | 0 | 0 | 0
0 | 0 | 0 | 0 | 0 | 0 | 0 | 0 | 0 | 0 | 0 | 0 | 0 | 0 | 0 | 0 | 0 | 0 | 0 | 0 | 0
0 | 0 | 0 | 0 | 0 | 0 | 0 | 0 | 0 | 0 | 0 | 0 | 0 | 0 | 0 | 0 | 0 | 0 | 0 | 0 | 0
0 | 0 | 0 | 0 | 0 | 0 | 0 | 0 | 0 | 0 | 0 | 0 | 0 | 0 | 0 | 0 | 0 | 0 | 0 | 0 | 0
0 | 0 | 0 | 0 | 0 | 0 | 0 | 0 | 0 | 0 | 0 | 0 | 0 | 0 | 0 | 0 | 0 | 0 | 0 | 0 | 0
0 | 0 | 0 | 0 | 0 | 0 | 0 | 0 | 0 | 0 | 0 | 0 | 0 | 0 | 0 | 0 | 0 | 0 | 0 | 0 | 0
0 | 0 | 0 | 0 | 0 | 0 | 0 | 0 | 0 | 0 | 0 | 0 | 0 | 0 | 0 | 0 | 0 | 0 | 0 | 0 | 0
0 | 0 | 0 | 0 | 0 | 0 | 0 | 0 | 0 | 0 | 0 | 0 | 0 | 0 | 0 | 0 | 0 | 0 | 0 | 0 | 0
0 | 0 | 0 | 0 | 0 | 0 | 0 | 0 | 0 | 0 | 0 | 0 | 0 | 0 | 0 | 0 | 0 | 0 | 0 | 0 | 0
0 | 0 | 0 | 0 | 0 | 0 | 0 | 0 | 0 | 0 | 0 | 0 | 0 | 0 | 0 | 0 | 0 | 0 | 0 | 0 | 0
0 | 0 | 0 | 0 | 0 | 0 | 0 | 0 | 0 | 0 | 0 | 0 | 0 | 0 | 0 | 0 | 0 | 0 | 0 | 0 | 0
0 | 0 | 0 | 0 | 0 | 0 | 0 | 0 | 0 | 0 | 0 | 0 | 0 | 0 | 0 | 0 | 0 | 0 | 0 | 0 | 0
0 | 0 | 0 | 0 | 0 | 0 | 0 | 0 | 0 | 0 | 0 | 0 | 0 | 0 | 0 | 0 | 0 | 0 | 0 | 0 | 0
0 | 0 | 0 | 0 | 0 | 0 | 0 | 0 | 0 | 0 | 0 | 0 | 0 | 0 | 0 | 0 | 0 | 0 | 0 | 0 | 0
0 | 0 | 0 | 0 | 0 | 0 | 0 | 0 | 0 | 0 | 0 | 0 | 0 | 0 | 0 | 0 | 0 | 0 | 0 | 0 | 0
0 | 0 | 0 | 0 | 0 | 0 | 0 | 0 | 0 | 0 | 0 | 0 | 0 | 0 | 0 | 0 | 0 | 0 | 0 | 0 | 0
0 | 0 | 0 | 0 | 0 | 0 | 0 | 0 | 0 | 0 | 0 | 0 | 0 | 0 | 0 | 0 | 0 | 0 | 0 | 0 | 0
0 | 0 | 0 | 0 | 0 | 0 | 0 | 0 | 0 | 0 | 0 | 0 | 0 | 0 | 0 | 0 | 0 | 0 | 0 | 0 | 0
0 | 0 | 0 | 0 | 0 | 0 | 0 | 0 | 0 | 0 | 0 | 0 | 0 | 0 | 0 | 0 | 0 | 0 | 0 | 0 | 0
0 | 0 | 0 | 0 | 0 | 0 | 0 | 0 | 0 | 0 | 0 | 0 | 0 | 0 | 0 | 0 | 0 | 0 | 0 | 0 | 0
0 | 0 | 0 | 0 | 0 | 0 | 0 | 0 | 0 | 0 | 0 | 0 | 0 | 0 | 0 | 0 | 0 | 0 | 0 | 0 | 0
0 | 0 | 0 | 0 | 0 | 0 | 0 | 0 | 0 | 0 | 0 | 0 | 0 | 0 | 0 | 0 | 0 | 0 | 0 | 0 | 0
0 | 0 | 0 | 0 | 0 | 0 | 0 | 0 | 0 | 0 | 0 | 0 | 0 | 0 | 0 | 0 | 0 | 0 | 0 | 0 | 0
0 | 0 | 0 | 0 | 0 | 0 | 0 | 0 | 0 | 0 | 0 | 0 | 0 | 0 | 0 | 0 | 0 | 0 | 0 | 0 | 0
0 | 0 | 0 | 0 | 0 | 0 | 0 | 0 | 0 | 0 | 0 | 0 | 0 | 0 | 0 | 0 | 0 | 0 | 0 | 0 | 0
0 | 0 | 0 | 0 | 0 | 0 | 0 | 0 | 0 | 0 | 0 | 0 | 0 | 0 | 0 | 0 | 0 | 0 | 0 | 0 | 0
0 | 0 | 0 | 0 | 0 | 0 | 0 | 0 | 0 | 0 | 0 | 0 | 0 | 0 | 0 | 0 | 0 | 0 | 0 | 0 | 0
0 | 0 | 0 | 0 | 0 | 0 | 0 | 0 | 0 | 0 | 0 | 0 | 0 | 0 | 0 | 0 | 0 | 0 | 0 | 0 | 0
0 | 0 | 0 | 0 | 0 | 0 | 0 | 0 | 0 | 0 | 0 | 0 | 0 | 0 | 0 | 0 | 0 | 0 | 0 | 0 | 0
0 | 0 | 0 | 0 | 0 | 0 | 0 | 0 | 0 | 0 | 0 | 0 | 0 | 0 | 0 | 0 | 0 | 0 | 0 | 0 | 0
0 | 0 | 0 | 0 | 0 | 0 | 0 | 0 | 0 | 0 | 0 | 0 | 0 | 0 | 0 | 0 | 0 | 0 | 0 | 0 | 0
0 | 0 | 0 | 0 | 0 | 0 | 0 | 0 | 0 | 0 | 0 | 0 | 0 | 0 | 0 | 0 | 0 | 0 | 0 | 0 | 0
0 | 0 | 0 | 0 | 0 | 0 | 0 | 0 | 0 | 0 | 0 | 0 | 0 | 0 | 0 | 0 | 0 | 0 | 0 | 0 | 0
0 | 0 | 0 | 0 | 0 | 0 | 0 | 0 | 0 | 0 | 0 | 0 | 0 | 0 | 0 | 0 | 0 | 0 | 0 | 0 | 0
0 | 0 | 0 | 0 | 0 | 0 | 0 | 0 | 0 | 0 | 0 | 0 | 0 | 0 | 0 | 0 | 0 | 0 | 0 | 0 | 0
0 | 0 | 0 | 0 | 0 | 0 | 0 | 0 | 0 | 0 | 0 | 0 | 0 | 0 | 0 | 0 | 0 | 0 | 0 | 0 | 0
0 | 0 | 0 | 0 | 0 | 0 | 0 | 0 | 0 | 0 | 0 | 0 | 0 | 0 | 0 | 0 | 0 | 0 | 0 | 0 | 0
0 | 0 | 0 | 0 | 0 | 0 | 0 | 0 | 0 | 0 | 0 | 0 | 0 | 0 | 0 | 0 | 0 | 0 | 0 | 0 | 0
0 | 0 | 0 | 0 | 0 | 0 | 0 | 0 | 0 | 0 | 0 | 0 | 0 | 0 | 0 | 0 | 0 | 0 | 0 | 0 | 0
0 | 0 | 0 | 0 | 0 | 0 | 0 | 0 | 0 | 0 | 0 | 0 | 0 | 0 | 0 | 0 | 0 | 0 | 0 | 0 | 0
0 | 0 | 0 | 0 | 0 | 0 | 0 | 0 | 0 | 0 | 0 | 0 | 0 | 0 | 0 | 0 | 0 | 0 | 0 | 0 | 0
0 | 0 | 0 | 0 | 0 | 0 | 0 | 0 | 0 | 0 | 0 | 0 | 0 | 0 | 0 | 0 | 0 | 0 | 0 | 0 | 0
0 | 0 | 0 | 0 | 0 | 0 | 0 | 0 | 0 | 0 | 0 | 0 | 0 | 0 | 0 | 0 | 0 | 0 | 0 | 0 | 0
0 | 0 | 0 | 0 | 0 | 0 | 0 | 0 | 0 | 0 | 0 | 0 | 0 | 0 | 0 | 0 | 0 | 0 | 0 | 0 | 0
0 | 0 | 0 | 0 | 0 | 0 | 0 | 0 | 0 | 0 | 0 | 0 | 0 | 0 | 0 | 0 | 0 | 0 | 0 | 0 | 0
0 | 0 | 0 | 0 | 0 | 0 | 0 | 0 | 0 | 0 | 0 | 0 | 0 | 0 | 0 | 0 | 0 | 0 | 0 | 0 | 0
0 | 0 | 0 | 0 | 0 | 0 | 0 | 0 | 0 | 0 | 0 | 0 | 0 | 0 | 0 | 0 | 0 | 0 | 0 | 0 | 0
0 | 0 | 0 | 0 | 0 | 0 | 0 | 0 | 0 | 0 | 0 | 0 | 0 | 0 | 0 | 0 | 0 | 0 | 0 | 0 | 0
0 | 0 | 0 | 0 | 0 | 0 | 0 | 0 | 0 | 0 | 0 | 0 | 0 | 0 | 0 | 0 | 0 | 0 | 0 | 0 | 0
0 | 0 | 0 | 0 | 0 | 0 | 0 | 0 | 0 | 0 | 0 | 0 | 0 | 0 | 0 | 0 | 0 | 0 | 0 | 0 | 0
0 | 0 | 0 | 0 | 0 | 0 | 0 | 0 | 0 | 0 | 0 | 0 | 0 | 0 | 0 | 0 | 0 | 0 | 0 | 0 | 0
0 | 0 | 0 | 0 | 0 | 0 | 0 | 0 | 0 | 0 | 0 | 0 | 0 | 0 | 0 | 0 | 0 | 0 | 0 | 0 | 0
0 | 0 | 0 | 0 | 0 | 0 | 0 | 0 | 0 | 0 | 0 | 0 | 0 | 0 | 0 | 0 | 0 | 0 | 0 | 0 | 0
0 | 0 | 0 | 0 | 0 | 0 | 0 | 0 | 0 | 0 | 0 | 0 | 0 | 0 | 0 | 0 | 0 | 0 | 0 | 0 | 0
0 | 0 | 0 | 0 | 0 | 0 | 0 | 0 | 0 | 0 | 0 | 0 | 0 | 0 | 0 | 0 | 0 | 0 | 0 | 0 | 0
0 | 0 | 0 | 0 | 0 | 0 | 0 | 0 | 0 | 0 | 0 | 0 | 0 | 0 | 0 | 0 | 0 | 0 | 0 | 0 | 0
0 | 0 | 0 | 0 | 0 | 0 | 0 | 0 | 0 | 0 | 0 | 0 | 0 | 0 | 0 | 0 | 0 | 0 | 0 | 0 | 0
0 | 0 | 0 | 0 | 0 | 0 | 0 | 0 | 0 | 0 | 0 | 0 | 0 | 0 | 0 | 0 | 0 | 0 | 0 | 0 | 0
0 | 0 | 0 | 0 | 0 | 0 | 0 | 0 | 0 | 0 | 0 | 0 | 0 | 0 | 0 | 0 | 0 | 0 | 0 | 0 | 0
0 | 0 | 0 | 0 | 0 | 0 | 0 | 0 | 0 | 0 | 0 | 0 | 0 | 0 | 0 | 0 | 0 | 0 | 0 | 0 | 0
0 | 0 | 0 | 0 | 0 | 0 | 0 | 0 | 0 | 0 | 0 | 0 | 0 | 0 | 0 | 0 | 0 | 0 | 0 | 0 | 0
0 | 0 | 0 | 0 | 0 | 0 | 0 | 0 | 0 | 0 | 0 | 0 | 0 | 0 | 0 | 0 | 0 | 0 | 0 | 0 | 0
0 | 0 | 0 | 0 | 0 | 0 | 0 | 0 | 0 | 0 | 0 | 0 | 0 | 0 | 0 | 0 | 0 | 0 | 0 | 0 | 0
0 | 0 | 0 | 0 | 0 | 0 | 0 | 0 | 0 | 0 | 0 | 0 | 0 | 0 | 0 | 0 | 0 | 0 | 0 | 0 | 0
0 | 0 | 0 | 0 | 0 | 0 | 0 | 0 | 0 | 0 | 0 | 0 | 0 | 0 | 0 | 0 | 0 | 0 | 0 | 0 | 0
0 | 0 | 0 | 0 | 0 | 0 | 0 | 0 | 0 | 0 | 0 | 0 | 0 | 0 | 0 | 0 | 0 | 0 | 0 | 0 | 0
0 | 0 | 0 | 0 | 0 | 0 | 0 | 0 | 0 | 0 | 0 | 0 | 0 | 0 | 0 | 0 | 0 | 0 | 0 | 0 | 0
0 | 0 | 0 | 0 | 0 | 0 | 0 | 0 | 0 | 0 | 0 | 0 | 0 | 0 | 0 | 0 | 0 | 0 | 0 | 0 | 0
0 | 0 | 0 | 0 | 0 | 0 | 0 | 0 | 0 | 0 | 0 | 0 | 0 | 0 | 0 | 0 | 0 | 0 | 0 | 0 | 0
0 | 0 | 0 | 0 | 0 | 0 | 0 | 0 | 0 | 0 | 0 | 0 | 0 | 0 | 0 | 0 | 0 | 0 | 0 | 0 | 0
0 | 0 | 0 | 0 | 0 | 0 | 0 | 0 | 0 | 0 | 0 | 0 | 0 | 0 | 0 | 0 | 0 | 0 | 0 | 0 | 0
0 | 0 | 0 | 0 | 0 | 0 | 0 | 0 | 0 | 0 | 0 | 0 | 0 | 0 | 0 | 0 | 0 | 0 | 0 | 0 | 0
0 | 0 | 0 | 0 | 0 | 0 | 0 | 0 | 0 | 0 | 0 | 0 | 0 | 0 | 0 | 0 | 0 | 0 | 0 | 0 | 0
0 | 0 | 0 | 0 | 0 | 0 | 0 | 0 | 0 | 0 | 0 | 0 | 0 | 0 | 0 | 0 | 0 | 0 | 0 | 0 | 0
0 | 0 | 0 | 0 | 0 | 0 | 0 | 0 | 0 | 0 | 0 | 0 | 0 | 0 | 0 | 0 | 0 | 0 | 0 | 0 | 0
0 | 0 | 0 | 0 | 0 | 0 | 0 | 0 | 0 | 0 | 0 | 0 | 0 | 0 | 0 | 0 | 0 | 0 | 0 | 0 | 0
0 | 0 | 0 | 0 | 0 | 0 | 0 | 0 | 0 | 0 | 0 | 0 | 0 | 0 | 0 | 0 | 0 | 0 | 0 | 0 | 0
0 | 0 | 0 | 0 | 0 | 0 | 0 | 0 | 0 | 0 | 0 | 0 | 0 | 0 | 0 | 0 | 0 | 0 | 0 | 0 | 0
0 | 0 | 0 | 0 | 0 | 0 | 0 | 0 | 0 | 0 | 0 | 0 | 0 | 0 | 0 | 0 | 0 | 0 | 0 | 0 | 0
0 | 0 | 0 | 0 | 0 | 0 | 0 | 0 | 0 | 0 | 0 | 0 | 0 | 0 | 0 | 0 | 0 | 0 | 0 | 0 | 0
0 | 0 | 0 | 0 | 0 | 0 | 0 | 0 | 0 | 0 | 0 | 0 | 0 | 0 | 0 | 0 | 0 | 0 | 0 | 0 | 0
0 | 0 | 0 | 0 | 0 | 0 | 0 | 0 | 0 | 0 | 0 | 0 | 0 | 0 | 0 | 0 | 0 | 0 | 0 | 0 | 0
0 | 0 | 0 | 0 | 0 | 0 | 0 | 0 | 0 | 0 | 0 | 0 | 0 | 0 | 0 | 0 | 0 | 0 | 0 | 0 | 0
0 | 0 | 0 | 0 | 0 | 0 | 0 | 0 | 0 | 0 | 0 | 0 | 0 | 0 | 0 | 0 | 0 | 0 | 0 | 0 | 0
0 | 0 | 0 | 0 | 0 | 0 | 0 | 0 | 0 | 0 | 0 | 0 | 0 | 0 | 0 | 0 | 0 | 0 | 0 | 0 | 0
0 | 0 | 0 | 0 | 0 | 0 | 0 | 0 | 0 | 0 | 0 | 0 | 0 | 0 | 0 | 0 | 0 | 0 | 0 | 0 | 0
0 | 0 | 0 | 0 | 0 | 0 | 0 | 0 | 0 | 0 | 0 | 0 | 0 | 0 | 0 | 0 | 0 | 0 | 0 | 0 | 0
0 | 0 | 0 | 0 | 0 | 0 | 0 | 0 | 0 | 0 | 0 | 0 | 0 | 0 | 0 | 0 | 0 | 0 | 0 | 0 | 0
0 | 0 | 0 | 0 | 0 | 0 | 0 | 0 | 0 | 0 | 0 | 0 | 0 | 0 | 0 | 0 | 0 | 0 | 0 | 0 | 0
0 | 0 | 0 | 0 | 0 | 0 | 0 | 0 | 0 | 0 | 0 | 0 | 0 | 0 | 0 | 0 | 0 | 0 | 0 | 0 | 0
0 | 0 | 0 | 0 | 0 | 0 | 0 | 0 | 0 | 0 | 0 | 0 | 0 | 0 | 0 | 0 | 0 | 0 | 0 | 0 | 0
0 | 0 | 0 | 0 | 0 | 0 | 0 | 0 | 0 | 0 | 0 | 0 | 0 | 0 | 0 | 0 | 0 | 0 | 0 | 0 | 0
0 | 0 | 0 | 0 | 0 | 0 | 0 | 0 | 0 | 0 | 0 | 0 | 0 | 0 | 0 | 0 | 0 | 0 | 0 | 0 | 0
0 | 0 | 0 | 0 | 0 | 0 | 0 | 0 | 0 | 0 | 0 | 0 | 0 | 0 | 0 | 0 | 0 | 0 | 0 | 0 | 0
0 | 0 | 0 | 0 | 0 | 0 | 0 | 0 | 0 | 0 | 0 | 0 | 0 | 0 | 0 | 0 | 0 | 0 | 0 | 0 | 0
0 | 0 | 0 | 0 | 0 | 0 | 0 | 0 | 0 | 0 | 0 | 0 | 0 | 0 | 0 | 0 | 0 | 0 | 0 | 0 | 0
0 | 0 | 0 | 0 | 0 | 0 | 0 | 0 | 0 | 0 | 0 | 0 | 0 | 0 | 0 | 0 | 0 | 0 | 0 | 0 | 0
0 | 0 | 0 | 0 | 0 | 0 | 0 | 0 | 0 | 0 | 0 | 0 | 0 | 0 | 0 | 0 | 0 | 0 | 0 | 0 | 0
0 | 0 | 0 | 0 | 0 | 0 | 0 | 0 | 0 | 0 | 0 | 0 | 0 | 0 | 0 | 0 | 0 | 0 | 0 | 0 | 0
0 | 0 | 0 | 0 | 0 | 0 | 0 | 0 | 0 | 0 | 0 | 0 | 0 | 0 | 0 | 0 | 0 | 0 | 0 | 0 | 0
0 | 0 | 0 | 0 | 0 | 0 | 0 | 0 | 0 | 0 | 0 | 0 | 0 | 0 | 0 | 0 | 0 | 0 | 0 | 0 | 0
0 | 0 | 0 | 0 | 0 | 0 | 0 | 0 | 0 | 0 | 0 | 0 | 0 | 0 | 0 | 0 | 0 | 0 | 0 | 0 | 0
0 | 0 | 0 | 0 | 0 | 0 | 0 | 0 | 0 | 0 | 0 | 0 | 0 | 0 | 0 | 0 | 0 | 0 | 0 | 0 | 0
0 | 0 | 0 | 0 | 0 | 0 | 0 | 0 | 0 | 0 | 0 | 0 | 0 | 0 | 0 | 0 | 0 | 0 | 0 | 0 | 0
0 | 0 | 0 | 0 | 0 | 0 | 0 | 0 | 0 | 0 | 0 | 0 | 0 | 0 | 0 | 0 | 0 | 0 | 0 | 0 | 0
0 | 0 | 0 | 0 | 0 | 0 | 0 | 0 | 0 | 0 | 0 | 0 | 0 | 0 | 0 | 0 | 0 | 0 | 0 | 0 | 0
0 | 0 | 0 | 0 | 0 | 0 | 0 | 0 | 0 | 0 | 0 | 0 | 0 | 0 | 0 | 0 | 0 | 0 | 0 | 0 | 0
0 | 0 | 0 | 0 | 0 | 0 | 0 | 0 | 0 | 0 | 0 | 0 | 0 | 0 | 0 | 0 | 0 | 0 | 0 | 0 | 0
0 | 0 | 0 | 0 | 0 | 0 | 0 | 0 | 0 | 0 | 0 | 0 | 0 | 0 | 0 | 0 | 0 | 0 | 0 | 0 | 0
0 | 0 | 0 | 0 | 0 | 0 | 0 | 0 | 0 | 0 | 0 | 0 | 0 | 0 | 0 | 0 | 0 | 0 | 0 | 0 | 0
0 | 0 | 0 | 0 | 0 | 0 | 0 | 0 | 0 | 0 | 0 | 0 | 0 | 0 | 0 | 0 | 0 | 0 | 0 | 0 | 0
0 | 0 | 0 | 0 | 0 | 0 | 0 | 0 | 0 | 0 | 0 | 0 | 0 | 0 | 0 | 0 | 0 | 0 | 0 | 0 | 0
0 | 0 | 0 | 0 | 0 | 0 | 0 | 0 | 0 | 0 | 0 | 0 | 0 | 0 | 0 | 0 | 0 | 0 | 0 | 0 | 0
0 | 0 | 0 | 0 | 0 | 0 | 0 | 0 | 0 | 0 | 0 | 0 | 0 | 0 | 0 | 0 | 0 | 0 | 0 | 0 | 0
0 | 0 | 0 | 0 | 0 | 0 | 0 | 0 | 0 | 0 | 0 | 0 | 0 | 0 | 0 | 0 | 0 | 0 | 0 | 0 | 0
0 | 0 | 0 | 0 | 0 | 0 | 0 | 0 | 0 | 0 | 0 | 0 | 0 | 0 | 0 | 0 | 0 | 0 | 0 | 0 | 0
0 | 0 | 0 | 0 | 0 | 0 | 0 | 0 | 0 | 0 | 0 | 0 | 0 | 0 | 0 | 0 | 0 | 0 | 0 | 0 | 0
0 | 0 | 0 | 0 | 0 | 0 | 0 | 0 | 0 | 0 | 0 | 0 | 0 | 0 | 0 | 0 | 0 | 0 | 0 | 0 | 0
0 | 0 | 0 | 0 | 0 | 0 | 0 | 0 | 0 | 0 | 0 | 0 | 0 | 0 | 0 | 0 | 0 | 0 | 0 | 0 | 0
0 | 0 | 0 | 0 | 0 | 0 | 0 | 0 | 0 | 0 | 0 | 0 | 0 | 0 | 0 | 0 | 0 | 0 | 0 | 0 | 0
0 | 0 | 0 | 0 | 0 | 0 | 0 | 0 | 0 | 0 | 0 | 0 | 0 | 0 | 0 | 0 | 0 | 0 | 0 | 0 | 0
0 | 0 | 0 | 0 | 0 | 0 | 0 | 0 | 0 | 0 | 0 | 0 | 0 | 0 | 0 | 0 | 0 | 0 | 0 | 0 | 0
0 | 0 | 0 | 0 | 0 | 0 | 0 | 0 | 0 | 0 | 0 | 0 | 0 | 0 | 0 | 0 | 0 | 0 | 0 | 0 | 0
0 | 0 | 0 | 0 | 0 | 0 | 0 | 0 | 0 | 0 | 0 | 0 | 0 | 0 | 0 | 0 | 0 | 0 | 0 | 0 | 0
0 | 0 | 0 | 0 | 0 | 0 | 0 | 0 | 0 | 0 | 0 | 0 | 0 | 0 | 0 | 0 | 0 | 0 | 0 | 0 | 0
0 | 0 | 0 | 0 | 0 | 0 | 0 | 0 | 0 | 0 | 0 | 0 | 0 | 0 | 0 | 0 | 0 | 0 | 0 | 0 | 0
0 | 0 | 0 | 0 | 0 | 0 | 0 | 0 | 0 | 0 | 0 | 0 | 0 | 0 | 0 | 0 | 0 | 0 | 0 | 0 | 0
0 | 0 | 0 | 0 | 0 | 0 | 0 | 0 | 0 | 0 | 0 | 0 | 0 | 0 | 0 | 0 | 0 | 0 | 0 | 0 | 0
0 | 0 | 0 | 0 | 0 | 0 | 0 | 0 | 0 | 0 | 0 | 0 | 0 | 0 | 0 | 0 | 0 | 0 | 0 | 0 | 0
0 | 0 | 0 | 0 | 0 | 0 | 0 | 0 | 0 | 0 | 0 | 0 | 0 | 0 | 0 | 0 | 0 | 0 | 0 | 0 | 0
0 | 0 | 0 | 0 | 0 | 0 | 0 | 0 | 0 | 0 | 0 | 0 | 0 | 0 | 0 | 0 | 0 | 0 | 0 | 0 | 0
0 | 0 | 0 | 0 | 0 | 0 | 0 | 0 | 0 | 0 | 0 | 0 | 0 | 0 | 0 | 0 | 0 | 0 | 0 | 0 | 0
0 | 0 | 0 | 0 | 0 | 0 | 0 | 0 | 0 | 0 | 0 | 0 | 0 | 0 | 0 | 0 | 0 | 0 | 0 | 0 | 0
0 | 0 | 0 | 0 | 0 | 0 | 0 | 0 | 0 | 0 | 0 | 0 | 0 | 0 | 0 | 0 | 0 | 0 | 0 | 0 | 0
0 | 0 | 0 | 0 | 0 | 0 | 0 | 0 | 0 | 0 | 0 | 0 | 0 | 0 | 0 | 0 | 0 | 0 | 0 | 0 | 0
0 | 0 | 0 | 0 | 0 | 0 | 0 | 0 | 0 | 0 | 0 | 0 | 0 | 0 | 0 | 0 | 0 | 0 | 0 | 0 | 0
0 | 0 | 0 | 0 | 0 | 0 | 0 | 0 | 0 | 0 | 0 | 0 | 0 | 0 | 0 | 0 | 0 | 0 | 0 | 0 | 0
0 | 0 | 0 | 0 | 0 | 0 | 0 | 0 | 0 | 0 | 0 | 0 | 0 | 0 | 0 | 0 | 0 | 0 | 0 | 0 | 0
0 | 0 | 0 | 0 | 0 | 0 | 0 | 0 | 0 | 0 | 0 | 0 | 0 | 0 | 0 | 0 | 0 | 0 | 0 | 0 | 0
0 | 0 | 0 | 0 | 0 | 0 | 0 | 0 | 0 | 0 | 0 | 0 | 0 | 0 | 0 | 0 | 0 | 0 | 0 | 0 | 0
0 | 0 | 0 | 0 | 0 | 0 | 0 | 0 | 0 | 0 | 0 | 0 | 0 | 0 | 0 | 0 | 0 | 0 | 0 | 0 | 0
0 | 0 | 0 | 0 | 0 | 0 | 0 | 0 | 0 | 0 | 0 | 0 | 0 | 0 | 0 | 0 | 0 | 0 | 0 | 0 | 0
0 | 0 | 0 | 0 | 0 | 0 | 0 | 0 | 0 | 0 | 0 | 0 | 0 | 0 | 0 | 0 | 0 | 0 | 0 | 0 | 0
0 | 0 | 0 | 0 | 0 | 0 | 0 | 0 | 0 | 0 | 0 | 0 | 0 | 0 | 0 | 0 | 0 | 0 | 0 | 0 | 0
0 | 0 | 0 | 0 | 0 | 0 | 0 | 0 | 0 | 0 | 0 | 0 | 0 | 0 | 0 | 0 | 0 | 0 | 0 | 0 | 0
0 | 0 | 0 | 0 | 0 | 0 | 0 | 0 | 0 | 0 | 0 | 0 | 0 | 0 | 0 | 0 | 0 | 0 | 0 | 0 | 0
0 | 0 | 0 | 0 | 0 | 0 | 0 | 0 | 0 | 0 | 0 | 0 | 0 | 0 | 0 | 0 | 0 | 0 | 0 | 0 | 0
0 | 0 | 0 | 0 | 0 | 0 | 0 | 0 | 0 | 0 | 0 | 0 | 0 | 0 | 0 | 0 | 0 | 0 | 0 | 0 | 0
0 | 0 | 0 | 0 | 0 | 0 | 0 | 0 | 0 | 0 | 0 | 0 | 0 | 0 | 0 | 0 | 0 | 0 | 0 | 0 | 0
0 | 0 | 0 | 0 | 0 | 0 | 0 | 0 | 0 | 0 | 0 | 0 | 0 | 0 | 0 | 0 | 0 | 0 | 0 | 0 | 0
0 | 0 | 0 | 0 | 0 | 0 | 0 | 0 | 0 | 0 | 0 | 0 | 0 | 0 | 0 | 0 | 0 | 0 | 0 | 0 | 0
0 | 0 | 0 | 0 | 0 | 0 | 0 | 0 | 0 | 0 | 0 | 0 | 0 | 0 | 0 | 0 | 0 | 0 | 0 | 0 | 0
0 | 0 | 0 | 0 | 0 | 0 | 0 | 0 | 0 | 0 | 0 | 0 | 0 | 0 | 0 | 0 | 0 | 0 | 0 | 0 | 0
0 | 0 | 0 | 0 | 0 | 0 | 0 | 0 | 0 | 0 | 0 | 0 | 0 | 0 | 0 | 0 | 0 | 0 | 0 | 0 | 0
0 | 0 | 0 | 0 | 0 | 0 | 0 | 0 | 0 | 0 | 0 | 0 | 0 | 0 | 0 | 0 | 0 | 0 | 0 | 0 | 0
0 | 0 | 0 | 0 | 0 | 0 | 0 | 0 | 0 | 0 | 0 | 0 | 0 | 0 | 0 | 0 | 0 | 0 | 0 | 0 | 0
0 | 0 | 0 | 0 | 0 | 0 | 0 | 0 | 0 | 0 | 0 | 0 | 0 | 0 | 0 | 0 | 0 | 0 | 0 | 0 | 0
0 | 0 | 0 | 0 | 0 | 0 | 0 | 0 | 0 | 0 | 0 | 0 | 0 | 0 | 0 | 0 | 0 | 0 | 0 | 0 | 0
0 | 0 | 0 | 0 | 0 | 0 | 0 | 0 | 0 | 0 | 0 | 0 | 0 | 0 | 0 | 0 | 0 | 0 | 0 | 0 | 0
0 | 0 | 0 | 0 | 0 | 0 | 0 | 0 | 0 | 0 | 0 | 0 | 0 | 0 | 0 | 0 | 0 | 0 | 0 | 0 | 0
0 | 0 | 0 | 0 | 0 | 0 | 0 | 0 | 0 | 0 | 0 | 0 | 0 | 0 | 0 | 0 | 0 | 0 | 0 | 0 | 0
0 | 0 | 0 | 0 | 0 | 0 | 0 | 0 | 0 | 0 | 0 | 0 | 0 | 0 | 0 | 0 | 0 | 0 | 0 | 0 | 0
0 | 0 | 0 | 0 | 0 | 0 | 0 | 0 | 0 | 0 | 0 | 0 | 0 | 0 | 0 | 0 | 0 | 0 | 0 | 0 | 0
0 | 0 | 0 | 0 | 0 | 0 | 0 | 0 | 0 | 0 | 0 | 0 | 0 | 0 | 0 | 0 | 0 | 0 | 0 | 0 | 0
0 | 0 | 0 | 0 | 0 | 0 | 0 | 0 | 0 | 0 | 0 | 0 | 0 | 0 | 0 | 0 | 0 | 0 | 0 | 0 | 0
0 | 0 | 0 | 0 | 0 | 0 | 0 | 0 | 0 | 0 | 0 | 0 | 0 | 0 | 0 | 0 | 0 | 0 | 0 | 0 | 0
0 | 0 | 0 | 0 | 0 | 0 | 0 | 0 | 0 | 0 | 0 | 0 | 0 | 0 | 0 | 0 | 0 | 0 | 0 | 0 | 0
0 | 0 | 0 | 0 | 0 | 0 | 0 | 0 | 0 | 0 | 0 | 0 | 0 | 0 | 0 | 0 | 0 | 0 | 0 | 0 | 0
0 | 0 | 0 | 0 | 0 | 0 | 0 | 0 | 0 | 0 | 0 | 0 | 0 | 0 | 0 | 0 | 0 | 0 | 0 | 0 | 0
0 | 0 | 0 | 0 | 0 | 0 | 0 | 0 | 0 | 0 | 0 | 0 | 0 | 0 | 0 | 0 | 0 | 0 | 0 | 0 | 0
0 | 0 | 0 | 0 | 0 | 0 | 0 | 0 | 0 | 0 | 0 | 0 | 0 | 0 | 0 | 0 | 0 | 0 | 0 | 0 | 0
0 | 0 | 0 | 0 | 0 | 0 | 0 | 0 | 0 | 0 | 0 | 0 | 0 | 0 | 0 | 0 | 0 | 0 | 0 | 0 | 0
0 | 0 | 0 | 0 | 0 | 0 | 0 | 0 | 0 | 0 | 0 | 0 | 0 | 0 | 0 | 0 | 0 | 0 | 0 | 0 | 0
0 | 0 | 0 | 0 | 0 | 0 | 0 | 0 | 0 | 0 | 0 | 0 | 0 | 0 | 0 | 0 | 0 | 0 | 0 | 0 | 0
0 | 0 | 0 | 0 | 0 | 0 | 0 | 0 | 0 | 0 | 0 | 0 | 0 | 0 | 0 | 0 | 0 | 0 | 0 | 0 | 0
0 | 0 | 0 | 0 | 0 | 0 | 0 | 0 | 0 | 0 | 0 | 0 | 0 | 0 | 0 | 0 | 0 | 0 | 0 | 0 | 0
0 | 0 | 0 | 0 | 0 | 0 | 0 | 0 | 0 | 0 | 0 | 0 | 0 | 0 | 0 | 0 | 0 | 0 | 0 | 0 | 0
0 | 0 | 0 | 0 | 0 | 0 | 0 | 0 | 0 | 0 | 0 | 0 | 0 | 0 | 0 | 0 | 0 | 0 | 0 | 0 | 0
0 | 0 | 0 | 0 | 0 | 0 | 0 | 0 | 0 | 0 | 0 | 0 | 0 | 0 | 0 | 0 | 0 | 0 | 0 | 0 | 0
0 | 0 | 0 | 0 | 0 | 0 | 0 | 0 | 0 | 0 | 0 | 0 | 0 | 0 | 0 | 0 | 0 | 0 | 0 | 0 | 0
0 | 0 | 0 | 0 | 0 | 0 | 0 | 0 | 0 | 0 | 0 | 0 | 0 | 0 | 0 | 0 | 0 | 0 | 0 | 0 | 0
0 | 0 | 0 | 0 | 0 | 0 | 0 | 0 | 0 | 0 | 0 | 0 | 0 | 0 | 0 | 0 | 0 | 0 | 0 | 0 | 0
0 | 0 | 0 | 0 | 0 | 0 | 0 | 0 | 0 | 0 | 0 | 0 | 0 | 0 | 0 | 0 | 0 | 0 | 0 | 0 | 0
0 | 0 | 0 | 0 | 0 | 0 | 0 | 0 | 0 | 0 | 0 | 0 | 0 | 0 | 0 | 0 | 0 | 0 | 0 | 0 | 0
0 | 0 | 0 | 0 | 0 | 0 | 0 | 0 | 0 | 0 | 0 | 0 | 0 | 0 | 0 | 0 | 0 | 0 | 0 | 0 | 0
0 | 0 | 0 | 0 | 0 | 0 | 0 | 0 | 0 | 0 | 0 | 0 | 0 | 0 | 0 | 0 | 0 | 0 | 0 | 0 | 0
0 | 0 | 0 | 0 | 0 | 0 | 0 | 0 | 0 | 0 | 0 | 0 | 0 | 0 | 0 | 0 | 0 | 0 | 0 | 0 | 0
0 | 0 | 0 | 0 | 0 | 0 | 0 | 0 | 0 | 0 | 0 | 0 | 0 | 0 | 0 | 0 | 0 | 0 | 0 | 0 | 0
0 | 0 | 0 | 0 | 0 | 0 | 0 | 0 | 0 | 0 | 0 | 0 | 0 | 0 | 0 | 0 | 0 | 0 | 0 | 0 | 0
0 | 0 | 0 | 0 | 0 | 0 | 0 | 0 | 0 | 0 | 0 | 0 | 0 | 0 | 0 | 0 | 0 | 0 | 0 | 0 | 0
0 | 0 | 0 | 0 | 0 | 0 | 0 | 0 | 0 | 0 | 0 | 0 | 0 | 0 | 0 | 0 | 0 | 0 | 0 | 0 | 0
0 | 0 | 0 | 0 | 0 | 0 | 0 | 0 | 0 | 0 | 0 | 0 | 0 | 0 | 0 | 0 | 0 | 0 | 0 | 0 | 0
0 | 0 | 0 | 0 | 0 | 0 | 0 | 0 | 0 | 0 | 0 | 0 | 0 | 0 | 0 | 0 | 0 | 0 | 0 | 0 | 0
0 | 0 | 0 | 0 | 0 | 0 | 0 | 0 | 0 | 0 | 0 | 0 | 0 | 0 | 0 | 0 | 0 | 0 | 0 | 0 | 0
0 | 0 | 0 | 0 | 0 | 0 | 0 | 0 | 0 | 0 | 0 | 0 | 0 | 0 | 0 | 0 | 0 | 0 | 0 | 0 | 0
0 | 0 | 0 | 0 | 0 | 0 | 0 | 0 | 0 | 0 | 0 | 0 | 0 | 0 | 0 | 0 | 0 | 0 | 0 | 0 | 0
0 | 0 | 0 | 0 | 0 | 0 | 0 | 0 | 0 | 0 | 0 | 0 | 0 | 0 | 0 | 0 | 0 | 0 | 0 | 0 | 0
0 | 0 | 0 | 0 | 0 | 0 | 0 | 0 | 0 | 0 | 0 | 0 | 0 | 0 | 0 | 0 | 0 | 0 | 0 | 0 | 0
0 | 0 | 0 | 0 | 0 | 0 | 0 | 0 | 0 | 0 | 0 | 0 | 0 | 0 | 0 | 0 | 0 | 0 | 0 | 0 | 0
0 | 0 | 0 | 0 | 0 | 0 | 0 | 0 | 0 | 0 | 0 | 0 | 0 | 0 | 0 | 0 | 0 | 0 | 0 | 0 | 0
0 | 0 | 0 | 0 | 0 | 0 | 0 | 0 | 0 | 0 | 0 | 0 | 0 | 0 | 0 | 0 | 0 | 0 | 0 | 0 | 0
0 | 0 | 0 | 0 | 0 | 0 | 0 | 0 | 0 | 0 | 0 | 0 | 0 | 0 | 0 | 0 | 0 | 0 | 0 | 0 | 0
0 | 0 | 0 | 0 | 0 | 0 | 0 | 0 | 0 | 0 | 0 | 0 | 0 | 0 | 0 | 0 | 0 | 0 | 0 | 0 | 0
0 | 0 | 0 | 0 | 0 | 0 | 0 | 0 | 0 | 0 | 0 | 0 | 0 | 0 | 0 | 0 | 0 | 0 | 0 | 0 | 0
0 | 0 | 0 | 0 | 0 | 0 | 0 | 0 | 0 | 0 | 0 | 0 | 0 | 0 | 0 | 0 | 0 | 0 | 0 | 0 | 0
0 | 0 | 0 | 0 | 0 | 0 | 0 | 0 | 0 | 0 | 0 | 0 | 0 | 0 | 0 | 0 | 0 | 0 | 0 | 0 | 0
0 | 0 | 0 | 0 | 0 | 0 | 0 | 0 | 0 | 0 | 0 | 0 | 0 | 0 | 0 | 0 | 0 | 0 | 0 | 0 | 0
0 | 0 | 0 | 0 | 0 | 0 | 0 | 0 | 0 | 0 | 0 | 0 | 0 | 0 | 0 | 0 | 0 | 0 | 0 | 0 | 0
0 | 0 | 0 | 0 | 0 | 0 | 0 | 0 | 0 | 0 | 0 | 0 | 0 | 0 | 0 | 0 | 0 | 0 | 0 | 0 | 0
0 | 0 | 0 | 0 | 0 | 0 | 0 | 0 | 0 | 0 | 0 | 0 | 0 | 0 | 0 | 0 | 0 | 0 | 0 | 0 | 0
0 | 0 | 0 | 0 | 0 | 0 | 0 | 0 | 0 | 0 | 0 | 0 | 0 | 0 | 0 | 0 | 0 | 0 | 0 | 0 | 0
0 | 0 | 0 | 0 | 0 | 0 | 0 | 0 | 0 | 0 | 0 | 0 | 0 | 0 | 0 | 0 | 0 | 0 | 0 | 0 | 0
0 | 0 | 0 | 0 | 0 | 0 | 0 | 0 | 0 | 0 | 0 | 0 | 0 | 0 | 0 | 0 | 0 | 0 | 0 | 0 | 0
0 | 0 | 0 | 0 | 0 | 0 | 0 | 0 | 0 | 0 | 0 | 0 | 0 | 0 | 0 | 0 | 0 | 0 | 0 | 0 | 0
0 | 0 | 0 | 0 | 0 | 0 | 0 | 0 | 0 | 0 | 0 | 0 | 0 | 0 | 0 | 0 | 0 | 0 | 0 | 0 | 0
0 | 0 | 0 | 0 | 0 | 0 | 0 | 0 | 0 | 0 | 0 | 0 | 0 | 0 | 0 | 0 | 0 | 0 | 0 | 0 | 0
0 | 0 | 0 | 0 | 0 | 0 | 0 | 0 | 0 | 0 | 0 | 0 | 0 | 0 | 0 | 0 | 0 | 0 | 0 | 0 | 0
0 | 0 | 0 | 0 | 0 | 0 | 0 | 0 | 0 | 0 | 0 | 0 | 0 | 0 | 0 | 0 | 0 | 0 | 0 | 0 | 0
0 | 0 | 0 | 0 | 0 | 0 | 0 | 0 | 0 | 0 | 0 | 0 | 0 | 0 | 0 | 0 | 0 | 0 | 0 | 0 | 0
0 | 0 | 0 | 0 | 0 | 0 | 0 | 0 | 0 | 0 | 0 | 0 | 0 | 0 | 0 | 0 | 0 | 0 | 0 | 0 | 0
0 | 0 | 0 | 0 | 0 | 0 | 0 | 0 | 0 | 0 | 0 | 0 | 0 | 0 | 0 | 0 | 0 | 0 | 0 | 0 | 0
0 | 0 | 0 | 0 | 0 | 0 | 0 | 0 | 0 | 0 | 0 | 0 | 0 | 0 | 0 | 0 | 0 | 0 | 0 | 0 | 0
0 | 0 | 0 | 0 | 0 | 0 | 0 | 0 | 0 | 0 | 0 | 0 | 0 | 0 | 0 | 0 | 0 | 0 | 0 | 0 | 0
0 | 0 | 0 | 0 | 0 | 0 | 0 | 0 | 0 | 0 | 0 | 0 | 0 | 0 | 0 | 0 | 0 | 0 | 0 | 0 | 0
0 | 0 | 0 | 0 | 0 | 0 | 0 | 0 | 0 | 0 | 0 | 0 | 0 | 0 | 0 | 0 | 0 | 0 | 0 | 0 | 0
0 | 0 | 0 | 0 | 0 | 0 | 0 | 0 | 0 | 0 | 0 | 0 | 0 | 0 | 0 | 0 | 0 | 0 | 0 | 0 | 0
0 | 0 | 0 | 0 | 0 | 0 | 0 | 0 | 0 | 0 | 0 | 0 | 0 | 0 | 0 | 0 | 0 | 0 | 0 | 0 | 0
0 | 0 | 0 | 0 | 0 | 0 | 0 | 0 | 0 | 0 | 0 | 0 | 0 | 0 | 0 | 0 | 0 | 0 | 0 | 0 | 0
0 | 0 | 0 | 0 | 0 | 0 | 0 | 0 | 0 | 0 | 0 | 0 | 0 | 0 | 0 | 0 | 0 | 0 | 0 | 0 | 0
0 | 0 | 0 | 0 | 0 | 0 | 0 | 0 | 0 | 0 | 0 | 0 | 0 | 0 | 0 | 0 | 0 | 0 | 0 | 0 | 0
0 | 0 | 0 | 0 | 0 | 0 | 0 | 0 | 0 | 0 | 0 | 0 | 0 | 0 | 0 | 0 | 0 | 0 | 0 | 0 | 0
0 | 0 | 0 | 0 | 0 | 0 | 0 | 0 | 0 | 0 | 0 | 0 | 0 | 0 | 0 | 0 | 0 | 0 | 0 | 0 | 0
0 | 0 | 0 | 0 | 0 | 0 | 0 | 0 | 0 | 0 | 0 | 0 | 0 | 0 | 0 | 0 | 0 | 0 | 0 | 0 | 0
0 | 0 | 0 | 0 | 0 | 0 | 0 | 0 | 0 | 0 | 0 | 0 | 0 | 0 | 0 | 0 | 0 | 0 | 0 | 0 | 0
0 | 0 | 0 | 0 | 0 | 0 | 0 | 0 | 0 | 0 | 0 | 0 | 0 | 0 | 0 | 0 | 0 | 0 | 0 | 0 | 0
0 | 0 | 0 | 0 | 0 | 0 | 0 | 0 | 0 | 0 | 0 | 0 | 0 | 0 | 0 | 0 | 0 | 0 | 0 | 0 | 0
0 | 0 | 0 | 0 | 0 | 0 | 0 | 0 | 0 | 0 | 0 | 0 | 0 | 0 | 0 | 0 | 0 | 0 | 0 | 0 | 0
0 | 0 | 0 | 0 | 0 | 0 | 0 | 0 | 0 | 0 | 0 | 0 | 0 | 0 | 0 | 0 | 0 | 0 | 0 | 0 | 0
0 | 0 | 0 | 0 | 0 | 0 | 0 | 0 | 0 | 0 | 0 | 0 | 0 | 0 | 0 | 0 | 0 | 0 | 0 | 0 | 0
0 | 0 | 0 | 0 | 0 | 0 | 0 | 0 | 0 | 0 | 0 | 0 | 0 | 0 | 0 | 0 | 0 | 0 | 0 | 0 | 0
0 | 0 | 0 | 0 | 0 | 0 | 0 | 0 | 0 | 0 | 0 | 0 | 0 | 0 | 0 | 0 | 0 | 0 | 0 | 0 | 0
0 | 0 | 0 | 0 | 0 | 0 | 0 | 0 | 0 | 0 | 0 | 0 | 0 | 0 | 0 | 0 | 0 | 0 | 0 | 0 | 0
0 | 0 | 0 | 0 | 0 | 0 | 0 | 0 | 0 | 0 | 0 | 0 | 0 | 0 | 0 | 0 | 0 | 0 | 0 | 0 | 0
0 | 0 | 0 | 0 | 0 | 0 | 0 | 0 | 0 | 0 | 0 | 0 | 0 | 0 | 0 | 0 | 0 | 0 | 0 | 0 | 0
0 | 0 | 0 | 0 | 0 | 0 | 0 | 0 | 0 | 0 | 0 | 0 | 0 | 0 | 0 | 0 | 0 | 0 | 0 | 0 | 0
0 | 0 | 0 | 0 | 0 | 0 | 0 | 0 | 0 | 0 | 0 | 0 | 0 | 0 | 0 | 0 | 0 | 0 | 0 | 0 | 0
0 | 0 | 0 | 0 | 0 | 0 | 0 | 0 | 0 | 0 | 0 | 0 | 0 | 0 | 0 | 0 | 0 | 0 | 0 | 0 | 0
0 | 0 | 0 | 0 | 0 | 0 | 0 | 0 | 0 | 0 | 0 | 0 | 0 | 0 | 0 | 0 | 0 | 0 | 0 | 0 | 0
0 | 0 | 0 | 0 | 0 | 0 | 0 | 0 | 0 | 0 | 0 | 0 | 0 | 0 | 0 | 0 | 0 | 0 | 0 | 0 | 0
0 | 0 | 0 | 0 | 0 | 0 | 0 | 0 | 0 | 0 | 0 | 0 | 0 | 0 | 0 | 0 | 0 | 0 | 0 | 0 | 0
0 | 0 | 0 | 0 | 0 | 0 | 0 | 0 | 0 | 0 | 0 | 0 | 0 | 0 | 0 | 0 | 0 | 0 | 0 | 0 | 0
0 | 0 | 0 | 0 | 0 | 0 | 0 | 0 | 0 | 0 | 0 | 0 | 0 | 0 | 0 | 0 | 0 | 0 | 0 | 0 | 0
0 | 0 | 0 | 0 | 0 | 0 | 0 | 0 | 0 | 0 | 0 | 0 | 0 | 0 | 0 | 0 | 0 | 0 | 0 | 0 | 0
0 | 0 | 0 | 0 | 0 | 0 | 0 | 0 | 0 | 0 | 0 | 0 | 0 | 0 | 0 | 0 | 0 | 0 | 0 | 0 | 0
0 | 0 | 0 | 0 | 0 | 0 | 0 | 0 | 0 | 0 | 0 | 0 | 0 | 0 | 0 | 0 | 0 | 0 | 0 | 0 | 0
0 | 0 | 0 | 0 | 0 | 0 | 0 | 0 | 0 | 0 | 0 | 0 | 0 | 0 | 0 | 0 | 0 | 0 | 0 | 0 | 0
0 | 0 | 0 | 0 | 0 | 0 | 0 | 0 | 0 | 0 | 0 | 0 | 0 | 0 | 0 | 0 | 0 | 0 | 0 | 0 | 0
0 | 0 | 0 | 0 | 0 | 0 | 0 | 0 | 0 | 0 | 0 | 0 | 0 | 0 | 0 | 0 | 0 | 0 | 0 | 0 | 0
0 | 0 | 0 | 0 | 0 | 0 | 0 | 0 | 0 | 0 | 0 | 0 | 0 | 0 | 0 | 0 | 0 | 0 | 0 | 0 | 0
0 | 0 | 0 | 0 | 0 | 0 | 0 | 0 | 0 | 0 | 0 | 0 | 0 | 0 | 0 | 0 | 0 | 0 | 0 | 0 | 0
0 | 0 | 0 | 0 | 0 | 0 | 0 | 0 | 0 | 0 | 0 | 0 | 0 | 0 | 0 | 0 | 0 | 0 | 0 | 0 | 0
0 | 0 | 0 | 0 | 0 | 0 | 0 | 0 | 0 | 0 | 0 | 0 | 0 | 0 | 0 | 0 | 0 | 0 | 0 | 0 | 0
0 | 0 | 0 | 0 | 0 | 0 | 0 | 0 | 0 | 0 | 0 | 0 | 0 | 0 | 0 | 0 | 0 | 0 | 0 | 0 | 0
0 | 0 | 0 | 0 | 0 | 0 | 0 | 0 | 0 | 0 | 0 | 0 | 0 | 0 | 0 | 0 | 0 | 0 | 0 | 0 | 0
0 | 0 | 0 | 0 | 0 | 0 | 0 | 0 | 0 | 0 | 0 | 0 | 0 | 0 | 0 | 0 | 0 | 0 | 0 | 0 | 0
0 | 0 | 0 | 0 | 0 | 0 | 0 | 0 | 0 | 0 | 0 | 0 | 0 | 0 | 0 | 0 | 0 | 0 | 0 | 0 | 0
0 | 0 | 0 | 0 | 0 | 0 | 0 | 0 | 0 | 0 | 0 | 0 | 0 | 0 | 0 | 0 | 0 | 0 | 0 | 0 | 0
0 | 0 | 0 | 0 | 0 | 0 | 0 | 0 | 0 | 0 | 0 | 0 | 0 | 0 | 0 | 0 | 0 | 0 | 0 | 0 | 0
0 | 0 | 0 | 0 | 0 | 0 | 0 | 0 | 0 | 0 | 0 | 0 | 0 | 0 | 0 | 0 | 0 | 0 | 0 | 0 | 0
0 | 0 | 0 | 0 | 0 | 0 | 0 | 0 | 0 | 0 | 0 | 0 | 0 | 0 | 0 | 0 | 0 | 0 | 0 | 0 | 0
0 | 0 | 0 | 0 | 0 | 0 | 0 | 0 | 0 | 0 | 0 | 0 | 0 | 0 | 0 | 0 | 0 | 0 | 0 | 0 | 0
0 | 0 | 0 | 0 | 0 | 0 | 0 | 0 | 0 | 0 | 0 | 0 | 0 | 0 | 0 | 0 | 0 | 0 | 0 | 0 | 0
0 | 0 | 0 | 0 | 0 | 0 | 0 | 0 | 0 | 0 | 0 | 0 | 0 | 0 | 0 | 0 | 0 | 0 | 0 | 0 | 0
0 | 0 | 0 | 0 | 0 | 0 | 0 | 0 | 0 | 0 | 0 | 0 | 0 | 0 | 0 | 0 | 0 | 0 | 0 | 0 | 0
0 | 0 | 0 | 0 | 0 | 0 | 0 | 0 | 0 | 0 | 0 | 0 | 0 | 0 | 0 | 0 | 0 | 0 | 0 | 0 | 0
0 | 0 | 0 | 0 | 0 | 0 | 0 | 0 | 0 | 0 | 0 | 0 | 0 | 0 | 0 | 0 | 0 | 0 | 0 | 0 | 0
0 | 0 | 0 | 0 | 0 | 0 | 0 | 0 | 0 | 0 | 0 | 0 | 0 | 0 | 0 | 0 | 0 | 0 | 0 | 0 | 0
0 | 0 | 0 | 0 | 0 | 0 | 0 | 0 | 0 | 0 | 0 | 0 | 0 | 0 | 0 | 0 | 0 | 0 | 0 | 0 | 0
0 | 0 | 0 | 0 | 0 | 0 | 0 | 0 | 0 | 0 | 0 | 0 | 0 | 0 | 0 | 0 | 0 | 0 | 0 | 0 | 0
0 | 0 | 0 | 0 | 0 | 0 | 0 | 0 | 0 | 0 | 0 | 0 | 0 | 0 | 0 | 0 | 0 | 0 | 0 | 0 | 0
0 | 0 | 0 | 0 | 0 | 0 | 0 | 0 | 0 | 0 | 0 | 0 | 0 | 0 | 0 | 0 | 0 | 0 | 0 | 0 | 0
0 | 0 | 0 | 0 | 0 | 0 | 0 | 0 | 0 | 0 | 0 | 0 | 0 | 0 | 0 | 0 | 0 | 0 | 0 | 0 | 0
0 | 0 | 0 | 0 | 0 | 0 | 0 | 0 | 0 | 0 | 0 | 0 | 0 | 0 | 0 | 0 | 0 | 0 | 0 | 0 | 0

## Output
Program Summary |  | Nominal | Present Value |  | Performance Earnings Basis |  |  |  | Avoided Cost Version
Proposer Name |  | Southern California Edison |  |  | Resource Benefit, net. |  | 2808048423.7806 |  | 2008-05-10
Program Name |  | SCE Total Roll-up E3 Calculator - No Carbon Adder |  |  | Incr Measure Cost, net. |  | 796169709.4844 |  | 2008-05-22
Total Program Budget ($) |  | 1343679000.112 | 1246282150.5799 |  | Program Incentive Cost, net |  | 0 |  | Base Year
[5 empty] | Program Admin Cost |  | 1343679000.112 |  | 2009
Net Participant Cost ($) |  | 932471256.1507 | 796169709.4844 |  | Performance Earnings Basis |  | 933589617.3456 |  | SCE PlannerTOU(1000)1e2.xls
Program Impacts | [9 empty] | Program Impacts (Gross)
| Annual Net kWh | Lifecycle Net kWh | Annual Net Therms | Lifecycle Net Therms | Net Jul-Sept Pk (kW) | Net Dec-Feb Pk (kW) | Net CEC (kW) | User Entered kW |  |  | Annual Gross kWh | Lifecycle Gross kWh | Annual Gross Therms | Lifecycle Gross Therms | User Entered kW
2009-2011 | 3892991725.559 | 40379388263.1224 | -50097645.4031 | -469831609.2107 | 771147.9742 | 513348.6728 | 844779.2044 | 785179.5714 |  | 2009-2011 | 5748089371.9814 | 58012790099.0919 | -75165606.2044 | -686451075.3281 | 1158751.9673
2012-2015 | 153840469.0032 | 2174775348.7893 | -2289008.4973 | -32320065.8465 | 30617.5911 | 24586.0564 | 33383.3818 | 31801.6469 |  | 2012-2015 | 232412769.7838 | 3280757374.1578 | -3276711.6031 | -46251974.755 | 47988.6409
Total 2009-2015 | 4046832194.5623 | 42554163611.9117 | -52386653.9004 | -502151675.0572 | 801765.5653 | 537934.7292 | 878162.5862 | 816981.2183 |  | Total 2009-2015 | 5980502141.7651 | 61293547473.2496 | -78442317.8074 | -732703050.0831 | 1206740.6082
Cost Effectiveness (Lifecycle Present Value Dollars)
|  | Benefits |  |  | Benefit - Cost
| Cost | Electric | Gas | Incentives | NPV | B/C Ratio | Notes
Program TRC ($) | 2042451860.0644 | 3082408951.8349 | -274360528.0544 | NA | 765596563.7162 | 1.3748 | *1
Program PAC ($) | 1246282150.5799 | 3082408951.8349 | -274360528.0544 | NA | 1561766273.2006 | 2.2531 | *1,2
Program RIM ($) | 4838181657.5548 | 3082408951.8349 | -274360528.0544 | NA | -2030133233.7742 | 0.58039 | *1
*1 B/C Ratio is an approximation because any supply cost increases are treated as negative benefits rather than as a cost as in the Standard Practice Manual
*2 PAC benefits include environmental costs. This is to be consistent with the TRC benefits, but is not strictly consistent with the Standard Practice Manual.
Levelized Cost and Benefit (All Measures Installed through 2012)
| Discounted Savings |  |  |  | Benefit - Cost
| kWh | Therms | Cost | Benefits | NPV
TRC ($/kWh ) | 23580766938.0218 |  | 0.0945 | 0.13072 | 0.036217
PAC ($/kWh) | 23580766938.0218 |  | 0.058901 | 0.13072 | 0.071816
RIM ($/kWh) | 23580766938.0218 |  | 0.22522 | 0.13072 | -0.094504
TRC ($/therm) |  | -292155138.0227 | 0.6949 | 0.93909 | 0.2442
PAC ($/therm) |  | -292155138.0227 | 0.48829 | 0.93909 | 0.45081
RIM ($/therm) |  | -292155138.0227 | 1.618 | 0.93909 | -0.67893
Emissions Reductions | [9 empty] | Emissions Reductions (Gross)
| Electric Reductions |  |  | Gas Reductions | [6 empty] | Electric Reductions |  |  | Gas Reductions
Annual Reductions | CO2 (tons) | NOX (lbs) | PM-10 (lbs) | CO2 (tons) | NOX (lbs) |  |  |  |  | Annual Reductions | CO2 (tons) | NOX (lbs) | PM-10 (lbs) | CO2 (tons) | NOX (lbs)
2009 | 621103.0673 | 167494.8856 | 79836.8694 | -84943.8779 | -137167.0057 | * annual reductions are the units |  |  |  | 2009 | 926100.5129 | 249557.5473 | 119064.9383 | -128296.056 | -206797.3671 | * annual reductions are the units
2010 | 829018.1871 | 224906.6816 | 106393.2119 | -106432.0193 | -172138.5952 | implemented in the year, times |  |  |  | 2010 | 1228101.2458 | 332848.3779 | 157651.2536 | -160137.9307 | -258517.6553 | implemented in the year, times
2011 | 779993.097 | 211303.8219 | 100139.6461 | -101695.3285 | -164896.3218 | the annual emission reduction |  |  |  | 2011 | 1134822.4301 | 307138.4566 | 145731.0923 | -151284.8095 | -244849.5598 | the annual emission reduction
2012 | 56370.1648 | 15204.5507 | 7245.4654 | -7788.7094 | -13045.1661 | for the measure. |  |  |  | 2012 | 86177.039 | 23219.5208 | 11079.7707 | -11260.9757 | -18860.5486 | for the measure.
2013 | 23986.5769 | 6486.6245 | 3080.9668 | -4101.7042 | -6868.5651 |  |  |  |  | 2013 | 35524.4927 | 9598.2299 | 4564.0383 | -5813.8763 | -9735.3704
2014 | 6246.739 | 1680.4712 | 803.4761 | -1251.8751 | -2096.151 |  |  |  |  | 2014 | 9059.2725 | 2436.4052 | 1165.3194 | -1747.4518 | -2925.8006
2015 | 1173.326 | 314.6736 | 151.0392 | -248.411 | -416.1416 |  |  |  |  | 2015 | 1687.6322 | 452.2687 | 217.2869 | -346.459 | -580.3929
Total Annual | 2317891.158 | 627391.709 | 297650.6749 | -306461.9253 | -496627.9464 |  |  |  |  | Total Annual | 3421472.6252 | 925250.8064 | 439473.6995 | -458887.5592 | -742266.6946
Lifecycle Reductions | [9 empty] | Lifecycle Reductions
2009 | 6325453.0506 | 1711351.8555 | 812377.8111 | -786569.3073 | -1282119.1905 |  |  |  |  | 2009 | 9126622.181 | 2468870.8956 | 1172174.4298 | -1154512.7289 | -1878823.2061
2010 | 8857971.1298 | 2414969.037 | 1135305.2629 | -991792.316 | -1618927.0667 |  |  |  |  | 2010 | 12773650.1767 | 3481440.66 | 1637303.2877 | -1452521.8469 | -2367193.1883
2011 | 8068560.1524 | 2194032.862 | 1034848.6391 | -970153.2907 | -1587157.3817 |  |  |  |  | 2011 | 11493316.2846 | 3124086.7319 | 1474250.8228 | -1408704.2149 | -2301307.6234
2012 | 792710.4257 | 213686.4901 | 101906.2312 | -109991.5215 | -184225.5059 |  |  |  |  | 2012 | 1209677.5455 | 325816.7311 | 155543.0151 | -159076.9679 | -266435.2481
2013 | 340225.6648 | 91869.9339 | 43717.6205 | -57681.7008 | -96594.3398 |  |  |  |  | 2013 | 504384.6836 | 136109.8724 | 64822.3939 | -81746.2116 | -136888.0882
2014 | 89809.0528 | 24151.692 | 11552.589 | -17854.0211 | -29896.1401 |  |  |  |  | 2014 | 130030.1698 | 34957.9777 | 16727.7037 | -24825.7195 | -41567.8768
2015 | 16837.0864 | 4513.1851 | 2167.6896 | -3545.1418 | -5938.8701 |  |  |  |  | 2015 | 24165.4953 | 6472.4791 | 3111.8262 | -4925.1534 | -8250.6843
Total Lifecycle | 24491566.5626 | 6654575.0555 | 3141875.8435 | -2937587.2991 | -4804858.4948 |  |  |  |  | Total Lifecycle | 35261846.5366 | 9577755.3479 | 4523933.4792 | -4286312.843 | -7000465.9153
Reductions based on total annual installations | [9 empty] | Reductions (Gross) based on total annual installations
| Annual Net kWh | Lifecycle Net kWh | Annual Net Therms | Lifecycle Net Therms | Net July-Sept Peak (kW) | Net Dec-Feb (kW) | Net CEC (kW) | User Entered kW | Net Annual NCP (kW) |  | Annual Gross kWh | Lifecycle Gross kWh | Annual Gross Therms | Lifecycle Gross Therms | User Entered kW
2009 | 1089429848.8413 | 11049940603.2412 | -14520321.0027 | -134456291.8379 | 208798.5659 | 146675.8002 | 236406.2772 | 218565.8614 | 213296.8985 | 2009 | 1625923041.9566 | 15946055052.5467 | -21930949.7476 | -197352603.2312 | 325027.5454
2010 | 1443227070.5551 | 15324372548.034 | -18193507.5653 | -169537148.0292 | 295920.4817 | 189615.5245 | 313180.2743 | 295848.4588 | 369172.6803 | 2010 | 2140638950.5852 | 22107213882.8368 | -27374005.2532 | -248294332.7976 | 437582.4895
2011 | 1360334806.1626 | 14005075111.8472 | -17383816.8352 | -165838169.3437 | 266428.9266 | 177057.3481 | 295192.6529 | 270765.2513 | 378788.4359 | 2011 | 1981527379.4396 | 19959521163.7085 | -25860651.2036 | -240804139.2993 | 396141.9323
2012 | 98850976.2176 | 1391146193.6953 | -1331403.315 | -18801969.4797 | 18633.1783 | 15336.4182 | 21450.6618 | 19182.0253 | 185537.3007 | 2012 | 151321398.4249 | 2125077789.2478 | -1924953.1153 | -27192644.0812 | 29277.3023
2013 | 41926756.6483 | 595796067.9454 | -701146.0221 | -9860119.7964 | 8871.9758 | 6800.9393 | 9098.1062 | 9304.4985 | -39200.0594 | 2013 | 62163675.0568 | 883976820.0618 | -993825.0153 | -13973711.3864 | 13875.773
2014 | 10990513.7974 | 158077925.1459 | -213995.736 | -3051969.4166 | 2684.3069 | 2050.6363 | 2384.9415 | 2853.1951 | -58321.6996 | 2014 | 15944421.6558 | 228955241.9621 | -298709.7038 | -4243712.7308 | 4178.0356
2015 | 2072222.34 | 29755162.0027 | -42463.4242 | -606007.1537 | 428.1301 | 398.0625 | 449.6722 | 461.928 | -38060.2518 | 2015 | 2983274.6462 | 42747522.886 | -59223.7686 | -841906.5565 | 657.5301
Total | 4046832194.5623 | 42554163611.9117 | -52386653.9004 | -502151675.0572 | 801765.5653 | 537934.7292 | 878162.5862 | 816981.2183 | 1011213.3047 | Total | 5980502141.7651 | 61293547473.2496 | -78442317.8074 | -732703050.0831 | 1206740.6082
Net Impacts by Sector (All Measures Installed through 2012)
| Annual Net kWh | Lifecycle Net kWh | Annual Net Therms | Lifecycle Net Therms | Net July-Sept Peak (kW) | Net Dec-Feb (kW) | Net CEC (kW) | User Entered kW | TRC Lifecycle Net Benefits* ($)
Total | 1345668760.7223 | 16677434881.9755 | -7819095.643 | -91060716.7502 | 211441.013 | 174399.4922 | 292010.1211 | 211441.4445 | 222090613.1966
Residential | 57312102.8123 | 441627044.9449 | 156614.2801 | 3229510.3364 | 13268.5169 | 6240.8764 | 12436.7263 | 13268.5169 | -5130407.3032
Small_Office | 0 | 0 | 0 | 0 | 0 | 0 | 0 | 0 | 0
Large_Office | 0 | 0 | 0 | 0 | 0 | 0 | 0 | 0 | 0
Small_Retail_Store | 0 | 0 | 0 | 0 | 0 | 0 | 0 | 0 | 0
Large_Retail_Store | 0 | 0 | 0 | 0 | 0 | 0 | 0 | 0 | 0
Grocery_Store | 0 | 0 | 0 | 0 | 0 | 0 | 0 | 0 | 0
Food_Store | 0 | 0 | 0 | 0 | 0 | 0 | 0 | 0 | 0
Restaurant | 0 | 0 | 0 | 0 | 0 | 0 | 0 | 0 | 0
Fast_Food_Restaurant | 0 | 0 | 0 | 0 | 0 | 0 | 0 | 0 | 0
Sit_Down_Restaurant | 0 | 0 | 0 | 0 | 0 | 0 | 0 | 0 | 0
Storage_Building | 0 | 0 | 0 | 0 | 0 | 0 | 0 | 0 | 0
Refrigerated_Warehouse | 0 | 0 | 0 | 0 | 0 | 0 | 0 | 0 | 0
Non-Refrig._Warehouse | 0 | 0 | 0 | 0 | 0 | 0 | 0 | 0 | 0
Hotel_Motel | 0 | 0 | 0 | 0 | 0 | 0 | 0 | 0 | 0
Medical_Clinic | 0 | 0 | 0 | 0 | 0 | 0 | 0 | 0 | 0
School | 0 | 0 | 0 | 0 | 0 | 0 | 0 | 0 | 0
K_thru_12_School | 0 | 0 | 0 | 0 | 0 | 0 | 0 | 0 | 0
College_University | 0 | 0 | 0 | 0 | 0 | 0 | 0 | 0 | 0
Assembly | 0 | 0 | 0 | 0 | 0 | 0 | 0 | 0 | 0
Trans_Comm_Util | 0 | 0 | 0 | 0 | 0 | 0 | 0 | 0 | 0
Misc._Commercial | 750156461.5844 | 8716072218.6672 | -7975709.923 | -94290227.0866 | 120823.5515 | 90665.7271 | 162783.9522 | 120823.9829 | 158878742.1354
Industrial | 488053365.3522 | 6951496438.9327 | 0 | 0 | 61024.6709 | 61793.4283 | 105907.5803 | 61024.6709 | 71801594.212
Agricultural | 50146830.9734 | 568239179.4307 | 0 | 0 | 16324.2737 | 15699.4603 | 10881.8623 | 16324.2737 | -3459315.8477
Hospital | 0 | 0 | 0 | 0 | 0 | 0 | 0 | 0 | 0
* Include program-level and admin costs allocated based to total gas and electric programs at the measure level.
Net Impacts by CPUC End Use Categories (All Measures Installed through 2012)
| Annual Net kWh | Lifecycle Net kWh | Annual Net Therms | Lifecycle Net Therms | Net July-Sept Peak (kW) | Net Dec-Feb Pk (kW) | Net CEC (kW) | User Entered kW | TRC Lifecycle Net Benefits* ($)
Total | 4046832194.5623 | 42554163611.9117 | -52386653.9004 | -502151675.0572 | 801765.5653 | 537934.7292 | 878162.5862 | 816981.2183 | 782683722.5658
Clothes Dryer | 0 | 0 | 0 | 0 | 0 | 0 | 0 | 0 | 0
Clothes Washer | 214639.2816 | 2399932.2114 | -6105.3058 | -68182.5373 | 106.1681 | 144.4761 | 46.5767 | 106.1681 | -1661798.5877
Consumer Electronics | 0 | 0 | 0 | 0 | 0 | 0 | 0 | 0 | 0
Cooking | 0 | 0 | 0 | 0 | 0 | 0 | 0 | 0 | 0
Dishwasher | 0 | 0 | 0 | 0 | 0 | 0 | 0 | 0 | 0
Other Appliance | 0 | 0 | 0 | 0 | 0 | 0 | 0 | 0 | 0
Office Equipment | 0 | 0 | 0 | 0 | 0 | 0 | 0 | 0 | 0
Building shell | 0 | 0 | 0 | 0 | 0 | 0 | 0 | 0 | 0
Space Cooling | 777038232.4686 | 10871563082.3503 | -3214568.2597 | -46791642.1955 | 286062.9581 | 74725.4774 | 168617.2964 | 249798.1282 | 124829039.4531
Space Heating | 0 | 0 | 0 | 0 | 0 | 0 | 0 | 0 | 0
Ventilation | 0 | 0 | 0 | 0 | 0 | 0 | 0 | 0 | 0
Interior Lighting | 2103651640.0789 | 18073085175.1071 | -40109107.2802 | -371812677.3038 | 354703.2967 | 319054.048 | 456492.4059 | 401729.8292 | 484548003.7862
Exterior Lighting | 150067358.7869 | 2286150369.4563 | 0 | 0 | 0 | 0.43149 | 32564.6169 | 0.43149 | 53761426.183
Daylighting | 0 | 0 | 0 | 0 | 0 | 0 | 0 | 0 | 0
Motors | 0 | 0 | 0 | 0 | 0 | 0 | 0 | 0 | 0
Process | 488053365.3522 | 6951496438.9327 | 0 | 0 | 61024.6709 | 61793.4283 | 105907.5803 | 61024.6709 | 71801594.212
Compressed Air | 0 | 0 | 0 | 0 | 0 | 0 | 0 | 0 | 0
Food Processor | 0 | 0 | 0 | 0 | 0 | 0 | 0 | 0 | 0
Refrigeration | 302207034.2876 | 2226022976.8569 | -6546127.0832 | -47632894.6831 | 47020.9914 | 30420.5202 | 65578.9264 | 51474.5103 | 31162896.2229
Freezers | 0 | 0 | 0 | 0 | 0 | 0 | 0 | 0 | 0
Pumps | 50146830.9734 | 568239179.4307 | 0 | 0 | 16324.2737 | 15699.4603 | 10881.8623 | 16324.2737 | -3459315.8477
Pool Pump | 7764821 | 77648210 | 0 | 0 | 1613.7732 | 1613.7732 | 1684.9662 | 1613.7732 | -3589757.4156
Domestic Hot Water | 308239 | 3082390 | 0 | 0 | 110.1 | 110.1 | 66.8879 | 110.1 | -462636.0411
Water Heating | 427080.7921 | 4320532.7814 | 0 | 0 | 93.9574 | 160.1245 | 92.6765 | 93.9574 | 204762.7792
Other | 166952952.541 | 1490155324.785 | -2510745.9714 | -35846278.3374 | 34705.3759 | 34212.8897 | 36228.7907 | 34705.3759 | 25549507.8215
* Include program-level and admin costs allocated based to total gas and electric programs at the measure level.
Net Impacts by Climate Zone (All Measures Installed through 2012)
| Annual Net kWh | Lifecycle Net kWh | Annual Net Therms | Lifecycle Net Therms | Net July-Sept Peak (kW) | Net dec-Feb Pk (kW) | Net CEC (kW) | User Entered kW | TRC Lifecycle Net Benefits* ($)
Total | 4046832194.5623 | 42554163611.9117 | -52386653.9004 | -52386653.9004 | 801765.5653 | 537934.7292 | 878162.5862 | 878162.5862 | 782683722.5658
6 | 0 | 0 | 0 | 0 | 0 | 0 | 0 | 0 | 0
8 | 0 | 0 | 0 | 0 | 0 | 0 | 0 | 0 | 0
9 | 0 | 0 | 0 | 0 | 0 | 0 | 0 | 0 | 0
10 | 0 | 0 | 0 | 0 | 0 | 0 | 0 | 0 | 0
13 | 0 | 0 | 0 | 0 | 0 | 0 | 0 | 0 | 0
14 | 0 | 0 | 0 | 0 | 0 | 0 | 0 | 0 | 0
15 | 0 | 0 | 0 | 0 | 0 | 0 | 0 | 0 | 0
16 | 0 | 0 | 0 | 0 | 0 | 0 | 0 | 0 | 0
System | 4046832194.5623 | 42554163611.9117 | -52386653.9004 | -52386653.9004 | 801765.5653 | 537934.7292 | 878162.5862 | 878162.5862 | 782683722.5658
0 | 0 | 0 | 0 | 0 | 0 | 0 | 0 | 0 | 0
0 | 0 | 0 | 0 | 0 | 0 | 0 | 0 | 0 | 0
* Include program-level and admin costs allocated based to total gas and electric programs at the measure level.
Persistent reductions in the summer (3rd Qtr) or winter (4th Qtr) of each year
| Net July-Sept Peak (kW) | Net Annual Dec-Feb (kW)
2009 | 104399.283 | 146675.8002
2010 | 356758.8068 | 336291.3247
2011 | 637933.5109 | 512956.3021
2012 | 761515.5864 | 497539.7633
2013 | 733045.5376 | 465238.3716
2014 | 688635.9212 | 426351.4411
2015 | 658507.8503 | 412204.2649
2016 | 624195.8583 | 372473.1346
Monthly Impacts
First Year for Impact Table: | 2009
| Quarter | Monthly Five Hour Avg or TOU Peak | Net Monthly NCP (kW) |  | Monthly Net kWh | Monthly Net Therms
2009-01-01 | 1 | 0 | 0 |  | 0 | 0
2009-02-01 | 1 | 0 | 0 |  | 0 | 0
2009-03-01 | 1 | 0 | 0 |  | 0 | 0
2009-04-01 | 2 | 30344.3301 | 63525.7835 |  | 20654202.78 | -124307.376
2009-05-01 | 2 | 44916.2168 | 62468.8229 |  | 22069325.9606 | -124307.376
2009-06-01 | 2 | 33480.1229 | 69910.2431 |  | 24339023.3869 | -124307.376
2009-07-01 | 3 | 103415.2595 | 145075.8936 |  | 53421062.1244 | -248614.7519
2009-08-01 | 3 | 108184.3414 | 148682.3437 |  | 54087202.9854 | -248614.7519
2009-09-01 | 3 | 101598.2481 | 158518.1398 |  | 52024026.1065 | -248614.7519
2009-10-01 | 4 | 116357.194 | 213296.8985 |  | 69230558.8253 | -1442117.9975
2009-11-01 | 4 | 109495.6825 | 187271.0777 |  | 63214858.1557 | -1442117.9975
2009-12-01 | 4 | 104299.2704 | 169252.4316 |  | 61114744.8069 | -1442117.9975
2010-01-01 | 5 | 152467.7196 | 241373.3182 |  | 82779472.9887 | -1922823.9966
2010-02-01 | 5 | 148493.987 | 240768.7612 |  | 79446642.9961 | -1922823.9966
2010-03-01 | 5 | 132706.0413 | 230845.8996 |  | 81839407.9711 | -1922823.9966
2010-04-01 | 6 | 161905.7621 | 341102.1879 |  | 109501068.6182 | -662449.1423
2010-05-01 | 6 | 242511.3903 | 335850.005 |  | 117350358.4145 | -662449.1423
2010-06-01 | 6 | 179182.9456 | 377594.4879 |  | 130556088.0596 | -662449.1423
2010-07-01 | 7 | 354191.6664 | 492676.8682 |  | 180178440.7899 | -827668.7808
2010-08-01 | 7 | 369982.4594 | 505376.3601 |  | 182575014.5699 | -827668.7808
2010-09-01 | 7 | 346102.2946 | 539470.0743 |  | 175251361.6543 | -827668.7808
2010-10-01 | 8 | 309846.7087 | 582469.5788 |  | 184328667.5416 | -3701353.5268
2010-11-01 | 8 | 288081.156 | 504125.7052 |  | 165999095.5996 | -3701353.5268
2010-12-01 | 8 | 272573.2695 | 450631.1303 |  | 159371502.1976 | -3701353.5268
2011-01-01 | 9 | 350781.0656 | 564324.7031 |  | 188463487.2476 | -4294196.7036
2011-02-01 | 9 | 341017.1137 | 567251.3654 |  | 181464615.9169 | -4294196.7036
2011-03-01 | 9 | 303599.3673 | 543371.3029 |  | 187402338.5255 | -4294196.7036
2011-04-01 | 10 | 320951.8068 | 680191.9633 |  | 215540118.7786 | -1330511.0744
2011-05-01 | 10 | 487286.2752 | 670753.3958 |  | 231772644.384 | -1330511.0744
2011-06-01 | 10 | 357265.9036 | 759149.4757 |  | 261494433.8971 | -1330511.0744
2011-07-01 | 11 | 634011.3692 | 877068.9426 |  | 322175219.5652 | -1502914.0911
2011-08-01 | 11 | 661560.2096 | 899928.6874 |  | 326532565.8274 | -1502914.0911
2011-09-01 | 11 | 618228.9541 | 961258.0148 |  | 313335237.4851 | -1502914.0911
2011-10-01 | 12 | 503674.7875 | 947061.3568 |  | 300525155.0129 | -5949964.7579
2011-11-01 | 12 | 467824.9698 | 818279.0899 |  | 270419440.9259 | -5949964.7579
2011-12-01 | 12 | 442629.642 | 730374.8556 |  | 259530257.47 | -5949964.7579
2012-01-01 | 13 | 534734.2398 | 854979.9261 |  | 288761475.3186 | -6501143.9538
2012-02-01 | 13 | 520034.284 | 861013.0567 |  | 278233614.0382 | -6501143.9538
2012-03-01 | 13 | 463604.1672 | 824640.5747 |  | 287166923.2196 | -6501143.9538
2012-04-01 | 14 | 430644.4931 | 907379.679 |  | 289545804.7293 | -1862885.0455
2012-05-01 | 14 | 649639.2366 | 894764.0821 |  | 311037527.0498 | -1862885.0455
2012-06-01 | 14 | 482077.0813 | 1015312.5746 |  | 353480944.848 | -1862885.0455
2012-07-01 | 15 | 757259.8968 | 1046858.8938 |  | 387018000.2444 | -1878793.4553
2012-08-01 | 15 | 788981.3726 | 1072690.2927 |  | 392048547.8214 | -1878793.4553
2012-09-01 | 15 | 738305.4898 | 1146795.3155 |  | 376284461.5708 | -1878793.4553
2012-10-01 | 16 | 539822.3687 | 1014781.2544 |  | 322698556.0183 | -6549408.0128
2012-11-01 | 16 | 500112.3299 | 875342.6277 |  | 290770701.8833 | -6549408.0128
2012-12-01 | 16 | 472977.3426 | 779886.3793 |  | 279283734.0472 | -6549408.0128
2013-01-01 | 17 | 518333.6628 | 818974.6705 |  | 282027527.0981 | -6565000.3872
2013-02-01 | 17 | 505042.0029 | 836208.2244 |  | 271986960.2303 | -6565000.3872
2013-03-01 | 17 | 451437.4822 | 800028.3413 |  | 279867267.2669 | -6565000.3872
2013-04-01 | 18 | 417386.8151 | 875672.7413 |  | 280341859.9518 | -1910320.9244
2013-05-01 | 18 | 621482.9619 | 863742.5024 |  | 301040171.3919 | -1910320.9244
2013-06-01 | 18 | 470766.2231 | 983821.9822 |  | 344431582.0174 | -1910320.9244
2013-07-01 | 19 | 729834.4513 | 1011734.8679 |  | 375126025.3713 | -1910043.437
2013-08-01 | 19 | 758344.2799 | 1033733.8312 |  | 379648834.951 | -1910043.437
2013-09-01 | 19 | 710957.8815 | 1107595.2561 |  | 364173678.3062 | -1910043.437
2013-10-01 | 20 | 512730.9085 | 970166.302 |  | 307995407.0395 | -6563271.9777
2013-11-01 | 20 | 472159.761 | 833192.6767 |  | 277707156.2989 | -6563271.9777
2013-12-01 | 20 | 445727.0717 | 739249.3407 |  | 266892471.6019 | -6563271.9777
2014-01-01 | 21 | 484519.6457 | 758506.4753 |  | 267145423.1272 | -6562710.0126
2014-02-01 | 21 | 473297.7183 | 789045.7573 |  | 257846427.3692 | -6562710.0126
2014-03-01 | 21 | 423933.9141 | 753205.3679 |  | 264303526.5872 | -6562710.0126
2014-04-01 | 22 | 391556.9728 | 824485.3579 |  | 263890151.3605 | -1900968.0843
2014-05-01 | 22 | 576584.9116 | 813352.4063 |  | 283421894.3473 | -1900968.0843
2014-06-01 | 22 | 445061.178 | 930972.7929 |  | 326994102.951 | -1900968.0843
2014-07-01 | 23 | 686548.356 | 957911.9715 |  | 355128471.1461 | -1889513.117
2014-08-01 | 23 | 711446.9555 | 975864.1411 |  | 359129943.0765 | -1889513.117
2014-09-01 | 23 | 667912.4521 | 1049273.5565 |  | 344226364.8533 | -1889513.117
2014-10-01 | 24 | 475003.4044 | 911677.0667 |  | 287440461.3513 | -6354368.3878
2014-11-01 | 24 | 434854.0726 | 778787.3751 |  | 259472652.7265 | -6354368.3878
2014-12-01 | 24 | 409396.8936 | 687643.9684 |  | 249516818.7977 | -6354368.3878
2015-01-01 | 25 | 444086.6799 | 692896.1848 |  | 248487814.4187 | -6284676.7931
2015-02-01 | 25 | 434695.3459 | 734438.293 |  | 240089846.2806 | -6284676.7931
2015-03-01 | 25 | 389423.0047 | 699085.4471 |  | 244950038.6232 | -6284676.7931
2015-04-01 | 26 | 366613.2234 | 779190.6625 |  | 248365904.2757 | -1864728.6669
2015-05-01 | 26 | 537595.8852 | 768238.549 |  | 266636796.7891 | -1864728.6669
2015-06-01 | 26 | 418208.0332 | 882753.2043 |  | 309491974.1563 | -1864728.6669
2015-07-01 | 27 | 656762.5043 | 921774.5677 |  | 340429852.6118 | -1860271.3858
2015-08-01 | 27 | 680145.4587 | 938046.5795 |  | 344249973.5518 | -1860271.3858
2015-09-01 | 27 | 638615.5877 | 1011213.3047 |  | 329971161.5443 | -1860271.3858
2015-10-01 | 28 | 459439.9625 | 888352.6542 |  | 278292844.9258 | -6069001.6695
2015-11-01 | 28 | 420899.0766 | 758253.7177 |  | 251719597.0779 | -6069001.6695
2015-12-01 | 28 | 395911.8346 | 669127.9898 |  | 242200424.7682 | -6069001.6695

## Input
| SCE PlannerTOU(1000)1e2.xls |  |  |  | Program Budget ($) |  |  | NPV Factor for lump-sum admin costs: | 100%
a. Administrative Costs
| Proposer General Information |  |  |  | a.i. Overhead and G&A | 95483362.8403 | d. Incentives and Rebates ($) | Nominal | NPV
| Proposer Name |  | Southern California Edison |  | a.ii. Other Admin costs | 55100030.1177 | d.i. User Input Incentive | 17087158.8496 | 17087158.8496
| Program Name |  | SCE Total Roll-up E3 Calculator - No Carbon Adder |  | b. Marketing/Outreach | 61323997.3287 | d.ii. Rebate | 406813172.939 | 346075729.8044
| Service Territory |  | SCE |  | c. Direct Implementation (non incentive) |  | d.iii. Direct Install Labor | 68307959.3454 | 59415845.8138
| First Year of Program Implementation |  |  | 2009 | c.i. Activity | 333138798.3115 | d.iv. Direct Install Materials | 62100080.4039 | 54049616.5068
| Contact Information |  |  |  | c.ii. Installation | 0 | d.v. Upstream payments | 143890280.2843 | 124173451.3156
| Name |  | Don Arambula |  | c.iii. Hardware & Materials | 0 | Subtotal Direct Install | 698198651.8222 | 600801802.2902
| Address |  | 6042 N. Irwindale Ave, Blg. A |  | c.iv. Rebate Processing and Inspection | 10774159.6915
| ZIP code |  | 91702 |  | d. Total Incentives and Rebates | 698198651.8222
| Telephone |  | 626-633-3146 |  | e. EM&V | 89660000 | f. Costs recovered from other sources |  | 0
| Email |  | don.arambula@sce.com |  | Total | 1343679000.112 | Program Budget w/ Other Costs (a to f) | 1343679000.112 | 1246282150.5799
Quarterly Installation Schedule
| Program Inputs |  |  |  | CO2 Cost Scenario | 1 | (1 = 2006 Adopted costs, 2 = $30/tonne Scearnio) |  |  |  |  | Transfer | Admin | Admin | Admin | [9 empty] | Placeholders, not currently used | [7 empty] | Annual Installation Schedule | [7 empty] | 2009 |  |  |  | 2010 |  |  |  | 2011 |  |  |  | 2012 |  |  |  | 2013 |  |  |  | 2014 |  |  |  | 2015
| Measure Name | DEER RunID | Climate Zone | Target sector | Measure Electric End Use Shape | CZ, Sector, Measure combination found? | Measure Type (To Look up Measure Life) | Program Type (To look up Net-to-gross Ratio) | Unit Definition (e.g. homes) | Program Type (NEW/ROB or Early Repl(RET)) | Gross Measure Cost ($/unit) | Rebate to end use customer or its assignee ($/unit) | Incentives to entities other than the end use customer or its assignee($/unit) | Direct Install Labor ($/unit) | Direct Install Material ($/unit) | Participant cost ($/unit) | Gross Unit Annual Electricity Savings (kwh/unit) | Electric Rate Schedule | Demand Scaler | User Entered kW Savings per unit (kW/unit) | Gross Unit Annual Gas Savings (therm/unit) | Gas Sector | Gas Rate Schedule | Gas Savings Profile | Avg remaining life on replaced units (yrs) | Early retrofit incremental kWh savings (kWh/unit) | Early retrofit incremental kW savings (kW/unit) | Early retrofit incremental Th savings (Th/unit) | Combustion Type | Effective Useful Life (years) | Net-to-Gross Ratio | % Eligible for TOU AC adjustment | 2009 | 2010 | 2011 | 2012 | 2013 | 2014 | 2015 |  | Qtr 1 | Qtr 2 | Qtr 3 | Qtr 4 | Qtr 1 | Qtr 2 | Qtr 3 | Qtr 4 | Qtr 1 | Qtr 2 | Qtr 3 | Qtr 4 | Qtr 1 | Qtr 2 | Qtr 3 | Qtr 4 | Qtr 1 | Qtr 2 | Qtr 3 | Qtr 4 | Qtr 1 | Qtr 2 | Qtr 3 | Qtr 4 | Qtr 1 | Qtr 2 | Qtr 3 | Qtr 4 | Total Number of Units | Comments
SCE Total Roll-up E3 Calculator - No Carbon Adder | RESIDENTIAL | [16 empty] | System | #N/A | [21 empty] | 0 | 0 | 0 | 0 | 0 | 0 | 0 | 0 | 0 | 0 | 0 | 0 | 0 | 0 | 0 | 0 | 0 | 0 | 0 | 0 | 0 | 0 | 0 | 0 | 0 | 0 | 0 | 0 | 0
SCE Total Roll-up E3 Calculator - No Carbon Adder | DEEMED MEASURES | [16 empty] | System | #N/A | [21 empty] | 0 | 0 | 0 | 0 | 0 | 0 | 0 | 0 | 0 | 0 | 0 | 0 | 0 | 0 | 0 | 0 | 0 | 0 | 0 | 0 | 0 | 0 | 0 | 0 | 0 | 0 | 0 | 0 | 0
SCE Total Roll-up E3 Calculator - No Carbon Adder | Appliances | [16 empty] | System | #N/A | [21 empty] | 0 | 0 | 0 | 0 | 0 | 0 | 0 | 0 | 0 | 0 | 0 | 0 | 0 | 0 | 0 | 0 | 0 | 0 | 0 | 0 | 0 | 0 | 0 | 0 | 0 | 0 | 0 | 0 | 0
SCE Total Roll-up E3 Calculator - No Carbon Adder | Laundry & Kitchen | DEER 2008 or SCE Workpaper | System | Residential | HorizAxisClothesWasher-RC | TRUE | 11 | 80.26% |  |  | 597.1869 | 31.3919 | 5.1786 | 0 | 0 | 560.6165 | 44.8865 | System | kW | 0.023 | -1.4217 | Residential | System | Winter Only |  |  |  |  | Residential Furnaces (<0.3):Uncontrolled | 11 | 80.26% | 0% | 943.5454 | 1179.3144 | 235.7689 | 0 | 0 | 0 | 0 |  | 235.8864 | 235.8864 | 235.8864 | 235.8864 | 294.8286 | 294.8286 | 294.8286 | 294.8286 | 58.9422 | 58.9422 | 58.9422 | 58.9422 | 0 | 0 | 0 | 0 | 0 | 0 | 0 | 0 | 0 | 0 | 0 | 0 | 0 | 0 | 0 | 0 | 2358.6288
SCE Total Roll-up E3 Calculator - No Carbon Adder | Refrigerators | DEER 2008 or SCE Workpaper | System | RES | DEER:RefgFrzr_HighEff | TRUE | 14 | 75% |  |  | 131.9326 | 50 | 0.0090046 | 0 | 0 | 81.9236 | 186.5944 | System | kWh | 0.04083 | -5.159 | Residential | System | Winter Only |  |  |  |  | Residential Furnaces (<0.3):Uncontrolled | 14 | 75% | 0% | 48513.1904 | 50952.8554 | 53400.665 | 0 | 0 | 0 | 0 |  | 12128.2976 | 12128.2976 | 12128.2976 | 12128.2976 | 12738.2138 | 12738.2138 | 12738.2138 | 12738.2138 | 13350.1663 | 13350.1663 | 13350.1663 | 13350.1663 | 0 | 0 | 0 | 0 | 0 | 0 | 0 | 0 | 0 | 0 | 0 | 0 | 0 | 0 | 0 | 0 | 152866.7108
SCE Total Roll-up E3 Calculator - No Carbon Adder | Appliances Recycling | [16 empty] | System | #N/A | [21 empty] | 0 | 0 | 0 | 0 | 0 | 0 | 0 | 0 | 0 | 0 | 0 | 0 | 0 | 0 | 0 | 0 | 0 | 0 | 0 | 0 | 0 | 0 | 0 | 0 | 0 | 0 | 0 | 0 | 0
SCE Total Roll-up E3 Calculator - No Carbon Adder | Refrigerators/Freezers | DEER 2008 or SCE Workpaper | System | RES | DEER:RefgFrzr_Recycling | TRUE | 4.9 | 62.03% |  |  | 138.57 | 50 | 0 | 88.57 | 0 | 0 | 1198.0571 | System | kWh | 0.25654 | -34.8496 | Residential | System | Winter Only |  |  |  |  | Residential Furnaces (<0.3):Uncontrolled | 4.9 | 62.03% | 0% | 65000 | 75000 | 70000 | 0 | 0 | 0 | 0 |  | 16250 | 16250 | 16250 | 16250 | 18750 | 18750 | 18750 | 18750 | 17500 | 17500 | 17500 | 17500 | 0 | 0 | 0 | 0 | 0 | 0 | 0 | 0 | 0 | 0 | 0 | 0 | 0 | 0 | 0 | 0 | 210000
SCE Total Roll-up E3 Calculator - No Carbon Adder | Room A/C | [16 empty] | System | #N/A | [21 empty] | 0 | 0 | 0 | 0 | 0 | 0 | 0 | 0 | 0 | 0 | 0 | 0 | 0 | 0 | 0 | 0 | 0 | 0 | 0 | 0 | 0 | 0 | 0 | 0 | 0 | 0 | 0 | 0 | 0
SCE Total Roll-up E3 Calculator - No Carbon Adder | Other | [16 empty] | System | #N/A | [21 empty] | 0 | 0 | 0 | 0 | 0 | 0 | 0 | 0 | 0 | 0 | 0 | 0 | 0 | 0 | 0 | 0 | 0 | 0 | 0 | 0 | 0 | 0 | 0 | 0 | 0 | 0 | 0 | 0 | 0
SCE Total Roll-up E3 Calculator - No Carbon Adder | Residential Audits | DEER 2008 or SCE Workpaper | System | RES | DEER:Indoor_CFL_Ltg | TRUE | 3 | 79.6% |  |  | 40.3778 | 0 | 0 | 0 | 0 | 40.3778 | 171.3697 | System | kWh | 0.06145 | 0 | Residential | System | Winter Only |  |  |  |  | Residential Furnaces (<0.3):Uncontrolled | 3 | 79.6% | 0% | 37900 | 44250 | 44250 | 0 | 0 | 0 | 0 |  | 9475 | 9475 | 9475 | 9475 | 11062.5 | 11062.5 | 11062.5 | 11062.5 | 11062.5 | 11062.5 | 11062.5 | 11062.5 | 0 | 0 | 0 | 0 | 0 | 0 | 0 | 0 | 0 | 0 | 0 | 0 | 0 | 0 | 0 | 0 | 126400
SCE Total Roll-up E3 Calculator - No Carbon Adder | Consumer Electronics | [16 empty] | System | #N/A | [21 empty] | 0 | 0 | 0 | 0 | 0 | 0 | 0 | 0 | 0 | 0 | 0 | 0 | 0 | 0 | 0 | 0 | 0 | 0 | 0 | 0 | 0 | 0 | 0 | 0 | 0 | 0 | 0 | 0 | 0
SCE Total Roll-up E3 Calculator - No Carbon Adder | Entertainment | DEER 2008 or SCE Workpaper | System | RES | DEER:Indoor_CFL_Ltg | TRUE | 7.5 | 70% |  |  | 34.735 | 0 | 17 | 0 | 0 | 17.735 | 119.86 | System | kWh | 0.011474 | -3.6991 | Residential | System | Winter Only |  |  |  |  | Residential Furnaces (<0.3):Uncontrolled | 7.5 | 70% | 0% | 90000 | 100000 | 110000 | 0 | 0 | 0 | 0 |  | 22500 | 22500 | 22500 | 22500 | 25000 | 25000 | 25000 | 25000 | 27500 | 27500 | 27500 | 27500 | 0 | 0 | 0 | 0 | 0 | 0 | 0 | 0 | 0 | 0 | 0 | 0 | 0 | 0 | 0 | 0 | 300000
SCE Total Roll-up E3 Calculator - No Carbon Adder | Home Office | DEER 2008 or SCE Workpaper | System | RES | DEER:Indoor_CFL_Ltg | TRUE | 3.7 | 70% |  |  | 67.3911 | 0 | 6.6456 | 0 | 0 | 60.7455 | 61.2463 | System | kWh | 0.0098419 | -1.1058 | Residential | System | Winter Only |  |  |  |  | Residential Furnaces (<0.3):Uncontrolled | 3.7 | 70% | 0% | 15000 | 15150 | 15425 | 0 | 0 | 0 | 0 |  | 3750 | 3750 | 3750 | 3750 | 3787.5 | 3787.5 | 3787.5 | 3787.5 | 3856.25 | 3856.25 | 3856.25 | 3856.25 | 0 | 0 | 0 | 0 | 0 | 0 | 0 | 0 | 0 | 0 | 0 | 0 | 0 | 0 | 0 | 0 | 45575
SCE Total Roll-up E3 Calculator - No Carbon Adder | Other | [16 empty] | System | #N/A |  | 0 | Residential | System | Winter Only | [16 empty] | 0 | 0 | 0 | 0 | 0 | 0 | 0 | 0 | 0 | 0 | 0 | 0 | 0 | 0 | 0 | 0 | 0 | 0 | 0 | 0 | 0 | 0 | 0 | 0 | 0 | 0 | 0 | 0 | 0
SCE Total Roll-up E3 Calculator - No Carbon Adder | Water Heating | [16 empty] | System | #N/A | [21 empty] | 0 | 0 | 0 | 0 | 0 | 0 | 0 | 0 | 0 | 0 | 0 | 0 | 0 | 0 | 0 | 0 | 0 | 0 | 0 | 0 | 0 | 0 | 0 | 0 | 0 | 0 | 0 | 0 | 0
SCE Total Roll-up E3 Calculator - No Carbon Adder | Efficiency | DEER 2008 or SCE Workpaper | System | Residential | HeatPump_WtrHt-RC | TRUE | 13 | 59.18% |  |  | 93.2258 | 30 | 0 | 0 | 0 | 63.2258 | 155.5854 | System | kW | 0.034225 | 0 | Residential | System | Winter Only |  |  |  |  | Residential Furnaces (<0.3):Uncontrolled | 13 | 59.18% | 0% | 55 | 60 | 65 | 0 | 0 | 0 | 0 |  | 13.75 | 13.75 | 13.75 | 13.75 | 15 | 15 | 15 | 15 | 16.25 | 16.25 | 16.25 | 16.25 | 0 | 0 | 0 | 0 | 0 | 0 | 0 | 0 | 0 | 0 | 0 | 0 | 0 | 0 | 0 | 0 | 180
SCE Total Roll-up E3 Calculator - No Carbon Adder | Use Reduction | DEER 2008 or SCE Workpaper | System | Residential | HeatPump_WtrHt-RC | TRUE | 10 | 85% |  |  | 4.4467 | 0 | 0 | 0 | 4.4467 | 0 | 100.6142 | System | kW | 0.022135 | 0 | Residential | System | Winter Only |  |  |  |  | Residential Furnaces (<0.3):Uncontrolled | 10 | 85% | 0% | 1500 | 1800 | 1500 | 0 | 0 | 0 | 0 |  | 375 | 375 | 375 | 375 | 450 | 450 | 450 | 450 | 375 | 375 | 375 | 375 | 0 | 0 | 0 | 0 | 0 | 0 | 0 | 0 | 0 | 0 | 0 | 0 | 0 | 0 | 0 | 0 | 4800
SCE Total Roll-up E3 Calculator - No Carbon Adder | Pool Pump | DEER 2008 or SCE Workpaper | System | Residential | Residential Pool Pumps | TRUE | 10 | 76.37% |  |  | 1537.5 | 401.5504 | 0 | 32.8165 | 0 | 1103.1331 | 1313.677 | System | kW | 0.27302 | 0 | Residential | System | Winter Only |  |  |  |  | Residential Furnaces (<0.3):Uncontrolled | 10 | 76.37% | 0% | 2200 | 3240 | 2300 | 0 | 0 | 0 | 0 |  | 550 | 550 | 550 | 550 | 810 | 810 | 810 | 810 | 575 | 575 | 575 | 575 | 0 | 0 | 0 | 0 | 0 | 0 | 0 | 0 | 0 | 0 | 0 | 0 | 0 | 0 | 0 | 0 | 7740
SCE Total Roll-up E3 Calculator - No Carbon Adder | Residential Other | DEER 2008 or SCE Workpaper | System | Residential | AC_Cooling-RC | TRUE | 17.9 | 70.54% |  |  | 39.9506 | 8.5648 | 0 | 0 | 0 | 31.3857 | 6.5963 | System | kW | 0.005523 | 0 | Residential | System | Winter Only |  |  |  |  | Residential Furnaces (<0.3):Uncontrolled | 17.9 | 70.54% | 0% | 34426 | 41885 | 41885 | 0 | 0 | 0 | 0 |  | 8606.5 | 8606.5 | 8606.5 | 8606.5 | 10471.25 | 10471.25 | 10471.25 | 10471.25 | 10471.25 | 10471.25 | 10471.25 | 10471.25 | 0 | 0 | 0 | 0 | 0 | 0 | 0 | 0 | 0 | 0 | 0 | 0 | 0 | 0 | 0 | 0 | 118196
SCE Total Roll-up E3 Calculator - No Carbon Adder | HVAC | [16 empty] | System | #N/A | [21 empty] | 0 | 0 | 0 | 0 | 0 | 0 | 0 | 0 | 0 | 0 | 0 | 0 | 0 | 0 | 0 | 0 | 0 | 0 | 0 | 0 | 0 | 0 | 0 | 0 | 0 | 0 | 0 | 0 | 0
SCE Total Roll-up E3 Calculator - No Carbon Adder | New Room AC | DEER 2008 or SCE Workpaper | System | RES | DEER:HVAC_Eff_AC | TRUE | 9 | 70.02% |  |  | 242.7017 | 50.2568 | 0 | 0 | 0 | 192.4449 | 227.214 | System | kWh | 0.132 | -0.64843 | Residential | System | Winter Only |  |  |  |  | Residential Furnaces (<0.3):Uncontrolled | 9 | 70.02% | 0% | 54040 | 56761 | 59582 | 0 | 0 | 0 | 0 |  | 13510 | 13510 | 13510 | 13510 | 14190.25 | 14190.25 | 14190.25 | 14190.25 | 14895.5 | 14895.5 | 14895.5 | 14895.5 | 0 | 0 | 0 | 0 | 0 | 0 | 0 | 0 | 0 | 0 | 0 | 0 | 0 | 0 | 0 | 0 | 170383
SCE Total Roll-up E3 Calculator - No Carbon Adder | New Package, Split System AC, etc. | DEER 2008 or SCE Workpaper | System | RES | DEER:HVAC_Eff_AC | TRUE | 15 | 71.15% |  |  | 385.4535 | 147.4204 | 20.6133 | 0 | 0 | 217.4198 | 249.353 | System | kWh | 0.14161 | -0.64843 | Residential | System | Winter Only |  |  |  |  | Residential Furnaces (<0.3):Uncontrolled | 15 | 71.15% | 0% | 6715 | 8952 | 9802 | 0 | 0 | 0 | 0 |  | 1678.75 | 1678.75 | 1678.75 | 1678.75 | 2238 | 2238 | 2238 | 2238 | 2450.5 | 2450.5 | 2450.5 | 2450.5 | 0 | 0 | 0 | 0 | 0 | 0 | 0 | 0 | 0 | 0 | 0 | 0 | 0 | 0 | 0 | 0 | 25469
SCE Total Roll-up E3 Calculator - No Carbon Adder | Repair & Maintenance | DEER 2008 or SCE Workpaper | System | RES | DEER:HVAC_Refrig_Charge | TRUE | 7.8 | 77.26% |  |  | 33.4011 | 1.415 | 36.3043 | 3.394 | 2.5992 | -10.3114 | 170.4864 | System | kWh | 0.16232 | 11.2987 | Residential | System | Winter Only |  |  |  |  | Residential Furnaces (<0.3):Uncontrolled | 7.8 | 77.26% | 0% | 62226.96 | 79141.98 | 80715.06 | 0 | 0 | 0 | 0 |  | 15556.74 | 15556.74 | 15556.74 | 15556.74 | 19785.495 | 19785.495 | 19785.495 | 19785.495 | 20178.765 | 20178.765 | 20178.765 | 20178.765 | 0 | 0 | 0 | 0 | 0 | 0 | 0 | 0 | 0 | 0 | 0 | 0 | 0 | 0 | 0 | 0 | 222084
SCE Total Roll-up E3 Calculator - No Carbon Adder | HVAC Ducts | DEER 2008 or SCE Workpaper | System | RES | DEER:HVAC_Duct_Sealing | TRUE | 17.8 | 76.09% |  |  | 250.456 | 73.5639 | 17.1953 | 43.7715 | 34.7153 | 81.21 | 301.7218 | System | kWh | 0.30439 | 10.5999 | Residential | System | Winter Only |  |  |  |  | Residential Furnaces (<0.3):Uncontrolled | 17.8 | 76.09% | 0% | 4439 | 5474.75 | 5788.25 | 0 | 0 | 0 | 0 |  | 1109.75 | 1109.75 | 1109.75 | 1109.75 | 1368.6875 | 1368.6875 | 1368.6875 | 1368.6875 | 1447.0625 | 1447.0625 | 1447.0625 | 1447.0625 | 0 | 0 | 0 | 0 | 0 | 0 | 0 | 0 | 0 | 0 | 0 | 0 | 0 | 0 | 0 | 0 | 15702
SCE Total Roll-up E3 Calculator - No Carbon Adder | HVAC Envelope | DEER 2008 or SCE Workpaper | System | Residential | AC_Cooling-RC | TRUE | 20 | 70% |  |  | 2.3909 | 1.1031 | 0.022521 | 0 | 0 | 1.2653 | 0.93279 | System | kW | 0.00038599 | 10.5999 | Residential | System | Winter Only |  |  |  |  | Residential Furnaces (<0.3):Uncontrolled | 20 | 70% | 0% | 7058.3591 | 7422.4489 | 8616.0898 | 0 | 0 | 0 | 0 |  | 1764.5898 | 1764.5898 | 1764.5898 | 1764.5898 | 1855.6122 | 1855.6122 | 1855.6122 | 1855.6122 | 2154.0224 | 2154.0224 | 2154.0224 | 2154.0224 | 0 | 0 | 0 | 0 | 0 | 0 | 0 | 0 | 0 | 0 | 0 | 0 | 0 | 0 | 0 | 0 | 23096.8978
SCE Total Roll-up E3 Calculator - No Carbon Adder | HVAC Install - Operation | [16 empty] | System | #N/A | [21 empty] | 0 | 0 | 0 | 0 | 0 | 0 | 0 | 0 | 0 | 0 | 0 | 0 | 0 | 0 | 0 | 0 | 0 | 0 | 0 | 0 | 0 | 0 | 0 | 0 | 0 | 0 | 0 | 0 | 0
SCE Total Roll-up E3 Calculator - No Carbon Adder | HVAC Controls | [16 empty] | System | #N/A | [21 empty] | 0 | 0 | 0 | 0 | 0 | 0 | 0 | 0 | 0 | 0 | 0 | 0 | 0 | 0 | 0 | 0 | 0 | 0 | 0 | 0 | 0 | 0 | 0 | 0 | 0 | 0 | 0 | 0 | 0
SCE Total Roll-up E3 Calculator - No Carbon Adder | New Evap Coolers & Whole House Fans | DEER 2008 or SCE Workpaper | System | RES | DEER:HVAC_Eff_AC | TRUE | 15.4 | 70% |  |  | 598.1261 | 117.1876 | 0 | 0 | 0 | 480.9385 | 441.381 | System | kWh | 0.49529 | -0.88521 | Residential | System | Winter Only |  |  |  |  | Residential Furnaces (<0.3):Uncontrolled | 15.4 | 70% | 0% | 4300.6 | 4421.6 | 4535.6 | 0 | 0 | 0 | 0 |  | 1075.15 | 1075.15 | 1075.15 | 1075.15 | 1105.4 | 1105.4 | 1105.4 | 1105.4 | 1133.9 | 1133.9 | 1133.9 | 1133.9 | 0 | 0 | 0 | 0 | 0 | 0 | 0 | 0 | 0 | 0 | 0 | 0 | 0 | 0 | 0 | 0 | 13257.8
SCE Total Roll-up E3 Calculator - No Carbon Adder | Lighting | [16 empty] | System | #N/A | [21 empty] | 0 | 0 | 0 | 0 | 0 | 0 | 0 | 0 | 0 | 0 | 0 | 0 | 0 | 0 | 0 | 0 | 0 | 0 | 0 | 0 | 0 | 0 | 0 | 0 | 0 | 0 | 0 | 0 | 0
SCE Total Roll-up E3 Calculator - No Carbon Adder | Screw-in CFL Interior (Downstream) | DEER 2008 or SCE Workpaper | System | RES | DEER:Indoor_CFL_Ltg | TRUE | 6.6 | 62% |  |  | 1.11 | 10 | 8.9123 | 0 | 0 | -17.8023 | 39.4915 | System | kWh | 0.007088 | -0.92778 | Residential | System | Winter Only |  |  |  |  | Residential Furnaces (<0.3):Uncontrolled | 6.6 | 62% | 0% | 621.3592 | 776.8164 | 155.4572 | 0 | 0 | 0 | 0 |  | 155.3398 | 155.3398 | 155.3398 | 155.3398 | 194.2041 | 194.2041 | 194.2041 | 194.2041 | 38.8643 | 38.8643 | 38.8643 | 38.8643 | 0 | 0 | 0 | 0 | 0 | 0 | 0 | 0 | 0 | 0 | 0 | 0 | 0 | 0 | 0 | 0 | 1553.6328
SCE Total Roll-up E3 Calculator - No Carbon Adder | Screw-in CFL Interior (Upstream - Traditional) | DEER 2008 or SCE Workpaper | System | RES | DEER:Indoor_CFL_Ltg | TRUE | 6.6 | 60% |  |  | 2.1818 | 0 | 1.7165 | 0 | 0 | 0.4653 | 32.854 | System | kWh | 0.0055883 | -0.92778 | Residential | System | Winter Only |  |  |  |  | Residential Furnaces (<0.3):Uncontrolled | 6.6 | 60% | 0% | 10178952.943 | 12393238.0647 | 10414891.6616 | 0 | 0 | 0 | 0 |  | 2544738.2358 | 2544738.2358 | 2544738.2358 | 2544738.2358 | 3098309.5162 | 3098309.5162 | 3098309.5162 | 3098309.5162 | 2603722.9154 | 2603722.9154 | 2603722.9154 | 2603722.9154 | 0 | 0 | 0 | 0 | 0 | 0 | 0 | 0 | 0 | 0 | 0 | 0 | 0 | 0 | 0 | 0 | 32987082.6693
SCE Total Roll-up E3 Calculator - No Carbon Adder | Screw-in CFL Interior (Upstream - Specialty) | DEER 2008 or SCE Workpaper | System | RES | DEER:Indoor_CFL_Ltg | TRUE | 6.6 | 85% |  |  | 11.8377 | 0 | 3.5232 | 0 | 0 | 8.3144 | 27.0544 | System | kWh | 0.0045925 | -0.92778 | Residential | System | Winter Only |  |  |  |  | Residential Furnaces (<0.3):Uncontrolled | 6.6 | 85% | 0% | 985124.7773 | 1291723.7773 | 1310251.7773 | 0 | 0 | 0 | 0 |  | 246281.1943 | 246281.1943 | 246281.1943 | 246281.1943 | 322930.9443 | 322930.9443 | 322930.9443 | 322930.9443 | 327562.9443 | 327562.9443 | 327562.9443 | 327562.9443 | 0 | 0 | 0 | 0 | 0 | 0 | 0 | 0 | 0 | 0 | 0 | 0 | 0 | 0 | 0 | 0 | 3587100.3319
SCE Total Roll-up E3 Calculator - No Carbon Adder | Screw-in CFL Interior (Direct Install) | DEER 2008 or SCE Workpaper | System | RES | DEER:Indoor_CFL_Ltg | TRUE | 6.6 | 85% |  |  | 6.263 | 0 | 0 | 2.1734 | 4.0895 | 0 | 52.4858 | System | kWh | 0.0087864 | -0.92778 | Residential | System | Winter Only |  |  |  |  | Residential Furnaces (<0.3):Uncontrolled | 6.6 | 85% | 0% | 88625 | 97438 | 97438 | 0 | 0 | 0 | 0 |  | 22156.25 | 22156.25 | 22156.25 | 22156.25 | 24359.5 | 24359.5 | 24359.5 | 24359.5 | 24359.5 | 24359.5 | 24359.5 | 24359.5 | 0 | 0 | 0 | 0 | 0 | 0 | 0 | 0 | 0 | 0 | 0 | 0 | 0 | 0 | 0 | 0 | 283501
SCE Total Roll-up E3 Calculator - No Carbon Adder | Screw-in CFL Interior (Midstream) | DEER 2008 or SCE Workpaper | System | RES | DEER:Indoor_CFL_Ltg | TRUE | 6.6 | 76% |  |  | 1.4953 | 5.7891 | 0 | 0 | 0 | -4.2939 | 43.5351 | System | kWh | 0.0073977 | -0.92778 | Residential | System | Winter Only |  |  |  |  | Residential Furnaces (<0.3):Uncontrolled | 6.6 | 76% | 0% | 105670 | 105670 | 105670 | 0 | 0 | 0 | 0 |  | 26417.5 | 26417.5 | 26417.5 | 26417.5 | 26417.5 | 26417.5 | 26417.5 | 26417.5 | 26417.5 | 26417.5 | 26417.5 | 26417.5 | 0 | 0 | 0 | 0 | 0 | 0 | 0 | 0 | 0 | 0 | 0 | 0 | 0 | 0 | 0 | 0 | 317010
SCE Total Roll-up E3 Calculator - No Carbon Adder | Screw-in CFL Interior (Giveaway) | DEER 2008 or SCE Workpaper | System | RES | DEER:Indoor_CFL_Ltg | TRUE | 6.6 | 85% |  |  | 4.3521 | 0 | 1.8747 | 0 | 2.2899 | 0.18747 | 48.2321 | System | kWh | 0.0081946 | -0.92778 | Residential | System | Winter Only |  |  |  |  | Residential Furnaces (<0.3):Uncontrolled | 6.6 | 85% | 0% | 26057.74 | 31244.4 | 27049.6 | 0 | 0 | 0 | 0 |  | 6514.435 | 6514.435 | 6514.435 | 6514.435 | 7811.1 | 7811.1 | 7811.1 | 7811.1 | 6762.4 | 6762.4 | 6762.4 | 6762.4 | 0 | 0 | 0 | 0 | 0 | 0 | 0 | 0 | 0 | 0 | 0 | 0 | 0 | 0 | 0 | 0 | 84351.74
SCE Total Roll-up E3 Calculator - No Carbon Adder | CFL Fixture Interior (Midstream) | DEER 2008 or SCE Workpaper | System | RES | DEER:Indoor_CFL_Ltg | TRUE | 16 | 76% |  |  | 13.0578 | 40 | 0 | 0 | 0 | -26.9422 | 64.9401 | System | kWh | 0.011028 | -0.92778 | Residential | System | Winter Only |  |  |  |  | Residential Furnaces (<0.3):Uncontrolled | 16 | 76% | 0% | 250440 | 250440 | 250440 | 0 | 0 | 0 | 0 |  | 62610 | 62610 | 62610 | 62610 | 62610 | 62610 | 62610 | 62610 | 62610 | 62610 | 62610 | 62610 | 0 | 0 | 0 | 0 | 0 | 0 | 0 | 0 | 0 | 0 | 0 | 0 | 0 | 0 | 0 | 0 | 751320
SCE Total Roll-up E3 Calculator - No Carbon Adder | CFL Fixture Interior (Upstream) | DEER 2008 or SCE Workpaper | System | RES | DEER:Indoor_CFL_Ltg | TRUE | 16 | 85% |  |  | 13.1225 | 0 | 13.1139 | 0 | 0 | 0.0085643 | 86.6246 | System | kWh | 0.005162 | -0.92778 | Residential | System | Winter Only |  |  |  |  | Residential Furnaces (<0.3):Uncontrolled | 16 | 85% | 0% | 230673 | 297820 | 262290 | 0 | 0 | 0 | 0 |  | 57668.25 | 57668.25 | 57668.25 | 57668.25 | 74455 | 74455 | 74455 | 74455 | 65572.5 | 65572.5 | 65572.5 | 65572.5 | 0 | 0 | 0 | 0 | 0 | 0 | 0 | 0 | 0 | 0 | 0 | 0 | 0 | 0 | 0 | 0 | 790783
SCE Total Roll-up E3 Calculator - No Carbon Adder | CFL Fixture Interior (Direct Install) | DEER 2008 or SCE Workpaper | System | RES | DEER:Indoor_CFL_Ltg | TRUE | 15.5 | 85% |  |  | 53.41 | 0 | 0 | 27.14 | 26.27 | 0 | 71.9424 | System | kWh | 0.012869 | -0.92778 | Residential | System | Winter Only |  |  |  |  | Residential Furnaces (<0.3):Uncontrolled | 15.5 | 85% | 0% | 9300 | 9300 | 9300 | 0 | 0 | 0 | 0 |  | 2325 | 2325 | 2325 | 2325 | 2325 | 2325 | 2325 | 2325 | 2325 | 2325 | 2325 | 2325 | 0 | 0 | 0 | 0 | 0 | 0 | 0 | 0 | 0 | 0 | 0 | 0 | 0 | 0 | 0 | 0 | 27900
SCE Total Roll-up E3 Calculator - No Carbon Adder | CFL Fixture Interior (Giveaway) | DEER 2008 or SCE Workpaper | System | RES | DEER:Indoor_CFL_Ltg | TRUE | 16 | 85% |  |  | 28.805 | 0 | 0 | 0 | 28.805 | 0 | 88.885 | System | kWh | 0.0076544 | -0.92778 | Residential | System | Winter Only |  |  |  |  | Residential Furnaces (<0.3):Uncontrolled | 16 | 85% | 0% | 27484.2282 | 45089.35 | 47497.3675 | 0 | 0 | 0 | 0 |  | 6871.0571 | 6871.0571 | 6871.0571 | 6871.0571 | 11272.3375 | 11272.3375 | 11272.3375 | 11272.3375 | 11874.3419 | 11874.3419 | 11874.3419 | 11874.3419 | 0 | 0 | 0 | 0 | 0 | 0 | 0 | 0 | 0 | 0 | 0 | 0 | 0 | 0 | 0 | 0 | 120070.9457
SCE Total Roll-up E3 Calculator - No Carbon Adder | CFL Exterior | DEER 2008 or SCE Workpaper | System | Misc._Commercial | Outdoor Lt | TRUE | 2.2 | 77.35% |  |  | 12.202 | 5.5133 | 0 | 0.46983 | 0.78474 | 5.4341 | 265.0659 | System | kW | 0 | 0 | Residential | System | Winter Only |  |  |  |  | Residential Furnaces (<0.3):Uncontrolled | 2.2 | 77.35% | 0% | 11635 | 11635 | 11635 | 0 | 0 | 0 | 0 |  | 2908.75 | 2908.75 | 2908.75 | 2908.75 | 2908.75 | 2908.75 | 2908.75 | 2908.75 | 2908.75 | 2908.75 | 2908.75 | 2908.75 | 0 | 0 | 0 | 0 | 0 | 0 | 0 | 0 | 0 | 0 | 0 | 0 | 0 | 0 | 0 | 0 | 34905
SCE Total Roll-up E3 Calculator - No Carbon Adder | CFL Fixture Exterior (Midstream) | DEER 2008 or SCE Workpaper | System | Misc._Commercial | Outdoor Lt | TRUE | 16 | 76% |  |  | 40.0186 | 30 | 0 | 0 | 0 | 10.0186 | 263.4393 | System | kW | 0 | 0 | Residential | System | Winter Only |  |  |  |  | Residential Furnaces (<0.3):Uncontrolled | 16 | 76% | 0% | 92925 | 92925 | 92925 | 0 | 0 | 0 | 0 |  | 23231.25 | 23231.25 | 23231.25 | 23231.25 | 23231.25 | 23231.25 | 23231.25 | 23231.25 | 23231.25 | 23231.25 | 23231.25 | 23231.25 | 0 | 0 | 0 | 0 | 0 | 0 | 0 | 0 | 0 | 0 | 0 | 0 | 0 | 0 | 0 | 0 | 278775
SCE Total Roll-up E3 Calculator - No Carbon Adder | CFL Fixture Exterior (Upstream) | DEER 2008 or SCE Workpaper | System | Misc._Commercial | Outdoor Lt | TRUE | 16 | 85% |  |  | 44.8748 | 0 | 10 | 0 | 0 | 34.8748 | 225.2613 | System | kW | 0 | 0 | Residential | System | Winter Only |  |  |  |  | Residential Furnaces (<0.3):Uncontrolled | 16 | 85% | 0% | 102520 | 115040 | 115040 | 0 | 0 | 0 | 0 |  | 25630 | 25630 | 25630 | 25630 | 28760 | 28760 | 28760 | 28760 | 28760 | 28760 | 28760 | 28760 | 0 | 0 | 0 | 0 | 0 | 0 | 0 | 0 | 0 | 0 | 0 | 0 | 0 | 0 | 0 | 0 | 332600
SCE Total Roll-up E3 Calculator - No Carbon Adder | CFL Fixture Exterior (Direct Install) | DEER 2008 or SCE Workpaper | System | Misc._Commercial | Outdoor Lt | TRUE | 16 | 85% |  |  | 47.491 | 0 | 0 | 27.14 | 20.351 | 0 | 254.11 | System | kW | 0 | 0 | Residential | System | Winter Only |  |  |  |  | Residential Furnaces (<0.3):Uncontrolled | 16 | 85% | 0% | 7100 | 7100 | 7100 | 0 | 0 | 0 | 0 |  | 1775 | 1775 | 1775 | 1775 | 1775 | 1775 | 1775 | 1775 | 1775 | 1775 | 1775 | 1775 | 0 | 0 | 0 | 0 | 0 | 0 | 0 | 0 | 0 | 0 | 0 | 0 | 0 | 0 | 0 | 0 | 21300
SCE Total Roll-up E3 Calculator - No Carbon Adder | LED Interior | DEER 2008 or SCE Workpaper | System | RES | DEER:Indoor_CFL_Ltg | TRUE | 11.1 | 85% |  |  | 9.5219 | 0 | 2.8977 | 0 | 0.69265 | 5.9316 | 28.0614 | System | kWh | 0.0035883 | -0.60426 | Residential | System | Winter Only |  |  |  |  | Residential Furnaces (<0.3):Uncontrolled | 11.1 | 85% | 0% | 120857.3761 | 194459 | 276119 | 0 | 0 | 0 | 0 |  | 30214.344 | 30214.344 | 30214.344 | 30214.344 | 48614.75 | 48614.75 | 48614.75 | 48614.75 | 69029.75 | 69029.75 | 69029.75 | 69029.75 | 0 | 0 | 0 | 0 | 0 | 0 | 0 | 0 | 0 | 0 | 0 | 0 | 0 | 0 | 0 | 0 | 591435.3761
SCE Total Roll-up E3 Calculator - No Carbon Adder | Interior Controls | DEER 2008 or SCE Workpaper | System | RES | DEER:Indoor_CFL_Ltg | TRUE | 8 | 85% |  |  | 76.9923 | 0.030675 | 0 | 41.8712 | 34.8926 | 0.19777 | 389.9874 | System | kWh | 0.053092 | 0 | Residential | System | Winter Only |  |  |  |  | Residential Furnaces (<0.3):Uncontrolled | 8 | 85% | 0% | 3260 | 3260 | 3260 | 0 | 0 | 0 | 0 |  | 815 | 815 | 815 | 815 | 815 | 815 | 815 | 815 | 815 | 815 | 815 | 815 | 0 | 0 | 0 | 0 | 0 | 0 | 0 | 0 | 0 | 0 | 0 | 0 | 0 | 0 | 0 | 0 | 9780
SCE Total Roll-up E3 Calculator - No Carbon Adder | Interior Exit Signs | DEER 2008 or SCE Workpaper | System | RES | DEER:Indoor_CFL_Ltg | TRUE | 16 | 85% |  |  | 52.7637 | 30.1923 | 0 | 3.4341 | 2.7473 | 16.3901 | 210.7784 | System | kWh | 0.029333 | 0 | Residential | System | Winter Only |  |  |  |  | Residential Furnaces (<0.3):Uncontrolled | 16 | 85% | 0% | 1820 | 1820 | 1820 | 0 | 0 | 0 | 0 |  | 455 | 455 | 455 | 455 | 455 | 455 | 455 | 455 | 455 | 455 | 455 | 455 | 0 | 0 | 0 | 0 | 0 | 0 | 0 | 0 | 0 | 0 | 0 | 0 | 0 | 0 | 0 | 0 | 5460
SCE Total Roll-up E3 Calculator - No Carbon Adder | Linear Flourescents Interior | DEER 2008 or SCE Workpaper | System | RES | DEER:Indoor_CFL_Ltg | TRUE | 11.4 | 76.47% |  |  | 44.0099 | 33.1442 | 0 | 0.72501 | 0.60748 | 9.5332 | 41.2151 | System | kWh | 0.0048922 | -1.4211 | Residential | System | Winter Only |  |  |  |  | Residential Furnaces (<0.3):Uncontrolled | 11.4 | 76.47% | 0% | 70620 | 70620 | 70620 | 0 | 0 | 0 | 0 |  | 17655 | 17655 | 17655 | 17655 | 17655 | 17655 | 17655 | 17655 | 17655 | 17655 | 17655 | 17655 | 0 | 0 | 0 | 0 | 0 | 0 | 0 | 0 | 0 | 0 | 0 | 0 | 0 | 0 | 0 | 0 | 211860
SCE Total Roll-up E3 Calculator - No Carbon Adder | Linear Flourescents (parking structures) Exterior | DEER 2008 or SCE Workpaper | System | RES | DEER:Indoor_CFL_Ltg | TRUE | 15 | 76% |  |  | 42.9218 | 33.0271 | 0 | 0 | 0 | 9.8947 | 121.4802 | System | kWh | 0.011369 | 0 | Residential | System | Winter Only |  |  |  |  | Residential Furnaces (<0.3):Uncontrolled | 15 | 76% | 0% | 12346 | 12346 | 12346 | 0 | 0 | 0 | 0 |  | 3086.5 | 3086.5 | 3086.5 | 3086.5 | 3086.5 | 3086.5 | 3086.5 | 3086.5 | 3086.5 | 3086.5 | 3086.5 | 3086.5 | 0 | 0 | 0 | 0 | 0 | 0 | 0 | 0 | 0 | 0 | 0 | 0 | 0 | 0 | 0 | 0 | 37038
SCE Total Roll-up E3 Calculator - No Carbon Adder | Other Interior Lighting | DEER 2008 or SCE Workpaper | System | RES | DEER:Indoor_CFL_Ltg | TRUE | 2.8 | 85% |  |  | 4.9522 | 0 | 1.1112 | 0 | 0 | 3.841 | 19.3048 | System | kWh | 0.0020443 | 0 | Residential | System | Winter Only |  |  |  |  | Residential Furnaces (<0.3):Uncontrolled | 2.8 | 85% | 0% | 3833 | 32577 | 32577 | 0 | 0 | 0 | 0 |  | 958.25 | 958.25 | 958.25 | 958.25 | 8144.25 | 8144.25 | 8144.25 | 8144.25 | 8144.25 | 8144.25 | 8144.25 | 8144.25 | 0 | 0 | 0 | 0 | 0 | 0 | 0 | 0 | 0 | 0 | 0 | 0 | 0 | 0 | 0 | 0 | 68987
SCE Total Roll-up E3 Calculator - No Carbon Adder | Other Exterior Lighting | DEER 2008 or SCE Workpaper | System | Misc._Commercial | Outdoor Lt | TRUE | 16 | 85% |  |  | 25.9171 | 0 | 5.2152 | 0 | 1.2842 | 19.4177 | 30.1845 | System | kW | 0 | 0 | Residential | System | Winter Only |  |  |  |  | Residential Furnaces (<0.3):Uncontrolled | 16 | 85% | 0% | 17304.7442 | 44126 | 50676 | 0 | 0 | 0 | 0 |  | 4326.186 | 4326.186 | 4326.186 | 4326.186 | 11031.5 | 11031.5 | 11031.5 | 11031.5 | 12669 | 12669 | 12669 | 12669 | 0 | 0 | 0 | 0 | 0 | 0 | 0 | 0 | 0 | 0 | 0 | 0 | 0 | 0 | 0 | 0 | 112106.7442
SCE Total Roll-up E3 Calculator - No Carbon Adder | Refrigeration | DEER 2008 or SCE Workpaper | System | Residential | Refrig-RC | TRUE | 5 | 85% |  |  | 220 | 0 | 0 | 101.25 | 118.75 | 0 | 1305.75 | System | kW | 0 | 0 | Residential | System | Winter Only |  |  |  |  | Residential Furnaces (<0.3):Uncontrolled | 5 | 85% | 0% | 200 | 200 | 200 | 0 | 0 | 0 | 0 |  | 50 | 50 | 50 | 50 | 50 | 50 | 50 | 50 | 50 | 50 | 50 | 50 | 0 | 0 | 0 | 0 | 0 | 0 | 0 | 0 | 0 | 0 | 0 | 0 | 0 | 0 | 0 | 0 | 600
SCE Total Roll-up E3 Calculator - No Carbon Adder | CUSTOMIZED MEASURES | [16 empty] | System | #N/A | [21 empty] | 0 | 0 | 0 | 0 | 0 | 0 | 0 | 0 | 0 | 0 | 0 | 0 | 0 | 0 | 0 | 0 | 0 | 0 | 0 | 0 | 0 | 0 | 0 | 0 | 0 | 0 | 0 | 0 | 0
SCE Total Roll-up E3 Calculator - No Carbon Adder | HVAC Equipment | [16 empty] | System | #N/A | [21 empty] | 0 | 0 | 0 | 0 | 0 | 0 | 0 | 0 | 0 | 0 | 0 | 0 | 0 | 0 | 0 | 0 | 0 | 0 | 0 | 0 | 0 | 0 | 0 | 0 | 0 | 0 | 0 | 0 | 0
SCE Total Roll-up E3 Calculator - No Carbon Adder | HVAC Envelope | DEER 2008 or SCE Workpaper | System | Residential | AC_Cooling-RC | TRUE | 15 | 70.32% |  |  | 1085.4968 | 596.6003 | 62.7279 | 0 | 0 | 426.1685 | 753.9218 | System | kW | 0.74882 | 0.053056 | Residential | System | Winter Only |  |  |  |  | Residential Furnaces (<0.3):Uncontrolled | 15 | 70.32% | 0% | 538.75 | 839.5 | 1309.25 | 0 | 0 | 0 | 0 |  | 134.6875 | 134.6875 | 134.6875 | 134.6875 | 209.875 | 209.875 | 209.875 | 209.875 | 327.3125 | 327.3125 | 327.3125 | 327.3125 | 0 | 0 | 0 | 0 | 0 | 0 | 0 | 0 | 0 | 0 | 0 | 0 | 0 | 0 | 0 | 0 | 2687.5
SCE Total Roll-up E3 Calculator - No Carbon Adder | Interior Lighting | DEER 2008 or SCE Workpaper | System | RES | DEER:Indoor_CFL_Ltg | TRUE | 6.6 | 62% |  |  | 0.12946 | 0.46 | 0.4 | 0 | 0 | -0.73054 | 1 | System | kWh | 0.00012715 | -0.021224 | Residential | System | Winter Only |  |  |  |  | Residential Furnaces (<0.3):Uncontrolled | 6.6 | 62% | 0% | 92.9269 | 5420.7338 | 25864.644 | 39788.1858 | 41011.7229 | 15494.0059 | 0 |  | 23.2317 | 23.2317 | 23.2317 | 23.2317 | 1355.1834 | 1355.1834 | 1355.1834 | 1355.1834 | 6466.161 | 6466.161 | 6466.161 | 6466.161 | 9947.0465 | 9947.0465 | 9947.0465 | 9947.0465 | 10252.9307 | 10252.9307 | 10252.9307 | 10252.9307 | 3873.5015 | 3873.5015 | 3873.5015 | 3873.5015 | 0 | 0 | 0 | 0 | 127672.2191
SCE Total Roll-up E3 Calculator - No Carbon Adder | Exterior Lighting | [16 empty] | System | #N/A | [21 empty] | 0 | 0 | 0 | 0 | 0 | 0 | 0 | 0 | 0 | 0 | 0 | 0 | 0 | 0 | 0 | 0 | 0 | 0 | 0 | 0 | 0 | 0 | 0 | 0 | 0 | 0 | 0 | 0 | 0
SCE Total Roll-up E3 Calculator - No Carbon Adder | Whole Building | DEER 2008 or SCE Workpaper | System | Residential | AC_Cooling-RC | TRUE | 15 | 60.84% |  |  | 9.97 | 2.6278 | 0.85722 | 0 | 0 | 6.485 | 2.9915 | System | kW | 0.0026482 | -0.0052516 | Residential | System | Winter Only |  |  |  |  | Residential Furnaces (<0.3):Uncontrolled | 15 | 60.84% | 0% | 4806.7321 | 119634.0729 | 554731.169 | 852273.0855 | 878481.8162 | 331885.7464 | 0 |  | 1201.683 | 1201.683 | 1201.683 | 1201.683 | 29908.5182 | 29908.5182 | 29908.5182 | 29908.5182 | 138682.7923 | 138682.7923 | 138682.7923 | 138682.7923 | 213068.2714 | 213068.2714 | 213068.2714 | 213068.2714 | 219620.4541 | 219620.4541 | 219620.4541 | 219620.4541 | 82971.4366 | 82971.4366 | 82971.4366 | 82971.4366 | 0 | 0 | 0 | 0 | 2741812.6222
SCE Total Roll-up E3 Calculator - No Carbon Adder | Other | DEER 2008 or SCE Workpaper | System | Residential | HorizAxisClothesWasher-RC | TRUE | 11.3 | 79.81% |  |  | 7.7701 | 0.46 | 0.4 | 0 | 0 | 6.9101 | 1 | System | kW | 0.00048299 | -0.026328 | Residential | System | Winter Only |  |  |  |  | Residential Furnaces (<0.3):Uncontrolled | 11.3 | 79.81% | 0% | 118.2487 | 6897.8399 | 32912.5502 | 50630.1445 | 52187.0855 | 19715.9971 | 0 |  | 29.5622 | 29.5622 | 29.5622 | 29.5622 | 1724.46 | 1724.46 | 1724.46 | 1724.46 | 8228.1375 | 8228.1375 | 8228.1375 | 8228.1375 | 12657.5361 | 12657.5361 | 12657.5361 | 12657.5361 | 13046.7714 | 13046.7714 | 13046.7714 | 13046.7714 | 4928.9993 | 4928.9993 | 4928.9993 | 4928.9993 | 0 | 0 | 0 | 0 | 162461.8659
SCE Total Roll-up E3 Calculator - No Carbon Adder | NONRESIDENTIAL | [16 empty] | System | #N/A | [21 empty] | 0 | 0 | 0 | 0 | 0 | 0 | 0 | 0 | 0 | 0 | 0 | 0 | 0 | 0 | 0 | 0 | 0 | 0 | 0 | 0 | 0 | 0 | 0 | 0 | 0 | 0 | 0 | 0 | 0
SCE Total Roll-up E3 Calculator - No Carbon Adder | DEEMED MEASURES | [16 empty] | System | #N/A | [21 empty] | 0 | 0 | 0 | 0 | 0 | 0 | 0 | 0 | 0 | 0 | 0 | 0 | 0 | 0 | 0 | 0 | 0 | 0 | 0 | 0 | 0 | 0 | 0 | 0 | 0 | 0 | 0 | 0 | 0
SCE Total Roll-up E3 Calculator - No Carbon Adder | Nonresidential Audits | DEER 2008 or SCE Workpaper | System | Misc._Commercial | Commercial Whole Building | TRUE | 3 | 47.03% |  |  | 1705.0645 | 0 | 0 | 0 | 0 | 1705.0645 | 10739.7222 | System | kW | 2.0264 | 0 | Residential | System | Winter Only |  |  |  |  | Residential Furnaces (<0.3):Uncontrolled | 3 | 47.03% | 0% | 5223 | 5223 | 5223 | 0 | 0 | 0 | 0 |  | 1305.75 | 1305.75 | 1305.75 | 1305.75 | 1305.75 | 1305.75 | 1305.75 | 1305.75 | 1305.75 | 1305.75 | 1305.75 | 1305.75 | 0 | 0 | 0 | 0 | 0 | 0 | 0 | 0 | 0 | 0 | 0 | 0 | 0 | 0 | 0 | 0 | 15669
SCE Total Roll-up E3 Calculator - No Carbon Adder | Food Service | DEER 2008 or SCE Workpaper | System | Misc._Commercial | Commercial Whole Building | TRUE | 12 | 74.95% |  |  | 5449.0006 | 1637.8213 | 0 | 0 | 0 | 3811.1793 | 17949.9831 | System | kW | 2.6658 | -506.0788 | Residential | System | Winter Only |  |  |  |  | Residential Furnaces (<0.3):Uncontrolled | 12 | 74.95% | 0% | 478 | 539 | 578 | 0 | 0 | 0 | 0 |  | 119.5 | 119.5 | 119.5 | 119.5 | 134.75 | 134.75 | 134.75 | 134.75 | 144.5 | 144.5 | 144.5 | 144.5 | 0 | 0 | 0 | 0 | 0 | 0 | 0 | 0 | 0 | 0 | 0 | 0 | 0 | 0 | 0 | 0 | 1595
SCE Total Roll-up E3 Calculator - No Carbon Adder | Laundry General | [16 empty] | System | #N/A | [21 empty] | 0 | 0 | 0 | 0 | 0 | 0 | 0 | 0 | 0 | 0 | 0 | 0 | 0 | 0 | 0 | 0 | 0 | 0 | 0 | 0 | 0 | 0 | 0 | 0 | 0 | 0 | 0 | 0 | 0
SCE Total Roll-up E3 Calculator - No Carbon Adder | Agricultural | [16 empty] | System | #N/A | [21 empty] | 0 | 0 | 0 | 0 | 0 | 0 | 0 | 0 | 0 | 0 | 0 | 0 | 0 | 0 | 0 | 0 | 0 | 0 | 0 | 0 | 0 | 0 | 0 | 0 | 0 | 0 | 0 | 0 | 0
SCE Total Roll-up E3 Calculator - No Carbon Adder | Greenhouse | [16 empty] | System | #N/A | [21 empty] | 0 | 0 | 0 | 0 | 0 | 0 | 0 | 0 | 0 | 0 | 0 | 0 | 0 | 0 | 0 | 0 | 0 | 0 | 0 | 0 | 0 | 0 | 0 | 0 | 0 | 0 | 0 | 0 | 0
SCE Total Roll-up E3 Calculator - No Carbon Adder | Process | [16 empty] | System | #N/A | [21 empty] | 0 | 0 | 0 | 0 | 0 | 0 | 0 | 0 | 0 | 0 | 0 | 0 | 0 | 0 | 0 | 0 | 0 | 0 | 0 | 0 | 0 | 0 | 0 | 0 | 0 | 0 | 0 | 0 | 0
SCE Total Roll-up E3 Calculator - No Carbon Adder | Pumping | [16 empty] | System | #N/A | [21 empty] | 0 | 0 | 0 | 0 | 0 | 0 | 0 | 0 | 0 | 0 | 0 | 0 | 0 | 0 | 0 | 0 | 0 | 0 | 0 | 0 | 0 | 0 | 0 | 0 | 0 | 0 | 0 | 0 | 0
SCE Total Roll-up E3 Calculator - No Carbon Adder | Municipal Water | [16 empty] | System | #N/A | [21 empty] | 0 | 0 | 0 | 0 | 0 | 0 | 0 | 0 | 0 | 0 | 0 | 0 | 0 | 0 | 0 | 0 | 0 | 0 | 0 | 0 | 0 | 0 | 0 | 0 | 0 | 0 | 0 | 0 | 0
SCE Total Roll-up E3 Calculator - No Carbon Adder | Process | [16 empty] | System | #N/A | [21 empty] | 0 | 0 | 0 | 0 | 0 | 0 | 0 | 0 | 0 | 0 | 0 | 0 | 0 | 0 | 0 | 0 | 0 | 0 | 0 | 0 | 0 | 0 | 0 | 0 | 0 | 0 | 0 | 0 | 0
SCE Total Roll-up E3 Calculator - No Carbon Adder | Pumping | [16 empty] | System | #N/A | [21 empty] | 0 | 0 | 0 | 0 | 0 | 0 | 0 | 0 | 0 | 0 | 0 | 0 | 0 | 0 | 0 | 0 | 0 | 0 | 0 | 0 | 0 | 0 | 0 | 0 | 0 | 0 | 0 | 0 | 0
SCE Total Roll-up E3 Calculator - No Carbon Adder | Refrigeration | [16 empty] | System | #N/A | [21 empty] | 0 | 0 | 0 | 0 | 0 | 0 | 0 | 0 | 0 | 0 | 0 | 0 | 0 | 0 | 0 | 0 | 0 | 0 | 0 | 0 | 0 | 0 | 0 | 0 | 0 | 0 | 0 | 0 | 0
SCE Total Roll-up E3 Calculator - No Carbon Adder | Casework | DEER 2008 or SCE Workpaper | System | Misc._Commercial | Refrigeration | TRUE | 11.9 | 74.88% |  |  | 461.5094 | 113.1706 | 0 | 0 | 0 | 348.3388 | 857.5105 | System | kW | 0.25461 | -2.1966 | Commercial | System | Annual |  |  |  |  | Small Boilers (<100 MMBtu/hr Heat Input):Uncontrolled | 11.9 | 74.88% | 0% | 5595 | 5825 | 6480 | 0 | 0 | 0 | 0 |  | 1398.75 | 1398.75 | 1398.75 | 1398.75 | 1456.25 | 1456.25 | 1456.25 | 1456.25 | 1620 | 1620 | 1620 | 1620 | 0 | 0 | 0 | 0 | 0 | 0 | 0 | 0 | 0 | 0 | 0 | 0 | 0 | 0 | 0 | 0 | 17900
SCE Total Roll-up E3 Calculator - No Carbon Adder | Compressors | DEER 2008 or SCE Workpaper | System | Misc._Commercial | Refrigeration | TRUE | 19.3 | 42.54% |  |  | 0.00017807 | 4.4981e-05 | 0 | 0 | 0 | 0.00013309 | 0.0010111 | System | kW | 2.2901e-07 | 0 | Commercial | System | Annual |  |  |  |  | Small Boilers (<100 MMBtu/hr Heat Input):Uncontrolled | 19.3 | 42.54% | 0% | 52675574 | 126421366 | 176989910 | 44247475 | 0 | 0 | 0 |  | 13168893.5 | 13168893.5 | 13168893.5 | 13168893.5 | 31605341.5 | 31605341.5 | 31605341.5 | 31605341.5 | 44247477.5 | 44247477.5 | 44247477.5 | 44247477.5 | 11061868.75 | 11061868.75 | 11061868.75 | 11061868.75 | 0 | 0 | 0 | 0 | 0 | 0 | 0 | 0 | 0 | 0 | 0 | 0 | 400334325
SCE Total Roll-up E3 Calculator - No Carbon Adder | Condenser | DEER 2008 or SCE Workpaper | System | Misc._Commercial | Refrigeration | TRUE | 15 | 70% |  |  | 666.9996 | 235.4167 | 0 | 0 | 0 | 431.583 | 2302.87 | System | kW | 0.65973 | 0 | Commercial | System | Annual |  |  |  |  | Small Boilers (<100 MMBtu/hr Heat Input):Uncontrolled | 15 | 70% | 0% | 3 | 6 | 6 | 0 | 0 | 0 | 0 |  | 0.75 | 0.75 | 0.75 | 0.75 | 1.5 | 1.5 | 1.5 | 1.5 | 1.5 | 1.5 | 1.5 | 1.5 | 0 | 0 | 0 | 0 | 0 | 0 | 0 | 0 | 0 | 0 | 0 | 0 | 0 | 0 | 0 | 0 | 15
SCE Total Roll-up E3 Calculator - No Carbon Adder | Controls & VSDs | DEER 2008 or SCE Workpaper | System | Misc._Commercial | Refrigeration | TRUE | 10.7 | 81.84% |  |  | 65.2462 | 3.769 | 0 | 14.869 | 44.099 | 2.5093 | 465.7616 | System | kW | 0.0061832 | -9.5279 | Commercial | System | Annual |  |  |  |  | Small Boilers (<100 MMBtu/hr Heat Input):Uncontrolled | 10.7 | 81.84% | 0% | 23802.2747 | 25000.832 | 25176.9726 | 367 | 0 | 0 | 0 |  | 5950.5687 | 5950.5687 | 5950.5687 | 5950.5687 | 6250.208 | 6250.208 | 6250.208 | 6250.208 | 6294.2431 | 6294.2431 | 6294.2431 | 6294.2431 | 91.75 | 91.75 | 91.75 | 91.75 | 0 | 0 | 0 | 0 | 0 | 0 | 0 | 0 | 0 | 0 | 0 | 0 | 74347.0793
SCE Total Roll-up E3 Calculator - No Carbon Adder | Dist to others | DEER 2008 or SCE Workpaper | System | Misc._Commercial | Refrigeration | TRUE | 8 | 69.02% |  |  | 25.4312 | 4.711 | 0 | 0.36315 | 0.33771 | 20.0193 | 48.708 | System | kW | 0.0037227 | -0.43933 | Commercial | System | Annual |  |  |  |  | Small Boilers (<100 MMBtu/hr Heat Input):Uncontrolled | 8 | 69.02% | 0% | 235448.2035 | 242798.2035 | 271450.2035 | 338 | 0 | 0 | 0 |  | 58862.0509 | 58862.0509 | 58862.0509 | 58862.0509 | 60699.5509 | 60699.5509 | 60699.5509 | 60699.5509 | 67862.5509 | 67862.5509 | 67862.5509 | 67862.5509 | 84.5 | 84.5 | 84.5 | 84.5 | 0 | 0 | 0 | 0 | 0 | 0 | 0 | 0 | 0 | 0 | 0 | 0 | 750034.6106
SCE Total Roll-up E3 Calculator - No Carbon Adder | Nonresidential Other (Downstream) | DEER 2008 or SCE Workpaper | System | Agricultural | Ag & Water Pumping | TRUE | 12.1 | 58.78% |  |  | 15.9298 | 2.4379 | 0 | 0 | 0 | 13.4919 | 30.8279 | System | kW | 0.009528 | 0 | Commercial | System | Annual |  |  |  |  | Small Boilers (<100 MMBtu/hr Heat Input):Uncontrolled | 12.1 | 58.78% | 0% | 111528 | 263438.6885 | 367896.6885 | 91093 | 0 | 0 | 0 |  | 27882 | 27882 | 27882 | 27882 | 65859.6721 | 65859.6721 | 65859.6721 | 65859.6721 | 91974.1721 | 91974.1721 | 91974.1721 | 91974.1721 | 22773.25 | 22773.25 | 22773.25 | 22773.25 | 0 | 0 | 0 | 0 | 0 | 0 | 0 | 0 | 0 | 0 | 0 | 0 | 833956.377
SCE Total Roll-up E3 Calculator - No Carbon Adder | Nonresidential Other (Upstream) | DEER 2008 or SCE Workpaper | System | NON_RES | DEER:Indoor_Non-CFL_Ltg | TRUE | 4 | 70% |  |  | 59.9878 | 0 | 7.1196 | 0 | 0 | 52.8681 | 121.2746 | System | kWh | 0.013598 | -1.1058 | Commercial | System | Annual |  |  |  |  | Small Boilers (<100 MMBtu/hr Heat Input):Uncontrolled | 4 | 70% | 0% | 35000 | 35300 | 35850 | 0 | 0 | 0 | 0 |  | 8750 | 8750 | 8750 | 8750 | 8825 | 8825 | 8825 | 8825 | 8962.5 | 8962.5 | 8962.5 | 8962.5 | 0 | 0 | 0 | 0 | 0 | 0 | 0 | 0 | 0 | 0 | 0 | 0 | 0 | 0 | 0 | 0 | 106150
SCE Total Roll-up E3 Calculator - No Carbon Adder | Nonresidential Other (Direct Install) | DEER 2008 or SCE Workpaper | System | Misc._Commercial | Occupancy Sensor | TRUE | 10 | 78.67% |  |  | 87.1298 | 0 | 0 | 80.6946 | 6.4351 | 0 | 1795.4606 | System | kW | 0.65473 | 0 | Commercial | System | Annual |  |  |  |  | Small Boilers (<100 MMBtu/hr Heat Input):Uncontrolled | 10 | 78.67% | 0% | 521 | 828 | 724 | 0 | 0 | 0 | 0 |  | 130.25 | 130.25 | 130.25 | 130.25 | 207 | 207 | 207 | 207 | 181 | 181 | 181 | 181 | 0 | 0 | 0 | 0 | 0 | 0 | 0 | 0 | 0 | 0 | 0 | 0 | 0 | 0 | 0 | 0 | 2073
SCE Total Roll-up E3 Calculator - No Carbon Adder | Nonresidential Other (Pump Tests) | DEER 2008 or SCE Workpaper | System | Agricultural | Ag & Water Pumping | TRUE | 11 | 75% |  |  | 30400 | 0 | 0 | 0 | 0 | 30400 | 34092 | System | kW | 11.34 | 0 | Commercial | System | Annual |  |  |  |  | Small Boilers (<100 MMBtu/hr Heat Input):Uncontrolled | 11 | 75% | 0% | 427.6775 | 471.25 | 471.25 | 0 | 0 | 0 | 0 |  | 106.9194 | 106.9194 | 106.9194 | 106.9194 | 117.8125 | 117.8125 | 117.8125 | 117.8125 | 117.8125 | 117.8125 | 117.8125 | 117.8125 | 0 | 0 | 0 | 0 | 0 | 0 | 0 | 0 | 0 | 0 | 0 | 0 | 0 | 0 | 0 | 0 | 1370.1775
SCE Total Roll-up E3 Calculator - No Carbon Adder | HVAC | [16 empty] | System | #N/A | [21 empty] | 0 | 0 | 0 | 0 | 0 | 0 | 0 | 0 | 0 | 0 | 0 | 0 | 0 | 0 | 0 | 0 | 0 | 0 | 0 | 0 | 0 | 0 | 0 | 0 | 0 | 0 | 0 | 0 | 0
SCE Total Roll-up E3 Calculator - No Carbon Adder | Commissioning | [16 empty] | System | #N/A | [21 empty] | 0 | 0 | 0 | 0 | 0 | 0 | 0 | 0 | 0 | 0 | 0 | 0 | 0 | 0 | 0 | 0 | 0 | 0 | 0 | 0 | 0 | 0 | 0 | 0 | 0 | 0 | 0 | 0 | 0
SCE Total Roll-up E3 Calculator - No Carbon Adder | Retrocommissioing | DEER 2008 or SCE Workpaper | System | Misc._Commercial | New_AC-Ret | TRUE | 8 | 70% |  |  | 270 | 81.19 | 0 | 0 | 0 | 188.81 | 1157.7 | System | kW | 0 | 0 | Commercial | System | Annual |  |  |  |  | Small Boilers (<100 MMBtu/hr Heat Input):Uncontrolled | 8 | 70% | 0% | 475 | 760 | 665 | 0 | 0 | 0 | 0 |  | 118.75 | 118.75 | 118.75 | 118.75 | 190 | 190 | 190 | 190 | 166.25 | 166.25 | 166.25 | 166.25 | 0 | 0 | 0 | 0 | 0 | 0 | 0 | 0 | 0 | 0 | 0 | 0 | 0 | 0 | 0 | 0 | 1900
SCE Total Roll-up E3 Calculator - No Carbon Adder | New AC Equipment: packaged, split, etc. (Downstream) | DEER 2008 or SCE Workpaper | System | NON_RES | DEER:HVAC_Split-Package_AC | TRUE | 17.1 | 69.86% |  |  | 478.0074 | 57.1565 | 17.3371 | 0 | 0 | 403.5138 | 502.4757 | System | kWh | 0.10998 | -0.16954 | Commercial | System | Annual |  |  |  |  | Small Boilers (<100 MMBtu/hr Heat Input):Uncontrolled | 17.1 | 69.86% | 0% | 118067.2961 | 325569.7762 | 208657.1584 | 16 | 0 | 0 | 0 |  | 29516.824 | 29516.824 | 29516.824 | 29516.824 | 81392.444 | 81392.444 | 81392.444 | 81392.444 | 52164.2896 | 52164.2896 | 52164.2896 | 52164.2896 | 4 | 4 | 4 | 4 | 0 | 0 | 0 | 0 | 0 | 0 | 0 | 0 | 0 | 0 | 0 | 0 | 652310.2307
SCE Total Roll-up E3 Calculator - No Carbon Adder | New AC Equipment: packaged, split, etc. (Upstream) | DEER 2008 or SCE Workpaper | System | NON_RES | DEER:HVAC_Split-Package_AC | TRUE | 15 | 70% |  |  | 263.3333 | 0 | 162.1528 | 0 | 0 | 101.1806 | 286.7087 | System | kWh | 0.30907 | -0.16954 | Commercial | System | Annual |  |  |  |  | Small Boilers (<100 MMBtu/hr Heat Input):Uncontrolled | 15 | 70% | 0% | 6300 | 7500 | 7800 | 0 | 0 | 0 | 0 |  | 1575 | 1575 | 1575 | 1575 | 1875 | 1875 | 1875 | 1875 | 1950 | 1950 | 1950 | 1950 | 0 | 0 | 0 | 0 | 0 | 0 | 0 | 0 | 0 | 0 | 0 | 0 | 0 | 0 | 0 | 0 | 21600
SCE Total Roll-up E3 Calculator - No Carbon Adder | New AC Equipment: packaged, split, etc. (Direct Install) | DEER 2008 or SCE Workpaper | System | NON_RES | DEER:HVAC_Split-Package_AC | TRUE | 15 | 85% |  |  | 397.4991 | 0 | 0 | 99.3748 | 298.1244 | 0 | 1557 | System | kWh | 0.685 | -0.16954 | Commercial | System | Annual |  |  |  |  | Small Boilers (<100 MMBtu/hr Heat Input):Uncontrolled | 15 | 85% | 0% | 847.9561 | 847.9561 | 847.9561 | 0 | 0 | 0 | 0 |  | 211.989 | 211.989 | 211.989 | 211.989 | 211.989 | 211.989 | 211.989 | 211.989 | 211.989 | 211.989 | 211.989 | 211.989 | 0 | 0 | 0 | 0 | 0 | 0 | 0 | 0 | 0 | 0 | 0 | 0 | 0 | 0 | 0 | 0 | 2543.8684
SCE Total Roll-up E3 Calculator - No Carbon Adder | Chillers | DEER 2008 or SCE Workpaper | System | NON_RES | DEER:HVAC_Chillers | TRUE | 20 | 69.99% |  |  | 154.8964 | 23.494 | 0 | 0 | 0 | 131.4024 | 202.228 | System | kWh | 0.092341 | -0.000107 | Commercial | System | Annual |  |  |  |  | Small Boilers (<100 MMBtu/hr Heat Input):Uncontrolled | 20 | 69.99% | 0% | 42622.4075 | 184388.6713 | 88588.3253 | 0 | 0 | 0 | 0 |  | 10655.6019 | 10655.6019 | 10655.6019 | 10655.6019 | 46097.1678 | 46097.1678 | 46097.1678 | 46097.1678 | 22147.0813 | 22147.0813 | 22147.0813 | 22147.0813 | 0 | 0 | 0 | 0 | 0 | 0 | 0 | 0 | 0 | 0 | 0 | 0 | 0 | 0 | 0 | 0 | 315599.404
SCE Total Roll-up E3 Calculator - No Carbon Adder | Controls & VSDs | DEER 2008 or SCE Workpaper | System | Misc._Commercial | New_AC-Ret | TRUE | 13.6 | 59.93% |  |  | 82.849 | 26.342 | 5.7901 | 3.4094 | 3.5445 | 43.763 | 240.4905 | System | kW | 0.048897 | 0 | Commercial | System | Annual |  |  |  |  | Small Boilers (<100 MMBtu/hr Heat Input):Uncontrolled | 13.6 | 59.93% | 0% | 43577.9 | 105909.9 | 16020.6 | 5 | 0 | 0 | 0 |  | 10894.475 | 10894.475 | 10894.475 | 10894.475 | 26477.475 | 26477.475 | 26477.475 | 26477.475 | 4005.15 | 4005.15 | 4005.15 | 4005.15 | 1.25 | 1.25 | 1.25 | 1.25 | 0 | 0 | 0 | 0 | 0 | 0 | 0 | 0 | 0 | 0 | 0 | 0 | 165513.4
SCE Total Roll-up E3 Calculator - No Carbon Adder | Cooling Towers | [16 empty] | System | #N/A | [21 empty] | 0 | 0 | 0 | 0 | 0 | 0 | 0 | 0 | 0 | 0 | 0 | 0 | 0 | 0 | 0 | 0 | 0 | 0 | 0 | 0 | 0 | 0 | 0 | 0 | 0 | 0 | 0 | 0 | 0
SCE Total Roll-up E3 Calculator - No Carbon Adder | RCA (Direct Install) | DEER 2008 or SCE Workpaper | System | NON_RES | DEER:HVAC_Refrig_Charge | TRUE | 10 | 70.67% |  |  | 118.1776 | 0 | 0 | 100.6084 | 17.5692 | 0 | 113.6525 | System | kWh | 0.090241 | -0.002469 | Commercial | System | Annual |  |  |  |  | Small Boilers (<100 MMBtu/hr Heat Input):Uncontrolled | 10 | 70.67% | 0% | 21694.8348 | 22421.4348 | 21863.4348 | 0 | 0 | 0 | 0 |  | 5423.7087 | 5423.7087 | 5423.7087 | 5423.7087 | 5605.3587 | 5605.3587 | 5605.3587 | 5605.3587 | 5465.8587 | 5465.8587 | 5465.8587 | 5465.8587 | 0 | 0 | 0 | 0 | 0 | 0 | 0 | 0 | 0 | 0 | 0 | 0 | 0 | 0 | 0 | 0 | 65979.7045
SCE Total Roll-up E3 Calculator - No Carbon Adder | RCA (Midstream) | DEER 2008 or SCE Workpaper | System | NON_RES | DEER:HVAC_Refrig_Charge | TRUE | 10 | 70% |  |  | 29.932 | 0 | 23.5039 | 0 | 0 | 6.4281 | 65.6396 | System | kWh | 0.050082 | -0.002469 | Commercial | System | Annual |  |  |  |  | Small Boilers (<100 MMBtu/hr Heat Input):Uncontrolled | 10 | 70% | 0% | 64534.32 | 99490.41 | 104868.27 | 0 | 0 | 0 | 0 |  | 16133.58 | 16133.58 | 16133.58 | 16133.58 | 24872.6025 | 24872.6025 | 24872.6025 | 24872.6025 | 26217.0675 | 26217.0675 | 26217.0675 | 26217.0675 | 0 | 0 | 0 | 0 | 0 | 0 | 0 | 0 | 0 | 0 | 0 | 0 | 0 | 0 | 0 | 0 | 268893
SCE Total Roll-up E3 Calculator - No Carbon Adder | Fans | DEER 2008 or SCE Workpaper | System | Misc._Commercial | New_AC-Ret | TRUE | 13.5 | 64.08% |  |  | 517.2201 | 103.5854 | 0 | 0 | 0 | 413.6347 | 1253.3892 | System | kW | 0.2746 | 0 | Commercial | System | Annual |  |  |  |  | Small Boilers (<100 MMBtu/hr Heat Input):Uncontrolled | 13.5 | 64.08% | 0% | 597 | 846 | 1438 | 151 | 0 | 0 | 0 |  | 149.25 | 149.25 | 149.25 | 149.25 | 211.5 | 211.5 | 211.5 | 211.5 | 359.5 | 359.5 | 359.5 | 359.5 | 37.75 | 37.75 | 37.75 | 37.75 | 0 | 0 | 0 | 0 | 0 | 0 | 0 | 0 | 0 | 0 | 0 | 0 | 3032
SCE Total Roll-up E3 Calculator - No Carbon Adder | Ducts | [16 empty] | System | #N/A | [21 empty] | 0 | 0 | 0 | 0 | 0 | 0 | 0 | 0 | 0 | 0 | 0 | 0 | 0 | 0 | 0 | 0 | 0 | 0 | 0 | 0 | 0 | 0 | 0 | 0 | 0 | 0 | 0 | 0 | 0
SCE Total Roll-up E3 Calculator - No Carbon Adder | Other Ventilation | [16 empty] | System | #N/A | [21 empty] | 0 | 0 | 0 | 0 | 0 | 0 | 0 | 0 | 0 | 0 | 0 | 0 | 0 | 0 | 0 | 0 | 0 | 0 | 0 | 0 | 0 | 0 | 0 | 0 | 0 | 0 | 0 | 0 | 0
SCE Total Roll-up E3 Calculator - No Carbon Adder | Economizers | DEER 2008 or SCE Workpaper | System | Misc._Commercial | New_AC-Ret | TRUE | 5.1 | 70.28% |  |  | 44.5267 | 0.85886 | 13.0687 | 8.8344 | 4.1821 | 17.5826 | 218.1048 | System | kW | 0.0038548 | -33.6837 | Commercial | System | Annual |  |  |  |  | Small Boilers (<100 MMBtu/hr Heat Input):Uncontrolled | 5.1 | 70.28% | 0% | 5911.92 | 9655.91 | 8708.57 | 0 | 0 | 0 | 0 |  | 1477.98 | 1477.98 | 1477.98 | 1477.98 | 2413.9775 | 2413.9775 | 2413.9775 | 2413.9775 | 2177.1425 | 2177.1425 | 2177.1425 | 2177.1425 | 0 | 0 | 0 | 0 | 0 | 0 | 0 | 0 | 0 | 0 | 0 | 0 | 0 | 0 | 0 | 0 | 24276.4
SCE Total Roll-up E3 Calculator - No Carbon Adder | Envelope (Downsteam) | DEER 2008 or SCE Workpaper | System | Misc._Commercial | New_AC-Ret | TRUE | 10 | 56.93% |  |  | 5.9232 | 1.2656 | 0 | 0.00011592 | 0 | 4.6575 | 16.5469 | System | kW | 0.0065979 | -0.012288 | Commercial | System | Annual |  |  |  |  | Small Boilers (<100 MMBtu/hr Heat Input):Uncontrolled | 10 | 56.93% | 0% | 130222 | 210580 | 140494 | 6364 | 0 | 0 | 0 |  | 32555.5 | 32555.5 | 32555.5 | 32555.5 | 52645 | 52645 | 52645 | 52645 | 35123.5 | 35123.5 | 35123.5 | 35123.5 | 1591 | 1591 | 1591 | 1591 | 0 | 0 | 0 | 0 | 0 | 0 | 0 | 0 | 0 | 0 | 0 | 0 | 487660
SCE Total Roll-up E3 Calculator - No Carbon Adder | Envelope (Direct Install) | DEER 2008 or SCE Workpaper | System | Misc._Commercial | New_AC-Ret | TRUE | 10 | 85% |  |  | 5.4015 | 0 | 0 | 2.8707 | 2.5308 | 0 | 28.5015 | System | kW | 0.0079233 | -0.012288 | Commercial | System | Annual |  |  |  |  | Small Boilers (<100 MMBtu/hr Heat Input):Uncontrolled | 10 | 85% | 0% | 295152.8286 | 295062.8286 | 294927.8286 | 0 | 0 | 0 | 0 |  | 73788.2071 | 73788.2071 | 73788.2071 | 73788.2071 | 73765.7071 | 73765.7071 | 73765.7071 | 73765.7071 | 73731.9571 | 73731.9571 | 73731.9571 | 73731.9571 | 0 | 0 | 0 | 0 | 0 | 0 | 0 | 0 | 0 | 0 | 0 | 0 | 0 | 0 | 0 | 0 | 885143.4858
SCE Total Roll-up E3 Calculator - No Carbon Adder | HVAC Other (Downstream) | DEER 2008 or SCE Workpaper | System | Misc._Commercial | New_AC-Ret | TRUE | 8.5 | 70% |  |  | 583.0633 | 30.3625 | 68.2634 | 0.051074 | 0 | 484.3864 | 667.3866 | System | kW | 0.17443 | 0 | Commercial | System | Annual |  |  |  |  | Small Boilers (<100 MMBtu/hr Heat Input):Uncontrolled | 8.5 | 70% | 0% | 2357 | 3527 | 1952 | 0 | 0 | 0 | 0 |  | 589.25 | 589.25 | 589.25 | 589.25 | 881.75 | 881.75 | 881.75 | 881.75 | 488 | 488 | 488 | 488 | 0 | 0 | 0 | 0 | 0 | 0 | 0 | 0 | 0 | 0 | 0 | 0 | 0 | 0 | 0 | 0 | 7836
SCE Total Roll-up E3 Calculator - No Carbon Adder | HVAC Other (Direct Install) | DEER 2008 or SCE Workpaper | System | Misc._Commercial | New_AC-Ret | TRUE | 2.8 | 76.18% |  |  | 28.7206 | 0 | 0 | 22.5492 | 6.1714 | -3.908e-14 | 57.4151 | System | kW | 0.069642 | 0 | Commercial | System | Annual |  |  |  |  | Small Boilers (<100 MMBtu/hr Heat Input):Uncontrolled | 2.8 | 76.18% | 0% | 26715.8319 | 41249.0319 | 36413.0319 | 0 | 0 | 0 | 0 |  | 6678.958 | 6678.958 | 6678.958 | 6678.958 | 10312.258 | 10312.258 | 10312.258 | 10312.258 | 9103.258 | 9103.258 | 9103.258 | 9103.258 | 0 | 0 | 0 | 0 | 0 | 0 | 0 | 0 | 0 | 0 | 0 | 0 | 0 | 0 | 0 | 0 | 104377.8957
SCE Total Roll-up E3 Calculator - No Carbon Adder | HVAC Other (Midstream) | DEER 2008 or SCE Workpaper | System | Misc._Commercial | New_AC-Ret | TRUE | 3 | 70% |  |  | 35.11 | 0 | 18 | 0 | 0 | 17.11 | 155.3796 | System | kW | 0.12326 | 0 | Commercial | System | Annual |  |  |  |  | Small Boilers (<100 MMBtu/hr Heat Input):Uncontrolled | 3 | 70% | 0% | 46671.12 | 71951.31 | 75840.57 | 0 | 0 | 0 | 0 |  | 11667.78 | 11667.78 | 11667.78 | 11667.78 | 17987.8275 | 17987.8275 | 17987.8275 | 17987.8275 | 18960.1425 | 18960.1425 | 18960.1425 | 18960.1425 | 0 | 0 | 0 | 0 | 0 | 0 | 0 | 0 | 0 | 0 | 0 | 0 | 0 | 0 | 0 | 0 | 194463
SCE Total Roll-up E3 Calculator - No Carbon Adder | Lighting | [16 empty] | System | #N/A | [21 empty] | 0 | 0 | 0 | 0 | 0 | 0 | 0 | 0 | 0 | 0 | 0 | 0 | 0 | 0 | 0 | 0 | 0 | 0 | 0 | 0 | 0 | 0 | 0 | 0 | 0 | 0 | 0 | 0 | 0
SCE Total Roll-up E3 Calculator - No Carbon Adder | Screw-in CFL Interior (Downstream) | DEER 2008 or SCE Workpaper | System | NON_RES | DEER:Indoor_CFL_Ltg | TRUE | 2.8 | 78.98% |  |  | 8.7944 | 3.7014 | 0.125 | 0 | 0 | 4.9679 | 145.1836 | System | kWh | 0.02511 | -0.64832 | Commercial | System | Annual |  |  |  |  | Small Boilers (<100 MMBtu/hr Heat Input):Uncontrolled | 2.8 | 78.98% | 0% | 53772.1631 | 62359.2459 | 56966.7722 | 170 | 0 | 0 | 0 |  | 13443.0408 | 13443.0408 | 13443.0408 | 13443.0408 | 15589.8115 | 15589.8115 | 15589.8115 | 15589.8115 | 14241.693 | 14241.693 | 14241.693 | 14241.693 | 42.5 | 42.5 | 42.5 | 42.5 | 0 | 0 | 0 | 0 | 0 | 0 | 0 | 0 | 0 | 0 | 0 | 0 | 173268.1812
SCE Total Roll-up E3 Calculator - No Carbon Adder | Screw-in CFL Interior (Upstream - Traditional) | DEER 2008 or SCE Workpaper | System | NON_RES | DEER:Indoor_CFL_Ltg | TRUE | 2.8 | 60% |  |  | 2.1818 | 0 | 1.7183 | 0 | 0 | 0.46353 | 173.4185 | System | kWh | 0.036219 | -0.64832 | Commercial | System | Annual |  |  |  |  | Small Boilers (<100 MMBtu/hr Heat Input):Uncontrolled | 2.8 | 60% | 0% | 1130998.026 | 1377021.9453 | 1157206.93 | 0 | 0 | 0 | 0 |  | 282749.5065 | 282749.5065 | 282749.5065 | 282749.5065 | 344255.4863 | 344255.4863 | 344255.4863 | 344255.4863 | 289301.7325 | 289301.7325 | 289301.7325 | 289301.7325 | 0 | 0 | 0 | 0 | 0 | 0 | 0 | 0 | 0 | 0 | 0 | 0 | 0 | 0 | 0 | 0 | 3665226.9014
SCE Total Roll-up E3 Calculator - No Carbon Adder | Screw-in CFL Interior (Upstream - Specialty) | DEER 2008 or SCE Workpaper | System | NON_RES | DEER:Indoor_CFL_Ltg | TRUE | 2.8 | 85% |  |  | 11.8423 | 0 | 3.5278 | 0 | 0 | 8.3145 | 102.6409 | System | kWh | 0.024968 | -0.64832 | Commercial | System | Annual |  |  |  |  | Small Boilers (<100 MMBtu/hr Heat Input):Uncontrolled | 2.8 | 85% | 0% | 109458.9753 | 143526.9753 | 145582.9753 | 0 | 0 | 0 | 0 |  | 27364.7438 | 27364.7438 | 27364.7438 | 27364.7438 | 35881.7438 | 35881.7438 | 35881.7438 | 35881.7438 | 36395.7438 | 36395.7438 | 36395.7438 | 36395.7438 | 0 | 0 | 0 | 0 | 0 | 0 | 0 | 0 | 0 | 0 | 0 | 0 | 0 | 0 | 0 | 0 | 398568.9258
SCE Total Roll-up E3 Calculator - No Carbon Adder | Screw-in CFL Interior (Direct Install) | DEER 2008 or SCE Workpaper | System | NON_RES | DEER:Indoor_CFL_Ltg | TRUE | 2.7 | 84.68% |  |  | 10.6381 | 0 | 0 | 4.2532 | 6.4199 | -0.03504 | 188.7677 | System | kWh | 0.034939 | -0.64832 | Commercial | System | Annual |  |  |  |  | Small Boilers (<100 MMBtu/hr Heat Input):Uncontrolled | 2.7 | 84.68% | 0% | 65004.1507 | 66041.3627 | 64379.3627 | 0 | 0 | 0 | 0 |  | 16251.0377 | 16251.0377 | 16251.0377 | 16251.0377 | 16510.3407 | 16510.3407 | 16510.3407 | 16510.3407 | 16094.8407 | 16094.8407 | 16094.8407 | 16094.8407 | 0 | 0 | 0 | 0 | 0 | 0 | 0 | 0 | 0 | 0 | 0 | 0 | 0 | 0 | 0 | 0 | 195424.876
SCE Total Roll-up E3 Calculator - No Carbon Adder | CFL Fixture Interior | DEER 2008 or SCE Workpaper | System | NON_RES | DEER:Indoor_CFL_Ltg | TRUE | 11.9 | 76.53% |  |  | 37.893 | 13.7659 | 0 | 0 | 0 | 24.1271 | 255.4814 | System | kWh | 0.06048 | -0.90256 | Commercial | System | Annual |  |  |  |  | Small Boilers (<100 MMBtu/hr Heat Input):Uncontrolled | 11.9 | 76.53% | 0% | 5984.6879 | 6826.3188 | 7635.0788 | 0 | 0 | 0 | 0 |  | 1496.172 | 1496.172 | 1496.172 | 1496.172 | 1706.5797 | 1706.5797 | 1706.5797 | 1706.5797 | 1908.7697 | 1908.7697 | 1908.7697 | 1908.7697 | 0 | 0 | 0 | 0 | 0 | 0 | 0 | 0 | 0 | 0 | 0 | 0 | 0 | 0 | 0 | 0 | 20446.0856
SCE Total Roll-up E3 Calculator - No Carbon Adder | Interior Exit Signs | DEER 2008 or SCE Workpaper | System | NON_RES | DEER:Indoor_Non-CFL_Ltg | TRUE | 16 | 77.36% |  |  | 57.1414 | 15.5066 | 0.2854 | 11.5784 | 12.6281 | 17.1429 | 284.8655 | System | kWh | 0.039373 | -7.2138 | Commercial | System | Annual |  |  |  |  | Small Boilers (<100 MMBtu/hr Heat Input):Uncontrolled | 16 | 77.36% | 0% | 13141.2659 | 15157.0684 | 14462.7517 | 0 | 0 | 0 | 0 |  | 3285.3165 | 3285.3165 | 3285.3165 | 3285.3165 | 3789.2671 | 3789.2671 | 3789.2671 | 3789.2671 | 3615.6879 | 3615.6879 | 3615.6879 | 3615.6879 | 0 | 0 | 0 | 0 | 0 | 0 | 0 | 0 | 0 | 0 | 0 | 0 | 0 | 0 | 0 | 0 | 42761.086
SCE Total Roll-up E3 Calculator - No Carbon Adder | Linear Flourescents Interior (Downstream) | DEER 2008 or SCE Workpaper | System | NON_RES | DEER:Indoor_Non-CFL_Ltg | TRUE | 14.7 | 76.93% |  |  | 65.5102 | 12.0861 | 0.30094 | 0 | 0 | 53.1231 | 117.655 | System | kWh | 0.02917 | -1.7822 | Commercial | System | Annual |  |  |  |  | Small Boilers (<100 MMBtu/hr Heat Input):Uncontrolled | 14.7 | 76.93% | 0% | 520486.7482 | 689274.8507 | 617280.135 | 25 | 0 | 0 | 0 |  | 130121.687 | 130121.687 | 130121.687 | 130121.687 | 172318.7127 | 172318.7127 | 172318.7127 | 172318.7127 | 154320.0337 | 154320.0337 | 154320.0337 | 154320.0337 | 6.25 | 6.25 | 6.25 | 6.25 | 0 | 0 | 0 | 0 | 0 | 0 | 0 | 0 | 0 | 0 | 0 | 0 | 1827066.7338
SCE Total Roll-up E3 Calculator - No Carbon Adder | Linear Flourescents Interior (Direct Install) | DEER 2008 or SCE Workpaper | System | NON_RES | DEER:Indoor_Non-CFL_Ltg | TRUE | 14.8 | 85% |  |  | 64.4266 | 0 | 0 | 25.6092 | 38.8174 | 0 | 197.6209 | System | kWh | 0.03775 | -1.7822 | Commercial | System | Annual |  |  |  |  | Small Boilers (<100 MMBtu/hr Heat Input):Uncontrolled | 14.8 | 85% | 0% | 368515.2588 | 365675.2588 | 361415.2588 | 0 | 0 | 0 | 0 |  | 92128.8147 | 92128.8147 | 92128.8147 | 92128.8147 | 91418.8147 | 91418.8147 | 91418.8147 | 91418.8147 | 90353.8147 | 90353.8147 | 90353.8147 | 90353.8147 | 0 | 0 | 0 | 0 | 0 | 0 | 0 | 0 | 0 | 0 | 0 | 0 | 0 | 0 | 0 | 0 | 1095605.7763
SCE Total Roll-up E3 Calculator - No Carbon Adder | HID Interior | DEER 2008 or SCE Workpaper | System | NON_RES | DEER:Indoor_Non-CFL_Ltg | TRUE | 15 | 56.16% |  |  | 257.5365 | 48.0959 | 0 | 0 | 0 | 209.4405 | 507.5717 | System | kWh | 0.070403 | -4.8621 | Commercial | System | Annual |  |  |  |  | Small Boilers (<100 MMBtu/hr Heat Input):Uncontrolled | 15 | 56.16% | 0% | 415 | 851 | 1145 | 258 | 0 | 0 | 0 |  | 103.75 | 103.75 | 103.75 | 103.75 | 212.75 | 212.75 | 212.75 | 212.75 | 286.25 | 286.25 | 286.25 | 286.25 | 64.5 | 64.5 | 64.5 | 64.5 | 0 | 0 | 0 | 0 | 0 | 0 | 0 | 0 | 0 | 0 | 0 | 0 | 2669
SCE Total Roll-up E3 Calculator - No Carbon Adder | LED Interior | DEER 2008 or SCE Workpaper | System | NON_RES | DEER:Indoor_Non-CFL_Ltg | TRUE | 16 | 85% |  |  | 46.5228 | 0 | 0 | 18.6091 | 27.9137 | 0 | 229.6935 | System | kWh | 0.040625 | 0 | Commercial | System | Annual |  |  |  |  | Small Boilers (<100 MMBtu/hr Heat Input):Uncontrolled | 16 | 85% | 0% | 1268.7448 | 1268.7448 | 1268.7448 | 0 | 0 | 0 | 0 |  | 317.1862 | 317.1862 | 317.1862 | 317.1862 | 317.1862 | 317.1862 | 317.1862 | 317.1862 | 317.1862 | 317.1862 | 317.1862 | 317.1862 | 0 | 0 | 0 | 0 | 0 | 0 | 0 | 0 | 0 | 0 | 0 | 0 | 0 | 0 | 0 | 0 | 3806.2343
SCE Total Roll-up E3 Calculator - No Carbon Adder | Interior Controls (Downstream) | DEER 2008 or SCE Workpaper | System | NON_RES | DEER:Indoor_Non-CFL_Ltg | TRUE | 8 | 81.17% |  |  | 172.8554 | 19.4105 | 1.7502 | 0 | 0 | 151.6947 | 321.2274 | System | kWh | 0.11455 | -11.0577 | Commercial | System | Annual |  |  |  |  | Small Boilers (<100 MMBtu/hr Heat Input):Uncontrolled | 8 | 81.17% | 0% | 32483.2763 | 39706.0631 | 34939.7658 | 3 | 0 | 0 | 0 |  | 8120.8191 | 8120.8191 | 8120.8191 | 8120.8191 | 9926.5158 | 9926.5158 | 9926.5158 | 9926.5158 | 8734.9414 | 8734.9414 | 8734.9414 | 8734.9414 | 0.75 | 0.75 | 0.75 | 0.75 | 0 | 0 | 0 | 0 | 0 | 0 | 0 | 0 | 0 | 0 | 0 | 0 | 107132.1051
SCE Total Roll-up E3 Calculator - No Carbon Adder | Interior Controls (Direct Install) | DEER 2008 or SCE Workpaper | System | NON_RES | DEER:Indoor_Non-CFL_Ltg | TRUE | 8 | 84.13% |  |  | 75.9185 | 0 | 0 | 40.7489 | 35.1696 | 0 | 213.759 | System | kWh | 0.17617 | -11.0577 | Commercial | System | Annual |  |  |  |  | Small Boilers (<100 MMBtu/hr Heat Input):Uncontrolled | 8 | 84.13% | 0% | 2951.2319 | 2841.2319 | 2676.2319 | 0 | 0 | 0 | 0 |  | 737.808 | 737.808 | 737.808 | 737.808 | 710.308 | 710.308 | 710.308 | 710.308 | 669.058 | 669.058 | 669.058 | 669.058 | 0 | 0 | 0 | 0 | 0 | 0 | 0 | 0 | 0 | 0 | 0 | 0 | 0 | 0 | 0 | 0 | 8468.6957
SCE Total Roll-up E3 Calculator - No Carbon Adder | Interior Day Lighting | [16 empty] | System | #N/A | [21 empty] | 0 | 0 | 0 | 0 | 0 | 0 | 0 | 0 | 0 | 0 | 0 | 0 | 0 | 0 | 0 | 0 | 0 | 0 | 0 | 0 | 0 | 0 | 0 | 0 | 0 | 0 | 0 | 0 | 0
SCE Total Roll-up E3 Calculator - No Carbon Adder | Other Interior Lighting | DEER 2008 or SCE Workpaper | System | NON_RES | DEER:Indoor_Non-CFL_Ltg | TRUE | 13.8 | 76.69% |  |  | 129.1817 | 26.212 | 0.18634 | 0.95835 | 0.58163 | 101.2434 | 395.4015 | System | kWh | 0.08036 | -0.10762 | Commercial | System | Annual |  |  |  |  | Small Boilers (<100 MMBtu/hr Heat Input):Uncontrolled | 13.8 | 76.69% | 0% | 8443.4955 | 12757.2342 | 13082.2252 | 0 | 0 | 0 | 0 |  | 2110.8739 | 2110.8739 | 2110.8739 | 2110.8739 | 3189.3086 | 3189.3086 | 3189.3086 | 3189.3086 | 3270.5563 | 3270.5563 | 3270.5563 | 3270.5563 | 0 | 0 | 0 | 0 | 0 | 0 | 0 | 0 | 0 | 0 | 0 | 0 | 0 | 0 | 0 | 0 | 34282.955
SCE Total Roll-up E3 Calculator - No Carbon Adder | CFL Lamp Exterior | [16 empty] | System | #N/A | [21 empty] | 0 | 0 | 0 | 0 | 0 | 0 | 0 | 0 | 0 | 0 | 0 | 0 | 0 | 0 | 0 | 0 | 0 | 0 | 0 | 0 | 0 | 0 | 0 | 0 | 0 | 0 | 0 | 0 | 0
SCE Total Roll-up E3 Calculator - No Carbon Adder | CFL Fixture Exterior | DEER 2008 or SCE Workpaper | System | Misc._Commercial | Outdoor Lt | TRUE | 13.5 | 77% |  |  | 276.91 | 17 | 0 | 0 | 0 | 259.91 | 85.5579 | System | kW | 0 | 0 | Commercial | System | Annual |  |  |  |  | Small Boilers (<100 MMBtu/hr Heat Input):Uncontrolled | 13.5 | 77% | 0% | 328 | 344 | 382 | 0 | 0 | 0 | 0 |  | 82 | 82 | 82 | 82 | 86 | 86 | 86 | 86 | 95.5 | 95.5 | 95.5 | 95.5 | 0 | 0 | 0 | 0 | 0 | 0 | 0 | 0 | 0 | 0 | 0 | 0 | 0 | 0 | 0 | 0 | 1054
SCE Total Roll-up E3 Calculator - No Carbon Adder | Other Exterior Lighting | DEER 2008 or SCE Workpaper | System | Misc._Commercial | Outdoor Lt | TRUE | 15 | 76.91% |  |  | 86.2397 | 32.82 | 0 | 0 | 0 | 53.4197 | 636.8449 | System | kW | 4.1144e-05 | 0 | Commercial | System | Annual |  |  |  |  | Small Boilers (<100 MMBtu/hr Heat Input):Uncontrolled | 15 | 76.91% | 0% | 4192.9946 | 4425.4809 | 5016.47 | 0 | 0 | 0 | 0 |  | 1048.2486 | 1048.2486 | 1048.2486 | 1048.2486 | 1106.3702 | 1106.3702 | 1106.3702 | 1106.3702 | 1254.1175 | 1254.1175 | 1254.1175 | 1254.1175 | 0 | 0 | 0 | 0 | 0 | 0 | 0 | 0 | 0 | 0 | 0 | 0 | 0 | 0 | 0 | 0 | 13634.9455
SCE Total Roll-up E3 Calculator - No Carbon Adder | Process | [16 empty] | System | #N/A | [21 empty] | 0 | 0 | 0 | 0 | 0 | 0 | 0 | 0 | 0 | 0 | 0 | 0 | 0 | 0 | 0 | 0 | 0 | 0 | 0 | 0 | 0 | 0 | 0 | 0 | 0 | 0 | 0 | 0 | 0
SCE Total Roll-up E3 Calculator - No Carbon Adder | Compressed Air | DEER 2008 or SCE Workpaper | System | Industrial | Industrial | TRUE | 15 | 69.14% |  |  | 451.6698 | 113.686 | 0 | 0 | 0 | 337.9838 | 1421.0754 | System | kW | 0.094102 | 0 | Commercial | System | Annual |  |  |  |  | Small Boilers (<100 MMBtu/hr Heat Input):Uncontrolled | 15 | 69.14% | 0% | 2824.9393 | 3224.9393 | 5649.8786 | 0 | 0 | 0 | 0 |  | 706.2348 | 706.2348 | 706.2348 | 706.2348 | 806.2348 | 806.2348 | 806.2348 | 806.2348 | 1412.4697 | 1412.4697 | 1412.4697 | 1412.4697 | 0 | 0 | 0 | 0 | 0 | 0 | 0 | 0 | 0 | 0 | 0 | 0 | 0 | 0 | 0 | 0 | 11699.7572
SCE Total Roll-up E3 Calculator - No Carbon Adder | Controls | [16 empty] | System | #N/A | [21 empty] | 0 | 0 | 0 | 0 | 0 | 0 | 0 | 0 | 0 | 0 | 0 | 0 | 0 | 0 | 0 | 0 | 0 | 0 | 0 | 0 | 0 | 0 | 0 | 0 | 0 | 0 | 0 | 0 | 0
SCE Total Roll-up E3 Calculator - No Carbon Adder | VSD | DEER 2008 or SCE Workpaper | System | Industrial | Industrial | TRUE | 10.7 | 52.86% |  |  | 0.0099745 | 0.0070792 | 0 | 0 | 0 | 0.0028953 | 0.092237 | System | kW | 1.3833e-05 | 0 | Commercial | System | Annual |  |  |  |  | Small Boilers (<100 MMBtu/hr Heat Input):Uncontrolled | 10.7 | 52.86% | 0% | 41114689 | 98671557 | 138139027 | 34533819 | 0 | 0 | 0 |  | 10278672.25 | 10278672.25 | 10278672.25 | 10278672.25 | 24667889.25 | 24667889.25 | 24667889.25 | 24667889.25 | 34534756.75 | 34534756.75 | 34534756.75 | 34534756.75 | 8633454.75 | 8633454.75 | 8633454.75 | 8633454.75 | 0 | 0 | 0 | 0 | 0 | 0 | 0 | 0 | 0 | 0 | 0 | 0 | 312459092
SCE Total Roll-up E3 Calculator - No Carbon Adder | Oil Well Pump-Off Controllers | [16 empty] | System | #N/A | [21 empty] | 0 | 0 | 0 | 0 | 0 | 0 | 0 | 0 | 0 | 0 | 0 | 0 | 0 | 0 | 0 | 0 | 0 | 0 | 0 | 0 | 0 | 0 | 0 | 0 | 0 | 0 | 0 | 0 | 0
SCE Total Roll-up E3 Calculator - No Carbon Adder | Custom | DEER 2008 or SCE Workpaper | System | Industrial | Industrial | TRUE | 17.9 | 66.1% |  |  | 1129.7093 | 379.4891 | 0 | 0 | 0 | 750.2202 | 4743.6139 | System | kW | 0.59356 | 0 | Commercial | System | Annual |  |  |  |  | Small Boilers (<100 MMBtu/hr Heat Input):Uncontrolled | 17.9 | 66.1% | 0% | 225.6288 | 3526.8257 | 451.2575 | 0 | 0 | 0 | 0 |  | 56.4072 | 56.4072 | 56.4072 | 56.4072 | 881.7064 | 881.7064 | 881.7064 | 881.7064 | 112.8144 | 112.8144 | 112.8144 | 112.8144 | 0 | 0 | 0 | 0 | 0 | 0 | 0 | 0 | 0 | 0 | 0 | 0 | 0 | 0 | 0 | 0 | 4203.712
SCE Total Roll-up E3 Calculator - No Carbon Adder | Cooling & Motors | DEER 2008 or SCE Workpaper | System | Misc._Commercial | New_AC-Ret | TRUE | 15 | 69.94% |  |  | 209.9543 | 31.0766 | 0 | 0 | 0 | 178.8777 | 443.929 | System | kW | 0.069793 | 0 | Commercial | System | Annual |  |  |  |  | Small Boilers (<100 MMBtu/hr Heat Input):Uncontrolled | 15 | 69.94% | 0% | 3198.9695 | 3312.9695 | 6306.9391 | 26 | 0 | 0 | 0 |  | 799.7424 | 799.7424 | 799.7424 | 799.7424 | 828.2424 | 828.2424 | 828.2424 | 828.2424 | 1576.7348 | 1576.7348 | 1576.7348 | 1576.7348 | 6.5 | 6.5 | 6.5 | 6.5 | 0 | 0 | 0 | 0 | 0 | 0 | 0 | 0 | 0 | 0 | 0 | 0 | 12844.8782
SCE Total Roll-up E3 Calculator - No Carbon Adder | Pumps & Vacuum | DEER 2008 or SCE Workpaper | System | Industrial | Industrial | TRUE | 15 | 67.29% |  |  | 288.36 | 128.16 | 0 | 0 | 0 | 160.2 | 1602 | System | kW | 0.18799 | 0 | Commercial | System | Annual |  |  |  |  | Small Boilers (<100 MMBtu/hr Heat Input):Uncontrolled | 15 | 67.29% | 0% | 1655.106 | 1655.106 | 3312.2119 | 0 | 0 | 0 | 0 |  | 413.7765 | 413.7765 | 413.7765 | 413.7765 | 413.7765 | 413.7765 | 413.7765 | 413.7765 | 828.053 | 828.053 | 828.053 | 828.053 | 0 | 0 | 0 | 0 | 0 | 0 | 0 | 0 | 0 | 0 | 0 | 0 | 0 | 0 | 0 | 0 | 6622.4239
SCE Total Roll-up E3 Calculator - No Carbon Adder | Water Heating | [16 empty] | System | #N/A | [21 empty] | 0 | 0 | 0 | 0 | 0 | 0 | 0 | 0 | 0 | 0 | 0 | 0 | 0 | 0 | 0 | 0 | 0 | 0 | 0 | 0 | 0 | 0 | 0 | 0 | 0 | 0 | 0 | 0 | 0
SCE Total Roll-up E3 Calculator - No Carbon Adder | Efficiency | DEER 2008 or SCE Workpaper | System | Misc._Commercial | DHW HtPmp | TRUE | 10 | 50% |  |  | 800.151 | 27.399 | 0 | 0 | 0 | 772.752 | 342.4878 | System | kW | 0.12233 | 0 | Commercial | System | Annual |  |  |  |  | Small Boilers (<100 MMBtu/hr Heat Input):Uncontrolled | 10 | 50% | 0% | 450 | 1350 | 0 | 0 | 0 | 0 | 0 |  | 112.5 | 112.5 | 112.5 | 112.5 | 337.5 | 337.5 | 337.5 | 337.5 | 0 | 0 | 0 | 0 | 0 | 0 | 0 | 0 | 0 | 0 | 0 | 0 | 0 | 0 | 0 | 0 | 0 | 0 | 0 | 0 | 1800
SCE Total Roll-up E3 Calculator - No Carbon Adder | Use Reduction | [16 empty] | System | #N/A | [21 empty] | 0 | 0 | 0 | 0 | 0 | 0 | 0 | 0 | 0 | 0 | 0 | 0 | 0 | 0 | 0 | 0 | 0 | 0 | 0 | 0 | 0 | 0 | 0 | 0 | 0 | 0 | 0 | 0 | 0
SCE Total Roll-up E3 Calculator - No Carbon Adder | CUSTOMIZED MEASURES | [16 empty] | System | #N/A | [21 empty] | 0 | 0 | 0 | 0 | 0 | 0 | 0 | 0 | 0 | 0 | 0 | 0 | 0 | 0 | 0 | 0 | 0 | 0 | 0 | 0 | 0 | 0 | 0 | 0 | 0 | 0 | 0 | 0 | 0
SCE Total Roll-up E3 Calculator - No Carbon Adder | HVAC | [16 empty] | System | #N/A | [21 empty] | 0 | 0 | 0 | 0 | 0 | 0 | 0 | 0 | 0 | 0 | 0 | 0 | 0 | 0 | 0 | 0 | 0 | 0 | 0 | 0 | 0 | 0 | 0 | 0 | 0 | 0 | 0 | 0 | 0
SCE Total Roll-up E3 Calculator - No Carbon Adder | Chillers | DEER 2008 or SCE Workpaper | System | NON_RES | DEER:HVAC_Chillers | TRUE | 19.6 | 68.06% |  |  | 0.91907 | 0.13912 | 0 | 0.0069617 | 0 | 0.77299 | 0.90665 | System | kWh | 0.00040095 | -0.029623 | Commercial | System | Annual |  |  |  |  | Small Boilers (<100 MMBtu/hr Heat Input):Uncontrolled | 19.6 | 68.06% | 0% | 17468139.7924 | 19887115.7423 | 19032417.096 | 2302621.7147 | 904088.3342 | 112926.6523 | 22585.3305 |  | 4367034.9481 | 4367034.9481 | 4367034.9481 | 4367034.9481 | 4971778.9356 | 4971778.9356 | 4971778.9356 | 4971778.9356 | 4758104.274 | 4758104.274 | 4758104.274 | 4758104.274 | 575655.4287 | 575655.4287 | 575655.4287 | 575655.4287 | 226022.0836 | 226022.0836 | 226022.0836 | 226022.0836 | 28231.6631 | 28231.6631 | 28231.6631 | 28231.6631 | 5646.3326 | 5646.3326 | 5646.3326 | 5646.3326 | 59729894.6623
SCE Total Roll-up E3 Calculator - No Carbon Adder | Controls & VSDs | DEER 2008 or SCE Workpaper | System | Misc._Commercial | New_AC-Ret | TRUE | 14.9 | 67.43% |  |  | 0.28808 | 0.14116 | 0 | 0 | 0 | 0.14691 | 0.8976 | System | kW | 0.0001106 | -0.029623 | Commercial | System | Annual |  |  |  |  | Small Boilers (<100 MMBtu/hr Heat Input):Uncontrolled | 14.9 | 67.43% | 0% | 15349069.3663 | 21416564.8299 | 20711071.97 | 1686472.2655 | 562157.4218 | 0 | 0 |  | 3837267.3416 | 3837267.3416 | 3837267.3416 | 3837267.3416 | 5354141.2075 | 5354141.2075 | 5354141.2075 | 5354141.2075 | 5177767.9925 | 5177767.9925 | 5177767.9925 | 5177767.9925 | 421618.0664 | 421618.0664 | 421618.0664 | 421618.0664 | 140539.3555 | 140539.3555 | 140539.3555 | 140539.3555 | 0 | 0 | 0 | 0 | 0 | 0 | 0 | 0 | 59725335.8535
SCE Total Roll-up E3 Calculator - No Carbon Adder | Cool Roofs | DEER 2008 or SCE Workpaper | System | Misc._Commercial | New_AC-Ret | TRUE | 15 | 64% |  |  | 6.596 | 0.14442 | 0 | 0 | 0 | 6.4516 | 0.78957 | System | kW | 0.00043032 | -0.029623 | Commercial | System | Annual |  |  |  |  | Small Boilers (<100 MMBtu/hr Heat Input):Uncontrolled | 15 | 64% | 0% | 372176.9902 | 381481.4149 | 391018.4503 | 140905.4213 | 46968.4738 | 0 | 0 |  | 93044.2475 | 93044.2475 | 93044.2475 | 93044.2475 | 95370.3537 | 95370.3537 | 95370.3537 | 95370.3537 | 97754.6126 | 97754.6126 | 97754.6126 | 97754.6126 | 35226.3553 | 35226.3553 | 35226.3553 | 35226.3553 | 11742.1184 | 11742.1184 | 11742.1184 | 11742.1184 | 0 | 0 | 0 | 0 | 0 | 0 | 0 | 0 | 1332550.7504
SCE Total Roll-up E3 Calculator - No Carbon Adder | Cooling Towers | DEER 2008 or SCE Workpaper | System | Misc._Commercial | New_AC-Ret | TRUE | 14.7 | 64% |  |  | 0.98016 | 0.14895 | 0 | 0 | 0 | 0.83122 | 0.78961 | System | kW | 0.0003856 | 0 | Commercial | System | Annual |  |  |  |  | Small Boilers (<100 MMBtu/hr Heat Input):Uncontrolled | 14.7 | 64% | 0% | 4016552.5247 | 4645949.7472 | 4597903.5141 | 593452.2721 | 197817.424 | 0 | 0 |  | 1004138.1312 | 1004138.1312 | 1004138.1312 | 1004138.1312 | 1161487.4368 | 1161487.4368 | 1161487.4368 | 1161487.4368 | 1149475.8785 | 1149475.8785 | 1149475.8785 | 1149475.8785 | 148363.068 | 148363.068 | 148363.068 | 148363.068 | 49454.356 | 49454.356 | 49454.356 | 49454.356 | 0 | 0 | 0 | 0 | 0 | 0 | 0 | 0 | 14051675.4822
SCE Total Roll-up E3 Calculator - No Carbon Adder | Fans | DEER 2008 or SCE Workpaper | System | Misc._Commercial | New_AC-Ret | TRUE | 15 | 64% |  |  | 0.25358 | 0.11561 | 0 | 0 | 0 | 0.13797 | 0.78988 | System | kW | 0.00012342 | 0 | Commercial | System | Annual |  |  |  |  | Small Boilers (<100 MMBtu/hr Heat Input):Uncontrolled | 15 | 64% | 0% | 176427.5625 | 201631.5 | 126019.6875 | 0 | 0 | 0 | 0 |  | 44106.8906 | 44106.8906 | 44106.8906 | 44106.8906 | 50407.875 | 50407.875 | 50407.875 | 50407.875 | 31504.9219 | 31504.9219 | 31504.9219 | 31504.9219 | 0 | 0 | 0 | 0 | 0 | 0 | 0 | 0 | 0 | 0 | 0 | 0 | 0 | 0 | 0 | 0 | 504078.75
SCE Total Roll-up E3 Calculator - No Carbon Adder | HVAC Other | DEER 2008 or SCE Workpaper | System | Misc._Commercial | New_AC-Ret | TRUE | 14.1 | 70.54% |  |  | 0.65717 | 0.1735 | 0.0028937 | 0.0021498 | 0.00068748 | 0.47793 | 1.0764 | System | kW | 0.0002605 | 0 | Commercial | System | Annual |  |  |  |  | Small Boilers (<100 MMBtu/hr Heat Input):Uncontrolled | 14.1 | 70.54% | 0% | 18960279.0332 | 36442043.4065 | 27485350.8016 | 1412932.0254 | 998874.5468 | 434293.2812 | 86858.6562 |  | 4740069.7583 | 4740069.7583 | 4740069.7583 | 4740069.7583 | 9110510.8516 | 9110510.8516 | 9110510.8516 | 9110510.8516 | 6871337.7004 | 6871337.7004 | 6871337.7004 | 6871337.7004 | 353233.0064 | 353233.0064 | 353233.0064 | 353233.0064 | 249718.6367 | 249718.6367 | 249718.6367 | 249718.6367 | 108573.3203 | 108573.3203 | 108573.3203 | 108573.3203 | 21714.6641 | 21714.6641 | 21714.6641 | 21714.6641 | 85820631.7509
SCE Total Roll-up E3 Calculator - No Carbon Adder | New AC Equipment: packaged, split, etc. | DEER 2008 or SCE Workpaper | System | NON_RES | DEER:HVAC_Split-Package_AC | TRUE | 15 | 66.64% |  |  | 2.6418 | 0.11653 | 0 | 0 | 0 | 2.5253 | 0.87003 | System | kWh | 0.00034674 | -0.0017258 | Commercial | System | Annual |  |  |  |  | Small Boilers (<100 MMBtu/hr Heat Input):Uncontrolled | 15 | 66.64% | 0% | 2318296.2488 | 2804592.6528 | 3193256.5666 | 595206.7959 | 198402.2653 | 0 | 0 |  | 579574.0622 | 579574.0622 | 579574.0622 | 579574.0622 | 701148.1632 | 701148.1632 | 701148.1632 | 701148.1632 | 798314.1416 | 798314.1416 | 798314.1416 | 798314.1416 | 148801.699 | 148801.699 | 148801.699 | 148801.699 | 49600.5663 | 49600.5663 | 49600.5663 | 49600.5663 | 0 | 0 | 0 | 0 | 0 | 0 | 0 | 0 | 9109754.5293
SCE Total Roll-up E3 Calculator - No Carbon Adder | Other Ventilation | DEER 2008 or SCE Workpaper | System | Misc._Commercial | New_AC-Ret | TRUE | 13.4 | 66.97% |  |  | 0.46883 | 0.21318 | 0 | 0 | 0 | 0.25565 | 0.96118 | System | kW | 6.6513e-05 | 0 | Commercial | System | Annual |  |  |  |  | Small Boilers (<100 MMBtu/hr Heat Input):Uncontrolled | 13.4 | 66.97% | 0% | 741018.2581 | 968573.0325 | 1001136.936 | 0 | 0 | 0 | 0 |  | 185254.5645 | 185254.5645 | 185254.5645 | 185254.5645 | 242143.2581 | 242143.2581 | 242143.2581 | 242143.2581 | 250284.234 | 250284.234 | 250284.234 | 250284.234 | 0 | 0 | 0 | 0 | 0 | 0 | 0 | 0 | 0 | 0 | 0 | 0 | 0 | 0 | 0 | 0 | 2710728.2267
SCE Total Roll-up E3 Calculator - No Carbon Adder | RCA | DEER 2008 or SCE Workpaper | System | NON_RES | DEER:HVAC_Refrig_Charge | TRUE | [11 empty] | System | kWh |  | -0.0017258 | [19 empty] | 0 | 0 | 0 | 0 | 0 | 0 | 0 | 0 | 0 | 0 | 0 | 0 | 0 | 0 | 0 | 0 | 0 | 0 | 0 | 0 | 0 | 0 | 0 | 0 | 0 | 0 | 0 | 0 | 0
SCE Total Roll-up E3 Calculator - No Carbon Adder | Retrocommissioing | DEER 2008 or SCE Workpaper | System | Misc._Commercial | New_AC-Ret | TRUE | 8.8 | 80.45% |  |  | 0.45461 | 0.1618 | 0.054027 | 0.005779 | 0 | 0.233 | 1.2627 | System | kW | 1.7169e-05 | -0.029623 | Commercial | System | Annual |  |  |  |  | Small Boilers (<100 MMBtu/hr Heat Input):Uncontrolled | 8.8 | 80.45% | 0% | 10981290.3117 | 28868064.0601 | 47501117.4755 | 2443180.0986 | 1571358.9373 | 0 | 0 |  | 2745322.5779 | 2745322.5779 | 2745322.5779 | 2745322.5779 | 7217016.015 | 7217016.015 | 7217016.015 | 7217016.015 | 11875279.3689 | 11875279.3689 | 11875279.3689 | 11875279.3689 | 610795.0246 | 610795.0246 | 610795.0246 | 610795.0246 | 392839.7343 | 392839.7343 | 392839.7343 | 392839.7343 | 0 | 0 | 0 | 0 | 0 | 0 | 0 | 0 | 91365010.8831
SCE Total Roll-up E3 Calculator - No Carbon Adder | Space Conditioning | DEER 2008 or SCE Workpaper | System | Misc._Commercial | New_AC-Ret | TRUE | 14.4 | 63.95% |  |  | 0.76231 | 0.12147 | 0 | 0 | 0 | 0.64084 | 0.80967 | System | kW | 0.00021601 | -0.0017258 | Commercial | System | Annual |  |  |  |  | Small Boilers (<100 MMBtu/hr Heat Input):Uncontrolled | 14.4 | 63.95% | 0% | 15179036.5175 | 16393742.7634 | 19455225.6745 | 7670871.0585 | 1884427.4242 | 0 | 0 |  | 3794759.1294 | 3794759.1294 | 3794759.1294 | 3794759.1294 | 4098435.6909 | 4098435.6909 | 4098435.6909 | 4098435.6909 | 4863806.4186 | 4863806.4186 | 4863806.4186 | 4863806.4186 | 1917717.7646 | 1917717.7646 | 1917717.7646 | 1917717.7646 | 471106.8561 | 471106.8561 | 471106.8561 | 471106.8561 | 0 | 0 | 0 | 0 | 0 | 0 | 0 | 0 | 60583303.438
SCE Total Roll-up E3 Calculator - No Carbon Adder | Exterior Lighting | [16 empty] | System | #N/A | [21 empty] | 0 | 0 | 0 | 0 | 0 | 0 | 0 | 0 | 0 | 0 | 0 | 0 | 0 | 0 | 0 | 0 | 0 | 0 | 0 | 0 | 0 | 0 | 0 | 0 | 0 | 0 | 0 | 0 | 0
SCE Total Roll-up E3 Calculator - No Carbon Adder | Customized Exterior Lighting | DEER 2008 or SCE Workpaper | System | Misc._Commercial | Outdoor Lt | TRUE | 15 | 66.78% |  |  | 0.3986 | 0.10823 | 0 | 0 | 0 | 0.29038 | 0.87009 | System | kW | 0 | 0 | Commercial | System | Annual |  |  |  |  | Small Boilers (<100 MMBtu/hr Heat Input):Uncontrolled | 15 | 66.78% | 0% | 3430003.1418 | 4367000.9002 | 4567240.3663 | 932865.0821 | 334371.3745 | 15965.6912 | 3193.1382 |  | 857500.7854 | 857500.7854 | 857500.7854 | 857500.7854 | 1091750.225 | 1091750.225 | 1091750.225 | 1091750.225 | 1141810.0916 | 1141810.0916 | 1141810.0916 | 1141810.0916 | 233216.2705 | 233216.2705 | 233216.2705 | 233216.2705 | 83592.8436 | 83592.8436 | 83592.8436 | 83592.8436 | 3991.4228 | 3991.4228 | 3991.4228 | 3991.4228 | 798.2846 | 798.2846 | 798.2846 | 798.2846 | 13650639.6943
SCE Total Roll-up E3 Calculator - No Carbon Adder | Exterior Lighting Controls | DEER 2008 or SCE Workpaper | System | Misc._Commercial | Outdoor Lt | TRUE | 14.9 | 70% |  |  | 0.070211 | 0.21431 | 0 | 0 | 0 | -0.1441 | 1.0183 | System | kW | 0 | 0 | Commercial | System | Annual |  |  |  |  | Small Boilers (<100 MMBtu/hr Heat Input):Uncontrolled | 14.9 | 70% | 0% | 352391 | 704777 | 704777 | 0 | 0 | 0 | 0 |  | 88097.75 | 88097.75 | 88097.75 | 88097.75 | 176194.25 | 176194.25 | 176194.25 | 176194.25 | 176194.25 | 176194.25 | 176194.25 | 176194.25 | 0 | 0 | 0 | 0 | 0 | 0 | 0 | 0 | 0 | 0 | 0 | 0 | 0 | 0 | 0 | 0 | 1761945
SCE Total Roll-up E3 Calculator - No Carbon Adder | Interior Lighting | [16 empty] | System | #N/A | [21 empty] | 0 | 0 | 0 | 0 | 0 | 0 | 0 | 0 | 0 | 0 | 0 | 0 | 0 | 0 | 0 | 0 | 0 | 0 | 0 | 0 | 0 | 0 | 0 | 0 | 0 | 0 | 0 | 0 | 0
SCE Total Roll-up E3 Calculator - No Carbon Adder | Customized Interior Lighting | DEER 2008 or SCE Workpaper | System | NON_RES | DEER:Indoor_Non-CFL_Ltg | TRUE | 13.8 | 66.51% |  |  | 0.46353 | 0.14182 | 0 | 0.00054735 | 0 | 0.32116 | 1.0404 | System | kWh | 0.00019314 | -0.029623 | Commercial | System | Annual |  |  |  |  | Small Boilers (<100 MMBtu/hr Heat Input):Uncontrolled | 13.8 | 66.51% | 0% | 16342058.2397 | 30484495.9012 | 32587280.1021 | 5997881.7 | 0 | 0 | 0 |  | 4085514.5599 | 4085514.5599 | 4085514.5599 | 4085514.5599 | 7621123.9753 | 7621123.9753 | 7621123.9753 | 7621123.9753 | 8146820.0255 | 8146820.0255 | 8146820.0255 | 8146820.0255 | 1499470.425 | 1499470.425 | 1499470.425 | 1499470.425 | 0 | 0 | 0 | 0 | 0 | 0 | 0 | 0 | 0 | 0 | 0 | 0 | 85411715.943
SCE Total Roll-up E3 Calculator - No Carbon Adder | Daylighting | DEER 2008 or SCE Workpaper | System | NON_RES | DEER:Indoor_Non-CFL_Ltg | TRUE | 8 | 65.04% |  |  | 0.20905 | 0.089698 | 0 | 0.0022838 | 0 | 0.11707 | 0.99974 | System | kWh | 0.00030343 | -0.029623 | Commercial | System | Annual |  |  |  |  | Small Boilers (<100 MMBtu/hr Heat Input):Uncontrolled | 8 | 65.04% | 0% | 2798083.3732 | 4442334.9377 | 4352877.7605 | 3124111.8227 | 2417912.7461 | 1051266.4113 | 210253.2823 |  | 699520.8433 | 699520.8433 | 699520.8433 | 699520.8433 | 1110583.7344 | 1110583.7344 | 1110583.7344 | 1110583.7344 | 1088219.4401 | 1088219.4401 | 1088219.4401 | 1088219.4401 | 781027.9557 | 781027.9557 | 781027.9557 | 781027.9557 | 604478.1865 | 604478.1865 | 604478.1865 | 604478.1865 | 262816.6028 | 262816.6028 | 262816.6028 | 262816.6028 | 52563.3206 | 52563.3206 | 52563.3206 | 52563.3206 | 18396840.3338
SCE Total Roll-up E3 Calculator - No Carbon Adder | Interior Lighting System Modification | DEER 2008 or SCE Workpaper | System | NON_RES | DEER:Indoor_Non-CFL_Ltg | TRUE | 15 | 63.99% |  |  | 0.19104 | 0.085739 | 0 | 0 | 0 | 0.1053 | 0.7899 | System | kWh | 0.00020356 | -0.029623 | Commercial | System | Annual |  |  |  |  | Small Boilers (<100 MMBtu/hr Heat Input):Uncontrolled | 15 | 63.99% | 0% | 10820584.013 | 11095009.6384 | 11373700.9559 | 4094547.2807 | 1363516.3559 | 0 | 0 |  | 2705146.0033 | 2705146.0033 | 2705146.0033 | 2705146.0033 | 2773752.4096 | 2773752.4096 | 2773752.4096 | 2773752.4096 | 2843425.239 | 2843425.239 | 2843425.239 | 2843425.239 | 1023636.8202 | 1023636.8202 | 1023636.8202 | 1023636.8202 | 340879.089 | 340879.089 | 340879.089 | 340879.089 | 0 | 0 | 0 | 0 | 0 | 0 | 0 | 0 | 38747358.244
SCE Total Roll-up E3 Calculator - No Carbon Adder | Interior Lighting System Replacement | DEER 2008 or SCE Workpaper | System | NON_RES | DEER:Indoor_Non-CFL_Ltg | TRUE | 15 | 66.39% |  |  | 0.22702 | 0.073391 | 0 | 0 | 0 | 0.15363 | 0.86245 | System | kWh | 0.00018378 | -0.029623 | Commercial | System | Annual |  |  |  |  | Small Boilers (<100 MMBtu/hr Heat Input):Uncontrolled | 15 | 66.39% | 0% | 51763453.8706 | 61811266.0881 | 70063395.4748 | 13795299.6961 | 4589367.4279 | 0 | 0 |  | 12940863.4677 | 12940863.4677 | 12940863.4677 | 12940863.4677 | 15452816.522 | 15452816.522 | 15452816.522 | 15452816.522 | 17515848.8687 | 17515848.8687 | 17515848.8687 | 17515848.8687 | 3448824.924 | 3448824.924 | 3448824.924 | 3448824.924 | 1147341.857 | 1147341.857 | 1147341.857 | 1147341.857 | 0 | 0 | 0 | 0 | 0 | 0 | 0 | 0 | 202022782.5574
SCE Total Roll-up E3 Calculator - No Carbon Adder | Interior Controls | DEER 2008 or SCE Workpaper | System | NON_RES | DEER:Indoor_Non-CFL_Ltg | TRUE | 8.4 | 64.5% |  |  | 0.82193 | 0.087284 | 0 | 0 | 0 | 0.73465 | 0.81514 | System | kWh | 9.6487e-05 | -0.029623 | Commercial | System | Annual |  |  |  |  | Small Boilers (<100 MMBtu/hr Heat Input):Uncontrolled | 8.4 | 64.5% | 0% | 8447825.8338 | 9620931.1916 | 10067086.884 | 2860840.2708 | 941710.8922 | 0 | 0 |  | 2111956.4584 | 2111956.4584 | 2111956.4584 | 2111956.4584 | 2405232.7979 | 2405232.7979 | 2405232.7979 | 2405232.7979 | 2516771.721 | 2516771.721 | 2516771.721 | 2516771.721 | 715210.0677 | 715210.0677 | 715210.0677 | 715210.0677 | 235427.7231 | 235427.7231 | 235427.7231 | 235427.7231 | 0 | 0 | 0 | 0 | 0 | 0 | 0 | 0 | 31938395.0723
SCE Total Roll-up E3 Calculator - No Carbon Adder | LED Interior | DEER 2008 or SCE Workpaper | System | NON_RES | DEER:Indoor_Non-CFL_Ltg | TRUE | 16 | 64% |  |  | 0.1038 | 0.084481 | 0 | 0 | 0 | 0.019317 | 0.78989 | System | kWh | 0.00011448 | 0 | Commercial | System | Annual |  |  |  |  | Small Boilers (<100 MMBtu/hr Heat Input):Uncontrolled | 16 | 64% | 0% | 12321.7855 | 43126.2493 | 67769.8203 | 0 | 0 | 0 | 0 |  | 3080.4464 | 3080.4464 | 3080.4464 | 3080.4464 | 10781.5623 | 10781.5623 | 10781.5623 | 10781.5623 | 16942.4551 | 16942.4551 | 16942.4551 | 16942.4551 | 0 | 0 | 0 | 0 | 0 | 0 | 0 | 0 | 0 | 0 | 0 | 0 | 0 | 0 | 0 | 0 | 123217.8551
SCE Total Roll-up E3 Calculator - No Carbon Adder | SBD - Light Power Density | DEER 2008 or SCE Workpaper | System | NON_RES | DEER:Indoor_Non-CFL_Ltg | TRUE | 14.6 | 78.96% |  |  | 0.19967 | 0.086806 | 0 | 0.0036714 | 0 | 0.10919 | 0.99979 | System | kWh | 0.00025307 | -0.029623 | Commercial | System | Annual |  |  |  |  | Small Boilers (<100 MMBtu/hr Heat Input):Uncontrolled | 14.6 | 78.96% | 0% | 7068107.0489 | 10449843.9193 | 10731401.6407 | 7397945.9917 | 5754132.9869 | 2501796.9508 | 500359.3902 |  | 1767026.7622 | 1767026.7622 | 1767026.7622 | 1767026.7622 | 2612460.9798 | 2612460.9798 | 2612460.9798 | 2612460.9798 | 2682850.4102 | 2682850.4102 | 2682850.4102 | 2682850.4102 | 1849486.4979 | 1849486.4979 | 1849486.4979 | 1849486.4979 | 1438533.2467 | 1438533.2467 | 1438533.2467 | 1438533.2467 | 625449.2377 | 625449.2377 | 625449.2377 | 625449.2377 | 125089.8475 | 125089.8475 | 125089.8475 | 125089.8475 | 44403587.9285
SCE Total Roll-up E3 Calculator - No Carbon Adder | Refrigeration | DEER 2008 or SCE Workpaper | System | Misc._Commercial | Refrigeration | TRUE | 15.1 | 65.48% |  |  | 0.43907 | 0.14898 | 0 | 0 | 0 | 0.2901 | 0.8346 | System | kW | 0.0001167 | -0.027458 | Commercial | System | Annual |  |  |  |  | Small Boilers (<100 MMBtu/hr Heat Input):Uncontrolled | 15.1 | 65.48% | 0% | 10007660.2775 | 11273297.1903 | 8788425.1768 | 1582763.065 | 523636.6142 | 0 | 0 |  | 2501915.0694 | 2501915.0694 | 2501915.0694 | 2501915.0694 | 2818324.2976 | 2818324.2976 | 2818324.2976 | 2818324.2976 | 2197106.2942 | 2197106.2942 | 2197106.2942 | 2197106.2942 | 395690.7663 | 395690.7663 | 395690.7663 | 395690.7663 | 130909.1536 | 130909.1536 | 130909.1536 | 130909.1536 | 0 | 0 | 0 | 0 | 0 | 0 | 0 | 0 | 32175782.3238
SCE Total Roll-up E3 Calculator - No Carbon Adder | Process | [16 empty] | System | #N/A | [21 empty] | 0 | 0 | 0 | 0 | 0 | 0 | 0 | 0 | 0 | 0 | 0 | 0 | 0 | 0 | 0 | 0 | 0 | 0 | 0 | 0 | 0 | 0 | 0 | 0 | 0 | 0 | 0 | 0 | 0
SCE Total Roll-up E3 Calculator - No Carbon Adder | Compressed Air | DEER 2008 or SCE Workpaper | System | Industrial | Industrial | TRUE | 15 | 63.73% |  |  | 0.3203 | 0.10948 | 0 | 0 | 0 | 0.21081 | 0.7899 | System | kW | 0.0001016 | 0 | Commercial | [6 empty] | Small Boilers (<100 MMBtu/hr Heat Input):Uncontrolled | 15 | 63.73% | 0% | 14611459.7347 | 15940011.8772 | 6456869.8896 | 47269.8951 | 0 | 0 | 0 |  | 3652864.9337 | 3652864.9337 | 3652864.9337 | 3652864.9337 | 3985002.9693 | 3985002.9693 | 3985002.9693 | 3985002.9693 | 1614217.4724 | 1614217.4724 | 1614217.4724 | 1614217.4724 | 11817.4738 | 11817.4738 | 11817.4738 | 11817.4738 | 0 | 0 | 0 | 0 | 0 | 0 | 0 | 0 | 0 | 0 | 0 | 0 | 37055611.3966
SCE Total Roll-up E3 Calculator - No Carbon Adder | Controls | DEER 2008 or SCE Workpaper | System | Industrial | Industrial | TRUE | 15 | 64% |  |  | 0.36874 | 0.13401 | 0 | 0 | 0 | 0.23473 | 1.1208 | System | kW | 0.000122 | 0 | Commercial | System | Annual |  |  |  |  | Small Boilers (<100 MMBtu/hr Heat Input):Uncontrolled | 15 | 64% | 0% | 8824726.0969 | 8824726.0969 | 2 | 0 | 0 | 0 | 0 |  | 2206181.5242 | 2206181.5242 | 2206181.5242 | 2206181.5242 | 2206181.5242 | 2206181.5242 | 2206181.5242 | 2206181.5242 | 0.5 | 0.5 | 0.5 | 0.5 | 0 | 0 | 0 | 0 | 0 | 0 | 0 | 0 | 0 | 0 | 0 | 0 | 0 | 0 | 0 | 0 | 17649454.1938
SCE Total Roll-up E3 Calculator - No Carbon Adder | Cooling & Motors | DEER 2008 or SCE Workpaper | System | Misc._Commercial | New_AC-Ret | TRUE | 15 | 64.27% |  |  | 0.58594 | 0.12648 | 0 | 0.0020339 | 0 | 0.45742 | 0.82691 | System | kW | 0.00022711 | 0 | Commercial | System | Annual |  |  |  |  | Small Boilers (<100 MMBtu/hr Heat Input):Uncontrolled | 15 | 64.27% | 0% | 10951816.1552 | 13352003.6167 | 13058866.7008 | 1409001.6076 | 458824.4832 | 0 | 0 |  | 2737954.0388 | 2737954.0388 | 2737954.0388 | 2737954.0388 | 3338000.9042 | 3338000.9042 | 3338000.9042 | 3338000.9042 | 3264716.6752 | 3264716.6752 | 3264716.6752 | 3264716.6752 | 352250.4019 | 352250.4019 | 352250.4019 | 352250.4019 | 114706.1208 | 114706.1208 | 114706.1208 | 114706.1208 | 0 | 0 | 0 | 0 | 0 | 0 | 0 | 0 | 39230512.5634
SCE Total Roll-up E3 Calculator - No Carbon Adder | Custom | DEER 2008 or SCE Workpaper | System | Industrial | Industrial | TRUE | 14.6 | 64.06% |  |  | 0.48582 | 0.1084 | 9.9293e-05 | 5.9661e-07 | 0 | 0.37732 | 0.83843 | System | kW | 0.00010752 | 0 | Commercial | System | Annual |  |  |  |  | Small Boilers (<100 MMBtu/hr Heat Input):Uncontrolled | 14.6 | 64.06% | 0% | 137440054.8128 | 157049003.5652 | 164640239.7093 | 63920376.5675 | 23991581.3626 | 5071352.5423 | 1014270.5085 |  | 34360013.7032 | 34360013.7032 | 34360013.7032 | 34360013.7032 | 39262250.8913 | 39262250.8913 | 39262250.8913 | 39262250.8913 | 41160059.9273 | 41160059.9273 | 41160059.9273 | 41160059.9273 | 15980094.1419 | 15980094.1419 | 15980094.1419 | 15980094.1419 | 5997895.3407 | 5997895.3407 | 5997895.3407 | 5997895.3407 | 1267838.1356 | 1267838.1356 | 1267838.1356 | 1267838.1356 | 253567.6271 | 253567.6271 | 253567.6271 | 253567.6271 | 553126879.0681
SCE Total Roll-up E3 Calculator - No Carbon Adder | Oil Well Pump-Off Controllers | DEER 2008 or SCE Workpaper | System | Industrial | Industrial | TRUE | 15 | 64% |  |  | 0.058665 | 0.10113 | 0 | 0 | 0 | -0.042464 | 0.78991 | System | kW | 8.7996e-05 | 0 | Commercial | System | Annual |  |  |  |  | Small Boilers (<100 MMBtu/hr Heat Input):Uncontrolled | 15 | 64% | 0% | 7520109.3878 | 7520109.3878 | 0 | 0 | 0 | 0 | 0 |  | 1880027.3469 | 1880027.3469 | 1880027.3469 | 1880027.3469 | 1880027.3469 | 1880027.3469 | 1880027.3469 | 1880027.3469 | 0 | 0 | 0 | 0 | 0 | 0 | 0 | 0 | 0 | 0 | 0 | 0 | 0 | 0 | 0 | 0 | 0 | 0 | 0 | 0 | 15040218.7756
SCE Total Roll-up E3 Calculator - No Carbon Adder | Pumps & Vacuums | DEER 2008 or SCE Workpaper | System | Industrial | Industrial | TRUE | 11.9 | 55.63% |  |  | 0.42084 | 0.10434 | 0 | 0 | 0 | 0.3165 | 0.78989 | System | kW | 0.0001126 | 0 | Commercial | System | Annual |  |  |  |  | Small Boilers (<100 MMBtu/hr Heat Input):Uncontrolled | 11.9 | 55.63% | 0% | 41142007.4683 | 51572897.4922 | 54051691.7545 | 14989032.4749 | 2098546.836 | 0 | 0 |  | 10285501.8671 | 10285501.8671 | 10285501.8671 | 10285501.8671 | 12893224.373 | 12893224.373 | 12893224.373 | 12893224.373 | 13512922.9386 | 13512922.9386 | 13512922.9386 | 13512922.9386 | 3747258.1187 | 3747258.1187 | 3747258.1187 | 3747258.1187 | 524636.709 | 524636.709 | 524636.709 | 524636.709 | 0 | 0 | 0 | 0 | 0 | 0 | 0 | 0 | 163854176.0259
SCE Total Roll-up E3 Calculator - No Carbon Adder | VSD | DEER 2008 or SCE Workpaper | System | Industrial | Industrial | TRUE | 15 | 63.41% |  |  | 0.36139 | 0.099759 | 0 | 0 | 0 | 0.26163 | 0.78994 | System | kW | 6.0007e-05 | 0 | Commercial | System | Annual |  |  |  |  | Small Boilers (<100 MMBtu/hr Heat Input):Uncontrolled | 15 | 63.41% | 0% | 18092873.6703 | 19999210.1667 | 20968987.6374 | 5184521.5543 | 1644051.7589 | 0 | 0 |  | 4523218.4176 | 4523218.4176 | 4523218.4176 | 4523218.4176 | 4999802.5417 | 4999802.5417 | 4999802.5417 | 4999802.5417 | 5242246.9093 | 5242246.9093 | 5242246.9093 | 5242246.9093 | 1296130.3886 | 1296130.3886 | 1296130.3886 | 1296130.3886 | 411012.9397 | 411012.9397 | 411012.9397 | 411012.9397 | 0 | 0 | 0 | 0 | 0 | 0 | 0 | 0 | 65889644.7876
SCE Total Roll-up E3 Calculator - No Carbon Adder | Whole Building | DEER 2008 or SCE Workpaper | System | Misc._Commercial | Commercial Whole Building | TRUE | 15 | 70% |  |  | 0.3036 | 0.18722 | 0.0060731 | 0 | 0 | 0.11031 | 1.0313 | System | kW | 0.00025779 | -0.029623 | Commercial | System | Annual |  |  |  |  | Small Boilers (<100 MMBtu/hr Heat Input):Uncontrolled | 15 | 70% | 0% | 11009323.4028 | 19601458.3966 | 20349362.635 | 18789645.2657 | 14559398.5784 | 6330173.2949 | 1266034.659 |  | 2752330.8507 | 2752330.8507 | 2752330.8507 | 2752330.8507 | 4900364.5991 | 4900364.5991 | 4900364.5991 | 4900364.5991 | 5087340.6587 | 5087340.6587 | 5087340.6587 | 5087340.6587 | 4697411.3164 | 4697411.3164 | 4697411.3164 | 4697411.3164 | 3639849.6446 | 3639849.6446 | 3639849.6446 | 3639849.6446 | 1582543.3237 | 1582543.3237 | 1582543.3237 | 1582543.3237 | 316508.6647 | 316508.6647 | 316508.6647 | 316508.6647 | 91905396.2324
SCE Total Roll-up E3 Calculator - No Carbon Adder | CODES & STANDARDS | [16 empty] | System | #N/A | [21 empty] | 0 | 0 | 0 | 0 | 0 | 0 | 0 | 0 | 0 | 0 | 0 | 0 | 0 | 0 | 0 | 0 | 0 | 0 | 0 | 0 | 0 | 0 | 0 | 0 | 0 | 0 | 0 | 0 | 0
SCE Total Roll-up E3 Calculator - No Carbon Adder | 2008 Title 24 | HMG Whitepaper | System | NON_RES | DEER:HVAC_Split-Package_AC | TRUE | 15 | 100% |  |  | 175.8491 | 0 | 0 | 0 | 0 | 175.8491 | 1000 | System | kWh | 0.27687 | 0 | [8 empty] | 15 | 100% | 0% | 0 | 5704.1461 | 7573.8039 | 0 | 0 | 0 | 0 |  | 0 | 0 | 0 | 0 | 1426.0365 | 1426.0365 | 1426.0365 | 1426.0365 | 1893.451 | 1893.451 | 1893.451 | 1893.451 | 0 | 0 | 0 | 0 | 0 | 0 | 0 | 0 | 0 | 0 | 0 | 0 | 0 | 0 | 0 | 0 | 13277.95
SCE Total Roll-up E3 Calculator - No Carbon Adder | 2008 Title 20 | HMG Whitepaper | System | RES | DEER:Indoor_CFL_Ltg | TRUE | 3 | 100% |  |  | 182.5609 | 0 | 0 | 0 | 0 | 182.5609 | 1000 | System | kWh | 0.11959 | 0 | [8 empty] | 3 | 100% | 0% | 0 | 9336.4966 | 13247.3091 | 0 | 0 | 0 | 0 |  | 0 | 0 | 0 | 0 | 2334.1242 | 2334.1242 | 2334.1242 | 2334.1242 | 3311.8273 | 3311.8273 | 3311.8273 | 3311.8273 | 0 | 0 | 0 | 0 | 0 | 0 | 0 | 0 | 0 | 0 | 0 | 0 | 0 | 0 | 0 | 0 | 22583.8058
SCE Total Roll-up E3 Calculator - No Carbon Adder | 2009 Title 20 | HMG Whitepaper | System | Residential | Refrig-RC | TRUE | 6 | 100% |  |  | 61.413 | 0 | 0 | 0 | 0 | 61.413 | 1000 | System | kW | 0.12495 | 0 | [8 empty] | 6 | 100% | 0% | 0 | 0 | 41259.5505 | 0 | 0 | 0 | 0 |  | 0 | 0 | 0 | 0 | 0 | 0 | 0 | 0 | 10314.8876 | 10314.8876 | 10314.8876 | 10314.8876 | 0 | 0 | 0 | 0 | 0 | 0 | 0 | 0 | 0 | 0 | 0 | 0 | 0 | 0 | 0 | 0 | 41259.5505
SCE Total Roll-up E3 Calculator - No Carbon Adder | [17 empty] | System | #N/A | [21 empty] | 0 | 0 | 0 | 0 | 0 | 0 | 0 | 0 | 0 | 0 | 0 | 0 | 0 | 0 | 0 | 0 | 0 | 0 | 0 | 0 | 0 | 0 | 0 | 0 | 0 | 0 | 0 | 0 | 0
SCE Total Roll-up E3 Calculator - No Carbon Adder | [17 empty] | System | #N/A | [21 empty] | 0 | 0 | 0 | 0 | 0 | 0 | 0 | 0 | 0 | 0 | 0 | 0 | 0 | 0 | 0 | 0 | 0 | 0 | 0 | 0 | 0 | 0 | 0 | 0 | 0 | 0 | 0 | 0 | 0
SCE Total Roll-up E3 Calculator - No Carbon Adder | [17 empty] | System | #N/A | [21 empty] | 0 | 0 | 0 | 0 | 0 | 0 | 0 | 0 | 0 | 0 | 0 | 0 | 0 | 0 | 0 | 0 | 0 | 0 | 0 | 0 | 0 | 0 | 0 | 0 | 0 | 0 | 0 | 0 | 0
SCE Total Roll-up E3 Calculator - No Carbon Adder | [17 empty] | System | #N/A | [21 empty] | 0 | 0 | 0 | 0 | 0 | 0 | 0 | 0 | 0 | 0 | 0 | 0 | 0 | 0 | 0 | 0 | 0 | 0 | 0 | 0 | 0 | 0 | 0 | 0 | 0 | 0 | 0 | 0 | 0
SCE Total Roll-up E3 Calculator - No Carbon Adder | [17 empty] | System | #N/A | [21 empty] | 0 | 0 | 0 | 0 | 0 | 0 | 0 | 0 | 0 | 0 | 0 | 0 | 0 | 0 | 0 | 0 | 0 | 0 | 0 | 0 | 0 | 0 | 0 | 0 | 0 | 0 | 0 | 0 | 0
SCE Total Roll-up E3 Calculator - No Carbon Adder | [17 empty] | System | #N/A | [21 empty] | 0 | 0 | 0 | 0 | 0 | 0 | 0 | 0 | 0 | 0 | 0 | 0 | 0 | 0 | 0 | 0 | 0 | 0 | 0 | 0 | 0 | 0 | 0 | 0 | 0 | 0 | 0 | 0 | 0
SCE Total Roll-up E3 Calculator - No Carbon Adder | [17 empty] | System | #N/A | [21 empty] | 0 | 0 | 0 | 0 | 0 | 0 | 0 | 0 | 0 | 0 | 0 | 0 | 0 | 0 | 0 | 0 | 0 | 0 | 0 | 0 | 0 | 0 | 0 | 0 | 0 | 0 | 0 | 0 | 0
SCE Total Roll-up E3 Calculator - No Carbon Adder | [17 empty] | System | #N/A | [21 empty] | 0 | 0 | 0 | 0 | 0 | 0 | 0 | 0 | 0 | 0 | 0 | 0 | 0 | 0 | 0 | 0 | 0 | 0 | 0 | 0 | 0 | 0 | 0 | 0 | 0 | 0 | 0 | 0 | 0
SCE Total Roll-up E3 Calculator - No Carbon Adder | [17 empty] | System | #N/A | [21 empty] | 0 | 0 | 0 | 0 | 0 | 0 | 0 | 0 | 0 | 0 | 0 | 0 | 0 | 0 | 0 | 0 | 0 | 0 | 0 | 0 | 0 | 0 | 0 | 0 | 0 | 0 | 0 | 0 | 0
SCE Total Roll-up E3 Calculator - No Carbon Adder | [17 empty] | System | #N/A | [21 empty] | 0 | 0 | 0 | 0 | 0 | 0 | 0 | 0 | 0 | 0 | 0 | 0 | 0 | 0 | 0 | 0 | 0 | 0 | 0 | 0 | 0 | 0 | 0 | 0 | 0 | 0 | 0 | 0 | 0
SCE Total Roll-up E3 Calculator - No Carbon Adder | [17 empty] | System | #N/A | [21 empty] | 0 | 0 | 0 | 0 | 0 | 0 | 0 | 0 | 0 | 0 | 0 | 0 | 0 | 0 | 0 | 0 | 0 | 0 | 0 | 0 | 0 | 0 | 0 | 0 | 0 | 0 | 0 | 0 | 0
SCE Total Roll-up E3 Calculator - No Carbon Adder | [17 empty] | System | #N/A | [21 empty] | 0 | 0 | 0 | 0 | 0 | 0 | 0 | 0 | 0 | 0 | 0 | 0 | 0 | 0 | 0 | 0 | 0 | 0 | 0 | 0 | 0 | 0 | 0 | 0 | 0 | 0 | 0 | 0 | 0
SCE Total Roll-up E3 Calculator - No Carbon Adder | [17 empty] | System | #N/A | [21 empty] | 0 | 0 | 0 | 0 | 0 | 0 | 0 | 0 | 0 | 0 | 0 | 0 | 0 | 0 | 0 | 0 | 0 | 0 | 0 | 0 | 0 | 0 | 0 | 0 | 0 | 0 | 0 | 0 | 0
SCE Total Roll-up E3 Calculator - No Carbon Adder | [17 empty] | System | #N/A | [21 empty] | 0 | 0 | 0 | 0 | 0 | 0 | 0 | 0 | 0 | 0 | 0 | 0 | 0 | 0 | 0 | 0 | 0 | 0 | 0 | 0 | 0 | 0 | 0 | 0 | 0 | 0 | 0 | 0 | 0
SCE Total Roll-up E3 Calculator - No Carbon Adder | [17 empty] | System | #N/A | [21 empty] | 0 | 0 | 0 | 0 | 0 | 0 | 0 | 0 | 0 | 0 | 0 | 0 | 0 | 0 | 0 | 0 | 0 | 0 | 0 | 0 | 0 | 0 | 0 | 0 | 0 | 0 | 0 | 0 | 0
SCE Total Roll-up E3 Calculator - No Carbon Adder | [17 empty] | System | #N/A | [21 empty] | 0 | 0 | 0 | 0 | 0 | 0 | 0 | 0 | 0 | 0 | 0 | 0 | 0 | 0 | 0 | 0 | 0 | 0 | 0 | 0 | 0 | 0 | 0 | 0 | 0 | 0 | 0 | 0 | 0
SCE Total Roll-up E3 Calculator - No Carbon Adder | [17 empty] | System | #N/A | [21 empty] | 0 | 0 | 0 | 0 | 0 | 0 | 0 | 0 | 0 | 0 | 0 | 0 | 0 | 0 | 0 | 0 | 0 | 0 | 0 | 0 | 0 | 0 | 0 | 0 | 0 | 0 | 0 | 0 | 0
SCE Total Roll-up E3 Calculator - No Carbon Adder | [17 empty] | System | #N/A | [21 empty] | 0 | 0 | 0 | 0 | 0 | 0 | 0 | 0 | 0 | 0 | 0 | 0 | 0 | 0 | 0 | 0 | 0 | 0 | 0 | 0 | 0 | 0 | 0 | 0 | 0 | 0 | 0 | 0 | 0
SCE Total Roll-up E3 Calculator - No Carbon Adder | [17 empty] | System | #N/A | [21 empty] | 0 | 0 | 0 | 0 | 0 | 0 | 0 | 0 | 0 | 0 | 0 | 0 | 0 | 0 | 0 | 0 | 0 | 0 | 0 | 0 | 0 | 0 | 0 | 0 | 0 | 0 | 0 | 0 | 0
SCE Total Roll-up E3 Calculator - No Carbon Adder | [17 empty] | System | #N/A | [21 empty] | 0 | 0 | 0 | 0 | 0 | 0 | 0 | 0 | 0 | 0 | 0 | 0 | 0 | 0 | 0 | 0 | 0 | 0 | 0 | 0 | 0 | 0 | 0 | 0 | 0 | 0 | 0 | 0 | 0
SCE Total Roll-up E3 Calculator - No Carbon Adder | [17 empty] | System | #N/A | [21 empty] | 0 | 0 | 0 | 0 | 0 | 0 | 0 | 0 | 0 | 0 | 0 | 0 | 0 | 0 | 0 | 0 | 0 | 0 | 0 | 0 | 0 | 0 | 0 | 0 | 0 | 0 | 0 | 0 | 0
SCE Total Roll-up E3 Calculator - No Carbon Adder | [17 empty] | System | #N/A | [21 empty] | 0 | 0 | 0 | 0 | 0 | 0 | 0 | 0 | 0 | 0 | 0 | 0 | 0 | 0 | 0 | 0 | 0 | 0 | 0 | 0 | 0 | 0 | 0 | 0 | 0 | 0 | 0 | 0 | 0
SCE Total Roll-up E3 Calculator - No Carbon Adder | [17 empty] | System | #N/A | [21 empty] | 0 | 0 | 0 | 0 | 0 | 0 | 0 | 0 | 0 | 0 | 0 | 0 | 0 | 0 | 0 | 0 | 0 | 0 | 0 | 0 | 0 | 0 | 0 | 0 | 0 | 0 | 0 | 0 | 0
SCE Total Roll-up E3 Calculator - No Carbon Adder | [17 empty] | System | #N/A | [21 empty] | 0 | 0 | 0 | 0 | 0 | 0 | 0 | 0 | 0 | 0 | 0 | 0 | 0 | 0 | 0 | 0 | 0 | 0 | 0 | 0 | 0 | 0 | 0 | 0 | 0 | 0 | 0 | 0 | 0
SCE Total Roll-up E3 Calculator - No Carbon Adder | [17 empty] | System | #N/A | [21 empty] | 0 | 0 | 0 | 0 | 0 | 0 | 0 | 0 | 0 | 0 | 0 | 0 | 0 | 0 | 0 | 0 | 0 | 0 | 0 | 0 | 0 | 0 | 0 | 0 | 0 | 0 | 0 | 0 | 0
SCE Total Roll-up E3 Calculator - No Carbon Adder | [17 empty] | System | #N/A | [21 empty] | 0 | 0 | 0 | 0 | 0 | 0 | 0 | 0 | 0 | 0 | 0 | 0 | 0 | 0 | 0 | 0 | 0 | 0 | 0 | 0 | 0 | 0 | 0 | 0 | 0 | 0 | 0 | 0 | 0
SCE Total Roll-up E3 Calculator - No Carbon Adder | [17 empty] | System | #N/A | [21 empty] | 0 | 0 | 0 | 0 | 0 | 0 | 0 | 0 | 0 | 0 | 0 | 0 | 0 | 0 | 0 | 0 | 0 | 0 | 0 | 0 | 0 | 0 | 0 | 0 | 0 | 0 | 0 | 0 | 0
SCE Total Roll-up E3 Calculator - No Carbon Adder | [17 empty] | System | #N/A | [21 empty] | 0 | 0 | 0 | 0 | 0 | 0 | 0 | 0 | 0 | 0 | 0 | 0 | 0 | 0 | 0 | 0 | 0 | 0 | 0 | 0 | 0 | 0 | 0 | 0 | 0 | 0 | 0 | 0 | 0
SCE Total Roll-up E3 Calculator - No Carbon Adder | [17 empty] | System | #N/A | [21 empty] | 0 | 0 | 0 | 0 | 0 | 0 | 0 | 0 | 0 | 0 | 0 | 0 | 0 | 0 | 0 | 0 | 0 | 0 | 0 | 0 | 0 | 0 | 0 | 0 | 0 | 0 | 0 | 0 | 0
SCE Total Roll-up E3 Calculator - No Carbon Adder | [17 empty] | System | #N/A | [21 empty] | 0 | 0 | 0 | 0 | 0 | 0 | 0 | 0 | 0 | 0 | 0 | 0 | 0 | 0 | 0 | 0 | 0 | 0 | 0 | 0 | 0 | 0 | 0 | 0 | 0 | 0 | 0 | 0 | 0
SCE Total Roll-up E3 Calculator - No Carbon Adder | [17 empty] | System | #N/A | [21 empty] | 0 | 0 | 0 | 0 | 0 | 0 | 0 | 0 | 0 | 0 | 0 | 0 | 0 | 0 | 0 | 0 | 0 | 0 | 0 | 0 | 0 | 0 | 0 | 0 | 0 | 0 | 0 | 0 | 0
SCE Total Roll-up E3 Calculator - No Carbon Adder | [17 empty] | System | #N/A | [21 empty] | 0 | 0 | 0 | 0 | 0 | 0 | 0 | 0 | 0 | 0 | 0 | 0 | 0 | 0 | 0 | 0 | 0 | 0 | 0 | 0 | 0 | 0 | 0 | 0 | 0 | 0 | 0 | 0 | 0
SCE Total Roll-up E3 Calculator - No Carbon Adder | [17 empty] | System | #N/A | [21 empty] | 0 | 0 | 0 | 0 | 0 | 0 | 0 | 0 | 0 | 0 | 0 | 0 | 0 | 0 | 0 | 0 | 0 | 0 | 0 | 0 | 0 | 0 | 0 | 0 | 0 | 0 | 0 | 0 | 0
SCE Total Roll-up E3 Calculator - No Carbon Adder | [17 empty] | System | #N/A | [21 empty] | 0 | 0 | 0 | 0 | 0 | 0 | 0 | 0 | 0 | 0 | 0 | 0 | 0 | 0 | 0 | 0 | 0 | 0 | 0 | 0 | 0 | 0 | 0 | 0 | 0 | 0 | 0 | 0 | 0
SCE Total Roll-up E3 Calculator - No Carbon Adder | [17 empty] | System | #N/A | [21 empty] | 0 | 0 | 0 | 0 | 0 | 0 | 0 | 0 | 0 | 0 | 0 | 0 | 0 | 0 | 0 | 0 | 0 | 0 | 0 | 0 | 0 | 0 | 0 | 0 | 0 | 0 | 0 | 0 | 0
SCE Total Roll-up E3 Calculator - No Carbon Adder | [17 empty] | System | #N/A | [21 empty] | 0 | 0 | 0 | 0 | 0 | 0 | 0 | 0 | 0 | 0 | 0 | 0 | 0 | 0 | 0 | 0 | 0 | 0 | 0 | 0 | 0 | 0 | 0 | 0 | 0 | 0 | 0 | 0 | 0
SCE Total Roll-up E3 Calculator - No Carbon Adder | [17 empty] | System | #N/A | [21 empty] | 0 | 0 | 0 | 0 | 0 | 0 | 0 | 0 | 0 | 0 | 0 | 0 | 0 | 0 | 0 | 0 | 0 | 0 | 0 | 0 | 0 | 0 | 0 | 0 | 0 | 0 | 0 | 0 | 0
SCE Total Roll-up E3 Calculator - No Carbon Adder | [17 empty] | System | #N/A | [21 empty] | 0 | 0 | 0 | 0 | 0 | 0 | 0 | 0 | 0 | 0 | 0 | 0 | 0 | 0 | 0 | 0 | 0 | 0 | 0 | 0 | 0 | 0 | 0 | 0 | 0 | 0 | 0 | 0 | 0
SCE Total Roll-up E3 Calculator - No Carbon Adder | [17 empty] | System | #N/A | [21 empty] | 0 | 0 | 0 | 0 | 0 | 0 | 0 | 0 | 0 | 0 | 0 | 0 | 0 | 0 | 0 | 0 | 0 | 0 | 0 | 0 | 0 | 0 | 0 | 0 | 0 | 0 | 0 | 0 | 0
SCE Total Roll-up E3 Calculator - No Carbon Adder | [17 empty] | System | #N/A | [21 empty] | 0 | 0 | 0 | 0 | 0 | 0 | 0 | 0 | 0 | 0 | 0 | 0 | 0 | 0 | 0 | 0 | 0 | 0 | 0 | 0 | 0 | 0 | 0 | 0 | 0 | 0 | 0 | 0 | 0
SCE Total Roll-up E3 Calculator - No Carbon Adder | [17 empty] | System | #N/A | [21 empty] | 0 | 0 | 0 | 0 | 0 | 0 | 0 | 0 | 0 | 0 | 0 | 0 | 0 | 0 | 0 | 0 | 0 | 0 | 0 | 0 | 0 | 0 | 0 | 0 | 0 | 0 | 0 | 0 | 0
SCE Total Roll-up E3 Calculator - No Carbon Adder | [17 empty] | System | #N/A | [21 empty] | 0 | 0 | 0 | 0 | 0 | 0 | 0 | 0 | 0 | 0 | 0 | 0 | 0 | 0 | 0 | 0 | 0 | 0 | 0 | 0 | 0 | 0 | 0 | 0 | 0 | 0 | 0 | 0 | 0
SCE Total Roll-up E3 Calculator - No Carbon Adder | [17 empty] | System | #N/A | [21 empty] | 0 | 0 | 0 | 0 | 0 | 0 | 0 | 0 | 0 | 0 | 0 | 0 | 0 | 0 | 0 | 0 | 0 | 0 | 0 | 0 | 0 | 0 | 0 | 0 | 0 | 0 | 0 | 0 | 0
SCE Total Roll-up E3 Calculator - No Carbon Adder | [17 empty] | System | #N/A | [21 empty] | 0 | 0 | 0 | 0 | 0 | 0 | 0 | 0 | 0 | 0 | 0 | 0 | 0 | 0 | 0 | 0 | 0 | 0 | 0 | 0 | 0 | 0 | 0 | 0 | 0 | 0 | 0 | 0 | 0
SCE Total Roll-up E3 Calculator - No Carbon Adder | [17 empty] | System | #N/A | [21 empty] | 0 | 0 | 0 | 0 | 0 | 0 | 0 | 0 | 0 | 0 | 0 | 0 | 0 | 0 | 0 | 0 | 0 | 0 | 0 | 0 | 0 | 0 | 0 | 0 | 0 | 0 | 0 | 0 | 0
SCE Total Roll-up E3 Calculator - No Carbon Adder | [17 empty] | System | #N/A | [21 empty] | 0 | 0 | 0 | 0 | 0 | 0 | 0 | 0 | 0 | 0 | 0 | 0 | 0 | 0 | 0 | 0 | 0 | 0 | 0 | 0 | 0 | 0 | 0 | 0 | 0 | 0 | 0 | 0 | 0
SCE Total Roll-up E3 Calculator - No Carbon Adder | [17 empty] | System | #N/A | [21 empty] | 0 | 0 | 0 | 0 | 0 | 0 | 0 | 0 | 0 | 0 | 0 | 0 | 0 | 0 | 0 | 0 | 0 | 0 | 0 | 0 | 0 | 0 | 0 | 0 | 0 | 0 | 0 | 0 | 0
SCE Total Roll-up E3 Calculator - No Carbon Adder | [17 empty] | System | #N/A | [21 empty] | 0 | 0 | 0 | 0 | 0 | 0 | 0 | 0 | 0 | 0 | 0 | 0 | 0 | 0 | 0 | 0 | 0 | 0 | 0 | 0 | 0 | 0 | 0 | 0 | 0 | 0 | 0 | 0 | 0
SCE Total Roll-up E3 Calculator - No Carbon Adder | [17 empty] | System | #N/A | [21 empty] | 0 | 0 | 0 | 0 | 0 | 0 | 0 | 0 | 0 | 0 | 0 | 0 | 0 | 0 | 0 | 0 | 0 | 0 | 0 | 0 | 0 | 0 | 0 | 0 | 0 | 0 | 0 | 0 | 0
SCE Total Roll-up E3 Calculator - No Carbon Adder | [17 empty] | System | #N/A | [21 empty] | 0 | 0 | 0 | 0 | 0 | 0 | 0 | 0 | 0 | 0 | 0 | 0 | 0 | 0 | 0 | 0 | 0 | 0 | 0 | 0 | 0 | 0 | 0 | 0 | 0 | 0 | 0 | 0 | 0
SCE Total Roll-up E3 Calculator - No Carbon Adder | [17 empty] | System | #N/A | [21 empty] | 0 | 0 | 0 | 0 | 0 | 0 | 0 | 0 | 0 | 0 | 0 | 0 | 0 | 0 | 0 | 0 | 0 | 0 | 0 | 0 | 0 | 0 | 0 | 0 | 0 | 0 | 0 | 0 | 0
SCE Total Roll-up E3 Calculator - No Carbon Adder | [17 empty] | System | #N/A | [21 empty] | 0 | 0 | 0 | 0 | 0 | 0 | 0 | 0 | 0 | 0 | 0 | 0 | 0 | 0 | 0 | 0 | 0 | 0 | 0 | 0 | 0 | 0 | 0 | 0 | 0 | 0 | 0 | 0 | 0
SCE Total Roll-up E3 Calculator - No Carbon Adder | [17 empty] | System | #N/A | [21 empty] | 0 | 0 | 0 | 0 | 0 | 0 | 0 | 0 | 0 | 0 | 0 | 0 | 0 | 0 | 0 | 0 | 0 | 0 | 0 | 0 | 0 | 0 | 0 | 0 | 0 | 0 | 0 | 0 | 0
SCE Total Roll-up E3 Calculator - No Carbon Adder | [17 empty] | System | #N/A | [21 empty] | 0 | 0 | 0 | 0 | 0 | 0 | 0 | 0 | 0 | 0 | 0 | 0 | 0 | 0 | 0 | 0 | 0 | 0 | 0 | 0 | 0 | 0 | 0 | 0 | 0 | 0 | 0 | 0 | 0
SCE Total Roll-up E3 Calculator - No Carbon Adder | [17 empty] | System | #N/A | [21 empty] | 0 | 0 | 0 | 0 | 0 | 0 | 0 | 0 | 0 | 0 | 0 | 0 | 0 | 0 | 0 | 0 | 0 | 0 | 0 | 0 | 0 | 0 | 0 | 0 | 0 | 0 | 0 | 0 | 0
SCE Total Roll-up E3 Calculator - No Carbon Adder | [17 empty] | System | #N/A | [21 empty] | 0 | 0 | 0 | 0 | 0 | 0 | 0 | 0 | 0 | 0 | 0 | 0 | 0 | 0 | 0 | 0 | 0 | 0 | 0 | 0 | 0 | 0 | 0 | 0 | 0 | 0 | 0 | 0 | 0
SCE Total Roll-up E3 Calculator - No Carbon Adder | [17 empty] | System | #N/A | [21 empty] | 0 | 0 | 0 | 0 | 0 | 0 | 0 | 0 | 0 | 0 | 0 | 0 | 0 | 0 | 0 | 0 | 0 | 0 | 0 | 0 | 0 | 0 | 0 | 0 | 0 | 0 | 0 | 0 | 0
SCE Total Roll-up E3 Calculator - No Carbon Adder | [17 empty] | System | #N/A | [21 empty] | 0 | 0 | 0 | 0 | 0 | 0 | 0 | 0 | 0 | 0 | 0 | 0 | 0 | 0 | 0 | 0 | 0 | 0 | 0 | 0 | 0 | 0 | 0 | 0 | 0 | 0 | 0 | 0 | 0
SCE Total Roll-up E3 Calculator - No Carbon Adder | [17 empty] | System | #N/A | [21 empty] | 0 | 0 | 0 | 0 | 0 | 0 | 0 | 0 | 0 | 0 | 0 | 0 | 0 | 0 | 0 | 0 | 0 | 0 | 0 | 0 | 0 | 0 | 0 | 0 | 0 | 0 | 0 | 0 | 0
SCE Total Roll-up E3 Calculator - No Carbon Adder | [17 empty] | System | #N/A | [21 empty] | 0 | 0 | 0 | 0 | 0 | 0 | 0 | 0 | 0 | 0 | 0 | 0 | 0 | 0 | 0 | 0 | 0 | 0 | 0 | 0 | 0 | 0 | 0 | 0 | 0 | 0 | 0 | 0 | 0
SCE Total Roll-up E3 Calculator - No Carbon Adder | [17 empty] | System | #N/A | [21 empty] | 0 | 0 | 0 | 0 | 0 | 0 | 0 | 0 | 0 | 0 | 0 | 0 | 0 | 0 | 0 | 0 | 0 | 0 | 0 | 0 | 0 | 0 | 0 | 0 | 0 | 0 | 0 | 0 | 0
SCE Total Roll-up E3 Calculator - No Carbon Adder | [17 empty] | System | #N/A | [21 empty] | 0 | 0 | 0 | 0 | 0 | 0 | 0 | 0 | 0 | 0 | 0 | 0 | 0 | 0 | 0 | 0 | 0 | 0 | 0 | 0 | 0 | 0 | 0 | 0 | 0 | 0 | 0 | 0 | 0
SCE Total Roll-up E3 Calculator - No Carbon Adder | [17 empty] | System | #N/A | [21 empty] | 0 | 0 | 0 | 0 | 0 | 0 | 0 | 0 | 0 | 0 | 0 | 0 | 0 | 0 | 0 | 0 | 0 | 0 | 0 | 0 | 0 | 0 | 0 | 0 | 0 | 0 | 0 | 0 | 0
SCE Total Roll-up E3 Calculator - No Carbon Adder | [17 empty] | System | #N/A | [21 empty] | 0 | 0 | 0 | 0 | 0 | 0 | 0 | 0 | 0 | 0 | 0 | 0 | 0 | 0 | 0 | 0 | 0 | 0 | 0 | 0 | 0 | 0 | 0 | 0 | 0 | 0 | 0 | 0 | 0
SCE Total Roll-up E3 Calculator - No Carbon Adder | [17 empty] | System | #N/A | [21 empty] | 0 | 0 | 0 | 0 | 0 | 0 | 0 | 0 | 0 | 0 | 0 | 0 | 0 | 0 | 0 | 0 | 0 | 0 | 0 | 0 | 0 | 0 | 0 | 0 | 0 | 0 | 0 | 0 | 0
SCE Total Roll-up E3 Calculator - No Carbon Adder | [17 empty] | System | #N/A | [21 empty] | 0 | 0 | 0 | 0 | 0 | 0 | 0 | 0 | 0 | 0 | 0 | 0 | 0 | 0 | 0 | 0 | 0 | 0 | 0 | 0 | 0 | 0 | 0 | 0 | 0 | 0 | 0 | 0 | 0
SCE Total Roll-up E3 Calculator - No Carbon Adder | [17 empty] | System | #N/A | [21 empty] | 0 | 0 | 0 | 0 | 0 | 0 | 0 | 0 | 0 | 0 | 0 | 0 | 0 | 0 | 0 | 0 | 0 | 0 | 0 | 0 | 0 | 0 | 0 | 0 | 0 | 0 | 0 | 0 | 0
SCE Total Roll-up E3 Calculator - No Carbon Adder | [17 empty] | System | #N/A | [21 empty] | 0 | 0 | 0 | 0 | 0 | 0 | 0 | 0 | 0 | 0 | 0 | 0 | 0 | 0 | 0 | 0 | 0 | 0 | 0 | 0 | 0 | 0 | 0 | 0 | 0 | 0 | 0 | 0 | 0
SCE Total Roll-up E3 Calculator - No Carbon Adder | [17 empty] | System | #N/A | [21 empty] | 0 | 0 | 0 | 0 | 0 | 0 | 0 | 0 | 0 | 0 | 0 | 0 | 0 | 0 | 0 | 0 | 0 | 0 | 0 | 0 | 0 | 0 | 0 | 0 | 0 | 0 | 0 | 0 | 0
SCE Total Roll-up E3 Calculator - No Carbon Adder | [17 empty] | System | #N/A | [21 empty] | 0 | 0 | 0 | 0 | 0 | 0 | 0 | 0 | 0 | 0 | 0 | 0 | 0 | 0 | 0 | 0 | 0 | 0 | 0 | 0 | 0 | 0 | 0 | 0 | 0 | 0 | 0 | 0 | 0
SCE Total Roll-up E3 Calculator - No Carbon Adder | [17 empty] | System | #N/A | [21 empty] | 0 | 0 | 0 | 0 | 0 | 0 | 0 | 0 | 0 | 0 | 0 | 0 | 0 | 0 | 0 | 0 | 0 | 0 | 0 | 0 | 0 | 0 | 0 | 0 | 0 | 0 | 0 | 0 | 0
SCE Total Roll-up E3 Calculator - No Carbon Adder | [17 empty] | System | #N/A | [21 empty] | 0 | 0 | 0 | 0 | 0 | 0 | 0 | 0 | 0 | 0 | 0 | 0 | 0 | 0 | 0 | 0 | 0 | 0 | 0 | 0 | 0 | 0 | 0 | 0 | 0 | 0 | 0 | 0 | 0
SCE Total Roll-up E3 Calculator - No Carbon Adder | [17 empty] | System | #N/A | [21 empty] | 0 | 0 | 0 | 0 | 0 | 0 | 0 | 0 | 0 | 0 | 0 | 0 | 0 | 0 | 0 | 0 | 0 | 0 | 0 | 0 | 0 | 0 | 0 | 0 | 0 | 0 | 0 | 0 | 0
SCE Total Roll-up E3 Calculator - No Carbon Adder | [17 empty] | System | #N/A | [21 empty] | 0 | 0 | 0 | 0 | 0 | 0 | 0 | 0 | 0 | 0 | 0 | 0 | 0 | 0 | 0 | 0 | 0 | 0 | 0 | 0 | 0 | 0 | 0 | 0 | 0 | 0 | 0 | 0 | 0
SCE Total Roll-up E3 Calculator - No Carbon Adder | [17 empty] | System | #N/A | [21 empty] | 0 | 0 | 0 | 0 | 0 | 0 | 0 | 0 | 0 | 0 | 0 | 0 | 0 | 0 | 0 | 0 | 0 | 0 | 0 | 0 | 0 | 0 | 0 | 0 | 0 | 0 | 0 | 0 | 0
SCE Total Roll-up E3 Calculator - No Carbon Adder | [17 empty] | System | #N/A | [21 empty] | 0 | 0 | 0 | 0 | 0 | 0 | 0 | 0 | 0 | 0 | 0 | 0 | 0 | 0 | 0 | 0 | 0 | 0 | 0 | 0 | 0 | 0 | 0 | 0 | 0 | 0 | 0 | 0 | 0
SCE Total Roll-up E3 Calculator - No Carbon Adder | [17 empty] | System | #N/A | [21 empty] | 0 | 0 | 0 | 0 | 0 | 0 | 0 | 0 | 0 | 0 | 0 | 0 | 0 | 0 | 0 | 0 | 0 | 0 | 0 | 0 | 0 | 0 | 0 | 0 | 0 | 0 | 0 | 0 | 0
SCE Total Roll-up E3 Calculator - No Carbon Adder | [17 empty] | System | #N/A | [21 empty] | 0 | 0 | 0 | 0 | 0 | 0 | 0 | 0 | 0 | 0 | 0 | 0 | 0 | 0 | 0 | 0 | 0 | 0 | 0 | 0 | 0 | 0 | 0 | 0 | 0 | 0 | 0 | 0 | 0
SCE Total Roll-up E3 Calculator - No Carbon Adder | [17 empty] | System | #N/A | [21 empty] | 0 | 0 | 0 | 0 | 0 | 0 | 0 | 0 | 0 | 0 | 0 | 0 | 0 | 0 | 0 | 0 | 0 | 0 | 0 | 0 | 0 | 0 | 0 | 0 | 0 | 0 | 0 | 0 | 0
SCE Total Roll-up E3 Calculator - No Carbon Adder | [17 empty] | System | #N/A | [21 empty] | 0 | 0 | 0 | 0 | 0 | 0 | 0 | 0 | 0 | 0 | 0 | 0 | 0 | 0 | 0 | 0 | 0 | 0 | 0 | 0 | 0 | 0 | 0 | 0 | 0 | 0 | 0 | 0 | 0
SCE Total Roll-up E3 Calculator - No Carbon Adder | [17 empty] | System | #N/A | [21 empty] | 0 | 0 | 0 | 0 | 0 | 0 | 0 | 0 | 0 | 0 | 0 | 0 | 0 | 0 | 0 | 0 | 0 | 0 | 0 | 0 | 0 | 0 | 0 | 0 | 0 | 0 | 0 | 0 | 0
SCE Total Roll-up E3 Calculator - No Carbon Adder | [17 empty] | System | #N/A | [21 empty] | 0 | 0 | 0 | 0 | 0 | 0 | 0 | 0 | 0 | 0 | 0 | 0 | 0 | 0 | 0 | 0 | 0 | 0 | 0 | 0 | 0 | 0 | 0 | 0 | 0 | 0 | 0 | 0 | 0
SCE Total Roll-up E3 Calculator - No Carbon Adder | [17 empty] | System | #N/A | [21 empty] | 0 | 0 | 0 | 0 | 0 | 0 | 0 | 0 | 0 | 0 | 0 | 0 | 0 | 0 | 0 | 0 | 0 | 0 | 0 | 0 | 0 | 0 | 0 | 0 | 0 | 0 | 0 | 0 | 0
SCE Total Roll-up E3 Calculator - No Carbon Adder | [17 empty] | System | #N/A | [21 empty] | 0 | 0 | 0 | 0 | 0 | 0 | 0 | 0 | 0 | 0 | 0 | 0 | 0 | 0 | 0 | 0 | 0 | 0 | 0 | 0 | 0 | 0 | 0 | 0 | 0 | 0 | 0 | 0 | 0
SCE Total Roll-up E3 Calculator - No Carbon Adder | [17 empty] | System | #N/A | [21 empty] | 0 | 0 | 0 | 0 | 0 | 0 | 0 | 0 | 0 | 0 | 0 | 0 | 0 | 0 | 0 | 0 | 0 | 0 | 0 | 0 | 0 | 0 | 0 | 0 | 0 | 0 | 0 | 0 | 0
SCE Total Roll-up E3 Calculator - No Carbon Adder | [17 empty] | System | #N/A | [21 empty] | 0 | 0 | 0 | 0 | 0 | 0 | 0 | 0 | 0 | 0 | 0 | 0 | 0 | 0 | 0 | 0 | 0 | 0 | 0 | 0 | 0 | 0 | 0 | 0 | 0 | 0 | 0 | 0 | 0
SCE Total Roll-up E3 Calculator - No Carbon Adder | [17 empty] | System | #N/A | [21 empty] | 0 | 0 | 0 | 0 | 0 | 0 | 0 | 0 | 0 | 0 | 0 | 0 | 0 | 0 | 0 | 0 | 0 | 0 | 0 | 0 | 0 | 0 | 0 | 0 | 0 | 0 | 0 | 0 | 0
SCE Total Roll-up E3 Calculator - No Carbon Adder | [17 empty] | System | #N/A | [21 empty] | 0 | 0 | 0 | 0 | 0 | 0 | 0 | 0 | 0 | 0 | 0 | 0 | 0 | 0 | 0 | 0 | 0 | 0 | 0 | 0 | 0 | 0 | 0 | 0 | 0 | 0 | 0 | 0 | 0
SCE Total Roll-up E3 Calculator - No Carbon Adder | [17 empty] | System | #N/A | [21 empty] | 0 | 0 | 0 | 0 | 0 | 0 | 0 | 0 | 0 | 0 | 0 | 0 | 0 | 0 | 0 | 0 | 0 | 0 | 0 | 0 | 0 | 0 | 0 | 0 | 0 | 0 | 0 | 0 | 0
SCE Total Roll-up E3 Calculator - No Carbon Adder | [17 empty] | System | #N/A | [21 empty] | 0 | 0 | 0 | 0 | 0 | 0 | 0 | 0 | 0 | 0 | 0 | 0 | 0 | 0 | 0 | 0 | 0 | 0 | 0 | 0 | 0 | 0 | 0 | 0 | 0 | 0 | 0 | 0 | 0
SCE Total Roll-up E3 Calculator - No Carbon Adder | [17 empty] | System | #N/A | [21 empty] | 0 | 0 | 0 | 0 | 0 | 0 | 0 | 0 | 0 | 0 | 0 | 0 | 0 | 0 | 0 | 0 | 0 | 0 | 0 | 0 | 0 | 0 | 0 | 0 | 0 | 0 | 0 | 0 | 0
SCE Total Roll-up E3 Calculator - No Carbon Adder | [17 empty] | System | #N/A | [21 empty] | 0 | 0 | 0 | 0 | 0 | 0 | 0 | 0 | 0 | 0 | 0 | 0 | 0 | 0 | 0 | 0 | 0 | 0 | 0 | 0 | 0 | 0 | 0 | 0 | 0 | 0 | 0 | 0 | 0
SCE Total Roll-up E3 Calculator - No Carbon Adder | [17 empty] | System | #N/A | [21 empty] | 0 | 0 | 0 | 0 | 0 | 0 | 0 | 0 | 0 | 0 | 0 | 0 | 0 | 0 | 0 | 0 | 0 | 0 | 0 | 0 | 0 | 0 | 0 | 0 | 0 | 0 | 0 | 0 | 0
SCE Total Roll-up E3 Calculator - No Carbon Adder | [17 empty] | System | #N/A | [21 empty] | 0 | 0 | 0 | 0 | 0 | 0 | 0 | 0 | 0 | 0 | 0 | 0 | 0 | 0 | 0 | 0 | 0 | 0 | 0 | 0 | 0 | 0 | 0 | 0 | 0 | 0 | 0 | 0 | 0
SCE Total Roll-up E3 Calculator - No Carbon Adder | [17 empty] | System | #N/A | [21 empty] | 0 | 0 | 0 | 0 | 0 | 0 | 0 | 0 | 0 | 0 | 0 | 0 | 0 | 0 | 0 | 0 | 0 | 0 | 0 | 0 | 0 | 0 | 0 | 0 | 0 | 0 | 0 | 0 | 0
SCE Total Roll-up E3 Calculator - No Carbon Adder | [17 empty] | System | #N/A | [21 empty] | 0 | 0 | 0 | 0 | 0 | 0 | 0 | 0 | 0 | 0 | 0 | 0 | 0 | 0 | 0 | 0 | 0 | 0 | 0 | 0 | 0 | 0 | 0 | 0 | 0 | 0 | 0 | 0 | 0
SCE Total Roll-up E3 Calculator - No Carbon Adder | [17 empty] | System | #N/A | [21 empty] | 0 | 0 | 0 | 0 | 0 | 0 | 0 | 0 | 0 | 0 | 0 | 0 | 0 | 0 | 0 | 0 | 0 | 0 | 0 | 0 | 0 | 0 | 0 | 0 | 0 | 0 | 0 | 0 | 0
SCE Total Roll-up E3 Calculator - No Carbon Adder | [17 empty] | System | #N/A | [21 empty] | 0 | 0 | 0 | 0 | 0 | 0 | 0 | 0 | 0 | 0 | 0 | 0 | 0 | 0 | 0 | 0 | 0 | 0 | 0 | 0 | 0 | 0 | 0 | 0 | 0 | 0 | 0 | 0 | 0
SCE Total Roll-up E3 Calculator - No Carbon Adder | [17 empty] | System | #N/A | [21 empty] | 0 | 0 | 0 | 0 | 0 | 0 | 0 | 0 | 0 | 0 | 0 | 0 | 0 | 0 | 0 | 0 | 0 | 0 | 0 | 0 | 0 | 0 | 0 | 0 | 0 | 0 | 0 | 0 | 0
SCE Total Roll-up E3 Calculator - No Carbon Adder | [17 empty] | System | #N/A | [21 empty] | 0 | 0 | 0 | 0 | 0 | 0 | 0 | 0 | 0 | 0 | 0 | 0 | 0 | 0 | 0 | 0 | 0 | 0 | 0 | 0 | 0 | 0 | 0 | 0 | 0 | 0 | 0 | 0 | 0
SCE Total Roll-up E3 Calculator - No Carbon Adder | [17 empty] | System | #N/A | [21 empty] | 0 | 0 | 0 | 0 | 0 | 0 | 0 | 0 | 0 | 0 | 0 | 0 | 0 | 0 | 0 | 0 | 0 | 0 | 0 | 0 | 0 | 0 | 0 | 0 | 0 | 0 | 0 | 0 | 0
SCE Total Roll-up E3 Calculator - No Carbon Adder | [17 empty] | System | #N/A | [21 empty] | 0 | 0 | 0 | 0 | 0 | 0 | 0 | 0 | 0 | 0 | 0 | 0 | 0 | 0 | 0 | 0 | 0 | 0 | 0 | 0 | 0 | 0 | 0 | 0 | 0 | 0 | 0 | 0 | 0
SCE Total Roll-up E3 Calculator - No Carbon Adder | [17 empty] | System | #N/A | [21 empty] | 0 | 0 | 0 | 0 | 0 | 0 | 0 | 0 | 0 | 0 | 0 | 0 | 0 | 0 | 0 | 0 | 0 | 0 | 0 | 0 | 0 | 0 | 0 | 0 | 0 | 0 | 0 | 0 | 0
SCE Total Roll-up E3 Calculator - No Carbon Adder | [17 empty] | System | #N/A | [21 empty] | 0 | 0 | 0 | 0 | 0 | 0 | 0 | 0 | 0 | 0 | 0 | 0 | 0 | 0 | 0 | 0 | 0 | 0 | 0 | 0 | 0 | 0 | 0 | 0 | 0 | 0 | 0 | 0 | 0
SCE Total Roll-up E3 Calculator - No Carbon Adder | [17 empty] | System | #N/A | [21 empty] | 0 | 0 | 0 | 0 | 0 | 0 | 0 | 0 | 0 | 0 | 0 | 0 | 0 | 0 | 0 | 0 | 0 | 0 | 0 | 0 | 0 | 0 | 0 | 0 | 0 | 0 | 0 | 0 | 0
SCE Total Roll-up E3 Calculator - No Carbon Adder | [17 empty] | System | #N/A | [21 empty] | 0 | 0 | 0 | 0 | 0 | 0 | 0 | 0 | 0 | 0 | 0 | 0 | 0 | 0 | 0 | 0 | 0 | 0 | 0 | 0 | 0 | 0 | 0 | 0 | 0 | 0 | 0 | 0 | 0
SCE Total Roll-up E3 Calculator - No Carbon Adder | [17 empty] | System | #N/A | [21 empty] | 0 | 0 | 0 | 0 | 0 | 0 | 0 | 0 | 0 | 0 | 0 | 0 | 0 | 0 | 0 | 0 | 0 | 0 | 0 | 0 | 0 | 0 | 0 | 0 | 0 | 0 | 0 | 0 | 0
SCE Total Roll-up E3 Calculator - No Carbon Adder | [17 empty] | System | #N/A | [21 empty] | 0 | 0 | 0 | 0 | 0 | 0 | 0 | 0 | 0 | 0 | 0 | 0 | 0 | 0 | 0 | 0 | 0 | 0 | 0 | 0 | 0 | 0 | 0 | 0 | 0 | 0 | 0 | 0 | 0
SCE Total Roll-up E3 Calculator - No Carbon Adder | [17 empty] | System | #N/A | [21 empty] | 0 | 0 | 0 | 0 | 0 | 0 | 0 | 0 | 0 | 0 | 0 | 0 | 0 | 0 | 0 | 0 | 0 | 0 | 0 | 0 | 0 | 0 | 0 | 0 | 0 | 0 | 0 | 0 | 0
SCE Total Roll-up E3 Calculator - No Carbon Adder | [17 empty] | System | #N/A | [21 empty] | 0 | 0 | 0 | 0 | 0 | 0 | 0 | 0 | 0 | 0 | 0 | 0 | 0 | 0 | 0 | 0 | 0 | 0 | 0 | 0 | 0 | 0 | 0 | 0 | 0 | 0 | 0 | 0 | 0
SCE Total Roll-up E3 Calculator - No Carbon Adder | [17 empty] | System | #N/A | [21 empty] | 0 | 0 | 0 | 0 | 0 | 0 | 0 | 0 | 0 | 0 | 0 | 0 | 0 | 0 | 0 | 0 | 0 | 0 | 0 | 0 | 0 | 0 | 0 | 0 | 0 | 0 | 0 | 0 | 0
SCE Total Roll-up E3 Calculator - No Carbon Adder | [17 empty] | System | #N/A | [21 empty] | 0 | 0 | 0 | 0 | 0 | 0 | 0 | 0 | 0 | 0 | 0 | 0 | 0 | 0 | 0 | 0 | 0 | 0 | 0 | 0 | 0 | 0 | 0 | 0 | 0 | 0 | 0 | 0 | 0
SCE Total Roll-up E3 Calculator - No Carbon Adder | [17 empty] | System | #N/A | [21 empty] | 0 | 0 | 0 | 0 | 0 | 0 | 0 | 0 | 0 | 0 | 0 | 0 | 0 | 0 | 0 | 0 | 0 | 0 | 0 | 0 | 0 | 0 | 0 | 0 | 0 | 0 | 0 | 0 | 0
SCE Total Roll-up E3 Calculator - No Carbon Adder | [17 empty] | System | #N/A | [21 empty] | 0 | 0 | 0 | 0 | 0 | 0 | 0 | 0 | 0 | 0 | 0 | 0 | 0 | 0 | 0 | 0 | 0 | 0 | 0 | 0 | 0 | 0 | 0 | 0 | 0 | 0 | 0 | 0 | 0
SCE Total Roll-up E3 Calculator - No Carbon Adder | [17 empty] | System | #N/A | [21 empty] | 0 | 0 | 0 | 0 | 0 | 0 | 0 | 0 | 0 | 0 | 0 | 0 | 0 | 0 | 0 | 0 | 0 | 0 | 0 | 0 | 0 | 0 | 0 | 0 | 0 | 0 | 0 | 0 | 0
SCE Total Roll-up E3 Calculator - No Carbon Adder | [17 empty] | System | #N/A | [21 empty] | 0 | 0 | 0 | 0 | 0 | 0 | 0 | 0 | 0 | 0 | 0 | 0 | 0 | 0 | 0 | 0 | 0 | 0 | 0 | 0 | 0 | 0 | 0 | 0 | 0 | 0 | 0 | 0 | 0
SCE Total Roll-up E3 Calculator - No Carbon Adder | [17 empty] | System | #N/A | [21 empty] | 0 | 0 | 0 | 0 | 0 | 0 | 0 | 0 | 0 | 0 | 0 | 0 | 0 | 0 | 0 | 0 | 0 | 0 | 0 | 0 | 0 | 0 | 0 | 0 | 0 | 0 | 0 | 0 | 0
SCE Total Roll-up E3 Calculator - No Carbon Adder | [17 empty] | System | #N/A | [21 empty] | 0 | 0 | 0 | 0 | 0 | 0 | 0 | 0 | 0 | 0 | 0 | 0 | 0 | 0 | 0 | 0 | 0 | 0 | 0 | 0 | 0 | 0 | 0 | 0 | 0 | 0 | 0 | 0 | 0
SCE Total Roll-up E3 Calculator - No Carbon Adder | [17 empty] | System | #N/A | [21 empty] | 0 | 0 | 0 | 0 | 0 | 0 | 0 | 0 | 0 | 0 | 0 | 0 | 0 | 0 | 0 | 0 | 0 | 0 | 0 | 0 | 0 | 0 | 0 | 0 | 0 | 0 | 0 | 0 | 0
SCE Total Roll-up E3 Calculator - No Carbon Adder | [17 empty] | System | #N/A | [21 empty] | 0 | 0 | 0 | 0 | 0 | 0 | 0 | 0 | 0 | 0 | 0 | 0 | 0 | 0 | 0 | 0 | 0 | 0 | 0 | 0 | 0 | 0 | 0 | 0 | 0 | 0 | 0 | 0 | 0
SCE Total Roll-up E3 Calculator - No Carbon Adder | [17 empty] | System | #N/A | [21 empty] | 0 | 0 | 0 | 0 | 0 | 0 | 0 | 0 | 0 | 0 | 0 | 0 | 0 | 0 | 0 | 0 | 0 | 0 | 0 | 0 | 0 | 0 | 0 | 0 | 0 | 0 | 0 | 0 | 0
SCE Total Roll-up E3 Calculator - No Carbon Adder | [17 empty] | System | #N/A | [21 empty] | 0 | 0 | 0 | 0 | 0 | 0 | 0 | 0 | 0 | 0 | 0 | 0 | 0 | 0 | 0 | 0 | 0 | 0 | 0 | 0 | 0 | 0 | 0 | 0 | 0 | 0 | 0 | 0 | 0
SCE Total Roll-up E3 Calculator - No Carbon Adder | [17 empty] | System | #N/A | [21 empty] | 0 | 0 | 0 | 0 | 0 | 0 | 0 | 0 | 0 | 0 | 0 | 0 | 0 | 0 | 0 | 0 | 0 | 0 | 0 | 0 | 0 | 0 | 0 | 0 | 0 | 0 | 0 | 0 | 0
SCE Total Roll-up E3 Calculator - No Carbon Adder | [17 empty] | System | #N/A | [21 empty] | 0 | 0 | 0 | 0 | 0 | 0 | 0 | 0 | 0 | 0 | 0 | 0 | 0 | 0 | 0 | 0 | 0 | 0 | 0 | 0 | 0 | 0 | 0 | 0 | 0 | 0 | 0 | 0 | 0
SCE Total Roll-up E3 Calculator - No Carbon Adder | [17 empty] | System | #N/A | [21 empty] | 0 | 0 | 0 | 0 | 0 | 0 | 0 | 0 | 0 | 0 | 0 | 0 | 0 | 0 | 0 | 0 | 0 | 0 | 0 | 0 | 0 | 0 | 0 | 0 | 0 | 0 | 0 | 0 | 0
SCE Total Roll-up E3 Calculator - No Carbon Adder | [17 empty] | System | #N/A | [21 empty] | 0 | 0 | 0 | 0 | 0 | 0 | 0 | 0 | 0 | 0 | 0 | 0 | 0 | 0 | 0 | 0 | 0 | 0 | 0 | 0 | 0 | 0 | 0 | 0 | 0 | 0 | 0 | 0 | 0
SCE Total Roll-up E3 Calculator - No Carbon Adder | [17 empty] | System | #N/A | [21 empty] | 0 | 0 | 0 | 0 | 0 | 0 | 0 | 0 | 0 | 0 | 0 | 0 | 0 | 0 | 0 | 0 | 0 | 0 | 0 | 0 | 0 | 0 | 0 | 0 | 0 | 0 | 0 | 0 | 0
SCE Total Roll-up E3 Calculator - No Carbon Adder | [17 empty] | System | #N/A | [21 empty] | 0 | 0 | 0 | 0 | 0 | 0 | 0 | 0 | 0 | 0 | 0 | 0 | 0 | 0 | 0 | 0 | 0 | 0 | 0 | 0 | 0 | 0 | 0 | 0 | 0 | 0 | 0 | 0 | 0
SCE Total Roll-up E3 Calculator - No Carbon Adder | [17 empty] | System | #N/A | [21 empty] | 0 | 0 | 0 | 0 | 0 | 0 | 0 | 0 | 0 | 0 | 0 | 0 | 0 | 0 | 0 | 0 | 0 | 0 | 0 | 0 | 0 | 0 | 0 | 0 | 0 | 0 | 0 | 0 | 0
SCE Total Roll-up E3 Calculator - No Carbon Adder | [17 empty] | System | #N/A | [21 empty] | 0 | 0 | 0 | 0 | 0 | 0 | 0 | 0 | 0 | 0 | 0 | 0 | 0 | 0 | 0 | 0 | 0 | 0 | 0 | 0 | 0 | 0 | 0 | 0 | 0 | 0 | 0 | 0 | 0
SCE Total Roll-up E3 Calculator - No Carbon Adder | [17 empty] | System | #N/A | [21 empty] | 0 | 0 | 0 | 0 | 0 | 0 | 0 | 0 | 0 | 0 | 0 | 0 | 0 | 0 | 0 | 0 | 0 | 0 | 0 | 0 | 0 | 0 | 0 | 0 | 0 | 0 | 0 | 0 | 0
SCE Total Roll-up E3 Calculator - No Carbon Adder | [17 empty] | System | #N/A | [21 empty] | 0 | 0 | 0 | 0 | 0 | 0 | 0 | 0 | 0 | 0 | 0 | 0 | 0 | 0 | 0 | 0 | 0 | 0 | 0 | 0 | 0 | 0 | 0 | 0 | 0 | 0 | 0 | 0 | 0
SCE Total Roll-up E3 Calculator - No Carbon Adder | [17 empty] | System | #N/A | [21 empty] | 0 | 0 | 0 | 0 | 0 | 0 | 0 | 0 | 0 | 0 | 0 | 0 | 0 | 0 | 0 | 0 | 0 | 0 | 0 | 0 | 0 | 0 | 0 | 0 | 0 | 0 | 0 | 0 | 0
SCE Total Roll-up E3 Calculator - No Carbon Adder | [17 empty] | System | #N/A | [21 empty] | 0 | 0 | 0 | 0 | 0 | 0 | 0 | 0 | 0 | 0 | 0 | 0 | 0 | 0 | 0 | 0 | 0 | 0 | 0 | 0 | 0 | 0 | 0 | 0 | 0 | 0 | 0 | 0 | 0
SCE Total Roll-up E3 Calculator - No Carbon Adder | [17 empty] | System | #N/A | [21 empty] | 0 | 0 | 0 | 0 | 0 | 0 | 0 | 0 | 0 | 0 | 0 | 0 | 0 | 0 | 0 | 0 | 0 | 0 | 0 | 0 | 0 | 0 | 0 | 0 | 0 | 0 | 0 | 0 | 0
SCE Total Roll-up E3 Calculator - No Carbon Adder | [17 empty] | System | #N/A | [21 empty] | 0 | 0 | 0 | 0 | 0 | 0 | 0 | 0 | 0 | 0 | 0 | 0 | 0 | 0 | 0 | 0 | 0 | 0 | 0 | 0 | 0 | 0 | 0 | 0 | 0 | 0 | 0 | 0 | 0
SCE Total Roll-up E3 Calculator - No Carbon Adder | [17 empty] | System | #N/A | [21 empty] | 0 | 0 | 0 | 0 | 0 | 0 | 0 | 0 | 0 | 0 | 0 | 0 | 0 | 0 | 0 | 0 | 0 | 0 | 0 | 0 | 0 | 0 | 0 | 0 | 0 | 0 | 0 | 0 | 0
SCE Total Roll-up E3 Calculator - No Carbon Adder | [17 empty] | System | #N/A | [21 empty] | 0 | 0 | 0 | 0 | 0 | 0 | 0 | 0 | 0 | 0 | 0 | 0 | 0 | 0 | 0 | 0 | 0 | 0 | 0 | 0 | 0 | 0 | 0 | 0 | 0 | 0 | 0 | 0 | 0
SCE Total Roll-up E3 Calculator - No Carbon Adder | [17 empty] | System | #N/A | [21 empty] | 0 | 0 | 0 | 0 | 0 | 0 | 0 | 0 | 0 | 0 | 0 | 0 | 0 | 0 | 0 | 0 | 0 | 0 | 0 | 0 | 0 | 0 | 0 | 0 | 0 | 0 | 0 | 0 | 0
SCE Total Roll-up E3 Calculator - No Carbon Adder | [17 empty] | System | #N/A | [21 empty] | 0 | 0 | 0 | 0 | 0 | 0 | 0 | 0 | 0 | 0 | 0 | 0 | 0 | 0 | 0 | 0 | 0 | 0 | 0 | 0 | 0 | 0 | 0 | 0 | 0 | 0 | 0 | 0 | 0
SCE Total Roll-up E3 Calculator - No Carbon Adder | [17 empty] | System | #N/A | [21 empty] | 0 | 0 | 0 | 0 | 0 | 0 | 0 | 0 | 0 | 0 | 0 | 0 | 0 | 0 | 0 | 0 | 0 | 0 | 0 | 0 | 0 | 0 | 0 | 0 | 0 | 0 | 0 | 0 | 0
SCE Total Roll-up E3 Calculator - No Carbon Adder | [17 empty] | System | #N/A | [21 empty] | 0 | 0 | 0 | 0 | 0 | 0 | 0 | 0 | 0 | 0 | 0 | 0 | 0 | 0 | 0 | 0 | 0 | 0 | 0 | 0 | 0 | 0 | 0 | 0 | 0 | 0 | 0 | 0 | 0
SCE Total Roll-up E3 Calculator - No Carbon Adder | [17 empty] | System | #N/A | [21 empty] | 0 | 0 | 0 | 0 | 0 | 0 | 0 | 0 | 0 | 0 | 0 | 0 | 0 | 0 | 0 | 0 | 0 | 0 | 0 | 0 | 0 | 0 | 0 | 0 | 0 | 0 | 0 | 0 | 0
SCE Total Roll-up E3 Calculator - No Carbon Adder | [17 empty] | System | #N/A | [21 empty] | 0 | 0 | 0 | 0 | 0 | 0 | 0 | 0 | 0 | 0 | 0 | 0 | 0 | 0 | 0 | 0 | 0 | 0 | 0 | 0 | 0 | 0 | 0 | 0 | 0 | 0 | 0 | 0 | 0
SCE Total Roll-up E3 Calculator - No Carbon Adder | [17 empty] | System | #N/A | [21 empty] | 0 | 0 | 0 | 0 | 0 | 0 | 0 | 0 | 0 | 0 | 0 | 0 | 0 | 0 | 0 | 0 | 0 | 0 | 0 | 0 | 0 | 0 | 0 | 0 | 0 | 0 | 0 | 0 | 0
SCE Total Roll-up E3 Calculator - No Carbon Adder | [17 empty] | System | #N/A | [21 empty] | 0 | 0 | 0 | 0 | 0 | 0 | 0 | 0 | 0 | 0 | 0 | 0 | 0 | 0 | 0 | 0 | 0 | 0 | 0 | 0 | 0 | 0 | 0 | 0 | 0 | 0 | 0 | 0 | 0
SCE Total Roll-up E3 Calculator - No Carbon Adder | [17 empty] | System | #N/A | [21 empty] | 0 | 0 | 0 | 0 | 0 | 0 | 0 | 0 | 0 | 0 | 0 | 0 | 0 | 0 | 0 | 0 | 0 | 0 | 0 | 0 | 0 | 0 | 0 | 0 | 0 | 0 | 0 | 0 | 0
SCE Total Roll-up E3 Calculator - No Carbon Adder | [17 empty] | System | #N/A | [21 empty] | 0 | 0 | 0 | 0 | 0 | 0 | 0 | 0 | 0 | 0 | 0 | 0 | 0 | 0 | 0 | 0 | 0 | 0 | 0 | 0 | 0 | 0 | 0 | 0 | 0 | 0 | 0 | 0 | 0
SCE Total Roll-up E3 Calculator - No Carbon Adder | [17 empty] | System | #N/A | [21 empty] | 0 | 0 | 0 | 0 | 0 | 0 | 0 | 0 | 0 | 0 | 0 | 0 | 0 | 0 | 0 | 0 | 0 | 0 | 0 | 0 | 0 | 0 | 0 | 0 | 0 | 0 | 0 | 0 | 0
SCE Total Roll-up E3 Calculator - No Carbon Adder | [17 empty] | System | #N/A | [21 empty] | 0 | 0 | 0 | 0 | 0 | 0 | 0 | 0 | 0 | 0 | 0 | 0 | 0 | 0 | 0 | 0 | 0 | 0 | 0 | 0 | 0 | 0 | 0 | 0 | 0 | 0 | 0 | 0 | 0
SCE Total Roll-up E3 Calculator - No Carbon Adder | [17 empty] | System | #N/A | [21 empty] | 0 | 0 | 0 | 0 | 0 | 0 | 0 | 0 | 0 | 0 | 0 | 0 | 0 | 0 | 0 | 0 | 0 | 0 | 0 | 0 | 0 | 0 | 0 | 0 | 0 | 0 | 0 | 0 | 0
SCE Total Roll-up E3 Calculator - No Carbon Adder | [17 empty] | System | #N/A | [21 empty] | 0 | 0 | 0 | 0 | 0 | 0 | 0 | 0 | 0 | 0 | 0 | 0 | 0 | 0 | 0 | 0 | 0 | 0 | 0 | 0 | 0 | 0 | 0 | 0 | 0 | 0 | 0 | 0 | 0
SCE Total Roll-up E3 Calculator - No Carbon Adder | [17 empty] | System | #N/A | [21 empty] | 0 | 0 | 0 | 0 | 0 | 0 | 0 | 0 | 0 | 0 | 0 | 0 | 0 | 0 | 0 | 0 | 0 | 0 | 0 | 0 | 0 | 0 | 0 | 0 | 0 | 0 | 0 | 0 | 0
SCE Total Roll-up E3 Calculator - No Carbon Adder | [17 empty] | System | #N/A | [21 empty] | 0 | 0 | 0 | 0 | 0 | 0 | 0 | 0 | 0 | 0 | 0 | 0 | 0 | 0 | 0 | 0 | 0 | 0 | 0 | 0 | 0 | 0 | 0 | 0 | 0 | 0 | 0 | 0 | 0
SCE Total Roll-up E3 Calculator - No Carbon Adder | [17 empty] | System | #N/A | [21 empty] | 0 | 0 | 0 | 0 | 0 | 0 | 0 | 0 | 0 | 0 | 0 | 0 | 0 | 0 | 0 | 0 | 0 | 0 | 0 | 0 | 0 | 0 | 0 | 0 | 0 | 0 | 0 | 0 | 0
SCE Total Roll-up E3 Calculator - No Carbon Adder | [17 empty] | System | #N/A | [21 empty] | 0 | 0 | 0 | 0 | 0 | 0 | 0 | 0 | 0 | 0 | 0 | 0 | 0 | 0 | 0 | 0 | 0 | 0 | 0 | 0 | 0 | 0 | 0 | 0 | 0 | 0 | 0 | 0 | 0
SCE Total Roll-up E3 Calculator - No Carbon Adder | [17 empty] | System | #N/A | [21 empty] | 0 | 0 | 0 | 0 | 0 | 0 | 0 | 0 | 0 | 0 | 0 | 0 | 0 | 0 | 0 | 0 | 0 | 0 | 0 | 0 | 0 | 0 | 0 | 0 | 0 | 0 | 0 | 0 | 0
SCE Total Roll-up E3 Calculator - No Carbon Adder | [17 empty] | System | #N/A | [21 empty] | 0 | 0 | 0 | 0 | 0 | 0 | 0 | 0 | 0 | 0 | 0 | 0 | 0 | 0 | 0 | 0 | 0 | 0 | 0 | 0 | 0 | 0 | 0 | 0 | 0 | 0 | 0 | 0 | 0
SCE Total Roll-up E3 Calculator - No Carbon Adder | [17 empty] | System | #N/A | [21 empty] | 0 | 0 | 0 | 0 | 0 | 0 | 0 | 0 | 0 | 0 | 0 | 0 | 0 | 0 | 0 | 0 | 0 | 0 | 0 | 0 | 0 | 0 | 0 | 0 | 0 | 0 | 0 | 0 | 0
SCE Total Roll-up E3 Calculator - No Carbon Adder | [17 empty] | System | #N/A | [21 empty] | 0 | 0 | 0 | 0 | 0 | 0 | 0 | 0 | 0 | 0 | 0 | 0 | 0 | 0 | 0 | 0 | 0 | 0 | 0 | 0 | 0 | 0 | 0 | 0 | 0 | 0 | 0 | 0 | 0
SCE Total Roll-up E3 Calculator - No Carbon Adder | [17 empty] | System | #N/A | [21 empty] | 0 | 0 | 0 | 0 | 0 | 0 | 0 | 0 | 0 | 0 | 0 | 0 | 0 | 0 | 0 | 0 | 0 | 0 | 0 | 0 | 0 | 0 | 0 | 0 | 0 | 0 | 0 | 0 | 0
SCE Total Roll-up E3 Calculator - No Carbon Adder | [17 empty] | System | #N/A | [21 empty] | 0 | 0 | 0 | 0 | 0 | 0 | 0 | 0 | 0 | 0 | 0 | 0 | 0 | 0 | 0 | 0 | 0 | 0 | 0 | 0 | 0 | 0 | 0 | 0 | 0 | 0 | 0 | 0 | 0
SCE Total Roll-up E3 Calculator - No Carbon Adder | [17 empty] | System | #N/A | [21 empty] | 0 | 0 | 0 | 0 | 0 | 0 | 0 | 0 | 0 | 0 | 0 | 0 | 0 | 0 | 0 | 0 | 0 | 0 | 0 | 0 | 0 | 0 | 0 | 0 | 0 | 0 | 0 | 0 | 0
SCE Total Roll-up E3 Calculator - No Carbon Adder | [17 empty] | System | #N/A | [21 empty] | 0 | 0 | 0 | 0 | 0 | 0 | 0 | 0 | 0 | 0 | 0 | 0 | 0 | 0 | 0 | 0 | 0 | 0 | 0 | 0 | 0 | 0 | 0 | 0 | 0 | 0 | 0 | 0 | 0
SCE Total Roll-up E3 Calculator - No Carbon Adder | [17 empty] | System | #N/A | [21 empty] | 0 | 0 | 0 | 0 | 0 | 0 | 0 | 0 | 0 | 0 | 0 | 0 | 0 | 0 | 0 | 0 | 0 | 0 | 0 | 0 | 0 | 0 | 0 | 0 | 0 | 0 | 0 | 0 | 0
SCE Total Roll-up E3 Calculator - No Carbon Adder | [17 empty] | System | #N/A | [21 empty] | 0 | 0 | 0 | 0 | 0 | 0 | 0 | 0 | 0 | 0 | 0 | 0 | 0 | 0 | 0 | 0 | 0 | 0 | 0 | 0 | 0 | 0 | 0 | 0 | 0 | 0 | 0 | 0 | 0
SCE Total Roll-up E3 Calculator - No Carbon Adder | [17 empty] | System | #N/A | [21 empty] | 0 | 0 | 0 | 0 | 0 | 0 | 0 | 0 | 0 | 0 | 0 | 0 | 0 | 0 | 0 | 0 | 0 | 0 | 0 | 0 | 0 | 0 | 0 | 0 | 0 | 0 | 0 | 0 | 0
SCE Total Roll-up E3 Calculator - No Carbon Adder | [17 empty] | System | #N/A | [21 empty] | 0 | 0 | 0 | 0 | 0 | 0 | 0 | 0 | 0 | 0 | 0 | 0 | 0 | 0 | 0 | 0 | 0 | 0 | 0 | 0 | 0 | 0 | 0 | 0 | 0 | 0 | 0 | 0 | 0
SCE Total Roll-up E3 Calculator - No Carbon Adder | [17 empty] | System | #N/A | [21 empty] | 0 | 0 | 0 | 0 | 0 | 0 | 0 | 0 | 0 | 0 | 0 | 0 | 0 | 0 | 0 | 0 | 0 | 0 | 0 | 0 | 0 | 0 | 0 | 0 | 0 | 0 | 0 | 0 | 0
SCE Total Roll-up E3 Calculator - No Carbon Adder | [17 empty] | System | #N/A | [21 empty] | 0 | 0 | 0 | 0 | 0 | 0 | 0 | 0 | 0 | 0 | 0 | 0 | 0 | 0 | 0 | 0 | 0 | 0 | 0 | 0 | 0 | 0 | 0 | 0 | 0 | 0 | 0 | 0 | 0
SCE Total Roll-up E3 Calculator - No Carbon Adder | [17 empty] | System | #N/A | [21 empty] | 0 | 0 | 0 | 0 | 0 | 0 | 0 | 0 | 0 | 0 | 0 | 0 | 0 | 0 | 0 | 0 | 0 | 0 | 0 | 0 | 0 | 0 | 0 | 0 | 0 | 0 | 0 | 0 | 0
SCE Total Roll-up E3 Calculator - No Carbon Adder | [17 empty] | System | #N/A | [21 empty] | 0 | 0 | 0 | 0 | 0 | 0 | 0 | 0 | 0 | 0 | 0 | 0 | 0 | 0 | 0 | 0 | 0 | 0 | 0 | 0 | 0 | 0 | 0 | 0 | 0 | 0 | 0 | 0 | 0
SCE Total Roll-up E3 Calculator - No Carbon Adder | [17 empty] | System | #N/A | [21 empty] | 0 | 0 | 0 | 0 | 0 | 0 | 0 | 0 | 0 | 0 | 0 | 0 | 0 | 0 | 0 | 0 | 0 | 0 | 0 | 0 | 0 | 0 | 0 | 0 | 0 | 0 | 0 | 0 | 0
SCE Total Roll-up E3 Calculator - No Carbon Adder | [17 empty] | System | #N/A | [21 empty] | 0 | 0 | 0 | 0 | 0 | 0 | 0 | 0 | 0 | 0 | 0 | 0 | 0 | 0 | 0 | 0 | 0 | 0 | 0 | 0 | 0 | 0 | 0 | 0 | 0 | 0 | 0 | 0 | 0
SCE Total Roll-up E3 Calculator - No Carbon Adder | [17 empty] | System | #N/A | [21 empty] | 0 | 0 | 0 | 0 | 0 | 0 | 0 | 0 | 0 | 0 | 0 | 0 | 0 | 0 | 0 | 0 | 0 | 0 | 0 | 0 | 0 | 0 | 0 | 0 | 0 | 0 | 0 | 0 | 0
SCE Total Roll-up E3 Calculator - No Carbon Adder | [17 empty] | System | #N/A | [21 empty] | 0 | 0 | 0 | 0 | 0 | 0 | 0 | 0 | 0 | 0 | 0 | 0 | 0 | 0 | 0 | 0 | 0 | 0 | 0 | 0 | 0 | 0 | 0 | 0 | 0 | 0 | 0 | 0 | 0
SCE Total Roll-up E3 Calculator - No Carbon Adder | [17 empty] | System | #N/A | [21 empty] | 0 | 0 | 0 | 0 | 0 | 0 | 0 | 0 | 0 | 0 | 0 | 0 | 0 | 0 | 0 | 0 | 0 | 0 | 0 | 0 | 0 | 0 | 0 | 0 | 0 | 0 | 0 | 0 | 0
SCE Total Roll-up E3 Calculator - No Carbon Adder | [17 empty] | System | #N/A | [21 empty] | 0 | 0 | 0 | 0 | 0 | 0 | 0 | 0 | 0 | 0 | 0 | 0 | 0 | 0 | 0 | 0 | 0 | 0 | 0 | 0 | 0 | 0 | 0 | 0 | 0 | 0 | 0 | 0 | 0
SCE Total Roll-up E3 Calculator - No Carbon Adder | [17 empty] | System | #N/A | [21 empty] | 0 | 0 | 0 | 0 | 0 | 0 | 0 | 0 | 0 | 0 | 0 | 0 | 0 | 0 | 0 | 0 | 0 | 0 | 0 | 0 | 0 | 0 | 0 | 0 | 0 | 0 | 0 | 0 | 0
SCE Total Roll-up E3 Calculator - No Carbon Adder | [17 empty] | System | #N/A | [21 empty] | 0 | 0 | 0 | 0 | 0 | 0 | 0 | 0 | 0 | 0 | 0 | 0 | 0 | 0 | 0 | 0 | 0 | 0 | 0 | 0 | 0 | 0 | 0 | 0 | 0 | 0 | 0 | 0 | 0
SCE Total Roll-up E3 Calculator - No Carbon Adder | [17 empty] | System | #N/A | [21 empty] | 0 | 0 | 0 | 0 | 0 | 0 | 0 | 0 | 0 | 0 | 0 | 0 | 0 | 0 | 0 | 0 | 0 | 0 | 0 | 0 | 0 | 0 | 0 | 0 | 0 | 0 | 0 | 0 | 0
SCE Total Roll-up E3 Calculator - No Carbon Adder | [17 empty] | System | #N/A | [21 empty] | 0 | 0 | 0 | 0 | 0 | 0 | 0 | 0 | 0 | 0 | 0 | 0 | 0 | 0 | 0 | 0 | 0 | 0 | 0 | 0 | 0 | 0 | 0 | 0 | 0 | 0 | 0 | 0 | 0
SCE Total Roll-up E3 Calculator - No Carbon Adder | [17 empty] | System | #N/A | [21 empty] | 0 | 0 | 0 | 0 | 0 | 0 | 0 | 0 | 0 | 0 | 0 | 0 | 0 | 0 | 0 | 0 | 0 | 0 | 0 | 0 | 0 | 0 | 0 | 0 | 0 | 0 | 0 | 0 | 0
SCE Total Roll-up E3 Calculator - No Carbon Adder | [17 empty] | System | #N/A | [21 empty] | 0 | 0 | 0 | 0 | 0 | 0 | 0 | 0 | 0 | 0 | 0 | 0 | 0 | 0 | 0 | 0 | 0 | 0 | 0 | 0 | 0 | 0 | 0 | 0 | 0 | 0 | 0 | 0 | 0
SCE Total Roll-up E3 Calculator - No Carbon Adder | [17 empty] | System | #N/A | [21 empty] | 0 | 0 | 0 | 0 | 0 | 0 | 0 | 0 | 0 | 0 | 0 | 0 | 0 | 0 | 0 | 0 | 0 | 0 | 0 | 0 | 0 | 0 | 0 | 0 | 0 | 0 | 0 | 0 | 0
SCE Total Roll-up E3 Calculator - No Carbon Adder | [17 empty] | System | #N/A | [21 empty] | 0 | 0 | 0 | 0 | 0 | 0 | 0 | 0 | 0 | 0 | 0 | 0 | 0 | 0 | 0 | 0 | 0 | 0 | 0 | 0 | 0 | 0 | 0 | 0 | 0 | 0 | 0 | 0 | 0
SCE Total Roll-up E3 Calculator - No Carbon Adder | [17 empty] | System | #N/A | [21 empty] | 0 | 0 | 0 | 0 | 0 | 0 | 0 | 0 | 0 | 0 | 0 | 0 | 0 | 0 | 0 | 0 | 0 | 0 | 0 | 0 | 0 | 0 | 0 | 0 | 0 | 0 | 0 | 0 | 0
SCE Total Roll-up E3 Calculator - No Carbon Adder | [17 empty] | System | #N/A | [21 empty] | 0 | 0 | 0 | 0 | 0 | 0 | 0 | 0 | 0 | 0 | 0 | 0 | 0 | 0 | 0 | 0 | 0 | 0 | 0 | 0 | 0 | 0 | 0 | 0 | 0 | 0 | 0 | 0 | 0
SCE Total Roll-up E3 Calculator - No Carbon Adder | [17 empty] | System | #N/A | [21 empty] | 0 | 0 | 0 | 0 | 0 | 0 | 0 | 0 | 0 | 0 | 0 | 0 | 0 | 0 | 0 | 0 | 0 | 0 | 0 | 0 | 0 | 0 | 0 | 0 | 0 | 0 | 0 | 0 | 0
SCE Total Roll-up E3 Calculator - No Carbon Adder | [17 empty] | System | #N/A | [21 empty] | 0 | 0 | 0 | 0 | 0 | 0 | 0 | 0 | 0 | 0 | 0 | 0 | 0 | 0 | 0 | 0 | 0 | 0 | 0 | 0 | 0 | 0 | 0 | 0 | 0 | 0 | 0 | 0 | 0
SCE Total Roll-up E3 Calculator - No Carbon Adder | [17 empty] | System | #N/A | [21 empty] | 0 | 0 | 0 | 0 | 0 | 0 | 0 | 0 | 0 | 0 | 0 | 0 | 0 | 0 | 0 | 0 | 0 | 0 | 0 | 0 | 0 | 0 | 0 | 0 | 0 | 0 | 0 | 0 | 0
SCE Total Roll-up E3 Calculator - No Carbon Adder | [17 empty] | System | #N/A | [21 empty] | 0 | 0 | 0 | 0 | 0 | 0 | 0 | 0 | 0 | 0 | 0 | 0 | 0 | 0 | 0 | 0 | 0 | 0 | 0 | 0 | 0 | 0 | 0 | 0 | 0 | 0 | 0 | 0 | 0
SCE Total Roll-up E3 Calculator - No Carbon Adder | [17 empty] | System | #N/A | [21 empty] | 0 | 0 | 0 | 0 | 0 | 0 | 0 | 0 | 0 | 0 | 0 | 0 | 0 | 0 | 0 | 0 | 0 | 0 | 0 | 0 | 0 | 0 | 0 | 0 | 0 | 0 | 0 | 0 | 0
SCE Total Roll-up E3 Calculator - No Carbon Adder | [17 empty] | System | #N/A | [21 empty] | 0 | 0 | 0 | 0 | 0 | 0 | 0 | 0 | 0 | 0 | 0 | 0 | 0 | 0 | 0 | 0 | 0 | 0 | 0 | 0 | 0 | 0 | 0 | 0 | 0 | 0 | 0 | 0 | 0
SCE Total Roll-up E3 Calculator - No Carbon Adder | [17 empty] | System | #N/A | [21 empty] | 0 | 0 | 0 | 0 | 0 | 0 | 0 | 0 | 0 | 0 | 0 | 0 | 0 | 0 | 0 | 0 | 0 | 0 | 0 | 0 | 0 | 0 | 0 | 0 | 0 | 0 | 0 | 0 | 0
SCE Total Roll-up E3 Calculator - No Carbon Adder | [17 empty] | System | #N/A | [21 empty] | 0 | 0 | 0 | 0 | 0 | 0 | 0 | 0 | 0 | 0 | 0 | 0 | 0 | 0 | 0 | 0 | 0 | 0 | 0 | 0 | 0 | 0 | 0 | 0 | 0 | 0 | 0 | 0 | 0
SCE Total Roll-up E3 Calculator - No Carbon Adder | [17 empty] | System | #N/A | [21 empty] | 0 | 0 | 0 | 0 | 0 | 0 | 0 | 0 | 0 | 0 | 0 | 0 | 0 | 0 | 0 | 0 | 0 | 0 | 0 | 0 | 0 | 0 | 0 | 0 | 0 | 0 | 0 | 0 | 0
SCE Total Roll-up E3 Calculator - No Carbon Adder | [17 empty] | System | #N/A | [21 empty] | 0 | 0 | 0 | 0 | 0 | 0 | 0 | 0 | 0 | 0 | 0 | 0 | 0 | 0 | 0 | 0 | 0 | 0 | 0 | 0 | 0 | 0 | 0 | 0 | 0 | 0 | 0 | 0 | 0
SCE Total Roll-up E3 Calculator - No Carbon Adder | [17 empty] | System | #N/A | [21 empty] | 0 | 0 | 0 | 0 | 0 | 0 | 0 | 0 | 0 | 0 | 0 | 0 | 0 | 0 | 0 | 0 | 0 | 0 | 0 | 0 | 0 | 0 | 0 | 0 | 0 | 0 | 0 | 0 | 0
SCE Total Roll-up E3 Calculator - No Carbon Adder | [17 empty] | System | #N/A | [21 empty] | 0 | 0 | 0 | 0 | 0 | 0 | 0 | 0 | 0 | 0 | 0 | 0 | 0 | 0 | 0 | 0 | 0 | 0 | 0 | 0 | 0 | 0 | 0 | 0 | 0 | 0 | 0 | 0 | 0
SCE Total Roll-up E3 Calculator - No Carbon Adder | [17 empty] | System | #N/A | [21 empty] | 0 | 0 | 0 | 0 | 0 | 0 | 0 | 0 | 0 | 0 | 0 | 0 | 0 | 0 | 0 | 0 | 0 | 0 | 0 | 0 | 0 | 0 | 0 | 0 | 0 | 0 | 0 | 0 | 0
SCE Total Roll-up E3 Calculator - No Carbon Adder | [17 empty] | System | #N/A | [21 empty] | 0 | 0 | 0 | 0 | 0 | 0 | 0 | 0 | 0 | 0 | 0 | 0 | 0 | 0 | 0 | 0 | 0 | 0 | 0 | 0 | 0 | 0 | 0 | 0 | 0 | 0 | 0 | 0 | 0
SCE Total Roll-up E3 Calculator - No Carbon Adder | [17 empty] | System | #N/A | [21 empty] | 0 | 0 | 0 | 0 | 0 | 0 | 0 | 0 | 0 | 0 | 0 | 0 | 0 | 0 | 0 | 0 | 0 | 0 | 0 | 0 | 0 | 0 | 0 | 0 | 0 | 0 | 0 | 0 | 0
SCE Total Roll-up E3 Calculator - No Carbon Adder | [17 empty] | System | #N/A | [21 empty] | 0 | 0 | 0 | 0 | 0 | 0 | 0 | 0 | 0 | 0 | 0 | 0 | 0 | 0 | 0 | 0 | 0 | 0 | 0 | 0 | 0 | 0 | 0 | 0 | 0 | 0 | 0 | 0 | 0
SCE Total Roll-up E3 Calculator - No Carbon Adder | [17 empty] | System | #N/A | [21 empty] | 0 | 0 | 0 | 0 | 0 | 0 | 0 | 0 | 0 | 0 | 0 | 0 | 0 | 0 | 0 | 0 | 0 | 0 | 0 | 0 | 0 | 0 | 0 | 0 | 0 | 0 | 0 | 0 | 0
SCE Total Roll-up E3 Calculator - No Carbon Adder | [17 empty] | System | #N/A | [21 empty] | 0 | 0 | 0 | 0 | 0 | 0 | 0 | 0 | 0 | 0 | 0 | 0 | 0 | 0 | 0 | 0 | 0 | 0 | 0 | 0 | 0 | 0 | 0 | 0 | 0 | 0 | 0 | 0 | 0
SCE Total Roll-up E3 Calculator - No Carbon Adder | [17 empty] | System | #N/A | [21 empty] | 0 | 0 | 0 | 0 | 0 | 0 | 0 | 0 | 0 | 0 | 0 | 0 | 0 | 0 | 0 | 0 | 0 | 0 | 0 | 0 | 0 | 0 | 0 | 0 | 0 | 0 | 0 | 0 | 0
SCE Total Roll-up E3 Calculator - No Carbon Adder | [17 empty] | System | #N/A | [21 empty] | 0 | 0 | 0 | 0 | 0 | 0 | 0 | 0 | 0 | 0 | 0 | 0 | 0 | 0 | 0 | 0 | 0 | 0 | 0 | 0 | 0 | 0 | 0 | 0 | 0 | 0 | 0 | 0 | 0
SCE Total Roll-up E3 Calculator - No Carbon Adder | [17 empty] | System | #N/A | [21 empty] | 0 | 0 | 0 | 0 | 0 | 0 | 0 | 0 | 0 | 0 | 0 | 0 | 0 | 0 | 0 | 0 | 0 | 0 | 0 | 0 | 0 | 0 | 0 | 0 | 0 | 0 | 0 | 0 | 0
SCE Total Roll-up E3 Calculator - No Carbon Adder | [17 empty] | System | #N/A | [21 empty] | 0 | 0 | 0 | 0 | 0 | 0 | 0 | 0 | 0 | 0 | 0 | 0 | 0 | 0 | 0 | 0 | 0 | 0 | 0 | 0 | 0 | 0 | 0 | 0 | 0 | 0 | 0 | 0 | 0
SCE Total Roll-up E3 Calculator - No Carbon Adder | [17 empty] | System | #N/A | [21 empty] | 0 | 0 | 0 | 0 | 0 | 0 | 0 | 0 | 0 | 0 | 0 | 0 | 0 | 0 | 0 | 0 | 0 | 0 | 0 | 0 | 0 | 0 | 0 | 0 | 0 | 0 | 0 | 0 | 0
SCE Total Roll-up E3 Calculator - No Carbon Adder | [17 empty] | System | #N/A | [21 empty] | 0 | 0 | 0 | 0 | 0 | 0 | 0 | 0 | 0 | 0 | 0 | 0 | 0 | 0 | 0 | 0 | 0 | 0 | 0 | 0 | 0 | 0 | 0 | 0 | 0 | 0 | 0 | 0 | 0
SCE Total Roll-up E3 Calculator - No Carbon Adder | [17 empty] | System | #N/A | [21 empty] | 0 | 0 | 0 | 0 | 0 | 0 | 0 | 0 | 0 | 0 | 0 | 0 | 0 | 0 | 0 | 0 | 0 | 0 | 0 | 0 | 0 | 0 | 0 | 0 | 0 | 0 | 0 | 0 | 0
SCE Total Roll-up E3 Calculator - No Carbon Adder | [17 empty] | System | #N/A | [21 empty] | 0 | 0 | 0 | 0 | 0 | 0 | 0 | 0 | 0 | 0 | 0 | 0 | 0 | 0 | 0 | 0 | 0 | 0 | 0 | 0 | 0 | 0 | 0 | 0 | 0 | 0 | 0 | 0 | 0
SCE Total Roll-up E3 Calculator - No Carbon Adder | [17 empty] | System | #N/A | [21 empty] | 0 | 0 | 0 | 0 | 0 | 0 | 0 | 0 | 0 | 0 | 0 | 0 | 0 | 0 | 0 | 0 | 0 | 0 | 0 | 0 | 0 | 0 | 0 | 0 | 0 | 0 | 0 | 0 | 0
SCE Total Roll-up E3 Calculator - No Carbon Adder | [17 empty] | System | #N/A | [21 empty] | 0 | 0 | 0 | 0 | 0 | 0 | 0 | 0 | 0 | 0 | 0 | 0 | 0 | 0 | 0 | 0 | 0 | 0 | 0 | 0 | 0 | 0 | 0 | 0 | 0 | 0 | 0 | 0 | 0
SCE Total Roll-up E3 Calculator - No Carbon Adder | [17 empty] | System | #N/A | [21 empty] | 0 | 0 | 0 | 0 | 0 | 0 | 0 | 0 | 0 | 0 | 0 | 0 | 0 | 0 | 0 | 0 | 0 | 0 | 0 | 0 | 0 | 0 | 0 | 0 | 0 | 0 | 0 | 0 | 0
SCE Total Roll-up E3 Calculator - No Carbon Adder | [17 empty] | System | #N/A | [21 empty] | 0 | 0 | 0 | 0 | 0 | 0 | 0 | 0 | 0 | 0 | 0 | 0 | 0 | 0 | 0 | 0 | 0 | 0 | 0 | 0 | 0 | 0 | 0 | 0 | 0 | 0 | 0 | 0 | 0
SCE Total Roll-up E3 Calculator - No Carbon Adder | [17 empty] | System | #N/A | [21 empty] | 0 | 0 | 0 | 0 | 0 | 0 | 0 | 0 | 0 | 0 | 0 | 0 | 0 | 0 | 0 | 0 | 0 | 0 | 0 | 0 | 0 | 0 | 0 | 0 | 0 | 0 | 0 | 0 | 0
SCE Total Roll-up E3 Calculator - No Carbon Adder | [17 empty] | System | #N/A | [21 empty] | 0 | 0 | 0 | 0 | 0 | 0 | 0 | 0 | 0 | 0 | 0 | 0 | 0 | 0 | 0 | 0 | 0 | 0 | 0 | 0 | 0 | 0 | 0 | 0 | 0 | 0 | 0 | 0 | 0
SCE Total Roll-up E3 Calculator - No Carbon Adder | [17 empty] | System | #N/A | [21 empty] | 0 | 0 | 0 | 0 | 0 | 0 | 0 | 0 | 0 | 0 | 0 | 0 | 0 | 0 | 0 | 0 | 0 | 0 | 0 | 0 | 0 | 0 | 0 | 0 | 0 | 0 | 0 | 0 | 0
SCE Total Roll-up E3 Calculator - No Carbon Adder | [17 empty] | System | #N/A | [21 empty] | 0 | 0 | 0 | 0 | 0 | 0 | 0 | 0 | 0 | 0 | 0 | 0 | 0 | 0 | 0 | 0 | 0 | 0 | 0 | 0 | 0 | 0 | 0 | 0 | 0 | 0 | 0 | 0 | 0
SCE Total Roll-up E3 Calculator - No Carbon Adder | [17 empty] | System | #N/A | [21 empty] | 0 | 0 | 0 | 0 | 0 | 0 | 0 | 0 | 0 | 0 | 0 | 0 | 0 | 0 | 0 | 0 | 0 | 0 | 0 | 0 | 0 | 0 | 0 | 0 | 0 | 0 | 0 | 0 | 0
SCE Total Roll-up E3 Calculator - No Carbon Adder | [17 empty] | System | #N/A | [21 empty] | 0 | 0 | 0 | 0 | 0 | 0 | 0 | 0 | 0 | 0 | 0 | 0 | 0 | 0 | 0 | 0 | 0 | 0 | 0 | 0 | 0 | 0 | 0 | 0 | 0 | 0 | 0 | 0 | 0
SCE Total Roll-up E3 Calculator - No Carbon Adder | [17 empty] | System | #N/A | [21 empty] | 0 | 0 | 0 | 0 | 0 | 0 | 0 | 0 | 0 | 0 | 0 | 0 | 0 | 0 | 0 | 0 | 0 | 0 | 0 | 0 | 0 | 0 | 0 | 0 | 0 | 0 | 0 | 0 | 0
SCE Total Roll-up E3 Calculator - No Carbon Adder | [17 empty] | System | #N/A | [21 empty] | 0 | 0 | 0 | 0 | 0 | 0 | 0 | 0 | 0 | 0 | 0 | 0 | 0 | 0 | 0 | 0 | 0 | 0 | 0 | 0 | 0 | 0 | 0 | 0 | 0 | 0 | 0 | 0 | 0
SCE Total Roll-up E3 Calculator - No Carbon Adder | [17 empty] | System | #N/A | [21 empty] | 0 | 0 | 0 | 0 | 0 | 0 | 0 | 0 | 0 | 0 | 0 | 0 | 0 | 0 | 0 | 0 | 0 | 0 | 0 | 0 | 0 | 0 | 0 | 0 | 0 | 0 | 0 | 0 | 0
SCE Total Roll-up E3 Calculator - No Carbon Adder | [17 empty] | System | #N/A | [21 empty] | 0 | 0 | 0 | 0 | 0 | 0 | 0 | 0 | 0 | 0 | 0 | 0 | 0 | 0 | 0 | 0 | 0 | 0 | 0 | 0 | 0 | 0 | 0 | 0 | 0 | 0 | 0 | 0 | 0
SCE Total Roll-up E3 Calculator - No Carbon Adder | [17 empty] | System | #N/A | [21 empty] | 0 | 0 | 0 | 0 | 0 | 0 | 0 | 0 | 0 | 0 | 0 | 0 | 0 | 0 | 0 | 0 | 0 | 0 | 0 | 0 | 0 | 0 | 0 | 0 | 0 | 0 | 0 | 0 | 0
SCE Total Roll-up E3 Calculator - No Carbon Adder | [17 empty] | System | #N/A | [21 empty] | 0 | 0 | 0 | 0 | 0 | 0 | 0 | 0 | 0 | 0 | 0 | 0 | 0 | 0 | 0 | 0 | 0 | 0 | 0 | 0 | 0 | 0 | 0 | 0 | 0 | 0 | 0 | 0 | 0
SCE Total Roll-up E3 Calculator - No Carbon Adder | [17 empty] | System | #N/A | [21 empty] | 0 | 0 | 0 | 0 | 0 | 0 | 0 | 0 | 0 | 0 | 0 | 0 | 0 | 0 | 0 | 0 | 0 | 0 | 0 | 0 | 0 | 0 | 0 | 0 | 0 | 0 | 0 | 0 | 0
SCE Total Roll-up E3 Calculator - No Carbon Adder | [17 empty] | System | #N/A | [21 empty] | 0 | 0 | 0 | 0 | 0 | 0 | 0 | 0 | 0 | 0 | 0 | 0 | 0 | 0 | 0 | 0 | 0 | 0 | 0 | 0 | 0 | 0 | 0 | 0 | 0 | 0 | 0 | 0 | 0
SCE Total Roll-up E3 Calculator - No Carbon Adder | [17 empty] | System | #N/A | [21 empty] | 0 | 0 | 0 | 0 | 0 | 0 | 0 | 0 | 0 | 0 | 0 | 0 | 0 | 0 | 0 | 0 | 0 | 0 | 0 | 0 | 0 | 0 | 0 | 0 | 0 | 0 | 0 | 0 | 0
SCE Total Roll-up E3 Calculator - No Carbon Adder | [17 empty] | System | #N/A | [21 empty] | 0 | 0 | 0 | 0 | 0 | 0 | 0 | 0 | 0 | 0 | 0 | 0 | 0 | 0 | 0 | 0 | 0 | 0 | 0 | 0 | 0 | 0 | 0 | 0 | 0 | 0 | 0 | 0 | 0
SCE Total Roll-up E3 Calculator - No Carbon Adder | [17 empty] | System | #N/A | [21 empty] | 0 | 0 | 0 | 0 | 0 | 0 | 0 | 0 | 0 | 0 | 0 | 0 | 0 | 0 | 0 | 0 | 0 | 0 | 0 | 0 | 0 | 0 | 0 | 0 | 0 | 0 | 0 | 0 | 0
SCE Total Roll-up E3 Calculator - No Carbon Adder | [17 empty] | System | #N/A | [21 empty] | 0 | 0 | 0 | 0 | 0 | 0 | 0 | 0 | 0 | 0 | 0 | 0 | 0 | 0 | 0 | 0 | 0 | 0 | 0 | 0 | 0 | 0 | 0 | 0 | 0 | 0 | 0 | 0 | 0
SCE Total Roll-up E3 Calculator - No Carbon Adder | [17 empty] | System | #N/A | [21 empty] | 0 | 0 | 0 | 0 | 0 | 0 | 0 | 0 | 0 | 0 | 0 | 0 | 0 | 0 | 0 | 0 | 0 | 0 | 0 | 0 | 0 | 0 | 0 | 0 | 0 | 0 | 0 | 0 | 0
SCE Total Roll-up E3 Calculator - No Carbon Adder | [17 empty] | System | #N/A | [21 empty] | 0 | 0 | 0 | 0 | 0 | 0 | 0 | 0 | 0 | 0 | 0 | 0 | 0 | 0 | 0 | 0 | 0 | 0 | 0 | 0 | 0 | 0 | 0 | 0 | 0 | 0 | 0 | 0 | 0
SCE Total Roll-up E3 Calculator - No Carbon Adder | [17 empty] | System | #N/A | [21 empty] | 0 | 0 | 0 | 0 | 0 | 0 | 0 | 0 | 0 | 0 | 0 | 0 | 0 | 0 | 0 | 0 | 0 | 0 | 0 | 0 | 0 | 0 | 0 | 0 | 0 | 0 | 0 | 0 | 0
SCE Total Roll-up E3 Calculator - No Carbon Adder | [17 empty] | System | #N/A | [21 empty] | 0 | 0 | 0 | 0 | 0 | 0 | 0 | 0 | 0 | 0 | 0 | 0 | 0 | 0 | 0 | 0 | 0 | 0 | 0 | 0 | 0 | 0 | 0 | 0 | 0 | 0 | 0 | 0 | 0
SCE Total Roll-up E3 Calculator - No Carbon Adder | [17 empty] | System | #N/A | [21 empty] | 0 | 0 | 0 | 0 | 0 | 0 | 0 | 0 | 0 | 0 | 0 | 0 | 0 | 0 | 0 | 0 | 0 | 0 | 0 | 0 | 0 | 0 | 0 | 0 | 0 | 0 | 0 | 0 | 0
SCE Total Roll-up E3 Calculator - No Carbon Adder | [17 empty] | System | #N/A | [21 empty] | 0 | 0 | 0 | 0 | 0 | 0 | 0 | 0 | 0 | 0 | 0 | 0 | 0 | 0 | 0 | 0 | 0 | 0 | 0 | 0 | 0 | 0 | 0 | 0 | 0 | 0 | 0 | 0 | 0
SCE Total Roll-up E3 Calculator - No Carbon Adder | [17 empty] | System | #N/A | [21 empty] | 0 | 0 | 0 | 0 | 0 | 0 | 0 | 0 | 0 | 0 | 0 | 0 | 0 | 0 | 0 | 0 | 0 | 0 | 0 | 0 | 0 | 0 | 0 | 0 | 0 | 0 | 0 | 0 | 0
SCE Total Roll-up E3 Calculator - No Carbon Adder | [17 empty] | System | #N/A | [21 empty] | 0 | 0 | 0 | 0 | 0 | 0 | 0 | 0 | 0 | 0 | 0 | 0 | 0 | 0 | 0 | 0 | 0 | 0 | 0 | 0 | 0 | 0 | 0 | 0 | 0 | 0 | 0 | 0 | 0
SCE Total Roll-up E3 Calculator - No Carbon Adder | [17 empty] | System | #N/A | [21 empty] | 0 | 0 | 0 | 0 | 0 | 0 | 0 | 0 | 0 | 0 | 0 | 0 | 0 | 0 | 0 | 0 | 0 | 0 | 0 | 0 | 0 | 0 | 0 | 0 | 0 | 0 | 0 | 0 | 0
SCE Total Roll-up E3 Calculator - No Carbon Adder | [17 empty] | System | #N/A | [21 empty] | 0 | 0 | 0 | 0 | 0 | 0 | 0 | 0 | 0 | 0 | 0 | 0 | 0 | 0 | 0 | 0 | 0 | 0 | 0 | 0 | 0 | 0 | 0 | 0 | 0 | 0 | 0 | 0 | 0
SCE Total Roll-up E3 Calculator - No Carbon Adder | [17 empty] | System | #N/A | [21 empty] | 0 | 0 | 0 | 0 | 0 | 0 | 0 | 0 | 0 | 0 | 0 | 0 | 0 | 0 | 0 | 0 | 0 | 0 | 0 | 0 | 0 | 0 | 0 | 0 | 0 | 0 | 0 | 0 | 0
SCE Total Roll-up E3 Calculator - No Carbon Adder | [17 empty] | System | #N/A | [21 empty] | 0 | 0 | 0 | 0 | 0 | 0 | 0 | 0 | 0 | 0 | 0 | 0 | 0 | 0 | 0 | 0 | 0 | 0 | 0 | 0 | 0 | 0 | 0 | 0 | 0 | 0 | 0 | 0 | 0
SCE Total Roll-up E3 Calculator - No Carbon Adder | [17 empty] | System | #N/A | [21 empty] | 0 | 0 | 0 | 0 | 0 | 0 | 0 | 0 | 0 | 0 | 0 | 0 | 0 | 0 | 0 | 0 | 0 | 0 | 0 | 0 | 0 | 0 | 0 | 0 | 0 | 0 | 0 | 0 | 0
SCE Total Roll-up E3 Calculator - No Carbon Adder | [17 empty] | System | #N/A | [21 empty] | 0 | 0 | 0 | 0 | 0 | 0 | 0 | 0 | 0 | 0 | 0 | 0 | 0 | 0 | 0 | 0 | 0 | 0 | 0 | 0 | 0 | 0 | 0 | 0 | 0 | 0 | 0 | 0 | 0
SCE Total Roll-up E3 Calculator - No Carbon Adder | [17 empty] | System | #N/A | [21 empty] | 0 | 0 | 0 | 0 | 0 | 0 | 0 | 0 | 0 | 0 | 0 | 0 | 0 | 0 | 0 | 0 | 0 | 0 | 0 | 0 | 0 | 0 | 0 | 0 | 0 | 0 | 0 | 0 | 0
SCE Total Roll-up E3 Calculator - No Carbon Adder | [17 empty] | System | #N/A | [21 empty] | 0 | 0 | 0 | 0 | 0 | 0 | 0 | 0 | 0 | 0 | 0 | 0 | 0 | 0 | 0 | 0 | 0 | 0 | 0 | 0 | 0 | 0 | 0 | 0 | 0 | 0 | 0 | 0 | 0
SCE Total Roll-up E3 Calculator - No Carbon Adder | [17 empty] | System | #N/A | [21 empty] | 0 | 0 | 0 | 0 | 0 | 0 | 0 | 0 | 0 | 0 | 0 | 0 | 0 | 0 | 0 | 0 | 0 | 0 | 0 | 0 | 0 | 0 | 0 | 0 | 0 | 0 | 0 | 0 | 0
SCE Total Roll-up E3 Calculator - No Carbon Adder | [17 empty] | System | #N/A | [21 empty] | 0 | 0 | 0 | 0 | 0 | 0 | 0 | 0 | 0 | 0 | 0 | 0 | 0 | 0 | 0 | 0 | 0 | 0 | 0 | 0 | 0 | 0 | 0 | 0 | 0 | 0 | 0 | 0 | 0
SCE Total Roll-up E3 Calculator - No Carbon Adder | [17 empty] | System | #N/A | [21 empty] | 0 | 0 | 0 | 0 | 0 | 0 | 0 | 0 | 0 | 0 | 0 | 0 | 0 | 0 | 0 | 0 | 0 | 0 | 0 | 0 | 0 | 0 | 0 | 0 | 0 | 0 | 0 | 0 | 0
SCE Total Roll-up E3 Calculator - No Carbon Adder | [17 empty] | System | #N/A | [21 empty] | 0 | 0 | 0 | 0 | 0 | 0 | 0 | 0 | 0 | 0 | 0 | 0 | 0 | 0 | 0 | 0 | 0 | 0 | 0 | 0 | 0 | 0 | 0 | 0 | 0 | 0 | 0 | 0 | 0
SCE Total Roll-up E3 Calculator - No Carbon Adder | [17 empty] | System | #N/A | [21 empty] | 0 | 0 | 0 | 0 | 0 | 0 | 0 | 0 | 0 | 0 | 0 | 0 | 0 | 0 | 0 | 0 | 0 | 0 | 0 | 0 | 0 | 0 | 0 | 0 | 0 | 0 | 0 | 0 | 0
SCE Total Roll-up E3 Calculator - No Carbon Adder | [17 empty] | System | #N/A | [21 empty] | 0 | 0 | 0 | 0 | 0 | 0 | 0 | 0 | 0 | 0 | 0 | 0 | 0 | 0 | 0 | 0 | 0 | 0 | 0 | 0 | 0 | 0 | 0 | 0 | 0 | 0 | 0 | 0 | 0
SCE Total Roll-up E3 Calculator - No Carbon Adder | [17 empty] | System | #N/A | [21 empty] | 0 | 0 | 0 | 0 | 0 | 0 | 0 | 0 | 0 | 0 | 0 | 0 | 0 | 0 | 0 | 0 | 0 | 0 | 0 | 0 | 0 | 0 | 0 | 0 | 0 | 0 | 0 | 0 | 0
SCE Total Roll-up E3 Calculator - No Carbon Adder | [17 empty] | System | #N/A | [21 empty] | 0 | 0 | 0 | 0 | 0 | 0 | 0 | 0 | 0 | 0 | 0 | 0 | 0 | 0 | 0 | 0 | 0 | 0 | 0 | 0 | 0 | 0 | 0 | 0 | 0 | 0 | 0 | 0 | 0
SCE Total Roll-up E3 Calculator - No Carbon Adder | [17 empty] | System | #N/A | [21 empty] | 0 | 0 | 0 | 0 | 0 | 0 | 0 | 0 | 0 | 0 | 0 | 0 | 0 | 0 | 0 | 0 | 0 | 0 | 0 | 0 | 0 | 0 | 0 | 0 | 0 | 0 | 0 | 0 | 0
SCE Total Roll-up E3 Calculator - No Carbon Adder | [17 empty] | System | #N/A | [21 empty] | 0 | 0 | 0 | 0 | 0 | 0 | 0 | 0 | 0 | 0 | 0 | 0 | 0 | 0 | 0 | 0 | 0 | 0 | 0 | 0 | 0 | 0 | 0 | 0 | 0 | 0 | 0 | 0 | 0
SCE Total Roll-up E3 Calculator - No Carbon Adder | [17 empty] | System | #N/A | [21 empty] | 0 | 0 | 0 | 0 | 0 | 0 | 0 | 0 | 0 | 0 | 0 | 0 | 0 | 0 | 0 | 0 | 0 | 0 | 0 | 0 | 0 | 0 | 0 | 0 | 0 | 0 | 0 | 0 | 0
SCE Total Roll-up E3 Calculator - No Carbon Adder | [17 empty] | System | #N/A | [21 empty] | 0 | 0 | 0 | 0 | 0 | 0 | 0 | 0 | 0 | 0 | 0 | 0 | 0 | 0 | 0 | 0 | 0 | 0 | 0 | 0 | 0 | 0 | 0 | 0 | 0 | 0 | 0 | 0 | 0
SCE Total Roll-up E3 Calculator - No Carbon Adder | [17 empty] | System | #N/A | [21 empty] | 0 | 0 | 0 | 0 | 0 | 0 | 0 | 0 | 0 | 0 | 0 | 0 | 0 | 0 | 0 | 0 | 0 | 0 | 0 | 0 | 0 | 0 | 0 | 0 | 0 | 0 | 0 | 0 | 0
SCE Total Roll-up E3 Calculator - No Carbon Adder | [17 empty] | System | #N/A | [21 empty] | 0 | 0 | 0 | 0 | 0 | 0 | 0 | 0 | 0 | 0 | 0 | 0 | 0 | 0 | 0 | 0 | 0 | 0 | 0 | 0 | 0 | 0 | 0 | 0 | 0 | 0 | 0 | 0 | 0
SCE Total Roll-up E3 Calculator - No Carbon Adder | [17 empty] | System | #N/A | [21 empty] | 0 | 0 | 0 | 0 | 0 | 0 | 0 | 0 | 0 | 0 | 0 | 0 | 0 | 0 | 0 | 0 | 0 | 0 | 0 | 0 | 0 | 0 | 0 | 0 | 0 | 0 | 0 | 0 | 0
SCE Total Roll-up E3 Calculator - No Carbon Adder | [17 empty] | System | #N/A | [21 empty] | 0 | 0 | 0 | 0 | 0 | 0 | 0 | 0 | 0 | 0 | 0 | 0 | 0 | 0 | 0 | 0 | 0 | 0 | 0 | 0 | 0 | 0 | 0 | 0 | 0 | 0 | 0 | 0 | 0
SCE Total Roll-up E3 Calculator - No Carbon Adder | [17 empty] | System | #N/A | [21 empty] | 0 | 0 | 0 | 0 | 0 | 0 | 0 | 0 | 0 | 0 | 0 | 0 | 0 | 0 | 0 | 0 | 0 | 0 | 0 | 0 | 0 | 0 | 0 | 0 | 0 | 0 | 0 | 0 | 0
SCE Total Roll-up E3 Calculator - No Carbon Adder | [17 empty] | System | #N/A | [21 empty] | 0 | 0 | 0 | 0 | 0 | 0 | 0 | 0 | 0 | 0 | 0 | 0 | 0 | 0 | 0 | 0 | 0 | 0 | 0 | 0 | 0 | 0 | 0 | 0 | 0 | 0 | 0 | 0 | 0
SCE Total Roll-up E3 Calculator - No Carbon Adder | [17 empty] | System | #N/A | [21 empty] | 0 | 0 | 0 | 0 | 0 | 0 | 0 | 0 | 0 | 0 | 0 | 0 | 0 | 0 | 0 | 0 | 0 | 0 | 0 | 0 | 0 | 0 | 0 | 0 | 0 | 0 | 0 | 0 | 0
SCE Total Roll-up E3 Calculator - No Carbon Adder | [17 empty] | System | #N/A | [21 empty] | 0 | 0 | 0 | 0 | 0 | 0 | 0 | 0 | 0 | 0 | 0 | 0 | 0 | 0 | 0 | 0 | 0 | 0 | 0 | 0 | 0 | 0 | 0 | 0 | 0 | 0 | 0 | 0 | 0
SCE Total Roll-up E3 Calculator - No Carbon Adder | [17 empty] | System | #N/A | [21 empty] | 0 | 0 | 0 | 0 | 0 | 0 | 0 | 0 | 0 | 0 | 0 | 0 | 0 | 0 | 0 | 0 | 0 | 0 | 0 | 0 | 0 | 0 | 0 | 0 | 0 | 0 | 0 | 0 | 0
SCE Total Roll-up E3 Calculator - No Carbon Adder | [17 empty] | System | #N/A | [21 empty] | 0 | 0 | 0 | 0 | 0 | 0 | 0 | 0 | 0 | 0 | 0 | 0 | 0 | 0 | 0 | 0 | 0 | 0 | 0 | 0 | 0 | 0 | 0 | 0 | 0 | 0 | 0 | 0 | 0
SCE Total Roll-up E3 Calculator - No Carbon Adder | [17 empty] | System | #N/A | [21 empty] | 0 | 0 | 0 | 0 | 0 | 0 | 0 | 0 | 0 | 0 | 0 | 0 | 0 | 0 | 0 | 0 | 0 | 0 | 0 | 0 | 0 | 0 | 0 | 0 | 0 | 0 | 0 | 0 | 0
SCE Total Roll-up E3 Calculator - No Carbon Adder | [17 empty] | System | #N/A | [21 empty] | 0 | 0 | 0 | 0 | 0 | 0 | 0 | 0 | 0 | 0 | 0 | 0 | 0 | 0 | 0 | 0 | 0 | 0 | 0 | 0 | 0 | 0 | 0 | 0 | 0 | 0 | 0 | 0 | 0
SCE Total Roll-up E3 Calculator - No Carbon Adder | [17 empty] | System | #N/A | [21 empty] | 0 | 0 | 0 | 0 | 0 | 0 | 0 | 0 | 0 | 0 | 0 | 0 | 0 | 0 | 0 | 0 | 0 | 0 | 0 | 0 | 0 | 0 | 0 | 0 | 0 | 0 | 0 | 0 | 0
SCE Total Roll-up E3 Calculator - No Carbon Adder | [17 empty] | System | #N/A | [21 empty] | 0 | 0 | 0 | 0 | 0 | 0 | 0 | 0 | 0 | 0 | 0 | 0 | 0 | 0 | 0 | 0 | 0 | 0 | 0 | 0 | 0 | 0 | 0 | 0 | 0 | 0 | 0 | 0 | 0
SCE Total Roll-up E3 Calculator - No Carbon Adder | [17 empty] | System | #N/A | [21 empty] | 0 | 0 | 0 | 0 | 0 | 0 | 0 | 0 | 0 | 0 | 0 | 0 | 0 | 0 | 0 | 0 | 0 | 0 | 0 | 0 | 0 | 0 | 0 | 0 | 0 | 0 | 0 | 0 | 0
SCE Total Roll-up E3 Calculator - No Carbon Adder | [17 empty] | System | #N/A | [21 empty] | 0 | 0 | 0 | 0 | 0 | 0 | 0 | 0 | 0 | 0 | 0 | 0 | 0 | 0 | 0 | 0 | 0 | 0 | 0 | 0 | 0 | 0 | 0 | 0 | 0 | 0 | 0 | 0 | 0
SCE Total Roll-up E3 Calculator - No Carbon Adder | [17 empty] | System | #N/A | [21 empty] | 0 | 0 | 0 | 0 | 0 | 0 | 0 | 0 | 0 | 0 | 0 | 0 | 0 | 0 | 0 | 0 | 0 | 0 | 0 | 0 | 0 | 0 | 0 | 0 | 0 | 0 | 0 | 0 | 0
SCE Total Roll-up E3 Calculator - No Carbon Adder | [17 empty] | System | #N/A | [21 empty] | 0 | 0 | 0 | 0 | 0 | 0 | 0 | 0 | 0 | 0 | 0 | 0 | 0 | 0 | 0 | 0 | 0 | 0 | 0 | 0 | 0 | 0 | 0 | 0 | 0 | 0 | 0 | 0 | 0
SCE Total Roll-up E3 Calculator - No Carbon Adder | [17 empty] | System | #N/A | [21 empty] | 0 | 0 | 0 | 0 | 0 | 0 | 0 | 0 | 0 | 0 | 0 | 0 | 0 | 0 | 0 | 0 | 0 | 0 | 0 | 0 | 0 | 0 | 0 | 0 | 0 | 0 | 0 | 0 | 0
SCE Total Roll-up E3 Calculator - No Carbon Adder | [17 empty] | System | #N/A | [21 empty] | 0 | 0 | 0 | 0 | 0 | 0 | 0 | 0 | 0 | 0 | 0 | 0 | 0 | 0 | 0 | 0 | 0 | 0 | 0 | 0 | 0 | 0 | 0 | 0 | 0 | 0 | 0 | 0 | 0
SCE Total Roll-up E3 Calculator - No Carbon Adder | [17 empty] | System | #N/A | [21 empty] | 0 | 0 | 0 | 0 | 0 | 0 | 0 | 0 | 0 | 0 | 0 | 0 | 0 | 0 | 0 | 0 | 0 | 0 | 0 | 0 | 0 | 0 | 0 | 0 | 0 | 0 | 0 | 0 | 0
SCE Total Roll-up E3 Calculator - No Carbon Adder | [17 empty] | System | #N/A | [21 empty] | 0 | 0 | 0 | 0 | 0 | 0 | 0 | 0 | 0 | 0 | 0 | 0 | 0 | 0 | 0 | 0 | 0 | 0 | 0 | 0 | 0 | 0 | 0 | 0 | 0 | 0 | 0 | 0 | 0
SCE Total Roll-up E3 Calculator - No Carbon Adder | [17 empty] | System | #N/A | [21 empty] | 0 | 0 | 0 | 0 | 0 | 0 | 0 | 0 | 0 | 0 | 0 | 0 | 0 | 0 | 0 | 0 | 0 | 0 | 0 | 0 | 0 | 0 | 0 | 0 | 0 | 0 | 0 | 0 | 0
SCE Total Roll-up E3 Calculator - No Carbon Adder | [17 empty] | System | #N/A | [21 empty] | 0 | 0 | 0 | 0 | 0 | 0 | 0 | 0 | 0 | 0 | 0 | 0 | 0 | 0 | 0 | 0 | 0 | 0 | 0 | 0 | 0 | 0 | 0 | 0 | 0 | 0 | 0 | 0 | 0
SCE Total Roll-up E3 Calculator - No Carbon Adder | [17 empty] | System | #N/A | [21 empty] | 0 | 0 | 0 | 0 | 0 | 0 | 0 | 0 | 0 | 0 | 0 | 0 | 0 | 0 | 0 | 0 | 0 | 0 | 0 | 0 | 0 | 0 | 0 | 0 | 0 | 0 | 0 | 0 | 0
SCE Total Roll-up E3 Calculator - No Carbon Adder | [17 empty] | System | #N/A | [21 empty] | 0 | 0 | 0 | 0 | 0 | 0 | 0 | 0 | 0 | 0 | 0 | 0 | 0 | 0 | 0 | 0 | 0 | 0 | 0 | 0 | 0 | 0 | 0 | 0 | 0 | 0 | 0 | 0 | 0
SCE Total Roll-up E3 Calculator - No Carbon Adder | [17 empty] | System | #N/A | [21 empty] | 0 | 0 | 0 | 0 | 0 | 0 | 0 | 0 | 0 | 0 | 0 | 0 | 0 | 0 | 0 | 0 | 0 | 0 | 0 | 0 | 0 | 0 | 0 | 0 | 0 | 0 | 0 | 0 | 0
SCE Total Roll-up E3 Calculator - No Carbon Adder | [17 empty] | System | #N/A | [21 empty] | 0 | 0 | 0 | 0 | 0 | 0 | 0 | 0 | 0 | 0 | 0 | 0 | 0 | 0 | 0 | 0 | 0 | 0 | 0 | 0 | 0 | 0 | 0 | 0 | 0 | 0 | 0 | 0 | 0
SCE Total Roll-up E3 Calculator - No Carbon Adder | [17 empty] | System | #N/A | [21 empty] | 0 | 0 | 0 | 0 | 0 | 0 | 0 | 0 | 0 | 0 | 0 | 0 | 0 | 0 | 0 | 0 | 0 | 0 | 0 | 0 | 0 | 0 | 0 | 0 | 0 | 0 | 0 | 0 | 0
SCE Total Roll-up E3 Calculator - No Carbon Adder | [17 empty] | System | #N/A | [21 empty] | 0 | 0 | 0 | 0 | 0 | 0 | 0 | 0 | 0 | 0 | 0 | 0 | 0 | 0 | 0 | 0 | 0 | 0 | 0 | 0 | 0 | 0 | 0 | 0 | 0 | 0 | 0 | 0 | 0
SCE Total Roll-up E3 Calculator - No Carbon Adder | [17 empty] | System | #N/A | [21 empty] | 0 | 0 | 0 | 0 | 0 | 0 | 0 | 0 | 0 | 0 | 0 | 0 | 0 | 0 | 0 | 0 | 0 | 0 | 0 | 0 | 0 | 0 | 0 | 0 | 0 | 0 | 0 | 0 | 0
SCE Total Roll-up E3 Calculator - No Carbon Adder | [17 empty] | System | #N/A | [21 empty] | 0 | 0 | 0 | 0 | 0 | 0 | 0 | 0 | 0 | 0 | 0 | 0 | 0 | 0 | 0 | 0 | 0 | 0 | 0 | 0 | 0 | 0 | 0 | 0 | 0 | 0 | 0 | 0 | 0
SCE Total Roll-up E3 Calculator - No Carbon Adder | [17 empty] | System | #N/A | [21 empty] | 0 | 0 | 0 | 0 | 0 | 0 | 0 | 0 | 0 | 0 | 0 | 0 | 0 | 0 | 0 | 0 | 0 | 0 | 0 | 0 | 0 | 0 | 0 | 0 | 0 | 0 | 0 | 0 | 0
SCE Total Roll-up E3 Calculator - No Carbon Adder | [17 empty] | System | #N/A | [21 empty] | 0 | 0 | 0 | 0 | 0 | 0 | 0 | 0 | 0 | 0 | 0 | 0 | 0 | 0 | 0 | 0 | 0 | 0 | 0 | 0 | 0 | 0 | 0 | 0 | 0 | 0 | 0 | 0 | 0
SCE Total Roll-up E3 Calculator - No Carbon Adder | [17 empty] | System | #N/A | [21 empty] | 0 | 0 | 0 | 0 | 0 | 0 | 0 | 0 | 0 | 0 | 0 | 0 | 0 | 0 | 0 | 0 | 0 | 0 | 0 | 0 | 0 | 0 | 0 | 0 | 0 | 0 | 0 | 0 | 0
SCE Total Roll-up E3 Calculator - No Carbon Adder | [17 empty] | System | #N/A | [21 empty] | 0 | 0 | 0 | 0 | 0 | 0 | 0 | 0 | 0 | 0 | 0 | 0 | 0 | 0 | 0 | 0 | 0 | 0 | 0 | 0 | 0 | 0 | 0 | 0 | 0 | 0 | 0 | 0 | 0
SCE Total Roll-up E3 Calculator - No Carbon Adder | [17 empty] | System | #N/A | [21 empty] | 0 | 0 | 0 | 0 | 0 | 0 | 0 | 0 | 0 | 0 | 0 | 0 | 0 | 0 | 0 | 0 | 0 | 0 | 0 | 0 | 0 | 0 | 0 | 0 | 0 | 0 | 0 | 0 | 0
SCE Total Roll-up E3 Calculator - No Carbon Adder | [17 empty] | System | #N/A | [21 empty] | 0 | 0 | 0 | 0 | 0 | 0 | 0 | 0 | 0 | 0 | 0 | 0 | 0 | 0 | 0 | 0 | 0 | 0 | 0 | 0 | 0 | 0 | 0 | 0 | 0 | 0 | 0 | 0 | 0
SCE Total Roll-up E3 Calculator - No Carbon Adder | [17 empty] | System | #N/A | [21 empty] | 0 | 0 | 0 | 0 | 0 | 0 | 0 | 0 | 0 | 0 | 0 | 0 | 0 | 0 | 0 | 0 | 0 | 0 | 0 | 0 | 0 | 0 | 0 | 0 | 0 | 0 | 0 | 0 | 0
SCE Total Roll-up E3 Calculator - No Carbon Adder | [17 empty] | System | #N/A | [21 empty] | 0 | 0 | 0 | 0 | 0 | 0 | 0 | 0 | 0 | 0 | 0 | 0 | 0 | 0 | 0 | 0 | 0 | 0 | 0 | 0 | 0 | 0 | 0 | 0 | 0 | 0 | 0 | 0 | 0
SCE Total Roll-up E3 Calculator - No Carbon Adder | [17 empty] | System | #N/A | [21 empty] | 0 | 0 | 0 | 0 | 0 | 0 | 0 | 0 | 0 | 0 | 0 | 0 | 0 | 0 | 0 | 0 | 0 | 0 | 0 | 0 | 0 | 0 | 0 | 0 | 0 | 0 | 0 | 0 | 0
SCE Total Roll-up E3 Calculator - No Carbon Adder | [17 empty] | System | #N/A | [21 empty] | 0 | 0 | 0 | 0 | 0 | 0 | 0 | 0 | 0 | 0 | 0 | 0 | 0 | 0 | 0 | 0 | 0 | 0 | 0 | 0 | 0 | 0 | 0 | 0 | 0 | 0 | 0 | 0 | 0
SCE Total Roll-up E3 Calculator - No Carbon Adder | [17 empty] | System | #N/A | [21 empty] | 0 | 0 | 0 | 0 | 0 | 0 | 0 | 0 | 0 | 0 | 0 | 0 | 0 | 0 | 0 | 0 | 0 | 0 | 0 | 0 | 0 | 0 | 0 | 0 | 0 | 0 | 0 | 0 | 0
SCE Total Roll-up E3 Calculator - No Carbon Adder | [17 empty] | System | #N/A | [21 empty] | 0 | 0 | 0 | 0 | 0 | 0 | 0 | 0 | 0 | 0 | 0 | 0 | 0 | 0 | 0 | 0 | 0 | 0 | 0 | 0 | 0 | 0 | 0 | 0 | 0 | 0 | 0 | 0 | 0
SCE Total Roll-up E3 Calculator - No Carbon Adder | [17 empty] | System | #N/A | [21 empty] | 0 | 0 | 0 | 0 | 0 | 0 | 0 | 0 | 0 | 0 | 0 | 0 | 0 | 0 | 0 | 0 | 0 | 0 | 0 | 0 | 0 | 0 | 0 | 0 | 0 | 0 | 0 | 0 | 0
SCE Total Roll-up E3 Calculator - No Carbon Adder | [17 empty] | System | #N/A | [21 empty] | 0 | 0 | 0 | 0 | 0 | 0 | 0 | 0 | 0 | 0 | 0 | 0 | 0 | 0 | 0 | 0 | 0 | 0 | 0 | 0 | 0 | 0 | 0 | 0 | 0 | 0 | 0 | 0 | 0
SCE Total Roll-up E3 Calculator - No Carbon Adder | [17 empty] | System | #N/A | [21 empty] | 0 | 0 | 0 | 0 | 0 | 0 | 0 | 0 | 0 | 0 | 0 | 0 | 0 | 0 | 0 | 0 | 0 | 0 | 0 | 0 | 0 | 0 | 0 | 0 | 0 | 0 | 0 | 0 | 0
SCE Total Roll-up E3 Calculator - No Carbon Adder | [17 empty] | System | #N/A | [21 empty] | 0 | 0 | 0 | 0 | 0 | 0 | 0 | 0 | 0 | 0 | 0 | 0 | 0 | 0 | 0 | 0 | 0 | 0 | 0 | 0 | 0 | 0 | 0 | 0 | 0 | 0 | 0 | 0 | 0
SCE Total Roll-up E3 Calculator - No Carbon Adder | [17 empty] | System | #N/A | [21 empty] | 0 | 0 | 0 | 0 | 0 | 0 | 0 | 0 | 0 | 0 | 0 | 0 | 0 | 0 | 0 | 0 | 0 | 0 | 0 | 0 | 0 | 0 | 0 | 0 | 0 | 0 | 0 | 0 | 0
SCE Total Roll-up E3 Calculator - No Carbon Adder | [17 empty] | System | #N/A | [21 empty] | 0 | 0 | 0 | 0 | 0 | 0 | 0 | 0 | 0 | 0 | 0 | 0 | 0 | 0 | 0 | 0 | 0 | 0 | 0 | 0 | 0 | 0 | 0 | 0 | 0 | 0 | 0 | 0 | 0
SCE Total Roll-up E3 Calculator - No Carbon Adder | [17 empty] | System | #N/A | [21 empty] | 0 | 0 | 0 | 0 | 0 | 0 | 0 | 0 | 0 | 0 | 0 | 0 | 0 | 0 | 0 | 0 | 0 | 0 | 0 | 0 | 0 | 0 | 0 | 0 | 0 | 0 | 0 | 0 | 0
SCE Total Roll-up E3 Calculator - No Carbon Adder | [17 empty] | System | #N/A | [21 empty] | 0 | 0 | 0 | 0 | 0 | 0 | 0 | 0 | 0 | 0 | 0 | 0 | 0 | 0 | 0 | 0 | 0 | 0 | 0 | 0 | 0 | 0 | 0 | 0 | 0 | 0 | 0 | 0 | 0
SCE Total Roll-up E3 Calculator - No Carbon Adder | [17 empty] | System | #N/A | [21 empty] | 0 | 0 | 0 | 0 | 0 | 0 | 0 | 0 | 0 | 0 | 0 | 0 | 0 | 0 | 0 | 0 | 0 | 0 | 0 | 0 | 0 | 0 | 0 | 0 | 0 | 0 | 0 | 0 | 0
SCE Total Roll-up E3 Calculator - No Carbon Adder | [17 empty] | System | #N/A | [21 empty] | 0 | 0 | 0 | 0 | 0 | 0 | 0 | 0 | 0 | 0 | 0 | 0 | 0 | 0 | 0 | 0 | 0 | 0 | 0 | 0 | 0 | 0 | 0 | 0 | 0 | 0 | 0 | 0 | 0
SCE Total Roll-up E3 Calculator - No Carbon Adder | [17 empty] | System | #N/A | [21 empty] | 0 | 0 | 0 | 0 | 0 | 0 | 0 | 0 | 0 | 0 | 0 | 0 | 0 | 0 | 0 | 0 | 0 | 0 | 0 | 0 | 0 | 0 | 0 | 0 | 0 | 0 | 0 | 0 | 0
SCE Total Roll-up E3 Calculator - No Carbon Adder | [17 empty] | System | #N/A | [21 empty] | 0 | 0 | 0 | 0 | 0 | 0 | 0 | 0 | 0 | 0 | 0 | 0 | 0 | 0 | 0 | 0 | 0 | 0 | 0 | 0 | 0 | 0 | 0 | 0 | 0 | 0 | 0 | 0 | 0
SCE Total Roll-up E3 Calculator - No Carbon Adder | [17 empty] | System | #N/A | [21 empty] | 0 | 0 | 0 | 0 | 0 | 0 | 0 | 0 | 0 | 0 | 0 | 0 | 0 | 0 | 0 | 0 | 0 | 0 | 0 | 0 | 0 | 0 | 0 | 0 | 0 | 0 | 0 | 0 | 0
SCE Total Roll-up E3 Calculator - No Carbon Adder | [17 empty] | System | #N/A | [21 empty] | 0 | 0 | 0 | 0 | 0 | 0 | 0 | 0 | 0 | 0 | 0 | 0 | 0 | 0 | 0 | 0 | 0 | 0 | 0 | 0 | 0 | 0 | 0 | 0 | 0 | 0 | 0 | 0 | 0
SCE Total Roll-up E3 Calculator - No Carbon Adder | [17 empty] | System | #N/A | [21 empty] | 0 | 0 | 0 | 0 | 0 | 0 | 0 | 0 | 0 | 0 | 0 | 0 | 0 | 0 | 0 | 0 | 0 | 0 | 0 | 0 | 0 | 0 | 0 | 0 | 0 | 0 | 0 | 0 | 0
SCE Total Roll-up E3 Calculator - No Carbon Adder | [17 empty] | System | #N/A | [21 empty] | 0 | 0 | 0 | 0 | 0 | 0 | 0 | 0 | 0 | 0 | 0 | 0 | 0 | 0 | 0 | 0 | 0 | 0 | 0 | 0 | 0 | 0 | 0 | 0 | 0 | 0 | 0 | 0 | 0
SCE Total Roll-up E3 Calculator - No Carbon Adder | [17 empty] | System | #N/A | [21 empty] | 0 | 0 | 0 | 0 | 0 | 0 | 0 | 0 | 0 | 0 | 0 | 0 | 0 | 0 | 0 | 0 | 0 | 0 | 0 | 0 | 0 | 0 | 0 | 0 | 0 | 0 | 0 | 0 | 0
SCE Total Roll-up E3 Calculator - No Carbon Adder | [17 empty] | System | #N/A | [21 empty] | 0 | 0 | 0 | 0 | 0 | 0 | 0 | 0 | 0 | 0 | 0 | 0 | 0 | 0 | 0 | 0 | 0 | 0 | 0 | 0 | 0 | 0 | 0 | 0 | 0 | 0 | 0 | 0 | 0
SCE Total Roll-up E3 Calculator - No Carbon Adder | [17 empty] | System | #N/A | [21 empty] | 0 | 0 | 0 | 0 | 0 | 0 | 0 | 0 | 0 | 0 | 0 | 0 | 0 | 0 | 0 | 0 | 0 | 0 | 0 | 0 | 0 | 0 | 0 | 0 | 0 | 0 | 0 | 0 | 0
SCE Total Roll-up E3 Calculator - No Carbon Adder | [17 empty] | System | #N/A | [21 empty] | 0 | 0 | 0 | 0 | 0 | 0 | 0 | 0 | 0 | 0 | 0 | 0 | 0 | 0 | 0 | 0 | 0 | 0 | 0 | 0 | 0 | 0 | 0 | 0 | 0 | 0 | 0 | 0 | 0
SCE Total Roll-up E3 Calculator - No Carbon Adder | [17 empty] | System | #N/A | [21 empty] | 0 | 0 | 0 | 0 | 0 | 0 | 0 | 0 | 0 | 0 | 0 | 0 | 0 | 0 | 0 | 0 | 0 | 0 | 0 | 0 | 0 | 0 | 0 | 0 | 0 | 0 | 0 | 0 | 0
SCE Total Roll-up E3 Calculator - No Carbon Adder | [17 empty] | System | #N/A | [21 empty] | 0 | 0 | 0 | 0 | 0 | 0 | 0 | 0 | 0 | 0 | 0 | 0 | 0 | 0 | 0 | 0 | 0 | 0 | 0 | 0 | 0 | 0 | 0 | 0 | 0 | 0 | 0 | 0 | 0
SCE Total Roll-up E3 Calculator - No Carbon Adder | [17 empty] | System | #N/A | [21 empty] | 0 | 0 | 0 | 0 | 0 | 0 | 0 | 0 | 0 | 0 | 0 | 0 | 0 | 0 | 0 | 0 | 0 | 0 | 0 | 0 | 0 | 0 | 0 | 0 | 0 | 0 | 0 | 0 | 0
SCE Total Roll-up E3 Calculator - No Carbon Adder | [17 empty] | System | #N/A | [21 empty] | 0 | 0 | 0 | 0 | 0 | 0 | 0 | 0 | 0 | 0 | 0 | 0 | 0 | 0 | 0 | 0 | 0 | 0 | 0 | 0 | 0 | 0 | 0 | 0 | 0 | 0 | 0 | 0 | 0
SCE Total Roll-up E3 Calculator - No Carbon Adder | [17 empty] | System | #N/A | [21 empty] | 0 | 0 | 0 | 0 | 0 | 0 | 0 | 0 | 0 | 0 | 0 | 0 | 0 | 0 | 0 | 0 | 0 | 0 | 0 | 0 | 0 | 0 | 0 | 0 | 0 | 0 | 0 | 0 | 0
SCE Total Roll-up E3 Calculator - No Carbon Adder | [17 empty] | System | #N/A | [21 empty] | 0 | 0 | 0 | 0 | 0 | 0 | 0 | 0 | 0 | 0 | 0 | 0 | 0 | 0 | 0 | 0 | 0 | 0 | 0 | 0 | 0 | 0 | 0 | 0 | 0 | 0 | 0 | 0 | 0
SCE Total Roll-up E3 Calculator - No Carbon Adder | [17 empty] | System | #N/A | [21 empty] | 0 | 0 | 0 | 0 | 0 | 0 | 0 | 0 | 0 | 0 | 0 | 0 | 0 | 0 | 0 | 0 | 0 | 0 | 0 | 0 | 0 | 0 | 0 | 0 | 0 | 0 | 0 | 0 | 0
SCE Total Roll-up E3 Calculator - No Carbon Adder | [17 empty] | System | #N/A | [21 empty] | 0 | 0 | 0 | 0 | 0 | 0 | 0 | 0 | 0 | 0 | 0 | 0 | 0 | 0 | 0 | 0 | 0 | 0 | 0 | 0 | 0 | 0 | 0 | 0 | 0 | 0 | 0 | 0 | 0
SCE Total Roll-up E3 Calculator - No Carbon Adder | [17 empty] | System | #N/A | [21 empty] | 0 | 0 | 0 | 0 | 0 | 0 | 0 | 0 | 0 | 0 | 0 | 0 | 0 | 0 | 0 | 0 | 0 | 0 | 0 | 0 | 0 | 0 | 0 | 0 | 0 | 0 | 0 | 0 | 0
SCE Total Roll-up E3 Calculator - No Carbon Adder | [17 empty] | System | #N/A | [21 empty] | 0 | 0 | 0 | 0 | 0 | 0 | 0 | 0 | 0 | 0 | 0 | 0 | 0 | 0 | 0 | 0 | 0 | 0 | 0 | 0 | 0 | 0 | 0 | 0 | 0 | 0 | 0 | 0 | 0
SCE Total Roll-up E3 Calculator - No Carbon Adder | [17 empty] | System | #N/A | [21 empty] | 0 | 0 | 0 | 0 | 0 | 0 | 0 | 0 | 0 | 0 | 0 | 0 | 0 | 0 | 0 | 0 | 0 | 0 | 0 | 0 | 0 | 0 | 0 | 0 | 0 | 0 | 0 | 0 | 0
SCE Total Roll-up E3 Calculator - No Carbon Adder | [17 empty] | System | #N/A | [21 empty] | 0 | 0 | 0 | 0 | 0 | 0 | 0 | 0 | 0 | 0 | 0 | 0 | 0 | 0 | 0 | 0 | 0 | 0 | 0 | 0 | 0 | 0 | 0 | 0 | 0 | 0 | 0 | 0 | 0
SCE Total Roll-up E3 Calculator - No Carbon Adder | [17 empty] | System | #N/A | [21 empty] | 0 | 0 | 0 | 0 | 0 | 0 | 0 | 0 | 0 | 0 | 0 | 0 | 0 | 0 | 0 | 0 | 0 | 0 | 0 | 0 | 0 | 0 | 0 | 0 | 0 | 0 | 0 | 0 | 0
SCE Total Roll-up E3 Calculator - No Carbon Adder | [17 empty] | System | #N/A | [21 empty] | 0 | 0 | 0 | 0 | 0 | 0 | 0 | 0 | 0 | 0 | 0 | 0 | 0 | 0 | 0 | 0 | 0 | 0 | 0 | 0 | 0 | 0 | 0 | 0 | 0 | 0 | 0 | 0 | 0
SCE Total Roll-up E3 Calculator - No Carbon Adder | [17 empty] | System | #N/A | [21 empty] | 0 | 0 | 0 | 0 | 0 | 0 | 0 | 0 | 0 | 0 | 0 | 0 | 0 | 0 | 0 | 0 | 0 | 0 | 0 | 0 | 0 | 0 | 0 | 0 | 0 | 0 | 0 | 0 | 0
SCE Total Roll-up E3 Calculator - No Carbon Adder | [17 empty] | System | #N/A | [21 empty] | 0 | 0 | 0 | 0 | 0 | 0 | 0 | 0 | 0 | 0 | 0 | 0 | 0 | 0 | 0 | 0 | 0 | 0 | 0 | 0 | 0 | 0 | 0 | 0 | 0 | 0 | 0 | 0 | 0
SCE Total Roll-up E3 Calculator - No Carbon Adder | [17 empty] | System | #N/A | [21 empty] | 0 | 0 | 0 | 0 | 0 | 0 | 0 | 0 | 0 | 0 | 0 | 0 | 0 | 0 | 0 | 0 | 0 | 0 | 0 | 0 | 0 | 0 | 0 | 0 | 0 | 0 | 0 | 0 | 0
SCE Total Roll-up E3 Calculator - No Carbon Adder | [17 empty] | System | #N/A | [21 empty] | 0 | 0 | 0 | 0 | 0 | 0 | 0 | 0 | 0 | 0 | 0 | 0 | 0 | 0 | 0 | 0 | 0 | 0 | 0 | 0 | 0 | 0 | 0 | 0 | 0 | 0 | 0 | 0 | 0
SCE Total Roll-up E3 Calculator - No Carbon Adder | [17 empty] | System | #N/A | [21 empty] | 0 | 0 | 0 | 0 | 0 | 0 | 0 | 0 | 0 | 0 | 0 | 0 | 0 | 0 | 0 | 0 | 0 | 0 | 0 | 0 | 0 | 0 | 0 | 0 | 0 | 0 | 0 | 0 | 0
SCE Total Roll-up E3 Calculator - No Carbon Adder | [17 empty] | System | #N/A | [21 empty] | 0 | 0 | 0 | 0 | 0 | 0 | 0 | 0 | 0 | 0 | 0 | 0 | 0 | 0 | 0 | 0 | 0 | 0 | 0 | 0 | 0 | 0 | 0 | 0 | 0 | 0 | 0 | 0 | 0
SCE Total Roll-up E3 Calculator - No Carbon Adder | [17 empty] | System | #N/A | [21 empty] | 0 | 0 | 0 | 0 | 0 | 0 | 0 | 0 | 0 | 0 | 0 | 0 | 0 | 0 | 0 | 0 | 0 | 0 | 0 | 0 | 0 | 0 | 0 | 0 | 0 | 0 | 0 | 0 | 0
SCE Total Roll-up E3 Calculator - No Carbon Adder | [17 empty] | System | #N/A | [21 empty] | 0 | 0 | 0 | 0 | 0 | 0 | 0 | 0 | 0 | 0 | 0 | 0 | 0 | 0 | 0 | 0 | 0 | 0 | 0 | 0 | 0 | 0 | 0 | 0 | 0 | 0 | 0 | 0 | 0
SCE Total Roll-up E3 Calculator - No Carbon Adder | [17 empty] | System | #N/A | [21 empty] | 0 | 0 | 0 | 0 | 0 | 0 | 0 | 0 | 0 | 0 | 0 | 0 | 0 | 0 | 0 | 0 | 0 | 0 | 0 | 0 | 0 | 0 | 0 | 0 | 0 | 0 | 0 | 0 | 0
SCE Total Roll-up E3 Calculator - No Carbon Adder | [17 empty] | System | #N/A | [21 empty] | 0 | 0 | 0 | 0 | 0 | 0 | 0 | 0 | 0 | 0 | 0 | 0 | 0 | 0 | 0 | 0 | 0 | 0 | 0 | 0 | 0 | 0 | 0 | 0 | 0 | 0 | 0 | 0 | 0
SCE Total Roll-up E3 Calculator - No Carbon Adder | [17 empty] | System | #N/A | [21 empty] | 0 | 0 | 0 | 0 | 0 | 0 | 0 | 0 | 0 | 0 | 0 | 0 | 0 | 0 | 0 | 0 | 0 | 0 | 0 | 0 | 0 | 0 | 0 | 0 | 0 | 0 | 0 | 0 | 0
SCE Total Roll-up E3 Calculator - No Carbon Adder | [17 empty] | System | #N/A | [21 empty] | 0 | 0 | 0 | 0 | 0 | 0 | 0 | 0 | 0 | 0 | 0 | 0 | 0 | 0 | 0 | 0 | 0 | 0 | 0 | 0 | 0 | 0 | 0 | 0 | 0 | 0 | 0 | 0 | 0
SCE Total Roll-up E3 Calculator - No Carbon Adder | [17 empty] | System | #N/A | [21 empty] | 0 | 0 | 0 | 0 | 0 | 0 | 0 | 0 | 0 | 0 | 0 | 0 | 0 | 0 | 0 | 0 | 0 | 0 | 0 | 0 | 0 | 0 | 0 | 0 | 0 | 0 | 0 | 0 | 0
SCE Total Roll-up E3 Calculator - No Carbon Adder | [17 empty] | System | #N/A | [21 empty] | 0 | 0 | 0 | 0 | 0 | 0 | 0 | 0 | 0 | 0 | 0 | 0 | 0 | 0 | 0 | 0 | 0 | 0 | 0 | 0 | 0 | 0 | 0 | 0 | 0 | 0 | 0 | 0 | 0
SCE Total Roll-up E3 Calculator - No Carbon Adder | [17 empty] | System | #N/A | [21 empty] | 0 | 0 | 0 | 0 | 0 | 0 | 0 | 0 | 0 | 0 | 0 | 0 | 0 | 0 | 0 | 0 | 0 | 0 | 0 | 0 | 0 | 0 | 0 | 0 | 0 | 0 | 0 | 0 | 0
SCE Total Roll-up E3 Calculator - No Carbon Adder | [17 empty] | System | #N/A | [21 empty] | 0 | 0 | 0 | 0 | 0 | 0 | 0 | 0 | 0 | 0 | 0 | 0 | 0 | 0 | 0 | 0 | 0 | 0 | 0 | 0 | 0 | 0 | 0 | 0 | 0 | 0 | 0 | 0 | 0
SCE Total Roll-up E3 Calculator - No Carbon Adder | [17 empty] | System | #N/A | [21 empty] | 0 | 0 | 0 | 0 | 0 | 0 | 0 | 0 | 0 | 0 | 0 | 0 | 0 | 0 | 0 | 0 | 0 | 0 | 0 | 0 | 0 | 0 | 0 | 0 | 0 | 0 | 0 | 0 | 0
SCE Total Roll-up E3 Calculator - No Carbon Adder | [17 empty] | System | #N/A | [21 empty] | 0 | 0 | 0 | 0 | 0 | 0 | 0 | 0 | 0 | 0 | 0 | 0 | 0 | 0 | 0 | 0 | 0 | 0 | 0 | 0 | 0 | 0 | 0 | 0 | 0 | 0 | 0 | 0 | 0
SCE Total Roll-up E3 Calculator - No Carbon Adder | [17 empty] | System | #N/A | [21 empty] | 0 | 0 | 0 | 0 | 0 | 0 | 0 | 0 | 0 | 0 | 0 | 0 | 0 | 0 | 0 | 0 | 0 | 0 | 0 | 0 | 0 | 0 | 0 | 0 | 0 | 0 | 0 | 0 | 0
SCE Total Roll-up E3 Calculator - No Carbon Adder | [17 empty] | System | #N/A | [21 empty] | 0 | 0 | 0 | 0 | 0 | 0 | 0 | 0 | 0 | 0 | 0 | 0 | 0 | 0 | 0 | 0 | 0 | 0 | 0 | 0 | 0 | 0 | 0 | 0 | 0 | 0 | 0 | 0 | 0
SCE Total Roll-up E3 Calculator - No Carbon Adder | [17 empty] | System | #N/A | [21 empty] | 0 | 0 | 0 | 0 | 0 | 0 | 0 | 0 | 0 | 0 | 0 | 0 | 0 | 0 | 0 | 0 | 0 | 0 | 0 | 0 | 0 | 0 | 0 | 0 | 0 | 0 | 0 | 0 | 0
SCE Total Roll-up E3 Calculator - No Carbon Adder | [17 empty] | System | #N/A | [21 empty] | 0 | 0 | 0 | 0 | 0 | 0 | 0 | 0 | 0 | 0 | 0 | 0 | 0 | 0 | 0 | 0 | 0 | 0 | 0 | 0 | 0 | 0 | 0 | 0 | 0 | 0 | 0 | 0 | 0
SCE Total Roll-up E3 Calculator - No Carbon Adder | [17 empty] | System | #N/A | [21 empty] | 0 | 0 | 0 | 0 | 0 | 0 | 0 | 0 | 0 | 0 | 0 | 0 | 0 | 0 | 0 | 0 | 0 | 0 | 0 | 0 | 0 | 0 | 0 | 0 | 0 | 0 | 0 | 0 | 0
SCE Total Roll-up E3 Calculator - No Carbon Adder | [17 empty] | System | #N/A | [21 empty] | 0 | 0 | 0 | 0 | 0 | 0 | 0 | 0 | 0 | 0 | 0 | 0 | 0 | 0 | 0 | 0 | 0 | 0 | 0 | 0 | 0 | 0 | 0 | 0 | 0 | 0 | 0 | 0 | 0
SCE Total Roll-up E3 Calculator - No Carbon Adder | [17 empty] | System | #N/A | [21 empty] | 0 | 0 | 0 | 0 | 0 | 0 | 0 | 0 | 0 | 0 | 0 | 0 | 0 | 0 | 0 | 0 | 0 | 0 | 0 | 0 | 0 | 0 | 0 | 0 | 0 | 0 | 0 | 0 | 0
SCE Total Roll-up E3 Calculator - No Carbon Adder | [17 empty] | System | #N/A | [21 empty] | 0 | 0 | 0 | 0 | 0 | 0 | 0 | 0 | 0 | 0 | 0 | 0 | 0 | 0 | 0 | 0 | 0 | 0 | 0 | 0 | 0 | 0 | 0 | 0 | 0 | 0 | 0 | 0 | 0
SCE Total Roll-up E3 Calculator - No Carbon Adder | [17 empty] | System | #N/A | [21 empty] | 0 | 0 | 0 | 0 | 0 | 0 | 0 | 0 | 0 | 0 | 0 | 0 | 0 | 0 | 0 | 0 | 0 | 0 | 0 | 0 | 0 | 0 | 0 | 0 | 0 | 0 | 0 | 0 | 0
SCE Total Roll-up E3 Calculator - No Carbon Adder | [17 empty] | System | #N/A | [21 empty] | 0 | 0 | 0 | 0 | 0 | 0 | 0 | 0 | 0 | 0 | 0 | 0 | 0 | 0 | 0 | 0 | 0 | 0 | 0 | 0 | 0 | 0 | 0 | 0 | 0 | 0 | 0 | 0 | 0
SCE Total Roll-up E3 Calculator - No Carbon Adder | [17 empty] | System | #N/A | [21 empty] | 0 | 0 | 0 | 0 | 0 | 0 | 0 | 0 | 0 | 0 | 0 | 0 | 0 | 0 | 0 | 0 | 0 | 0 | 0 | 0 | 0 | 0 | 0 | 0 | 0 | 0 | 0 | 0 | 0
SCE Total Roll-up E3 Calculator - No Carbon Adder | [17 empty] | System | #N/A | [21 empty] | 0 | 0 | 0 | 0 | 0 | 0 | 0 | 0 | 0 | 0 | 0 | 0 | 0 | 0 | 0 | 0 | 0 | 0 | 0 | 0 | 0 | 0 | 0 | 0 | 0 | 0 | 0 | 0 | 0
SCE Total Roll-up E3 Calculator - No Carbon Adder | [17 empty] | System | #N/A | [21 empty] | 0 | 0 | 0 | 0 | 0 | 0 | 0 | 0 | 0 | 0 | 0 | 0 | 0 | 0 | 0 | 0 | 0 | 0 | 0 | 0 | 0 | 0 | 0 | 0 | 0 | 0 | 0 | 0 | 0
SCE Total Roll-up E3 Calculator - No Carbon Adder | [17 empty] | System | #N/A | [21 empty] | 0 | 0 | 0 | 0 | 0 | 0 | 0 | 0 | 0 | 0 | 0 | 0 | 0 | 0 | 0 | 0 | 0 | 0 | 0 | 0 | 0 | 0 | 0 | 0 | 0 | 0 | 0 | 0 | 0
SCE Total Roll-up E3 Calculator - No Carbon Adder | [17 empty] | System | #N/A | [21 empty] | 0 | 0 | 0 | 0 | 0 | 0 | 0 | 0 | 0 | 0 | 0 | 0 | 0 | 0 | 0 | 0 | 0 | 0 | 0 | 0 | 0 | 0 | 0 | 0 | 0 | 0 | 0 | 0 | 0
SCE Total Roll-up E3 Calculator - No Carbon Adder | [17 empty] | System | #N/A | [21 empty] | 0 | 0 | 0 | 0 | 0 | 0 | 0 | 0 | 0 | 0 | 0 | 0 | 0 | 0 | 0 | 0 | 0 | 0 | 0 | 0 | 0 | 0 | 0 | 0 | 0 | 0 | 0 | 0 | 0
SCE Total Roll-up E3 Calculator - No Carbon Adder | [17 empty] | System | #N/A | [21 empty] | 0 | 0 | 0 | 0 | 0 | 0 | 0 | 0 | 0 | 0 | 0 | 0 | 0 | 0 | 0 | 0 | 0 | 0 | 0 | 0 | 0 | 0 | 0 | 0 | 0 | 0 | 0 | 0 | 0
SCE Total Roll-up E3 Calculator - No Carbon Adder | [17 empty] | System | #N/A | [21 empty] | 0 | 0 | 0 | 0 | 0 | 0 | 0 | 0 | 0 | 0 | 0 | 0 | 0 | 0 | 0 | 0 | 0 | 0 | 0 | 0 | 0 | 0 | 0 | 0 | 0 | 0 | 0 | 0 | 0
SCE Total Roll-up E3 Calculator - No Carbon Adder | [17 empty] | System | #N/A | [21 empty] | 0 | 0 | 0 | 0 | 0 | 0 | 0 | 0 | 0 | 0 | 0 | 0 | 0 | 0 | 0 | 0 | 0 | 0 | 0 | 0 | 0 | 0 | 0 | 0 | 0 | 0 | 0 | 0 | 0
SCE Total Roll-up E3 Calculator - No Carbon Adder | [17 empty] | System | #N/A | [21 empty] | 0 | 0 | 0 | 0 | 0 | 0 | 0 | 0 | 0 | 0 | 0 | 0 | 0 | 0 | 0 | 0 | 0 | 0 | 0 | 0 | 0 | 0 | 0 | 0 | 0 | 0 | 0 | 0 | 0
SCE Total Roll-up E3 Calculator - No Carbon Adder | [17 empty] | System | #N/A | [21 empty] | 0 | 0 | 0 | 0 | 0 | 0 | 0 | 0 | 0 | 0 | 0 | 0 | 0 | 0 | 0 | 0 | 0 | 0 | 0 | 0 | 0 | 0 | 0 | 0 | 0 | 0 | 0 | 0 | 0
SCE Total Roll-up E3 Calculator - No Carbon Adder | [17 empty] | System | #N/A | [21 empty] | 0 | 0 | 0 | 0 | 0 | 0 | 0 | 0 | 0 | 0 | 0 | 0 | 0 | 0 | 0 | 0 | 0 | 0 | 0 | 0 | 0 | 0 | 0 | 0 | 0 | 0 | 0 | 0 | 0
SCE Total Roll-up E3 Calculator - No Carbon Adder | [17 empty] | System | #N/A | [21 empty] | 0 | 0 | 0 | 0 | 0 | 0 | 0 | 0 | 0 | 0 | 0 | 0 | 0 | 0 | 0 | 0 | 0 | 0 | 0 | 0 | 0 | 0 | 0 | 0 | 0 | 0 | 0 | 0 | 0
SCE Total Roll-up E3 Calculator - No Carbon Adder | [17 empty] | System | #N/A | [21 empty] | 0 | 0 | 0 | 0 | 0 | 0 | 0 | 0 | 0 | 0 | 0 | 0 | 0 | 0 | 0 | 0 | 0 | 0 | 0 | 0 | 0 | 0 | 0 | 0 | 0 | 0 | 0 | 0 | 0
SCE Total Roll-up E3 Calculator - No Carbon Adder | [17 empty] | System | #N/A | [21 empty] | 0 | 0 | 0 | 0 | 0 | 0 | 0 | 0 | 0 | 0 | 0 | 0 | 0 | 0 | 0 | 0 | 0 | 0 | 0 | 0 | 0 | 0 | 0 | 0 | 0 | 0 | 0 | 0 | 0
SCE Total Roll-up E3 Calculator - No Carbon Adder | [17 empty] | System | #N/A | [21 empty] | 0 | 0 | 0 | 0 | 0 | 0 | 0 | 0 | 0 | 0 | 0 | 0 | 0 | 0 | 0 | 0 | 0 | 0 | 0 | 0 | 0 | 0 | 0 | 0 | 0 | 0 | 0 | 0 | 0
SCE Total Roll-up E3 Calculator - No Carbon Adder | [17 empty] | System | #N/A | [21 empty] | 0 | 0 | 0 | 0 | 0 | 0 | 0 | 0 | 0 | 0 | 0 | 0 | 0 | 0 | 0 | 0 | 0 | 0 | 0 | 0 | 0 | 0 | 0 | 0 | 0 | 0 | 0 | 0 | 0
SCE Total Roll-up E3 Calculator - No Carbon Adder | [17 empty] | System | #N/A | [21 empty] | 0 | 0 | 0 | 0 | 0 | 0 | 0 | 0 | 0 | 0 | 0 | 0 | 0 | 0 | 0 | 0 | 0 | 0 | 0 | 0 | 0 | 0 | 0 | 0 | 0 | 0 | 0 | 0 | 0
SCE Total Roll-up E3 Calculator - No Carbon Adder | [17 empty] | System | #N/A | [21 empty] | 0 | 0 | 0 | 0 | 0 | 0 | 0 | 0 | 0 | 0 | 0 | 0 | 0 | 0 | 0 | 0 | 0 | 0 | 0 | 0 | 0 | 0 | 0 | 0 | 0 | 0 | 0 | 0 | 0
SCE Total Roll-up E3 Calculator - No Carbon Adder | [17 empty] | System | #N/A | [21 empty] | 0 | 0 | 0 | 0 | 0 | 0 | 0 | 0 | 0 | 0 | 0 | 0 | 0 | 0 | 0 | 0 | 0 | 0 | 0 | 0 | 0 | 0 | 0 | 0 | 0 | 0 | 0 | 0 | 0
SCE Total Roll-up E3 Calculator - No Carbon Adder | [17 empty] | System | #N/A | [21 empty] | 0 | 0 | 0 | 0 | 0 | 0 | 0 | 0 | 0 | 0 | 0 | 0 | 0 | 0 | 0 | 0 | 0 | 0 | 0 | 0 | 0 | 0 | 0 | 0 | 0 | 0 | 0 | 0 | 0
SCE Total Roll-up E3 Calculator - No Carbon Adder | [17 empty] | System | #N/A | [21 empty] | 0 | 0 | 0 | 0 | 0 | 0 | 0 | 0 | 0 | 0 | 0 | 0 | 0 | 0 | 0 | 0 | 0 | 0 | 0 | 0 | 0 | 0 | 0 | 0 | 0 | 0 | 0 | 0 | 0
SCE Total Roll-up E3 Calculator - No Carbon Adder | [17 empty] | System | #N/A | [21 empty] | 0 | 0 | 0 | 0 | 0 | 0 | 0 | 0 | 0 | 0 | 0 | 0 | 0 | 0 | 0 | 0 | 0 | 0 | 0 | 0 | 0 | 0 | 0 | 0 | 0 | 0 | 0 | 0 | 0
SCE Total Roll-up E3 Calculator - No Carbon Adder | [17 empty] | System | #N/A | [21 empty] | 0 | 0 | 0 | 0 | 0 | 0 | 0 | 0 | 0 | 0 | 0 | 0 | 0 | 0 | 0 | 0 | 0 | 0 | 0 | 0 | 0 | 0 | 0 | 0 | 0 | 0 | 0 | 0 | 0
SCE Total Roll-up E3 Calculator - No Carbon Adder | [17 empty] | System | #N/A | [21 empty] | 0 | 0 | 0 | 0 | 0 | 0 | 0 | 0 | 0 | 0 | 0 | 0 | 0 | 0 | 0 | 0 | 0 | 0 | 0 | 0 | 0 | 0 | 0 | 0 | 0 | 0 | 0 | 0 | 0
SCE Total Roll-up E3 Calculator - No Carbon Adder | [17 empty] | System | #N/A | [21 empty] | 0 | 0 | 0 | 0 | 0 | 0 | 0 | 0 | 0 | 0 | 0 | 0 | 0 | 0 | 0 | 0 | 0 | 0 | 0 | 0 | 0 | 0 | 0 | 0 | 0 | 0 | 0 | 0 | 0
SCE Total Roll-up E3 Calculator - No Carbon Adder | [17 empty] | System | #N/A | [21 empty] | 0 | 0 | 0 | 0 | 0 | 0 | 0 | 0 | 0 | 0 | 0 | 0 | 0 | 0 | 0 | 0 | 0 | 0 | 0 | 0 | 0 | 0 | 0 | 0 | 0 | 0 | 0 | 0 | 0
SCE Total Roll-up E3 Calculator - No Carbon Adder | [17 empty] | System | #N/A | [21 empty] | 0 | 0 | 0 | 0 | 0 | 0 | 0 | 0 | 0 | 0 | 0 | 0 | 0 | 0 | 0 | 0 | 0 | 0 | 0 | 0 | 0 | 0 | 0 | 0 | 0 | 0 | 0 | 0 | 0
SCE Total Roll-up E3 Calculator - No Carbon Adder | [17 empty] | System | #N/A | [21 empty] | 0 | 0 | 0 | 0 | 0 | 0 | 0 | 0 | 0 | 0 | 0 | 0 | 0 | 0 | 0 | 0 | 0 | 0 | 0 | 0 | 0 | 0 | 0 | 0 | 0 | 0 | 0 | 0 | 0
SCE Total Roll-up E3 Calculator - No Carbon Adder | [17 empty] | System | #N/A | [21 empty] | 0 | 0 | 0 | 0 | 0 | 0 | 0 | 0 | 0 | 0 | 0 | 0 | 0 | 0 | 0 | 0 | 0 | 0 | 0 | 0 | 0 | 0 | 0 | 0 | 0 | 0 | 0 | 0 | 0
SCE Total Roll-up E3 Calculator - No Carbon Adder | [17 empty] | System | #N/A | [21 empty] | 0 | 0 | 0 | 0 | 0 | 0 | 0 | 0 | 0 | 0 | 0 | 0 | 0 | 0 | 0 | 0 | 0 | 0 | 0 | 0 | 0 | 0 | 0 | 0 | 0 | 0 | 0 | 0 | 0
SCE Total Roll-up E3 Calculator - No Carbon Adder | [17 empty] | System | #N/A | [21 empty] | 0 | 0 | 0 | 0 | 0 | 0 | 0 | 0 | 0 | 0 | 0 | 0 | 0 | 0 | 0 | 0 | 0 | 0 | 0 | 0 | 0 | 0 | 0 | 0 | 0 | 0 | 0 | 0 | 0
SCE Total Roll-up E3 Calculator - No Carbon Adder | [17 empty] | System | #N/A | [21 empty] | 0 | 0 | 0 | 0 | 0 | 0 | 0 | 0 | 0 | 0 | 0 | 0 | 0 | 0 | 0 | 0 | 0 | 0 | 0 | 0 | 0 | 0 | 0 | 0 | 0 | 0 | 0 | 0 | 0
SCE Total Roll-up E3 Calculator - No Carbon Adder | [17 empty] | System | #N/A | [21 empty] | 0 | 0 | 0 | 0 | 0 | 0 | 0 | 0 | 0 | 0 | 0 | 0 | 0 | 0 | 0 | 0 | 0 | 0 | 0 | 0 | 0 | 0 | 0 | 0 | 0 | 0 | 0 | 0 | 0
SCE Total Roll-up E3 Calculator - No Carbon Adder | [17 empty] | System | #N/A | [21 empty] | 0 | 0 | 0 | 0 | 0 | 0 | 0 | 0 | 0 | 0 | 0 | 0 | 0 | 0 | 0 | 0 | 0 | 0 | 0 | 0 | 0 | 0 | 0 | 0 | 0 | 0 | 0 | 0 | 0
SCE Total Roll-up E3 Calculator - No Carbon Adder | [17 empty] | System | #N/A | [21 empty] | 0 | 0 | 0 | 0 | 0 | 0 | 0 | 0 | 0 | 0 | 0 | 0 | 0 | 0 | 0 | 0 | 0 | 0 | 0 | 0 | 0 | 0 | 0 | 0 | 0 | 0 | 0 | 0 | 0
SCE Total Roll-up E3 Calculator - No Carbon Adder | [17 empty] | System | #N/A | [21 empty] | 0 | 0 | 0 | 0 | 0 | 0 | 0 | 0 | 0 | 0 | 0 | 0 | 0 | 0 | 0 | 0 | 0 | 0 | 0 | 0 | 0 | 0 | 0 | 0 | 0 | 0 | 0 | 0 | 0
SCE Total Roll-up E3 Calculator - No Carbon Adder | [17 empty] | System | #N/A | [21 empty] | 0 | 0 | 0 | 0 | 0 | 0 | 0 | 0 | 0 | 0 | 0 | 0 | 0 | 0 | 0 | 0 | 0 | 0 | 0 | 0 | 0 | 0 | 0 | 0 | 0 | 0 | 0 | 0 | 0
SCE Total Roll-up E3 Calculator - No Carbon Adder | [17 empty] | System | #N/A | [21 empty] | 0 | 0 | 0 | 0 | 0 | 0 | 0 | 0 | 0 | 0 | 0 | 0 | 0 | 0 | 0 | 0 | 0 | 0 | 0 | 0 | 0 | 0 | 0 | 0 | 0 | 0 | 0 | 0 | 0
SCE Total Roll-up E3 Calculator - No Carbon Adder | [17 empty] | System | #N/A | [21 empty] | 0 | 0 | 0 | 0 | 0 | 0 | 0 | 0 | 0 | 0 | 0 | 0 | 0 | 0 | 0 | 0 | 0 | 0 | 0 | 0 | 0 | 0 | 0 | 0 | 0 | 0 | 0 | 0 | 0
SCE Total Roll-up E3 Calculator - No Carbon Adder | [17 empty] | System | #N/A | [21 empty] | 0 | 0 | 0 | 0 | 0 | 0 | 0 | 0 | 0 | 0 | 0 | 0 | 0 | 0 | 0 | 0 | 0 | 0 | 0 | 0 | 0 | 0 | 0 | 0 | 0 | 0 | 0 | 0 | 0
SCE Total Roll-up E3 Calculator - No Carbon Adder | [17 empty] | System | #N/A | [21 empty] | 0 | 0 | 0 | 0 | 0 | 0 | 0 | 0 | 0 | 0 | 0 | 0 | 0 | 0 | 0 | 0 | 0 | 0 | 0 | 0 | 0 | 0 | 0 | 0 | 0 | 0 | 0 | 0 | 0
SCE Total Roll-up E3 Calculator - No Carbon Adder | [17 empty] | System | #N/A | [21 empty] | 0 | 0 | 0 | 0 | 0 | 0 | 0 | 0 | 0 | 0 | 0 | 0 | 0 | 0 | 0 | 0 | 0 | 0 | 0 | 0 | 0 | 0 | 0 | 0 | 0 | 0 | 0 | 0 | 0
SCE Total Roll-up E3 Calculator - No Carbon Adder | [17 empty] | System | #N/A | [21 empty] | 0 | 0 | 0 | 0 | 0 | 0 | 0 | 0 | 0 | 0 | 0 | 0 | 0 | 0 | 0 | 0 | 0 | 0 | 0 | 0 | 0 | 0 | 0 | 0 | 0 | 0 | 0 | 0 | 0
SCE Total Roll-up E3 Calculator - No Carbon Adder | [17 empty] | System | #N/A | [21 empty] | 0 | 0 | 0 | 0 | 0 | 0 | 0 | 0 | 0 | 0 | 0 | 0 | 0 | 0 | 0 | 0 | 0 | 0 | 0 | 0 | 0 | 0 | 0 | 0 | 0 | 0 | 0 | 0 | 0
SCE Total Roll-up E3 Calculator - No Carbon Adder | [17 empty] | System | #N/A | [21 empty] | 0 | 0 | 0 | 0 | 0 | 0 | 0 | 0 | 0 | 0 | 0 | 0 | 0 | 0 | 0 | 0 | 0 | 0 | 0 | 0 | 0 | 0 | 0 | 0 | 0 | 0 | 0 | 0 | 0
SCE Total Roll-up E3 Calculator - No Carbon Adder | [17 empty] | System | #N/A | [21 empty] | 0 | 0 | 0 | 0 | 0 | 0 | 0 | 0 | 0 | 0 | 0 | 0 | 0 | 0 | 0 | 0 | 0 | 0 | 0 | 0 | 0 | 0 | 0 | 0 | 0 | 0 | 0 | 0 | 0
SCE Total Roll-up E3 Calculator - No Carbon Adder | [17 empty] | System | #N/A | [21 empty] | 0 | 0 | 0 | 0 | 0 | 0 | 0 | 0 | 0 | 0 | 0 | 0 | 0 | 0 | 0 | 0 | 0 | 0 | 0 | 0 | 0 | 0 | 0 | 0 | 0 | 0 | 0 | 0 | 0
SCE Total Roll-up E3 Calculator - No Carbon Adder | [17 empty] | System | #N/A | [21 empty] | 0 | 0 | 0 | 0 | 0 | 0 | 0 | 0 | 0 | 0 | 0 | 0 | 0 | 0 | 0 | 0 | 0 | 0 | 0 | 0 | 0 | 0 | 0 | 0 | 0 | 0 | 0 | 0 | 0
SCE Total Roll-up E3 Calculator - No Carbon Adder | [17 empty] | System | #N/A | [21 empty] | 0 | 0 | 0 | 0 | 0 | 0 | 0 | 0 | 0 | 0 | 0 | 0 | 0 | 0 | 0 | 0 | 0 | 0 | 0 | 0 | 0 | 0 | 0 | 0 | 0 | 0 | 0 | 0 | 0
SCE Total Roll-up E3 Calculator - No Carbon Adder | [17 empty] | System | #N/A | [21 empty] | 0 | 0 | 0 | 0 | 0 | 0 | 0 | 0 | 0 | 0 | 0 | 0 | 0 | 0 | 0 | 0 | 0 | 0 | 0 | 0 | 0 | 0 | 0 | 0 | 0 | 0 | 0 | 0 | 0
SCE Total Roll-up E3 Calculator - No Carbon Adder | [17 empty] | System | #N/A | [21 empty] | 0 | 0 | 0 | 0 | 0 | 0 | 0 | 0 | 0 | 0 | 0 | 0 | 0 | 0 | 0 | 0 | 0 | 0 | 0 | 0 | 0 | 0 | 0 | 0 | 0 | 0 | 0 | 0 | 0
SCE Total Roll-up E3 Calculator - No Carbon Adder | [17 empty] | System | #N/A | [21 empty] | 0 | 0 | 0 | 0 | 0 | 0 | 0 | 0 | 0 | 0 | 0 | 0 | 0 | 0 | 0 | 0 | 0 | 0 | 0 | 0 | 0 | 0 | 0 | 0 | 0 | 0 | 0 | 0 | 0
SCE Total Roll-up E3 Calculator - No Carbon Adder | [17 empty] | System | #N/A | [21 empty] | 0 | 0 | 0 | 0 | 0 | 0 | 0 | 0 | 0 | 0 | 0 | 0 | 0 | 0 | 0 | 0 | 0 | 0 | 0 | 0 | 0 | 0 | 0 | 0 | 0 | 0 | 0 | 0 | 0
SCE Total Roll-up E3 Calculator - No Carbon Adder | [17 empty] | System | #N/A | [21 empty] | 0 | 0 | 0 | 0 | 0 | 0 | 0 | 0 | 0 | 0 | 0 | 0 | 0 | 0 | 0 | 0 | 0 | 0 | 0 | 0 | 0 | 0 | 0 | 0 | 0 | 0 | 0 | 0 | 0
SCE Total Roll-up E3 Calculator - No Carbon Adder | [17 empty] | System | #N/A | [21 empty] | 0 | 0 | 0 | 0 | 0 | 0 | 0 | 0 | 0 | 0 | 0 | 0 | 0 | 0 | 0 | 0 | 0 | 0 | 0 | 0 | 0 | 0 | 0 | 0 | 0 | 0 | 0 | 0 | 0
SCE Total Roll-up E3 Calculator - No Carbon Adder | [17 empty] | System | #N/A | [21 empty] | 0 | 0 | 0 | 0 | 0 | 0 | 0 | 0 | 0 | 0 | 0 | 0 | 0 | 0 | 0 | 0 | 0 | 0 | 0 | 0 | 0 | 0 | 0 | 0 | 0 | 0 | 0 | 0 | 0
SCE Total Roll-up E3 Calculator - No Carbon Adder | [17 empty] | System | #N/A | [21 empty] | 0 | 0 | 0 | 0 | 0 | 0 | 0 | 0 | 0 | 0 | 0 | 0 | 0 | 0 | 0 | 0 | 0 | 0 | 0 | 0 | 0 | 0 | 0 | 0 | 0 | 0 | 0 | 0 | 0
SCE Total Roll-up E3 Calculator - No Carbon Adder | [17 empty] | System | #N/A | [21 empty] | 0 | 0 | 0 | 0 | 0 | 0 | 0 | 0 | 0 | 0 | 0 | 0 | 0 | 0 | 0 | 0 | 0 | 0 | 0 | 0 | 0 | 0 | 0 | 0 | 0 | 0 | 0 | 0 | 0
SCE Total Roll-up E3 Calculator - No Carbon Adder | [17 empty] | System | #N/A | [21 empty] | 0 | 0 | 0 | 0 | 0 | 0 | 0 | 0 | 0 | 0 | 0 | 0 | 0 | 0 | 0 | 0 | 0 | 0 | 0 | 0 | 0 | 0 | 0 | 0 | 0 | 0 | 0 | 0 | 0
SCE Total Roll-up E3 Calculator - No Carbon Adder | [17 empty] | System | #N/A | [21 empty] | 0 | 0 | 0 | 0 | 0 | 0 | 0 | 0 | 0 | 0 | 0 | 0 | 0 | 0 | 0 | 0 | 0 | 0 | 0 | 0 | 0 | 0 | 0 | 0 | 0 | 0 | 0 | 0 | 0
SCE Total Roll-up E3 Calculator - No Carbon Adder | [17 empty] | System | #N/A | [21 empty] | 0 | 0 | 0 | 0 | 0 | 0 | 0 | 0 | 0 | 0 | 0 | 0 | 0 | 0 | 0 | 0 | 0 | 0 | 0 | 0 | 0 | 0 | 0 | 0 | 0 | 0 | 0 | 0 | 0
SCE Total Roll-up E3 Calculator - No Carbon Adder | [17 empty] | System | #N/A | [21 empty] | 0 | 0 | 0 | 0 | 0 | 0 | 0 | 0 | 0 | 0 | 0 | 0 | 0 | 0 | 0 | 0 | 0 | 0 | 0 | 0 | 0 | 0 | 0 | 0 | 0 | 0 | 0 | 0 | 0
SCE Total Roll-up E3 Calculator - No Carbon Adder | [17 empty] | System | #N/A | [21 empty] | 0 | 0 | 0 | 0 | 0 | 0 | 0 | 0 | 0 | 0 | 0 | 0 | 0 | 0 | 0 | 0 | 0 | 0 | 0 | 0 | 0 | 0 | 0 | 0 | 0 | 0 | 0 | 0 | 0
SCE Total Roll-up E3 Calculator - No Carbon Adder | [17 empty] | System | #N/A | [21 empty] | 0 | 0 | 0 | 0 | 0 | 0 | 0 | 0 | 0 | 0 | 0 | 0 | 0 | 0 | 0 | 0 | 0 | 0 | 0 | 0 | 0 | 0 | 0 | 0 | 0 | 0 | 0 | 0 | 0
SCE Total Roll-up E3 Calculator - No Carbon Adder | [17 empty] | System | #N/A | [21 empty] | 0 | 0 | 0 | 0 | 0 | 0 | 0 | 0 | 0 | 0 | 0 | 0 | 0 | 0 | 0 | 0 | 0 | 0 | 0 | 0 | 0 | 0 | 0 | 0 | 0 | 0 | 0 | 0 | 0
SCE Total Roll-up E3 Calculator - No Carbon Adder | [17 empty] | System | #N/A | [21 empty] | 0 | 0 | 0 | 0 | 0 | 0 | 0 | 0 | 0 | 0 | 0 | 0 | 0 | 0 | 0 | 0 | 0 | 0 | 0 | 0 | 0 | 0 | 0 | 0 | 0 | 0 | 0 | 0 | 0
SCE Total Roll-up E3 Calculator - No Carbon Adder | [17 empty] | System | #N/A | [21 empty] | 0 | 0 | 0 | 0 | 0 | 0 | 0 | 0 | 0 | 0 | 0 | 0 | 0 | 0 | 0 | 0 | 0 | 0 | 0 | 0 | 0 | 0 | 0 | 0 | 0 | 0 | 0 | 0 | 0
SCE Total Roll-up E3 Calculator - No Carbon Adder | [17 empty] | System | #N/A | [21 empty] | 0 | 0 | 0 | 0 | 0 | 0 | 0 | 0 | 0 | 0 | 0 | 0 | 0 | 0 | 0 | 0 | 0 | 0 | 0 | 0 | 0 | 0 | 0 | 0 | 0 | 0 | 0 | 0 | 0
SCE Total Roll-up E3 Calculator - No Carbon Adder | [17 empty] | System | #N/A | [21 empty] | 0 | 0 | 0 | 0 | 0 | 0 | 0 | 0 | 0 | 0 | 0 | 0 | 0 | 0 | 0 | 0 | 0 | 0 | 0 | 0 | 0 | 0 | 0 | 0 | 0 | 0 | 0 | 0 | 0
SCE Total Roll-up E3 Calculator - No Carbon Adder | [17 empty] | System | #N/A | [21 empty] | 0 | 0 | 0 | 0 | 0 | 0 | 0 | 0 | 0 | 0 | 0 | 0 | 0 | 0 | 0 | 0 | 0 | 0 | 0 | 0 | 0 | 0 | 0 | 0 | 0 | 0 | 0 | 0 | 0
SCE Total Roll-up E3 Calculator - No Carbon Adder | [17 empty] | System | #N/A | [21 empty] | 0 | 0 | 0 | 0 | 0 | 0 | 0 | 0 | 0 | 0 | 0 | 0 | 0 | 0 | 0 | 0 | 0 | 0 | 0 | 0 | 0 | 0 | 0 | 0 | 0 | 0 | 0 | 0 | 0
SCE Total Roll-up E3 Calculator - No Carbon Adder | [17 empty] | System | #N/A | [21 empty] | 0 | 0 | 0 | 0 | 0 | 0 | 0 | 0 | 0 | 0 | 0 | 0 | 0 | 0 | 0 | 0 | 0 | 0 | 0 | 0 | 0 | 0 | 0 | 0 | 0 | 0 | 0 | 0 | 0
SCE Total Roll-up E3 Calculator - No Carbon Adder | [17 empty] | System | #N/A | [21 empty] | 0 | 0 | 0 | 0 | 0 | 0 | 0 | 0 | 0 | 0 | 0 | 0 | 0 | 0 | 0 | 0 | 0 | 0 | 0 | 0 | 0 | 0 | 0 | 0 | 0 | 0 | 0 | 0 | 0
SCE Total Roll-up E3 Calculator - No Carbon Adder | [17 empty] | System | #N/A | [21 empty] | 0 | 0 | 0 | 0 | 0 | 0 | 0 | 0 | 0 | 0 | 0 | 0 | 0 | 0 | 0 | 0 | 0 | 0 | 0 | 0 | 0 | 0 | 0 | 0 | 0 | 0 | 0 | 0 | 0
SCE Total Roll-up E3 Calculator - No Carbon Adder | [17 empty] | System | #N/A | [21 empty] | 0 | 0 | 0 | 0 | 0 | 0 | 0 | 0 | 0 | 0 | 0 | 0 | 0 | 0 | 0 | 0 | 0 | 0 | 0 | 0 | 0 | 0 | 0 | 0 | 0 | 0 | 0 | 0 | 0
SCE Total Roll-up E3 Calculator - No Carbon Adder | [17 empty] | System | #N/A | [21 empty] | 0 | 0 | 0 | 0 | 0 | 0 | 0 | 0 | 0 | 0 | 0 | 0 | 0 | 0 | 0 | 0 | 0 | 0 | 0 | 0 | 0 | 0 | 0 | 0 | 0 | 0 | 0 | 0 | 0
SCE Total Roll-up E3 Calculator - No Carbon Adder | [17 empty] | System | #N/A | [21 empty] | 0 | 0 | 0 | 0 | 0 | 0 | 0 | 0 | 0 | 0 | 0 | 0 | 0 | 0 | 0 | 0 | 0 | 0 | 0 | 0 | 0 | 0 | 0 | 0 | 0 | 0 | 0 | 0 | 0
SCE Total Roll-up E3 Calculator - No Carbon Adder | [17 empty] | System | #N/A | [21 empty] | 0 | 0 | 0 | 0 | 0 | 0 | 0 | 0 | 0 | 0 | 0 | 0 | 0 | 0 | 0 | 0 | 0 | 0 | 0 | 0 | 0 | 0 | 0 | 0 | 0 | 0 | 0 | 0 | 0
SCE Total Roll-up E3 Calculator - No Carbon Adder | [17 empty] | System | #N/A | [21 empty] | 0 | 0 | 0 | 0 | 0 | 0 | 0 | 0 | 0 | 0 | 0 | 0 | 0 | 0 | 0 | 0 | 0 | 0 | 0 | 0 | 0 | 0 | 0 | 0 | 0 | 0 | 0 | 0 | 0
SCE Total Roll-up E3 Calculator - No Carbon Adder | [17 empty] | System | #N/A | [21 empty] | 0 | 0 | 0 | 0 | 0 | 0 | 0 | 0 | 0 | 0 | 0 | 0 | 0 | 0 | 0 | 0 | 0 | 0 | 0 | 0 | 0 | 0 | 0 | 0 | 0 | 0 | 0 | 0 | 0
SCE Total Roll-up E3 Calculator - No Carbon Adder | [17 empty] | System | #N/A | [21 empty] | 0 | 0 | 0 | 0 | 0 | 0 | 0 | 0 | 0 | 0 | 0 | 0 | 0 | 0 | 0 | 0 | 0 | 0 | 0 | 0 | 0 | 0 | 0 | 0 | 0 | 0 | 0 | 0 | 0
SCE Total Roll-up E3 Calculator - No Carbon Adder | [17 empty] | System | #N/A | [21 empty] | 0 | 0 | 0 | 0 | 0 | 0 | 0 | 0 | 0 | 0 | 0 | 0 | 0 | 0 | 0 | 0 | 0 | 0 | 0 | 0 | 0 | 0 | 0 | 0 | 0 | 0 | 0 | 0 | 0
SCE Total Roll-up E3 Calculator - No Carbon Adder | [17 empty] | System | #N/A | [21 empty] | 0 | 0 | 0 | 0 | 0 | 0 | 0 | 0 | 0 | 0 | 0 | 0 | 0 | 0 | 0 | 0 | 0 | 0 | 0 | 0 | 0 | 0 | 0 | 0 | 0 | 0 | 0 | 0 | 0
SCE Total Roll-up E3 Calculator - No Carbon Adder | [17 empty] | System | #N/A | [21 empty] | 0 | 0 | 0 | 0 | 0 | 0 | 0 | 0 | 0 | 0 | 0 | 0 | 0 | 0 | 0 | 0 | 0 | 0 | 0 | 0 | 0 | 0 | 0 | 0 | 0 | 0 | 0 | 0 | 0
SCE Total Roll-up E3 Calculator - No Carbon Adder | [17 empty] | System | #N/A | [21 empty] | 0 | 0 | 0 | 0 | 0 | 0 | 0 | 0 | 0 | 0 | 0 | 0 | 0 | 0 | 0 | 0 | 0 | 0 | 0 | 0 | 0 | 0 | 0 | 0 | 0 | 0 | 0 | 0 | 0
SCE Total Roll-up E3 Calculator - No Carbon Adder | [17 empty] | System | #N/A | [21 empty] | 0 | 0 | 0 | 0 | 0 | 0 | 0 | 0 | 0 | 0 | 0 | 0 | 0 | 0 | 0 | 0 | 0 | 0 | 0 | 0 | 0 | 0 | 0 | 0 | 0 | 0 | 0 | 0 | 0
SCE Total Roll-up E3 Calculator - No Carbon Adder | [17 empty] | System | #N/A | [21 empty] | 0 | 0 | 0 | 0 | 0 | 0 | 0 | 0 | 0 | 0 | 0 | 0 | 0 | 0 | 0 | 0 | 0 | 0 | 0 | 0 | 0 | 0 | 0 | 0 | 0 | 0 | 0 | 0 | 0
SCE Total Roll-up E3 Calculator - No Carbon Adder | [17 empty] | System | #N/A | [21 empty] | 0 | 0 | 0 | 0 | 0 | 0 | 0 | 0 | 0 | 0 | 0 | 0 | 0 | 0 | 0 | 0 | 0 | 0 | 0 | 0 | 0 | 0 | 0 | 0 | 0 | 0 | 0 | 0 | 0
SCE Total Roll-up E3 Calculator - No Carbon Adder | [17 empty] | System | #N/A | [21 empty] | 0 | 0 | 0 | 0 | 0 | 0 | 0 | 0 | 0 | 0 | 0 | 0 | 0 | 0 | 0 | 0 | 0 | 0 | 0 | 0 | 0 | 0 | 0 | 0 | 0 | 0 | 0 | 0 | 0
SCE Total Roll-up E3 Calculator - No Carbon Adder | [17 empty] | System | #N/A | [21 empty] | 0 | 0 | 0 | 0 | 0 | 0 | 0 | 0 | 0 | 0 | 0 | 0 | 0 | 0 | 0 | 0 | 0 | 0 | 0 | 0 | 0 | 0 | 0 | 0 | 0 | 0 | 0 | 0 | 0
SCE Total Roll-up E3 Calculator - No Carbon Adder | [17 empty] | System | #N/A | [21 empty] | 0 | 0 | 0 | 0 | 0 | 0 | 0 | 0 | 0 | 0 | 0 | 0 | 0 | 0 | 0 | 0 | 0 | 0 | 0 | 0 | 0 | 0 | 0 | 0 | 0 | 0 | 0 | 0 | 0
SCE Total Roll-up E3 Calculator - No Carbon Adder | [17 empty] | System | #N/A | [21 empty] | 0 | 0 | 0 | 0 | 0 | 0 | 0 | 0 | 0 | 0 | 0 | 0 | 0 | 0 | 0 | 0 | 0 | 0 | 0 | 0 | 0 | 0 | 0 | 0 | 0 | 0 | 0 | 0 | 0
SCE Total Roll-up E3 Calculator - No Carbon Adder | [17 empty] | System | #N/A | [21 empty] | 0 | 0 | 0 | 0 | 0 | 0 | 0 | 0 | 0 | 0 | 0 | 0 | 0 | 0 | 0 | 0 | 0 | 0 | 0 | 0 | 0 | 0 | 0 | 0 | 0 | 0 | 0 | 0 | 0
SCE Total Roll-up E3 Calculator - No Carbon Adder | [17 empty] | System | #N/A | [21 empty] | 0 | 0 | 0 | 0 | 0 | 0 | 0 | 0 | 0 | 0 | 0 | 0 | 0 | 0 | 0 | 0 | 0 | 0 | 0 | 0 | 0 | 0 | 0 | 0 | 0 | 0 | 0 | 0 | 0
SCE Total Roll-up E3 Calculator - No Carbon Adder | [17 empty] | System | #N/A | [21 empty] | 0 | 0 | 0 | 0 | 0 | 0 | 0 | 0 | 0 | 0 | 0 | 0 | 0 | 0 | 0 | 0 | 0 | 0 | 0 | 0 | 0 | 0 | 0 | 0 | 0 | 0 | 0 | 0 | 0
SCE Total Roll-up E3 Calculator - No Carbon Adder | [17 empty] | System | #N/A | [21 empty] | 0 | 0 | 0 | 0 | 0 | 0 | 0 | 0 | 0 | 0 | 0 | 0 | 0 | 0 | 0 | 0 | 0 | 0 | 0 | 0 | 0 | 0 | 0 | 0 | 0 | 0 | 0 | 0 | 0
SCE Total Roll-up E3 Calculator - No Carbon Adder | [17 empty] | System | #N/A | [21 empty] | 0 | 0 | 0 | 0 | 0 | 0 | 0 | 0 | 0 | 0 | 0 | 0 | 0 | 0 | 0 | 0 | 0 | 0 | 0 | 0 | 0 | 0 | 0 | 0 | 0 | 0 | 0 | 0 | 0
SCE Total Roll-up E3 Calculator - No Carbon Adder | [17 empty] | System | #N/A | [21 empty] | 0 | 0 | 0 | 0 | 0 | 0 | 0 | 0 | 0 | 0 | 0 | 0 | 0 | 0 | 0 | 0 | 0 | 0 | 0 | 0 | 0 | 0 | 0 | 0 | 0 | 0 | 0 | 0 | 0
SCE Total Roll-up E3 Calculator - No Carbon Adder | [17 empty] | System | #N/A | [21 empty] | 0 | 0 | 0 | 0 | 0 | 0 | 0 | 0 | 0 | 0 | 0 | 0 | 0 | 0 | 0 | 0 | 0 | 0 | 0 | 0 | 0 | 0 | 0 | 0 | 0 | 0 | 0 | 0 | 0
SCE Total Roll-up E3 Calculator - No Carbon Adder | [17 empty] | System | #N/A | [21 empty] | 0 | 0 | 0 | 0 | 0 | 0 | 0 | 0 | 0 | 0 | 0 | 0 | 0 | 0 | 0 | 0 | 0 | 0 | 0 | 0 | 0 | 0 | 0 | 0 | 0 | 0 | 0 | 0 | 0
SCE Total Roll-up E3 Calculator - No Carbon Adder | [17 empty] | System | #N/A | [21 empty] | 0 | 0 | 0 | 0 | 0 | 0 | 0 | 0 | 0 | 0 | 0 | 0 | 0 | 0 | 0 | 0 | 0 | 0 | 0 | 0 | 0 | 0 | 0 | 0 | 0 | 0 | 0 | 0 | 0
SCE Total Roll-up E3 Calculator - No Carbon Adder | [17 empty] | System | #N/A | [21 empty] | 0 | 0 | 0 | 0 | 0 | 0 | 0 | 0 | 0 | 0 | 0 | 0 | 0 | 0 | 0 | 0 | 0 | 0 | 0 | 0 | 0 | 0 | 0 | 0 | 0 | 0 | 0 | 0 | 0
SCE Total Roll-up E3 Calculator - No Carbon Adder | [17 empty] | System | #N/A | [21 empty] | 0 | 0 | 0 | 0 | 0 | 0 | 0 | 0 | 0 | 0 | 0 | 0 | 0 | 0 | 0 | 0 | 0 | 0 | 0 | 0 | 0 | 0 | 0 | 0 | 0 | 0 | 0 | 0 | 0
SCE Total Roll-up E3 Calculator - No Carbon Adder | [17 empty] | System | #N/A | [21 empty] | 0 | 0 | 0 | 0 | 0 | 0 | 0 | 0 | 0 | 0 | 0 | 0 | 0 | 0 | 0 | 0 | 0 | 0 | 0 | 0 | 0 | 0 | 0 | 0 | 0 | 0 | 0 | 0 | 0
SCE Total Roll-up E3 Calculator - No Carbon Adder | [17 empty] | System | #N/A | [21 empty] | 0 | 0 | 0 | 0 | 0 | 0 | 0 | 0 | 0 | 0 | 0 | 0 | 0 | 0 | 0 | 0 | 0 | 0 | 0 | 0 | 0 | 0 | 0 | 0 | 0 | 0 | 0 | 0 | 0
SCE Total Roll-up E3 Calculator - No Carbon Adder | [17 empty] | System | #N/A | [21 empty] | 0 | 0 | 0 | 0 | 0 | 0 | 0 | 0 | 0 | 0 | 0 | 0 | 0 | 0 | 0 | 0 | 0 | 0 | 0 | 0 | 0 | 0 | 0 | 0 | 0 | 0 | 0 | 0 | 0
SCE Total Roll-up E3 Calculator - No Carbon Adder | [17 empty] | System | #N/A | [21 empty] | 0 | 0 | 0 | 0 | 0 | 0 | 0 | 0 | 0 | 0 | 0 | 0 | 0 | 0 | 0 | 0 | 0 | 0 | 0 | 0 | 0 | 0 | 0 | 0 | 0 | 0 | 0 | 0 | 0
SCE Total Roll-up E3 Calculator - No Carbon Adder | [17 empty] | System | #N/A | [21 empty] | 0 | 0 | 0 | 0 | 0 | 0 | 0 | 0 | 0 | 0 | 0 | 0 | 0 | 0 | 0 | 0 | 0 | 0 | 0 | 0 | 0 | 0 | 0 | 0 | 0 | 0 | 0 | 0 | 0
SCE Total Roll-up E3 Calculator - No Carbon Adder | [17 empty] | System | #N/A | [21 empty] | 0 | 0 | 0 | 0 | 0 | 0 | 0 | 0 | 0 | 0 | 0 | 0 | 0 | 0 | 0 | 0 | 0 | 0 | 0 | 0 | 0 | 0 | 0 | 0 | 0 | 0 | 0 | 0 | 0
SCE Total Roll-up E3 Calculator - No Carbon Adder | [17 empty] | System | #N/A | [21 empty] | 0 | 0 | 0 | 0 | 0 | 0 | 0 | 0 | 0 | 0 | 0 | 0 | 0 | 0 | 0 | 0 | 0 | 0 | 0 | 0 | 0 | 0 | 0 | 0 | 0 | 0 | 0 | 0 | 0
SCE Total Roll-up E3 Calculator - No Carbon Adder | [17 empty] | System | #N/A | [21 empty] | 0 | 0 | 0 | 0 | 0 | 0 | 0 | 0 | 0 | 0 | 0 | 0 | 0 | 0 | 0 | 0 | 0 | 0 | 0 | 0 | 0 | 0 | 0 | 0 | 0 | 0 | 0 | 0 | 0
SCE Total Roll-up E3 Calculator - No Carbon Adder | [17 empty] | System | #N/A | [21 empty] | 0 | 0 | 0 | 0 | 0 | 0 | 0 | 0 | 0 | 0 | 0 | 0 | 0 | 0 | 0 | 0 | 0 | 0 | 0 | 0 | 0 | 0 | 0 | 0 | 0 | 0 | 0 | 0 | 0
SCE Total Roll-up E3 Calculator - No Carbon Adder | [17 empty] | System | #N/A | [21 empty] | 0 | 0 | 0 | 0 | 0 | 0 | 0 | 0 | 0 | 0 | 0 | 0 | 0 | 0 | 0 | 0 | 0 | 0 | 0 | 0 | 0 | 0 | 0 | 0 | 0 | 0 | 0 | 0 | 0
SCE Total Roll-up E3 Calculator - No Carbon Adder | [17 empty] | System | #N/A | [21 empty] | 0 | 0 | 0 | 0 | 0 | 0 | 0 | 0 | 0 | 0 | 0 | 0 | 0 | 0 | 0 | 0 | 0 | 0 | 0 | 0 | 0 | 0 | 0 | 0 | 0 | 0 | 0 | 0 | 0
SCE Total Roll-up E3 Calculator - No Carbon Adder | [17 empty] | System | #N/A | [21 empty] | 0 | 0 | 0 | 0 | 0 | 0 | 0 | 0 | 0 | 0 | 0 | 0 | 0 | 0 | 0 | 0 | 0 | 0 | 0 | 0 | 0 | 0 | 0 | 0 | 0 | 0 | 0 | 0 | 0
SCE Total Roll-up E3 Calculator - No Carbon Adder | [17 empty] | System | #N/A | [21 empty] | 0 | 0 | 0 | 0 | 0 | 0 | 0 | 0 | 0 | 0 | 0 | 0 | 0 | 0 | 0 | 0 | 0 | 0 | 0 | 0 | 0 | 0 | 0 | 0 | 0 | 0 | 0 | 0 | 0
SCE Total Roll-up E3 Calculator - No Carbon Adder | [17 empty] | System | #N/A | [21 empty] | 0 | 0 | 0 | 0 | 0 | 0 | 0 | 0 | 0 | 0 | 0 | 0 | 0 | 0 | 0 | 0 | 0 | 0 | 0 | 0 | 0 | 0 | 0 | 0 | 0 | 0 | 0 | 0 | 0
SCE Total Roll-up E3 Calculator - No Carbon Adder | [17 empty] | System | #N/A | [21 empty] | 0 | 0 | 0 | 0 | 0 | 0 | 0 | 0 | 0 | 0 | 0 | 0 | 0 | 0 | 0 | 0 | 0 | 0 | 0 | 0 | 0 | 0 | 0 | 0 | 0 | 0 | 0 | 0 | 0
SCE Total Roll-up E3 Calculator - No Carbon Adder | [17 empty] | System | #N/A | [21 empty] | 0 | 0 | 0 | 0 | 0 | 0 | 0 | 0 | 0 | 0 | 0 | 0 | 0 | 0 | 0 | 0 | 0 | 0 | 0 | 0 | 0 | 0 | 0 | 0 | 0 | 0 | 0 | 0 | 0
SCE Total Roll-up E3 Calculator - No Carbon Adder | [17 empty] | System | #N/A | [21 empty] | 0 | 0 | 0 | 0 | 0 | 0 | 0 | 0 | 0 | 0 | 0 | 0 | 0 | 0 | 0 | 0 | 0 | 0 | 0 | 0 | 0 | 0 | 0 | 0 | 0 | 0 | 0 | 0 | 0
SCE Total Roll-up E3 Calculator - No Carbon Adder | [17 empty] | System | #N/A | [21 empty] | 0 | 0 | 0 | 0 | 0 | 0 | 0 | 0 | 0 | 0 | 0 | 0 | 0 | 0 | 0 | 0 | 0 | 0 | 0 | 0 | 0 | 0 | 0 | 0 | 0 | 0 | 0 | 0 | 0
SCE Total Roll-up E3 Calculator - No Carbon Adder | [17 empty] | System | #N/A | [21 empty] | 0 | 0 | 0 | 0 | 0 | 0 | 0 | 0 | 0 | 0 | 0 | 0 | 0 | 0 | 0 | 0 | 0 | 0 | 0 | 0 | 0 | 0 | 0 | 0 | 0 | 0 | 0 | 0 | 0
SCE Total Roll-up E3 Calculator - No Carbon Adder | [17 empty] | System | #N/A | [21 empty] | 0 | 0 | 0 | 0 | 0 | 0 | 0 | 0 | 0 | 0 | 0 | 0 | 0 | 0 | 0 | 0 | 0 | 0 | 0 | 0 | 0 | 0 | 0 | 0 | 0 | 0 | 0 | 0 | 0
SCE Total Roll-up E3 Calculator - No Carbon Adder | [17 empty] | System | #N/A | [21 empty] | 0 | 0 | 0 | 0 | 0 | 0 | 0 | 0 | 0 | 0 | 0 | 0 | 0 | 0 | 0 | 0 | 0 | 0 | 0 | 0 | 0 | 0 | 0 | 0 | 0 | 0 | 0 | 0 | 0
SCE Total Roll-up E3 Calculator - No Carbon Adder | [17 empty] | System | #N/A | [21 empty] | 0 | 0 | 0 | 0 | 0 | 0 | 0 | 0 | 0 | 0 | 0 | 0 | 0 | 0 | 0 | 0 | 0 | 0 | 0 | 0 | 0 | 0 | 0 | 0 | 0 | 0 | 0 | 0 | 0
SCE Total Roll-up E3 Calculator - No Carbon Adder | [17 empty] | System | #N/A | [21 empty] | 0 | 0 | 0 | 0 | 0 | 0 | 0 | 0 | 0 | 0 | 0 | 0 | 0 | 0 | 0 | 0 | 0 | 0 | 0 | 0 | 0 | 0 | 0 | 0 | 0 | 0 | 0 | 0 | 0
SCE Total Roll-up E3 Calculator - No Carbon Adder | [17 empty] | System | #N/A | [21 empty] | 0 | 0 | 0 | 0 | 0 | 0 | 0 | 0 | 0 | 0 | 0 | 0 | 0 | 0 | 0 | 0 | 0 | 0 | 0 | 0 | 0 | 0 | 0 | 0 | 0 | 0 | 0 | 0 | 0
SCE Total Roll-up E3 Calculator - No Carbon Adder | [17 empty] | System | #N/A | [21 empty] | 0 | 0 | 0 | 0 | 0 | 0 | 0 | 0 | 0 | 0 | 0 | 0 | 0 | 0 | 0 | 0 | 0 | 0 | 0 | 0 | 0 | 0 | 0 | 0 | 0 | 0 | 0 | 0 | 0
SCE Total Roll-up E3 Calculator - No Carbon Adder | [17 empty] | System | #N/A | [21 empty] | 0 | 0 | 0 | 0 | 0 | 0 | 0 | 0 | 0 | 0 | 0 | 0 | 0 | 0 | 0 | 0 | 0 | 0 | 0 | 0 | 0 | 0 | 0 | 0 | 0 | 0 | 0 | 0 | 0
SCE Total Roll-up E3 Calculator - No Carbon Adder | [17 empty] | System | #N/A | [21 empty] | 0 | 0 | 0 | 0 | 0 | 0 | 0 | 0 | 0 | 0 | 0 | 0 | 0 | 0 | 0 | 0 | 0 | 0 | 0 | 0 | 0 | 0 | 0 | 0 | 0 | 0 | 0 | 0 | 0
SCE Total Roll-up E3 Calculator - No Carbon Adder | [17 empty] | System | #N/A | [21 empty] | 0 | 0 | 0 | 0 | 0 | 0 | 0 | 0 | 0 | 0 | 0 | 0 | 0 | 0 | 0 | 0 | 0 | 0 | 0 | 0 | 0 | 0 | 0 | 0 | 0 | 0 | 0 | 0 | 0
SCE Total Roll-up E3 Calculator - No Carbon Adder | [17 empty] | System | #N/A | [21 empty] | 0 | 0 | 0 | 0 | 0 | 0 | 0 | 0 | 0 | 0 | 0 | 0 | 0 | 0 | 0 | 0 | 0 | 0 | 0 | 0 | 0 | 0 | 0 | 0 | 0 | 0 | 0 | 0 | 0
SCE Total Roll-up E3 Calculator - No Carbon Adder | [17 empty] | System | #N/A | [21 empty] | 0 | 0 | 0 | 0 | 0 | 0 | 0 | 0 | 0 | 0 | 0 | 0 | 0 | 0 | 0 | 0 | 0 | 0 | 0 | 0 | 0 | 0 | 0 | 0 | 0 | 0 | 0 | 0 | 0
SCE Total Roll-up E3 Calculator - No Carbon Adder | [17 empty] | System | #N/A | [21 empty] | 0 | 0 | 0 | 0 | 0 | 0 | 0 | 0 | 0 | 0 | 0 | 0 | 0 | 0 | 0 | 0 | 0 | 0 | 0 | 0 | 0 | 0 | 0 | 0 | 0 | 0 | 0 | 0 | 0
SCE Total Roll-up E3 Calculator - No Carbon Adder | [17 empty] | System | #N/A | [21 empty] | 0 | 0 | 0 | 0 | 0 | 0 | 0 | 0 | 0 | 0 | 0 | 0 | 0 | 0 | 0 | 0 | 0 | 0 | 0 | 0 | 0 | 0 | 0 | 0 | 0 | 0 | 0 | 0 | 0
SCE Total Roll-up E3 Calculator - No Carbon Adder | [17 empty] | System | #N/A | [21 empty] | 0 | 0 | 0 | 0 | 0 | 0 | 0 | 0 | 0 | 0 | 0 | 0 | 0 | 0 | 0 | 0 | 0 | 0 | 0 | 0 | 0 | 0 | 0 | 0 | 0 | 0 | 0 | 0 | 0
SCE Total Roll-up E3 Calculator - No Carbon Adder | [17 empty] | System | #N/A | [21 empty] | 0 | 0 | 0 | 0 | 0 | 0 | 0 | 0 | 0 | 0 | 0 | 0 | 0 | 0 | 0 | 0 | 0 | 0 | 0 | 0 | 0 | 0 | 0 | 0 | 0 | 0 | 0 | 0 | 0
SCE Total Roll-up E3 Calculator - No Carbon Adder | [17 empty] | System | #N/A | [21 empty] | 0 | 0 | 0 | 0 | 0 | 0 | 0 | 0 | 0 | 0 | 0 | 0 | 0 | 0 | 0 | 0 | 0 | 0 | 0 | 0 | 0 | 0 | 0 | 0 | 0 | 0 | 0 | 0 | 0
SCE Total Roll-up E3 Calculator - No Carbon Adder | [17 empty] | System | #N/A | [21 empty] | 0 | 0 | 0 | 0 | 0 | 0 | 0 | 0 | 0 | 0 | 0 | 0 | 0 | 0 | 0 | 0 | 0 | 0 | 0 | 0 | 0 | 0 | 0 | 0 | 0 | 0 | 0 | 0 | 0
SCE Total Roll-up E3 Calculator - No Carbon Adder | [17 empty] | System | #N/A | [21 empty] | 0 | 0 | 0 | 0 | 0 | 0 | 0 | 0 | 0 | 0 | 0 | 0 | 0 | 0 | 0 | 0 | 0 | 0 | 0 | 0 | 0 | 0 | 0 | 0 | 0 | 0 | 0 | 0 | 0
SCE Total Roll-up E3 Calculator - No Carbon Adder | [17 empty] | System | #N/A | [21 empty] | 0 | 0 | 0 | 0 | 0 | 0 | 0 | 0 | 0 | 0 | 0 | 0 | 0 | 0 | 0 | 0 | 0 | 0 | 0 | 0 | 0 | 0 | 0 | 0 | 0 | 0 | 0 | 0 | 0
SCE Total Roll-up E3 Calculator - No Carbon Adder | [17 empty] | System | #N/A | [21 empty] | 0 | 0 | 0 | 0 | 0 | 0 | 0 | 0 | 0 | 0 | 0 | 0 | 0 | 0 | 0 | 0 | 0 | 0 | 0 | 0 | 0 | 0 | 0 | 0 | 0 | 0 | 0 | 0 | 0
SCE Total Roll-up E3 Calculator - No Carbon Adder | [17 empty] | System | #N/A | [21 empty] | 0 | 0 | 0 | 0 | 0 | 0 | 0 | 0 | 0 | 0 | 0 | 0 | 0 | 0 | 0 | 0 | 0 | 0 | 0 | 0 | 0 | 0 | 0 | 0 | 0 | 0 | 0 | 0 | 0
SCE Total Roll-up E3 Calculator - No Carbon Adder | [17 empty] | System | #N/A | [21 empty] | 0 | 0 | 0 | 0 | 0 | 0 | 0 | 0 | 0 | 0 | 0 | 0 | 0 | 0 | 0 | 0 | 0 | 0 | 0 | 0 | 0 | 0 | 0 | 0 | 0 | 0 | 0 | 0 | 0
SCE Total Roll-up E3 Calculator - No Carbon Adder | [17 empty] | System | #N/A | [21 empty] | 0 | 0 | 0 | 0 | 0 | 0 | 0 | 0 | 0 | 0 | 0 | 0 | 0 | 0 | 0 | 0 | 0 | 0 | 0 | 0 | 0 | 0 | 0 | 0 | 0 | 0 | 0 | 0 | 0
SCE Total Roll-up E3 Calculator - No Carbon Adder | [17 empty] | System | #N/A | [21 empty] | 0 | 0 | 0 | 0 | 0 | 0 | 0 | 0 | 0 | 0 | 0 | 0 | 0 | 0 | 0 | 0 | 0 | 0 | 0 | 0 | 0 | 0 | 0 | 0 | 0 | 0 | 0 | 0 | 0
SCE Total Roll-up E3 Calculator - No Carbon Adder | [17 empty] | System | #N/A | [21 empty] | 0 | 0 | 0 | 0 | 0 | 0 | 0 | 0 | 0 | 0 | 0 | 0 | 0 | 0 | 0 | 0 | 0 | 0 | 0 | 0 | 0 | 0 | 0 | 0 | 0 | 0 | 0 | 0 | 0
SCE Total Roll-up E3 Calculator - No Carbon Adder | [17 empty] | System | #N/A | [21 empty] | 0 | 0 | 0 | 0 | 0 | 0 | 0 | 0 | 0 | 0 | 0 | 0 | 0 | 0 | 0 | 0 | 0 | 0 | 0 | 0 | 0 | 0 | 0 | 0 | 0 | 0 | 0 | 0 | 0
SCE Total Roll-up E3 Calculator - No Carbon Adder | [17 empty] | System | #N/A | [21 empty] | 0 | 0 | 0 | 0 | 0 | 0 | 0 | 0 | 0 | 0 | 0 | 0 | 0 | 0 | 0 | 0 | 0 | 0 | 0 | 0 | 0 | 0 | 0 | 0 | 0 | 0 | 0 | 0 | 0
SCE Total Roll-up E3 Calculator - No Carbon Adder | [17 empty] | System | #N/A | [21 empty] | 0 | 0 | 0 | 0 | 0 | 0 | 0 | 0 | 0 | 0 | 0 | 0 | 0 | 0 | 0 | 0 | 0 | 0 | 0 | 0 | 0 | 0 | 0 | 0 | 0 | 0 | 0 | 0 | 0
SCE Total Roll-up E3 Calculator - No Carbon Adder | [17 empty] | System | #N/A | [21 empty] | 0 | 0 | 0 | 0 | 0 | 0 | 0 | 0 | 0 | 0 | 0 | 0 | 0 | 0 | 0 | 0 | 0 | 0 | 0 | 0 | 0 | 0 | 0 | 0 | 0 | 0 | 0 | 0 | 0
SCE Total Roll-up E3 Calculator - No Carbon Adder | [17 empty] | System | #N/A | [21 empty] | 0 | 0 | 0 | 0 | 0 | 0 | 0 | 0 | 0 | 0 | 0 | 0 | 0 | 0 | 0 | 0 | 0 | 0 | 0 | 0 | 0 | 0 | 0 | 0 | 0 | 0 | 0 | 0 | 0
SCE Total Roll-up E3 Calculator - No Carbon Adder | [17 empty] | System | #N/A | [21 empty] | 0 | 0 | 0 | 0 | 0 | 0 | 0 | 0 | 0 | 0 | 0 | 0 | 0 | 0 | 0 | 0 | 0 | 0 | 0 | 0 | 0 | 0 | 0 | 0 | 0 | 0 | 0 | 0 | 0
SCE Total Roll-up E3 Calculator - No Carbon Adder | [17 empty] | System | #N/A | [21 empty] | 0 | 0 | 0 | 0 | 0 | 0 | 0 | 0 | 0 | 0 | 0 | 0 | 0 | 0 | 0 | 0 | 0 | 0 | 0 | 0 | 0 | 0 | 0 | 0 | 0 | 0 | 0 | 0 | 0
SCE Total Roll-up E3 Calculator - No Carbon Adder | [17 empty] | System | #N/A | [21 empty] | 0 | 0 | 0 | 0 | 0 | 0 | 0 | 0 | 0 | 0 | 0 | 0 | 0 | 0 | 0 | 0 | 0 | 0 | 0 | 0 | 0 | 0 | 0 | 0 | 0 | 0 | 0 | 0 | 0
SCE Total Roll-up E3 Calculator - No Carbon Adder | [17 empty] | System | #N/A | [21 empty] | 0 | 0 | 0 | 0 | 0 | 0 | 0 | 0 | 0 | 0 | 0 | 0 | 0 | 0 | 0 | 0 | 0 | 0 | 0 | 0 | 0 | 0 | 0 | 0 | 0 | 0 | 0 | 0 | 0
SCE Total Roll-up E3 Calculator - No Carbon Adder | [17 empty] | System | #N/A | [21 empty] | 0 | 0 | 0 | 0 | 0 | 0 | 0 | 0 | 0 | 0 | 0 | 0 | 0 | 0 | 0 | 0 | 0 | 0 | 0 | 0 | 0 | 0 | 0 | 0 | 0 | 0 | 0 | 0 | 0
SCE Total Roll-up E3 Calculator - No Carbon Adder | [17 empty] | System | #N/A | [21 empty] | 0 | 0 | 0 | 0 | 0 | 0 | 0 | 0 | 0 | 0 | 0 | 0 | 0 | 0 | 0 | 0 | 0 | 0 | 0 | 0 | 0 | 0 | 0 | 0 | 0 | 0 | 0 | 0 | 0
SCE Total Roll-up E3 Calculator - No Carbon Adder | [17 empty] | System | #N/A | [21 empty] | 0 | 0 | 0 | 0 | 0 | 0 | 0 | 0 | 0 | 0 | 0 | 0 | 0 | 0 | 0 | 0 | 0 | 0 | 0 | 0 | 0 | 0 | 0 | 0 | 0 | 0 | 0 | 0 | 0
SCE Total Roll-up E3 Calculator - No Carbon Adder | [17 empty] | System | #N/A | [21 empty] | 0 | 0 | 0 | 0 | 0 | 0 | 0 | 0 | 0 | 0 | 0 | 0 | 0 | 0 | 0 | 0 | 0 | 0 | 0 | 0 | 0 | 0 | 0 | 0 | 0 | 0 | 0 | 0 | 0
SCE Total Roll-up E3 Calculator - No Carbon Adder | [17 empty] | System | #N/A | [21 empty] | 0 | 0 | 0 | 0 | 0 | 0 | 0 | 0 | 0 | 0 | 0 | 0 | 0 | 0 | 0 | 0 | 0 | 0 | 0 | 0 | 0 | 0 | 0 | 0 | 0 | 0 | 0 | 0 | 0
SCE Total Roll-up E3 Calculator - No Carbon Adder | [17 empty] | System | #N/A | [21 empty] | 0 | 0 | 0 | 0 | 0 | 0 | 0 | 0 | 0 | 0 | 0 | 0 | 0 | 0 | 0 | 0 | 0 | 0 | 0 | 0 | 0 | 0 | 0 | 0 | 0 | 0 | 0 | 0 | 0
SCE Total Roll-up E3 Calculator - No Carbon Adder | [17 empty] | System | #N/A | [21 empty] | 0 | 0 | 0 | 0 | 0 | 0 | 0 | 0 | 0 | 0 | 0 | 0 | 0 | 0 | 0 | 0 | 0 | 0 | 0 | 0 | 0 | 0 | 0 | 0 | 0 | 0 | 0 | 0 | 0
SCE Total Roll-up E3 Calculator - No Carbon Adder | [17 empty] | System | #N/A | [21 empty] | 0 | 0 | 0 | 0 | 0 | 0 | 0 | 0 | 0 | 0 | 0 | 0 | 0 | 0 | 0 | 0 | 0 | 0 | 0 | 0 | 0 | 0 | 0 | 0 | 0 | 0 | 0 | 0 | 0
SCE Total Roll-up E3 Calculator - No Carbon Adder | [17 empty] | System | #N/A | [21 empty] | 0 | 0 | 0 | 0 | 0 | 0 | 0 | 0 | 0 | 0 | 0 | 0 | 0 | 0 | 0 | 0 | 0 | 0 | 0 | 0 | 0 | 0 | 0 | 0 | 0 | 0 | 0 | 0 | 0
SCE Total Roll-up E3 Calculator - No Carbon Adder | [17 empty] | System | #N/A | [21 empty] | 0 | 0 | 0 | 0 | 0 | 0 | 0 | 0 | 0 | 0 | 0 | 0 | 0 | 0 | 0 | 0 | 0 | 0 | 0 | 0 | 0 | 0 | 0 | 0 | 0 | 0 | 0 | 0 | 0
SCE Total Roll-up E3 Calculator - No Carbon Adder | [17 empty] | System | #N/A | [21 empty] | 0 | 0 | 0 | 0 | 0 | 0 | 0 | 0 | 0 | 0 | 0 | 0 | 0 | 0 | 0 | 0 | 0 | 0 | 0 | 0 | 0 | 0 | 0 | 0 | 0 | 0 | 0 | 0 | 0
SCE Total Roll-up E3 Calculator - No Carbon Adder | [17 empty] | System | #N/A | [21 empty] | 0 | 0 | 0 | 0 | 0 | 0 | 0 | 0 | 0 | 0 | 0 | 0 | 0 | 0 | 0 | 0 | 0 | 0 | 0 | 0 | 0 | 0 | 0 | 0 | 0 | 0 | 0 | 0 | 0
SCE Total Roll-up E3 Calculator - No Carbon Adder | [17 empty] | System | #N/A | [21 empty] | 0 | 0 | 0 | 0 | 0 | 0 | 0 | 0 | 0 | 0 | 0 | 0 | 0 | 0 | 0 | 0 | 0 | 0 | 0 | 0 | 0 | 0 | 0 | 0 | 0 | 0 | 0 | 0 | 0
SCE Total Roll-up E3 Calculator - No Carbon Adder | [17 empty] | System | #N/A | [21 empty] | 0 | 0 | 0 | 0 | 0 | 0 | 0 | 0 | 0 | 0 | 0 | 0 | 0 | 0 | 0 | 0 | 0 | 0 | 0 | 0 | 0 | 0 | 0 | 0 | 0 | 0 | 0 | 0 | 0
SCE Total Roll-up E3 Calculator - No Carbon Adder | [17 empty] | System | #N/A | [21 empty] | 0 | 0 | 0 | 0 | 0 | 0 | 0 | 0 | 0 | 0 | 0 | 0 | 0 | 0 | 0 | 0 | 0 | 0 | 0 | 0 | 0 | 0 | 0 | 0 | 0 | 0 | 0 | 0 | 0
SCE Total Roll-up E3 Calculator - No Carbon Adder | [17 empty] | System | #N/A | [21 empty] | 0 | 0 | 0 | 0 | 0 | 0 | 0 | 0 | 0 | 0 | 0 | 0 | 0 | 0 | 0 | 0 | 0 | 0 | 0 | 0 | 0 | 0 | 0 | 0 | 0 | 0 | 0 | 0 | 0
SCE Total Roll-up E3 Calculator - No Carbon Adder | [17 empty] | System | #N/A | [21 empty] | 0 | 0 | 0 | 0 | 0 | 0 | 0 | 0 | 0 | 0 | 0 | 0 | 0 | 0 | 0 | 0 | 0 | 0 | 0 | 0 | 0 | 0 | 0 | 0 | 0 | 0 | 0 | 0 | 0
SCE Total Roll-up E3 Calculator - No Carbon Adder | [17 empty] | System | #N/A | [21 empty] | 0 | 0 | 0 | 0 | 0 | 0 | 0 | 0 | 0 | 0 | 0 | 0 | 0 | 0 | 0 | 0 | 0 | 0 | 0 | 0 | 0 | 0 | 0 | 0 | 0 | 0 | 0 | 0 | 0
SCE Total Roll-up E3 Calculator - No Carbon Adder | [17 empty] | System | #N/A | [21 empty] | 0 | 0 | 0 | 0 | 0 | 0 | 0 | 0 | 0 | 0 | 0 | 0 | 0 | 0 | 0 | 0 | 0 | 0 | 0 | 0 | 0 | 0 | 0 | 0 | 0 | 0 | 0 | 0 | 0
SCE Total Roll-up E3 Calculator - No Carbon Adder | [17 empty] | System | #N/A | [21 empty] | 0 | 0 | 0 | 0 | 0 | 0 | 0 | 0 | 0 | 0 | 0 | 0 | 0 | 0 | 0 | 0 | 0 | 0 | 0 | 0 | 0 | 0 | 0 | 0 | 0 | 0 | 0 | 0 | 0
SCE Total Roll-up E3 Calculator - No Carbon Adder | [17 empty] | System | #N/A | [21 empty] | 0 | 0 | 0 | 0 | 0 | 0 | 0 | 0 | 0 | 0 | 0 | 0 | 0 | 0 | 0 | 0 | 0 | 0 | 0 | 0 | 0 | 0 | 0 | 0 | 0 | 0 | 0 | 0 | 0
SCE Total Roll-up E3 Calculator - No Carbon Adder | [17 empty] | System | #N/A | [21 empty] | 0 | 0 | 0 | 0 | 0 | 0 | 0 | 0 | 0 | 0 | 0 | 0 | 0 | 0 | 0 | 0 | 0 | 0 | 0 | 0 | 0 | 0 | 0 | 0 | 0 | 0 | 0 | 0 | 0
SCE Total Roll-up E3 Calculator - No Carbon Adder | [17 empty] | System | #N/A | [21 empty] | 0 | 0 | 0 | 0 | 0 | 0 | 0 | 0 | 0 | 0 | 0 | 0 | 0 | 0 | 0 | 0 | 0 | 0 | 0 | 0 | 0 | 0 | 0 | 0 | 0 | 0 | 0 | 0 | 0
SCE Total Roll-up E3 Calculator - No Carbon Adder | [17 empty] | System | #N/A | [21 empty] | 0 | 0 | 0 | 0 | 0 | 0 | 0 | 0 | 0 | 0 | 0 | 0 | 0 | 0 | 0 | 0 | 0 | 0 | 0 | 0 | 0 | 0 | 0 | 0 | 0 | 0 | 0 | 0 | 0
SCE Total Roll-up E3 Calculator - No Carbon Adder | [17 empty] | System | #N/A | [21 empty] | 0 | 0 | 0 | 0 | 0 | 0 | 0 | 0 | 0 | 0 | 0 | 0 | 0 | 0 | 0 | 0 | 0 | 0 | 0 | 0 | 0 | 0 | 0 | 0 | 0 | 0 | 0 | 0 | 0
SCE Total Roll-up E3 Calculator - No Carbon Adder | [17 empty] | System | #N/A | [21 empty] | 0 | 0 | 0 | 0 | 0 | 0 | 0 | 0 | 0 | 0 | 0 | 0 | 0 | 0 | 0 | 0 | 0 | 0 | 0 | 0 | 0 | 0 | 0 | 0 | 0 | 0 | 0 | 0 | 0
SCE Total Roll-up E3 Calculator - No Carbon Adder | [17 empty] | System | #N/A | [21 empty] | 0 | 0 | 0 | 0 | 0 | 0 | 0 | 0 | 0 | 0 | 0 | 0 | 0 | 0 | 0 | 0 | 0 | 0 | 0 | 0 | 0 | 0 | 0 | 0 | 0 | 0 | 0 | 0 | 0
SCE Total Roll-up E3 Calculator - No Carbon Adder | [17 empty] | System | #N/A | [21 empty] | 0 | 0 | 0 | 0 | 0 | 0 | 0 | 0 | 0 | 0 | 0 | 0 | 0 | 0 | 0 | 0 | 0 | 0 | 0 | 0 | 0 | 0 | 0 | 0 | 0 | 0 | 0 | 0 | 0
SCE Total Roll-up E3 Calculator - No Carbon Adder | [17 empty] | System | #N/A | [21 empty] | 0 | 0 | 0 | 0 | 0 | 0 | 0 | 0 | 0 | 0 | 0 | 0 | 0 | 0 | 0 | 0 | 0 | 0 | 0 | 0 | 0 | 0 | 0 | 0 | 0 | 0 | 0 | 0 | 0
SCE Total Roll-up E3 Calculator - No Carbon Adder | [17 empty] | System | #N/A | [21 empty] | 0 | 0 | 0 | 0 | 0 | 0 | 0 | 0 | 0 | 0 | 0 | 0 | 0 | 0 | 0 | 0 | 0 | 0 | 0 | 0 | 0 | 0 | 0 | 0 | 0 | 0 | 0 | 0 | 0
SCE Total Roll-up E3 Calculator - No Carbon Adder | [17 empty] | System | #N/A | [21 empty] | 0 | 0 | 0 | 0 | 0 | 0 | 0 | 0 | 0 | 0 | 0 | 0 | 0 | 0 | 0 | 0 | 0 | 0 | 0 | 0 | 0 | 0 | 0 | 0 | 0 | 0 | 0 | 0 | 0
SCE Total Roll-up E3 Calculator - No Carbon Adder | [17 empty] | System | #N/A | [21 empty] | 0 | 0 | 0 | 0 | 0 | 0 | 0 | 0 | 0 | 0 | 0 | 0 | 0 | 0 | 0 | 0 | 0 | 0 | 0 | 0 | 0 | 0 | 0 | 0 | 0 | 0 | 0 | 0 | 0
SCE Total Roll-up E3 Calculator - No Carbon Adder | [17 empty] | System | #N/A | [21 empty] | 0 | 0 | 0 | 0 | 0 | 0 | 0 | 0 | 0 | 0 | 0 | 0 | 0 | 0 | 0 | 0 | 0 | 0 | 0 | 0 | 0 | 0 | 0 | 0 | 0 | 0 | 0 | 0 | 0
SCE Total Roll-up E3 Calculator - No Carbon Adder | [17 empty] | System | #N/A | [21 empty] | 0 | 0 | 0 | 0 | 0 | 0 | 0 | 0 | 0 | 0 | 0 | 0 | 0 | 0 | 0 | 0 | 0 | 0 | 0 | 0 | 0 | 0 | 0 | 0 | 0 | 0 | 0 | 0 | 0
SCE Total Roll-up E3 Calculator - No Carbon Adder | [17 empty] | System | #N/A | [21 empty] | 0 | 0 | 0 | 0 | 0 | 0 | 0 | 0 | 0 | 0 | 0 | 0 | 0 | 0 | 0 | 0 | 0 | 0 | 0 | 0 | 0 | 0 | 0 | 0 | 0 | 0 | 0 | 0 | 0
SCE Total Roll-up E3 Calculator - No Carbon Adder | [17 empty] | System | #N/A | [21 empty] | 0 | 0 | 0 | 0 | 0 | 0 | 0 | 0 | 0 | 0 | 0 | 0 | 0 | 0 | 0 | 0 | 0 | 0 | 0 | 0 | 0 | 0 | 0 | 0 | 0 | 0 | 0 | 0 | 0
SCE Total Roll-up E3 Calculator - No Carbon Adder | [17 empty] | System | #N/A | [21 empty] | 0 | 0 | 0 | 0 | 0 | 0 | 0 | 0 | 0 | 0 | 0 | 0 | 0 | 0 | 0 | 0 | 0 | 0 | 0 | 0 | 0 | 0 | 0 | 0 | 0 | 0 | 0 | 0 | 0
SCE Total Roll-up E3 Calculator - No Carbon Adder | [17 empty] | System | #N/A | [21 empty] | 0 | 0 | 0 | 0 | 0 | 0 | 0 | 0 | 0 | 0 | 0 | 0 | 0 | 0 | 0 | 0 | 0 | 0 | 0 | 0 | 0 | 0 | 0 | 0 | 0 | 0 | 0 | 0 | 0
SCE Total Roll-up E3 Calculator - No Carbon Adder | [17 empty] | System | #N/A | [21 empty] | 0 | 0 | 0 | 0 | 0 | 0 | 0 | 0 | 0 | 0 | 0 | 0 | 0 | 0 | 0 | 0 | 0 | 0 | 0 | 0 | 0 | 0 | 0 | 0 | 0 | 0 | 0 | 0 | 0
SCE Total Roll-up E3 Calculator - No Carbon Adder | [17 empty] | System | #N/A | [21 empty] | 0 | 0 | 0 | 0 | 0 | 0 | 0 | 0 | 0 | 0 | 0 | 0 | 0 | 0 | 0 | 0 | 0 | 0 | 0 | 0 | 0 | 0 | 0 | 0 | 0 | 0 | 0 | 0 | 0
SCE Total Roll-up E3 Calculator - No Carbon Adder | [17 empty] | System | #N/A | [21 empty] | 0 | 0 | 0 | 0 | 0 | 0 | 0 | 0 | 0 | 0 | 0 | 0 | 0 | 0 | 0 | 0 | 0 | 0 | 0 | 0 | 0 | 0 | 0 | 0 | 0 | 0 | 0 | 0 | 0
SCE Total Roll-up E3 Calculator - No Carbon Adder | [17 empty] | System | #N/A | [21 empty] | 0 | 0 | 0 | 0 | 0 | 0 | 0 | 0 | 0 | 0 | 0 | 0 | 0 | 0 | 0 | 0 | 0 | 0 | 0 | 0 | 0 | 0 | 0 | 0 | 0 | 0 | 0 | 0 | 0
SCE Total Roll-up E3 Calculator - No Carbon Adder | [17 empty] | System | #N/A | [21 empty] | 0 | 0 | 0 | 0 | 0 | 0 | 0 | 0 | 0 | 0 | 0 | 0 | 0 | 0 | 0 | 0 | 0 | 0 | 0 | 0 | 0 | 0 | 0 | 0 | 0 | 0 | 0 | 0 | 0
SCE Total Roll-up E3 Calculator - No Carbon Adder | [17 empty] | System | #N/A | [21 empty] | 0 | 0 | 0 | 0 | 0 | 0 | 0 | 0 | 0 | 0 | 0 | 0 | 0 | 0 | 0 | 0 | 0 | 0 | 0 | 0 | 0 | 0 | 0 | 0 | 0 | 0 | 0 | 0 | 0
SCE Total Roll-up E3 Calculator - No Carbon Adder | [17 empty] | System | #N/A | [21 empty] | 0 | 0 | 0 | 0 | 0 | 0 | 0 | 0 | 0 | 0 | 0 | 0 | 0 | 0 | 0 | 0 | 0 | 0 | 0 | 0 | 0 | 0 | 0 | 0 | 0 | 0 | 0 | 0 | 0
SCE Total Roll-up E3 Calculator - No Carbon Adder | [17 empty] | System | #N/A | [21 empty] | 0 | 0 | 0 | 0 | 0 | 0 | 0 | 0 | 0 | 0 | 0 | 0 | 0 | 0 | 0 | 0 | 0 | 0 | 0 | 0 | 0 | 0 | 0 | 0 | 0 | 0 | 0 | 0 | 0
SCE Total Roll-up E3 Calculator - No Carbon Adder | [17 empty] | System | #N/A | [21 empty] | 0 | 0 | 0 | 0 | 0 | 0 | 0 | 0 | 0 | 0 | 0 | 0 | 0 | 0 | 0 | 0 | 0 | 0 | 0 | 0 | 0 | 0 | 0 | 0 | 0 | 0 | 0 | 0 | 0
SCE Total Roll-up E3 Calculator - No Carbon Adder | [17 empty] | System | #N/A | [21 empty] | 0 | 0 | 0 | 0 | 0 | 0 | 0 | 0 | 0 | 0 | 0 | 0 | 0 | 0 | 0 | 0 | 0 | 0 | 0 | 0 | 0 | 0 | 0 | 0 | 0 | 0 | 0 | 0 | 0
SCE Total Roll-up E3 Calculator - No Carbon Adder | [17 empty] | System | #N/A | [21 empty] | 0 | 0 | 0 | 0 | 0 | 0 | 0 | 0 | 0 | 0 | 0 | 0 | 0 | 0 | 0 | 0 | 0 | 0 | 0 | 0 | 0 | 0 | 0 | 0 | 0 | 0 | 0 | 0 | 0
SCE Total Roll-up E3 Calculator - No Carbon Adder | [17 empty] | System | #N/A | [21 empty] | 0 | 0 | 0 | 0 | 0 | 0 | 0 | 0 | 0 | 0 | 0 | 0 | 0 | 0 | 0 | 0 | 0 | 0 | 0 | 0 | 0 | 0 | 0 | 0 | 0 | 0 | 0 | 0 | 0
SCE Total Roll-up E3 Calculator - No Carbon Adder | [17 empty] | System | #N/A | [21 empty] | 0 | 0 | 0 | 0 | 0 | 0 | 0 | 0 | 0 | 0 | 0 | 0 | 0 | 0 | 0 | 0 | 0 | 0 | 0 | 0 | 0 | 0 | 0 | 0 | 0 | 0 | 0 | 0 | 0
SCE Total Roll-up E3 Calculator - No Carbon Adder | [17 empty] | System | #N/A | [21 empty] | 0 | 0 | 0 | 0 | 0 | 0 | 0 | 0 | 0 | 0 | 0 | 0 | 0 | 0 | 0 | 0 | 0 | 0 | 0 | 0 | 0 | 0 | 0 | 0 | 0 | 0 | 0 | 0 | 0
SCE Total Roll-up E3 Calculator - No Carbon Adder | [17 empty] | System | #N/A | [21 empty] | 0 | 0 | 0 | 0 | 0 | 0 | 0 | 0 | 0 | 0 | 0 | 0 | 0 | 0 | 0 | 0 | 0 | 0 | 0 | 0 | 0 | 0 | 0 | 0 | 0 | 0 | 0 | 0 | 0
SCE Total Roll-up E3 Calculator - No Carbon Adder | [17 empty] | System | #N/A | [21 empty] | 0 | 0 | 0 | 0 | 0 | 0 | 0 | 0 | 0 | 0 | 0 | 0 | 0 | 0 | 0 | 0 | 0 | 0 | 0 | 0 | 0 | 0 | 0 | 0 | 0 | 0 | 0 | 0 | 0
SCE Total Roll-up E3 Calculator - No Carbon Adder | [17 empty] | System | #N/A | [21 empty] | 0 | 0 | 0 | 0 | 0 | 0 | 0 | 0 | 0 | 0 | 0 | 0 | 0 | 0 | 0 | 0 | 0 | 0 | 0 | 0 | 0 | 0 | 0 | 0 | 0 | 0 | 0 | 0 | 0
SCE Total Roll-up E3 Calculator - No Carbon Adder | [17 empty] | System | #N/A | [21 empty] | 0 | 0 | 0 | 0 | 0 | 0 | 0 | 0 | 0 | 0 | 0 | 0 | 0 | 0 | 0 | 0 | 0 | 0 | 0 | 0 | 0 | 0 | 0 | 0 | 0 | 0 | 0 | 0 | 0
SCE Total Roll-up E3 Calculator - No Carbon Adder | [17 empty] | System | #N/A | [21 empty] | 0 | 0 | 0 | 0 | 0 | 0 | 0 | 0 | 0 | 0 | 0 | 0 | 0 | 0 | 0 | 0 | 0 | 0 | 0 | 0 | 0 | 0 | 0 | 0 | 0 | 0 | 0 | 0 | 0
SCE Total Roll-up E3 Calculator - No Carbon Adder | [17 empty] | System | #N/A | [21 empty] | 0 | 0 | 0 | 0 | 0 | 0 | 0 | 0 | 0 | 0 | 0 | 0 | 0 | 0 | 0 | 0 | 0 | 0 | 0 | 0 | 0 | 0 | 0 | 0 | 0 | 0 | 0 | 0 | 0
SCE Total Roll-up E3 Calculator - No Carbon Adder | [17 empty] | System | #N/A | [21 empty] | 0 | 0 | 0 | 0 | 0 | 0 | 0 | 0 | 0 | 0 | 0 | 0 | 0 | 0 | 0 | 0 | 0 | 0 | 0 | 0 | 0 | 0 | 0 | 0 | 0 | 0 | 0 | 0 | 0
SCE Total Roll-up E3 Calculator - No Carbon Adder | [17 empty] | System | #N/A | [21 empty] | 0 | 0 | 0 | 0 | 0 | 0 | 0 | 0 | 0 | 0 | 0 | 0 | 0 | 0 | 0 | 0 | 0 | 0 | 0 | 0 | 0 | 0 | 0 | 0 | 0 | 0 | 0 | 0 | 0
SCE Total Roll-up E3 Calculator - No Carbon Adder | [17 empty] | System | #N/A | [21 empty] | 0 | 0 | 0 | 0 | 0 | 0 | 0 | 0 | 0 | 0 | 0 | 0 | 0 | 0 | 0 | 0 | 0 | 0 | 0 | 0 | 0 | 0 | 0 | 0 | 0 | 0 | 0 | 0 | 0
SCE Total Roll-up E3 Calculator - No Carbon Adder | [17 empty] | System | #N/A | [21 empty] | 0 | 0 | 0 | 0 | 0 | 0 | 0 | 0 | 0 | 0 | 0 | 0 | 0 | 0 | 0 | 0 | 0 | 0 | 0 | 0 | 0 | 0 | 0 | 0 | 0 | 0 | 0 | 0 | 0
SCE Total Roll-up E3 Calculator - No Carbon Adder | [17 empty] | System | #N/A | [21 empty] | 0 | 0 | 0 | 0 | 0 | 0 | 0 | 0 | 0 | 0 | 0 | 0 | 0 | 0 | 0 | 0 | 0 | 0 | 0 | 0 | 0 | 0 | 0 | 0 | 0 | 0 | 0 | 0 | 0
SCE Total Roll-up E3 Calculator - No Carbon Adder | [17 empty] | System | #N/A | [21 empty] | 0 | 0 | 0 | 0 | 0 | 0 | 0 | 0 | 0 | 0 | 0 | 0 | 0 | 0 | 0 | 0 | 0 | 0 | 0 | 0 | 0 | 0 | 0 | 0 | 0 | 0 | 0 | 0 | 0
SCE Total Roll-up E3 Calculator - No Carbon Adder | [17 empty] | System | #N/A | [21 empty] | 0 | 0 | 0 | 0 | 0 | 0 | 0 | 0 | 0 | 0 | 0 | 0 | 0 | 0 | 0 | 0 | 0 | 0 | 0 | 0 | 0 | 0 | 0 | 0 | 0 | 0 | 0 | 0 | 0
SCE Total Roll-up E3 Calculator - No Carbon Adder | [17 empty] | System | #N/A | [21 empty] | 0 | 0 | 0 | 0 | 0 | 0 | 0 | 0 | 0 | 0 | 0 | 0 | 0 | 0 | 0 | 0 | 0 | 0 | 0 | 0 | 0 | 0 | 0 | 0 | 0 | 0 | 0 | 0 | 0
SCE Total Roll-up E3 Calculator - No Carbon Adder | [17 empty] | System | #N/A | [21 empty] | 0 | 0 | 0 | 0 | 0 | 0 | 0 | 0 | 0 | 0 | 0 | 0 | 0 | 0 | 0 | 0 | 0 | 0 | 0 | 0 | 0 | 0 | 0 | 0 | 0 | 0 | 0 | 0 | 0
SCE Total Roll-up E3 Calculator - No Carbon Adder | [17 empty] | System | #N/A | [21 empty] | 0 | 0 | 0 | 0 | 0 | 0 | 0 | 0 | 0 | 0 | 0 | 0 | 0 | 0 | 0 | 0 | 0 | 0 | 0 | 0 | 0 | 0 | 0 | 0 | 0 | 0 | 0 | 0 | 0
SCE Total Roll-up E3 Calculator - No Carbon Adder | [17 empty] | System | #N/A | [21 empty] | 0 | 0 | 0 | 0 | 0 | 0 | 0 | 0 | 0 | 0 | 0 | 0 | 0 | 0 | 0 | 0 | 0 | 0 | 0 | 0 | 0 | 0 | 0 | 0 | 0 | 0 | 0 | 0 | 0
SCE Total Roll-up E3 Calculator - No Carbon Adder | [17 empty] | System | #N/A | [21 empty] | 0 | 0 | 0 | 0 | 0 | 0 | 0 | 0 | 0 | 0 | 0 | 0 | 0 | 0 | 0 | 0 | 0 | 0 | 0 | 0 | 0 | 0 | 0 | 0 | 0 | 0 | 0 | 0 | 0
SCE Total Roll-up E3 Calculator - No Carbon Adder | [17 empty] | System | #N/A | [21 empty] | 0 | 0 | 0 | 0 | 0 | 0 | 0 | 0 | 0 | 0 | 0 | 0 | 0 | 0 | 0 | 0 | 0 | 0 | 0 | 0 | 0 | 0 | 0 | 0 | 0 | 0 | 0 | 0 | 0
SCE Total Roll-up E3 Calculator - No Carbon Adder | [17 empty] | System | #N/A | [21 empty] | 0 | 0 | 0 | 0 | 0 | 0 | 0 | 0 | 0 | 0 | 0 | 0 | 0 | 0 | 0 | 0 | 0 | 0 | 0 | 0 | 0 | 0 | 0 | 0 | 0 | 0 | 0 | 0 | 0
SCE Total Roll-up E3 Calculator - No Carbon Adder | [17 empty] | System | #N/A | [21 empty] | 0 | 0 | 0 | 0 | 0 | 0 | 0 | 0 | 0 | 0 | 0 | 0 | 0 | 0 | 0 | 0 | 0 | 0 | 0 | 0 | 0 | 0 | 0 | 0 | 0 | 0 | 0 | 0 | 0
SCE Total Roll-up E3 Calculator - No Carbon Adder | [17 empty] | System | #N/A | [21 empty] | 0 | 0 | 0 | 0 | 0 | 0 | 0 | 0 | 0 | 0 | 0 | 0 | 0 | 0 | 0 | 0 | 0 | 0 | 0 | 0 | 0 | 0 | 0 | 0 | 0 | 0 | 0 | 0 | 0
SCE Total Roll-up E3 Calculator - No Carbon Adder | [17 empty] | System | #N/A | [21 empty] | 0 | 0 | 0 | 0 | 0 | 0 | 0 | 0 | 0 | 0 | 0 | 0 | 0 | 0 | 0 | 0 | 0 | 0 | 0 | 0 | 0 | 0 | 0 | 0 | 0 | 0 | 0 | 0 | 0
SCE Total Roll-up E3 Calculator - No Carbon Adder | [17 empty] | System | #N/A | [21 empty] | 0 | 0 | 0 | 0 | 0 | 0 | 0 | 0 | 0 | 0 | 0 | 0 | 0 | 0 | 0 | 0 | 0 | 0 | 0 | 0 | 0 | 0 | 0 | 0 | 0 | 0 | 0 | 0 | 0
SCE Total Roll-up E3 Calculator - No Carbon Adder | [17 empty] | System | #N/A | [21 empty] | 0 | 0 | 0 | 0 | 0 | 0 | 0 | 0 | 0 | 0 | 0 | 0 | 0 | 0 | 0 | 0 | 0 | 0 | 0 | 0 | 0 | 0 | 0 | 0 | 0 | 0 | 0 | 0 | 0
SCE Total Roll-up E3 Calculator - No Carbon Adder | [17 empty] | System | #N/A | [21 empty] | 0 | 0 | 0 | 0 | 0 | 0 | 0 | 0 | 0 | 0 | 0 | 0 | 0 | 0 | 0 | 0 | 0 | 0 | 0 | 0 | 0 | 0 | 0 | 0 | 0 | 0 | 0 | 0 | 0
SCE Total Roll-up E3 Calculator - No Carbon Adder | [17 empty] | System | #N/A | [21 empty] | 0 | 0 | 0 | 0 | 0 | 0 | 0 | 0 | 0 | 0 | 0 | 0 | 0 | 0 | 0 | 0 | 0 | 0 | 0 | 0 | 0 | 0 | 0 | 0 | 0 | 0 | 0 | 0 | 0
SCE Total Roll-up E3 Calculator - No Carbon Adder | [17 empty] | System | #N/A | [21 empty] | 0 | 0 | 0 | 0 | 0 | 0 | 0 | 0 | 0 | 0 | 0 | 0 | 0 | 0 | 0 | 0 | 0 | 0 | 0 | 0 | 0 | 0 | 0 | 0 | 0 | 0 | 0 | 0 | 0
SCE Total Roll-up E3 Calculator - No Carbon Adder | [17 empty] | System | #N/A | [21 empty] | 0 | 0 | 0 | 0 | 0 | 0 | 0 | 0 | 0 | 0 | 0 | 0 | 0 | 0 | 0 | 0 | 0 | 0 | 0 | 0 | 0 | 0 | 0 | 0 | 0 | 0 | 0 | 0 | 0
SCE Total Roll-up E3 Calculator - No Carbon Adder | [17 empty] | System | #N/A | [21 empty] | 0 | 0 | 0 | 0 | 0 | 0 | 0 | 0 | 0 | 0 | 0 | 0 | 0 | 0 | 0 | 0 | 0 | 0 | 0 | 0 | 0 | 0 | 0 | 0 | 0 | 0 | 0 | 0 | 0
SCE Total Roll-up E3 Calculator - No Carbon Adder | [17 empty] | System | #N/A | [21 empty] | 0 | 0 | 0 | 0 | 0 | 0 | 0 | 0 | 0 | 0 | 0 | 0 | 0 | 0 | 0 | 0 | 0 | 0 | 0 | 0 | 0 | 0 | 0 | 0 | 0 | 0 | 0 | 0 | 0
SCE Total Roll-up E3 Calculator - No Carbon Adder | [17 empty] | System | #N/A | [21 empty] | 0 | 0 | 0 | 0 | 0 | 0 | 0 | 0 | 0 | 0 | 0 | 0 | 0 | 0 | 0 | 0 | 0 | 0 | 0 | 0 | 0 | 0 | 0 | 0 | 0 | 0 | 0 | 0 | 0
SCE Total Roll-up E3 Calculator - No Carbon Adder | [17 empty] | System | #N/A | [21 empty] | 0 | 0 | 0 | 0 | 0 | 0 | 0 | 0 | 0 | 0 | 0 | 0 | 0 | 0 | 0 | 0 | 0 | 0 | 0 | 0 | 0 | 0 | 0 | 0 | 0 | 0 | 0 | 0 | 0
SCE Total Roll-up E3 Calculator - No Carbon Adder | [17 empty] | System | #N/A | [21 empty] | 0 | 0 | 0 | 0 | 0 | 0 | 0 | 0 | 0 | 0 | 0 | 0 | 0 | 0 | 0 | 0 | 0 | 0 | 0 | 0 | 0 | 0 | 0 | 0 | 0 | 0 | 0 | 0 | 0
SCE Total Roll-up E3 Calculator - No Carbon Adder | [17 empty] | System | #N/A | [21 empty] | 0 | 0 | 0 | 0 | 0 | 0 | 0 | 0 | 0 | 0 | 0 | 0 | 0 | 0 | 0 | 0 | 0 | 0 | 0 | 0 | 0 | 0 | 0 | 0 | 0 | 0 | 0 | 0 | 0
SCE Total Roll-up E3 Calculator - No Carbon Adder | [17 empty] | System | #N/A | [21 empty] | 0 | 0 | 0 | 0 | 0 | 0 | 0 | 0 | 0 | 0 | 0 | 0 | 0 | 0 | 0 | 0 | 0 | 0 | 0 | 0 | 0 | 0 | 0 | 0 | 0 | 0 | 0 | 0 | 0
SCE Total Roll-up E3 Calculator - No Carbon Adder | [17 empty] | System | #N/A | [21 empty] | 0 | 0 | 0 | 0 | 0 | 0 | 0 | 0 | 0 | 0 | 0 | 0 | 0 | 0 | 0 | 0 | 0 | 0 | 0 | 0 | 0 | 0 | 0 | 0 | 0 | 0 | 0 | 0 | 0
SCE Total Roll-up E3 Calculator - No Carbon Adder | [17 empty] | System | #N/A | [21 empty] | 0 | 0 | 0 | 0 | 0 | 0 | 0 | 0 | 0 | 0 | 0 | 0 | 0 | 0 | 0 | 0 | 0 | 0 | 0 | 0 | 0 | 0 | 0 | 0 | 0 | 0 | 0 | 0 | 0
SCE Total Roll-up E3 Calculator - No Carbon Adder | [17 empty] | System | #N/A | [21 empty] | 0 | 0 | 0 | 0 | 0 | 0 | 0 | 0 | 0 | 0 | 0 | 0 | 0 | 0 | 0 | 0 | 0 | 0 | 0 | 0 | 0 | 0 | 0 | 0 | 0 | 0 | 0 | 0 | 0
SCE Total Roll-up E3 Calculator - No Carbon Adder | [17 empty] | System | #N/A | [21 empty] | 0 | 0 | 0 | 0 | 0 | 0 | 0 | 0 | 0 | 0 | 0 | 0 | 0 | 0 | 0 | 0 | 0 | 0 | 0 | 0 | 0 | 0 | 0 | 0 | 0 | 0 | 0 | 0 | 0
SCE Total Roll-up E3 Calculator - No Carbon Adder | [17 empty] | System | #N/A | [21 empty] | 0 | 0 | 0 | 0 | 0 | 0 | 0 | 0 | 0 | 0 | 0 | 0 | 0 | 0 | 0 | 0 | 0 | 0 | 0 | 0 | 0 | 0 | 0 | 0 | 0 | 0 | 0 | 0 | 0
SCE Total Roll-up E3 Calculator - No Carbon Adder | [17 empty] | System | #N/A | [21 empty] | 0 | 0 | 0 | 0 | 0 | 0 | 0 | 0 | 0 | 0 | 0 | 0 | 0 | 0 | 0 | 0 | 0 | 0 | 0 | 0 | 0 | 0 | 0 | 0 | 0 | 0 | 0 | 0 | 0
SCE Total Roll-up E3 Calculator - No Carbon Adder | [17 empty] | System | #N/A | [21 empty] | 0 | 0 | 0 | 0 | 0 | 0 | 0 | 0 | 0 | 0 | 0 | 0 | 0 | 0 | 0 | 0 | 0 | 0 | 0 | 0 | 0 | 0 | 0 | 0 | 0 | 0 | 0 | 0 | 0
SCE Total Roll-up E3 Calculator - No Carbon Adder | [17 empty] | System | #N/A | [21 empty] | 0 | 0 | 0 | 0 | 0 | 0 | 0 | 0 | 0 | 0 | 0 | 0 | 0 | 0 | 0 | 0 | 0 | 0 | 0 | 0 | 0 | 0 | 0 | 0 | 0 | 0 | 0 | 0 | 0
SCE Total Roll-up E3 Calculator - No Carbon Adder | [17 empty] | System | #N/A | [21 empty] | 0 | 0 | 0 | 0 | 0 | 0 | 0 | 0 | 0 | 0 | 0 | 0 | 0 | 0 | 0 | 0 | 0 | 0 | 0 | 0 | 0 | 0 | 0 | 0 | 0 | 0 | 0 | 0 | 0
SCE Total Roll-up E3 Calculator - No Carbon Adder | [17 empty] | System | #N/A | [21 empty] | 0 | 0 | 0 | 0 | 0 | 0 | 0 | 0 | 0 | 0 | 0 | 0 | 0 | 0 | 0 | 0 | 0 | 0 | 0 | 0 | 0 | 0 | 0 | 0 | 0 | 0 | 0 | 0 | 0
SCE Total Roll-up E3 Calculator - No Carbon Adder | [17 empty] | System | #N/A | [21 empty] | 0 | 0 | 0 | 0 | 0 | 0 | 0 | 0 | 0 | 0 | 0 | 0 | 0 | 0 | 0 | 0 | 0 | 0 | 0 | 0 | 0 | 0 | 0 | 0 | 0 | 0 | 0 | 0 | 0
SCE Total Roll-up E3 Calculator - No Carbon Adder | [17 empty] | System | #N/A | [21 empty] | 0 | 0 | 0 | 0 | 0 | 0 | 0 | 0 | 0 | 0 | 0 | 0 | 0 | 0 | 0 | 0 | 0 | 0 | 0 | 0 | 0 | 0 | 0 | 0 | 0 | 0 | 0 | 0 | 0
SCE Total Roll-up E3 Calculator - No Carbon Adder | [17 empty] | System | #N/A | [21 empty] | 0 | 0 | 0 | 0 | 0 | 0 | 0 | 0 | 0 | 0 | 0 | 0 | 0 | 0 | 0 | 0 | 0 | 0 | 0 | 0 | 0 | 0 | 0 | 0 | 0 | 0 | 0 | 0 | 0
SCE Total Roll-up E3 Calculator - No Carbon Adder | [17 empty] | System | #N/A | [21 empty] | 0 | 0 | 0 | 0 | 0 | 0 | 0 | 0 | 0 | 0 | 0 | 0 | 0 | 0 | 0 | 0 | 0 | 0 | 0 | 0 | 0 | 0 | 0 | 0 | 0 | 0 | 0 | 0 | 0
SCE Total Roll-up E3 Calculator - No Carbon Adder | [17 empty] | System | #N/A | [21 empty] | 0 | 0 | 0 | 0 | 0 | 0 | 0 | 0 | 0 | 0 | 0 | 0 | 0 | 0 | 0 | 0 | 0 | 0 | 0 | 0 | 0 | 0 | 0 | 0 | 0 | 0 | 0 | 0 | 0
SCE Total Roll-up E3 Calculator - No Carbon Adder | [17 empty] | System | #N/A | [21 empty] | 0 | 0 | 0 | 0 | 0 | 0 | 0 | 0 | 0 | 0 | 0 | 0 | 0 | 0 | 0 | 0 | 0 | 0 | 0 | 0 | 0 | 0 | 0 | 0 | 0 | 0 | 0 | 0 | 0
SCE Total Roll-up E3 Calculator - No Carbon Adder | [17 empty] | System | #N/A | [21 empty] | 0 | 0 | 0 | 0 | 0 | 0 | 0 | 0 | 0 | 0 | 0 | 0 | 0 | 0 | 0 | 0 | 0 | 0 | 0 | 0 | 0 | 0 | 0 | 0 | 0 | 0 | 0 | 0 | 0
SCE Total Roll-up E3 Calculator - No Carbon Adder | [17 empty] | System | #N/A | [21 empty] | 0 | 0 | 0 | 0 | 0 | 0 | 0 | 0 | 0 | 0 | 0 | 0 | 0 | 0 | 0 | 0 | 0 | 0 | 0 | 0 | 0 | 0 | 0 | 0 | 0 | 0 | 0 | 0 | 0
SCE Total Roll-up E3 Calculator - No Carbon Adder | [17 empty] | System | #N/A | [21 empty] | 0 | 0 | 0 | 0 | 0 | 0 | 0 | 0 | 0 | 0 | 0 | 0 | 0 | 0 | 0 | 0 | 0 | 0 | 0 | 0 | 0 | 0 | 0 | 0 | 0 | 0 | 0 | 0 | 0
SCE Total Roll-up E3 Calculator - No Carbon Adder | [17 empty] | System | #N/A | [21 empty] | 0 | 0 | 0 | 0 | 0 | 0 | 0 | 0 | 0 | 0 | 0 | 0 | 0 | 0 | 0 | 0 | 0 | 0 | 0 | 0 | 0 | 0 | 0 | 0 | 0 | 0 | 0 | 0 | 0
SCE Total Roll-up E3 Calculator - No Carbon Adder | [17 empty] | System | #N/A | [21 empty] | 0 | 0 | 0 | 0 | 0 | 0 | 0 | 0 | 0 | 0 | 0 | 0 | 0 | 0 | 0 | 0 | 0 | 0 | 0 | 0 | 0 | 0 | 0 | 0 | 0 | 0 | 0 | 0 | 0
SCE Total Roll-up E3 Calculator - No Carbon Adder | [17 empty] | System | #N/A | [21 empty] | 0 | 0 | 0 | 0 | 0 | 0 | 0 | 0 | 0 | 0 | 0 | 0 | 0 | 0 | 0 | 0 | 0 | 0 | 0 | 0 | 0 | 0 | 0 | 0 | 0 | 0 | 0 | 0 | 0
SCE Total Roll-up E3 Calculator - No Carbon Adder | [17 empty] | System | #N/A | [21 empty] | 0 | 0 | 0 | 0 | 0 | 0 | 0 | 0 | 0 | 0 | 0 | 0 | 0 | 0 | 0 | 0 | 0 | 0 | 0 | 0 | 0 | 0 | 0 | 0 | 0 | 0 | 0 | 0 | 0
SCE Total Roll-up E3 Calculator - No Carbon Adder | [17 empty] | System | #N/A | [21 empty] | 0 | 0 | 0 | 0 | 0 | 0 | 0 | 0 | 0 | 0 | 0 | 0 | 0 | 0 | 0 | 0 | 0 | 0 | 0 | 0 | 0 | 0 | 0 | 0 | 0 | 0 | 0 | 0 | 0
SCE Total Roll-up E3 Calculator - No Carbon Adder | [17 empty] | System | #N/A | [21 empty] | 0 | 0 | 0 | 0 | 0 | 0 | 0 | 0 | 0 | 0 | 0 | 0 | 0 | 0 | 0 | 0 | 0 | 0 | 0 | 0 | 0 | 0 | 0 | 0 | 0 | 0 | 0 | 0 | 0
SCE Total Roll-up E3 Calculator - No Carbon Adder | [17 empty] | System | #N/A | [21 empty] | 0 | 0 | 0 | 0 | 0 | 0 | 0 | 0 | 0 | 0 | 0 | 0 | 0 | 0 | 0 | 0 | 0 | 0 | 0 | 0 | 0 | 0 | 0 | 0 | 0 | 0 | 0 | 0 | 0
SCE Total Roll-up E3 Calculator - No Carbon Adder | [17 empty] | System | #N/A | [21 empty] | 0 | 0 | 0 | 0 | 0 | 0 | 0 | 0 | 0 | 0 | 0 | 0 | 0 | 0 | 0 | 0 | 0 | 0 | 0 | 0 | 0 | 0 | 0 | 0 | 0 | 0 | 0 | 0 | 0
SCE Total Roll-up E3 Calculator - No Carbon Adder | [17 empty] | System | #N/A | [21 empty] | 0 | 0 | 0 | 0 | 0 | 0 | 0 | 0 | 0 | 0 | 0 | 0 | 0 | 0 | 0 | 0 | 0 | 0 | 0 | 0 | 0 | 0 | 0 | 0 | 0 | 0 | 0 | 0 | 0
SCE Total Roll-up E3 Calculator - No Carbon Adder | [17 empty] | System | #N/A | [21 empty] | 0 | 0 | 0 | 0 | 0 | 0 | 0 | 0 | 0 | 0 | 0 | 0 | 0 | 0 | 0 | 0 | 0 | 0 | 0 | 0 | 0 | 0 | 0 | 0 | 0 | 0 | 0 | 0 | 0
SCE Total Roll-up E3 Calculator - No Carbon Adder | [17 empty] | System | #N/A | [21 empty] | 0 | 0 | 0 | 0 | 0 | 0 | 0 | 0 | 0 | 0 | 0 | 0 | 0 | 0 | 0 | 0 | 0 | 0 | 0 | 0 | 0 | 0 | 0 | 0 | 0 | 0 | 0 | 0 | 0
SCE Total Roll-up E3 Calculator - No Carbon Adder | [17 empty] | System | #N/A | [21 empty] | 0 | 0 | 0 | 0 | 0 | 0 | 0 | 0 | 0 | 0 | 0 | 0 | 0 | 0 | 0 | 0 | 0 | 0 | 0 | 0 | 0 | 0 | 0 | 0 | 0 | 0 | 0 | 0 | 0
SCE Total Roll-up E3 Calculator - No Carbon Adder | [17 empty] | System | #N/A | [21 empty] | 0 | 0 | 0 | 0 | 0 | 0 | 0 | 0 | 0 | 0 | 0 | 0 | 0 | 0 | 0 | 0 | 0 | 0 | 0 | 0 | 0 | 0 | 0 | 0 | 0 | 0 | 0 | 0 | 0
SCE Total Roll-up E3 Calculator - No Carbon Adder | [17 empty] | System | #N/A | [21 empty] | 0 | 0 | 0 | 0 | 0 | 0 | 0 | 0 | 0 | 0 | 0 | 0 | 0 | 0 | 0 | 0 | 0 | 0 | 0 | 0 | 0 | 0 | 0 | 0 | 0 | 0 | 0 | 0 | 0
SCE Total Roll-up E3 Calculator - No Carbon Adder | [17 empty] | System | #N/A | [21 empty] | 0 | 0 | 0 | 0 | 0 | 0 | 0 | 0 | 0 | 0 | 0 | 0 | 0 | 0 | 0 | 0 | 0 | 0 | 0 | 0 | 0 | 0 | 0 | 0 | 0 | 0 | 0 | 0 | 0
SCE Total Roll-up E3 Calculator - No Carbon Adder | [17 empty] | System | #N/A | [21 empty] | 0 | 0 | 0 | 0 | 0 | 0 | 0 | 0 | 0 | 0 | 0 | 0 | 0 | 0 | 0 | 0 | 0 | 0 | 0 | 0 | 0 | 0 | 0 | 0 | 0 | 0 | 0 | 0 | 0
SCE Total Roll-up E3 Calculator - No Carbon Adder | [17 empty] | System | #N/A | [21 empty] | 0 | 0 | 0 | 0 | 0 | 0 | 0 | 0 | 0 | 0 | 0 | 0 | 0 | 0 | 0 | 0 | 0 | 0 | 0 | 0 | 0 | 0 | 0 | 0 | 0 | 0 | 0 | 0 | 0
SCE Total Roll-up E3 Calculator - No Carbon Adder | [17 empty] | System | #N/A | [21 empty] | 0 | 0 | 0 | 0 | 0 | 0 | 0 | 0 | 0 | 0 | 0 | 0 | 0 | 0 | 0 | 0 | 0 | 0 | 0 | 0 | 0 | 0 | 0 | 0 | 0 | 0 | 0 | 0 | 0
SCE Total Roll-up E3 Calculator - No Carbon Adder | [17 empty] | System | #N/A | [21 empty] | 0 | 0 | 0 | 0 | 0 | 0 | 0 | 0 | 0 | 0 | 0 | 0 | 0 | 0 | 0 | 0 | 0 | 0 | 0 | 0 | 0 | 0 | 0 | 0 | 0 | 0 | 0 | 0 | 0
SCE Total Roll-up E3 Calculator - No Carbon Adder | [17 empty] | System | #N/A | [21 empty] | 0 | 0 | 0 | 0 | 0 | 0 | 0 | 0 | 0 | 0 | 0 | 0 | 0 | 0 | 0 | 0 | 0 | 0 | 0 | 0 | 0 | 0 | 0 | 0 | 0 | 0 | 0 | 0 | 0
SCE Total Roll-up E3 Calculator - No Carbon Adder | [17 empty] | System | #N/A | [21 empty] | 0 | 0 | 0 | 0 | 0 | 0 | 0 | 0 | 0 | 0 | 0 | 0 | 0 | 0 | 0 | 0 | 0 | 0 | 0 | 0 | 0 | 0 | 0 | 0 | 0 | 0 | 0 | 0 | 0
SCE Total Roll-up E3 Calculator - No Carbon Adder | [17 empty] | System | #N/A | [21 empty] | 0 | 0 | 0 | 0 | 0 | 0 | 0 | 0 | 0 | 0 | 0 | 0 | 0 | 0 | 0 | 0 | 0 | 0 | 0 | 0 | 0 | 0 | 0 | 0 | 0 | 0 | 0 | 0 | 0
SCE Total Roll-up E3 Calculator - No Carbon Adder | [17 empty] | System | #N/A | [21 empty] | 0 | 0 | 0 | 0 | 0 | 0 | 0 | 0 | 0 | 0 | 0 | 0 | 0 | 0 | 0 | 0 | 0 | 0 | 0 | 0 | 0 | 0 | 0 | 0 | 0 | 0 | 0 | 0 | 0
SCE Total Roll-up E3 Calculator - No Carbon Adder | [17 empty] | System | #N/A | [21 empty] | 0 | 0 | 0 | 0 | 0 | 0 | 0 | 0 | 0 | 0 | 0 | 0 | 0 | 0 | 0 | 0 | 0 | 0 | 0 | 0 | 0 | 0 | 0 | 0 | 0 | 0 | 0 | 0 | 0
SCE Total Roll-up E3 Calculator - No Carbon Adder | [17 empty] | System | #N/A | [21 empty] | 0 | 0 | 0 | 0 | 0 | 0 | 0 | 0 | 0 | 0 | 0 | 0 | 0 | 0 | 0 | 0 | 0 | 0 | 0 | 0 | 0 | 0 | 0 | 0 | 0 | 0 | 0 | 0 | 0
SCE Total Roll-up E3 Calculator - No Carbon Adder | [17 empty] | System | #N/A | [21 empty] | 0 | 0 | 0 | 0 | 0 | 0 | 0 | 0 | 0 | 0 | 0 | 0 | 0 | 0 | 0 | 0 | 0 | 0 | 0 | 0 | 0 | 0 | 0 | 0 | 0 | 0 | 0 | 0 | 0
SCE Total Roll-up E3 Calculator - No Carbon Adder | [17 empty] | System | #N/A | [21 empty] | 0 | 0 | 0 | 0 | 0 | 0 | 0 | 0 | 0 | 0 | 0 | 0 | 0 | 0 | 0 | 0 | 0 | 0 | 0 | 0 | 0 | 0 | 0 | 0 | 0 | 0 | 0 | 0 | 0
SCE Total Roll-up E3 Calculator - No Carbon Adder | [17 empty] | System | #N/A | [21 empty] | 0 | 0 | 0 | 0 | 0 | 0 | 0 | 0 | 0 | 0 | 0 | 0 | 0 | 0 | 0 | 0 | 0 | 0 | 0 | 0 | 0 | 0 | 0 | 0 | 0 | 0 | 0 | 0 | 0
SCE Total Roll-up E3 Calculator - No Carbon Adder | [17 empty] | System | #N/A | [21 empty] | 0 | 0 | 0 | 0 | 0 | 0 | 0 | 0 | 0 | 0 | 0 | 0 | 0 | 0 | 0 | 0 | 0 | 0 | 0 | 0 | 0 | 0 | 0 | 0 | 0 | 0 | 0 | 0 | 0
SCE Total Roll-up E3 Calculator - No Carbon Adder | [17 empty] | System | #N/A | [21 empty] | 0 | 0 | 0 | 0 | 0 | 0 | 0 | 0 | 0 | 0 | 0 | 0 | 0 | 0 | 0 | 0 | 0 | 0 | 0 | 0 | 0 | 0 | 0 | 0 | 0 | 0 | 0 | 0 | 0
SCE Total Roll-up E3 Calculator - No Carbon Adder | [17 empty] | System | #N/A | [21 empty] | 0 | 0 | 0 | 0 | 0 | 0 | 0 | 0 | 0 | 0 | 0 | 0 | 0 | 0 | 0 | 0 | 0 | 0 | 0 | 0 | 0 | 0 | 0 | 0 | 0 | 0 | 0 | 0 | 0
SCE Total Roll-up E3 Calculator - No Carbon Adder | [17 empty] | System | #N/A | [21 empty] | 0 | 0 | 0 | 0 | 0 | 0 | 0 | 0 | 0 | 0 | 0 | 0 | 0 | 0 | 0 | 0 | 0 | 0 | 0 | 0 | 0 | 0 | 0 | 0 | 0 | 0 | 0 | 0 | 0
SCE Total Roll-up E3 Calculator - No Carbon Adder | [17 empty] | System | #N/A | [21 empty] | 0 | 0 | 0 | 0 | 0 | 0 | 0 | 0 | 0 | 0 | 0 | 0 | 0 | 0 | 0 | 0 | 0 | 0 | 0 | 0 | 0 | 0 | 0 | 0 | 0 | 0 | 0 | 0 | 0
SCE Total Roll-up E3 Calculator - No Carbon Adder | [17 empty] | System | #N/A | [21 empty] | 0 | 0 | 0 | 0 | 0 | 0 | 0 | 0 | 0 | 0 | 0 | 0 | 0 | 0 | 0 | 0 | 0 | 0 | 0 | 0 | 0 | 0 | 0 | 0 | 0 | 0 | 0 | 0 | 0
SCE Total Roll-up E3 Calculator - No Carbon Adder | [17 empty] | System | #N/A | [21 empty] | 0 | 0 | 0 | 0 | 0 | 0 | 0 | 0 | 0 | 0 | 0 | 0 | 0 | 0 | 0 | 0 | 0 | 0 | 0 | 0 | 0 | 0 | 0 | 0 | 0 | 0 | 0 | 0 | 0
SCE Total Roll-up E3 Calculator - No Carbon Adder | [17 empty] | System | #N/A | [21 empty] | 0 | 0 | 0 | 0 | 0 | 0 | 0 | 0 | 0 | 0 | 0 | 0 | 0 | 0 | 0 | 0 | 0 | 0 | 0 | 0 | 0 | 0 | 0 | 0 | 0 | 0 | 0 | 0 | 0
SCE Total Roll-up E3 Calculator - No Carbon Adder | [17 empty] | System | #N/A | [21 empty] | 0 | 0 | 0 | 0 | 0 | 0 | 0 | 0 | 0 | 0 | 0 | 0 | 0 | 0 | 0 | 0 | 0 | 0 | 0 | 0 | 0 | 0 | 0 | 0 | 0 | 0 | 0 | 0 | 0
SCE Total Roll-up E3 Calculator - No Carbon Adder | [17 empty] | System | #N/A | [21 empty] | 0 | 0 | 0 | 0 | 0 | 0 | 0 | 0 | 0 | 0 | 0 | 0 | 0 | 0 | 0 | 0 | 0 | 0 | 0 | 0 | 0 | 0 | 0 | 0 | 0 | 0 | 0 | 0 | 0
SCE Total Roll-up E3 Calculator - No Carbon Adder | [17 empty] | System | #N/A | [21 empty] | 0 | 0 | 0 | 0 | 0 | 0 | 0 | 0 | 0 | 0 | 0 | 0 | 0 | 0 | 0 | 0 | 0 | 0 | 0 | 0 | 0 | 0 | 0 | 0 | 0 | 0 | 0 | 0 | 0
SCE Total Roll-up E3 Calculator - No Carbon Adder | [17 empty] | System | #N/A | [21 empty] | 0 | 0 | 0 | 0 | 0 | 0 | 0 | 0 | 0 | 0 | 0 | 0 | 0 | 0 | 0 | 0 | 0 | 0 | 0 | 0 | 0 | 0 | 0 | 0 | 0 | 0 | 0 | 0 | 0
SCE Total Roll-up E3 Calculator - No Carbon Adder | [17 empty] | System | #N/A | [21 empty] | 0 | 0 | 0 | 0 | 0 | 0 | 0 | 0 | 0 | 0 | 0 | 0 | 0 | 0 | 0 | 0 | 0 | 0 | 0 | 0 | 0 | 0 | 0 | 0 | 0 | 0 | 0 | 0 | 0
SCE Total Roll-up E3 Calculator - No Carbon Adder | [17 empty] | System | #N/A | [21 empty] | 0 | 0 | 0 | 0 | 0 | 0 | 0 | 0 | 0 | 0 | 0 | 0 | 0 | 0 | 0 | 0 | 0 | 0 | 0 | 0 | 0 | 0 | 0 | 0 | 0 | 0 | 0 | 0 | 0
SCE Total Roll-up E3 Calculator - No Carbon Adder | [17 empty] | System | #N/A | [21 empty] | 0 | 0 | 0 | 0 | 0 | 0 | 0 | 0 | 0 | 0 | 0 | 0 | 0 | 0 | 0 | 0 | 0 | 0 | 0 | 0 | 0 | 0 | 0 | 0 | 0 | 0 | 0 | 0 | 0
SCE Total Roll-up E3 Calculator - No Carbon Adder | [17 empty] | System | #N/A | [21 empty] | 0 | 0 | 0 | 0 | 0 | 0 | 0 | 0 | 0 | 0 | 0 | 0 | 0 | 0 | 0 | 0 | 0 | 0 | 0 | 0 | 0 | 0 | 0 | 0 | 0 | 0 | 0 | 0 | 0
SCE Total Roll-up E3 Calculator - No Carbon Adder | [17 empty] | System | #N/A | [21 empty] | 0 | 0 | 0 | 0 | 0 | 0 | 0 | 0 | 0 | 0 | 0 | 0 | 0 | 0 | 0 | 0 | 0 | 0 | 0 | 0 | 0 | 0 | 0 | 0 | 0 | 0 | 0 | 0 | 0
SCE Total Roll-up E3 Calculator - No Carbon Adder | [17 empty] | System | #N/A | [21 empty] | 0 | 0 | 0 | 0 | 0 | 0 | 0 | 0 | 0 | 0 | 0 | 0 | 0 | 0 | 0 | 0 | 0 | 0 | 0 | 0 | 0 | 0 | 0 | 0 | 0 | 0 | 0 | 0 | 0
SCE Total Roll-up E3 Calculator - No Carbon Adder | [17 empty] | System | #N/A | [21 empty] | 0 | 0 | 0 | 0 | 0 | 0 | 0 | 0 | 0 | 0 | 0 | 0 | 0 | 0 | 0 | 0 | 0 | 0 | 0 | 0 | 0 | 0 | 0 | 0 | 0 | 0 | 0 | 0 | 0
SCE Total Roll-up E3 Calculator - No Carbon Adder | [17 empty] | System | #N/A | [21 empty] | 0 | 0 | 0 | 0 | 0 | 0 | 0 | 0 | 0 | 0 | 0 | 0 | 0 | 0 | 0 | 0 | 0 | 0 | 0 | 0 | 0 | 0 | 0 | 0 | 0 | 0 | 0 | 0 | 0
SCE Total Roll-up E3 Calculator - No Carbon Adder | [17 empty] | System | #N/A | [21 empty] | 0 | 0 | 0 | 0 | 0 | 0 | 0 | 0 | 0 | 0 | 0 | 0 | 0 | 0 | 0 | 0 | 0 | 0 | 0 | 0 | 0 | 0 | 0 | 0 | 0 | 0 | 0 | 0 | 0
SCE Total Roll-up E3 Calculator - No Carbon Adder | [17 empty] | System | #N/A | [21 empty] | 0 | 0 | 0 | 0 | 0 | 0 | 0 | 0 | 0 | 0 | 0 | 0 | 0 | 0 | 0 | 0 | 0 | 0 | 0 | 0 | 0 | 0 | 0 | 0 | 0 | 0 | 0 | 0 | 0
SCE Total Roll-up E3 Calculator - No Carbon Adder | [17 empty] | System | #N/A | [21 empty] | 0 | 0 | 0 | 0 | 0 | 0 | 0 | 0 | 0 | 0 | 0 | 0 | 0 | 0 | 0 | 0 | 0 | 0 | 0 | 0 | 0 | 0 | 0 | 0 | 0 | 0 | 0 | 0 | 0
SCE Total Roll-up E3 Calculator - No Carbon Adder | [17 empty] | System | #N/A | [21 empty] | 0 | 0 | 0 | 0 | 0 | 0 | 0 | 0 | 0 | 0 | 0 | 0 | 0 | 0 | 0 | 0 | 0 | 0 | 0 | 0 | 0 | 0 | 0 | 0 | 0 | 0 | 0 | 0 | 0
SCE Total Roll-up E3 Calculator - No Carbon Adder | [17 empty] | System | #N/A | [21 empty] | 0 | 0 | 0 | 0 | 0 | 0 | 0 | 0 | 0 | 0 | 0 | 0 | 0 | 0 | 0 | 0 | 0 | 0 | 0 | 0 | 0 | 0 | 0 | 0 | 0 | 0 | 0 | 0 | 0
SCE Total Roll-up E3 Calculator - No Carbon Adder | [17 empty] | System | #N/A | [21 empty] | 0 | 0 | 0 | 0 | 0 | 0 | 0 | 0 | 0 | 0 | 0 | 0 | 0 | 0 | 0 | 0 | 0 | 0 | 0 | 0 | 0 | 0 | 0 | 0 | 0 | 0 | 0 | 0 | 0
SCE Total Roll-up E3 Calculator - No Carbon Adder | [17 empty] | System | #N/A | [21 empty] | 0 | 0 | 0 | 0 | 0 | 0 | 0 | 0 | 0 | 0 | 0 | 0 | 0 | 0 | 0 | 0 | 0 | 0 | 0 | 0 | 0 | 0 | 0 | 0 | 0 | 0 | 0 | 0 | 0
SCE Total Roll-up E3 Calculator - No Carbon Adder | [17 empty] | System | #N/A | [21 empty] | 0 | 0 | 0 | 0 | 0 | 0 | 0 | 0 | 0 | 0 | 0 | 0 | 0 | 0 | 0 | 0 | 0 | 0 | 0 | 0 | 0 | 0 | 0 | 0 | 0 | 0 | 0 | 0 | 0
SCE Total Roll-up E3 Calculator - No Carbon Adder | [17 empty] | System | #N/A | [21 empty] | 0 | 0 | 0 | 0 | 0 | 0 | 0 | 0 | 0 | 0 | 0 | 0 | 0 | 0 | 0 | 0 | 0 | 0 | 0 | 0 | 0 | 0 | 0 | 0 | 0 | 0 | 0 | 0 | 0
SCE Total Roll-up E3 Calculator - No Carbon Adder | [17 empty] | System | #N/A | [21 empty] | 0 | 0 | 0 | 0 | 0 | 0 | 0 | 0 | 0 | 0 | 0 | 0 | 0 | 0 | 0 | 0 | 0 | 0 | 0 | 0 | 0 | 0 | 0 | 0 | 0 | 0 | 0 | 0 | 0
SCE Total Roll-up E3 Calculator - No Carbon Adder | [17 empty] | System | #N/A | [21 empty] | 0 | 0 | 0 | 0 | 0 | 0 | 0 | 0 | 0 | 0 | 0 | 0 | 0 | 0 | 0 | 0 | 0 | 0 | 0 | 0 | 0 | 0 | 0 | 0 | 0 | 0 | 0 | 0 | 0
SCE Total Roll-up E3 Calculator - No Carbon Adder | [17 empty] | System | #N/A | [21 empty] | 0 | 0 | 0 | 0 | 0 | 0 | 0 | 0 | 0 | 0 | 0 | 0 | 0 | 0 | 0 | 0 | 0 | 0 | 0 | 0 | 0 | 0 | 0 | 0 | 0 | 0 | 0 | 0 | 0
SCE Total Roll-up E3 Calculator - No Carbon Adder | [17 empty] | System | #N/A | [21 empty] | 0 | 0 | 0 | 0 | 0 | 0 | 0 | 0 | 0 | 0 | 0 | 0 | 0 | 0 | 0 | 0 | 0 | 0 | 0 | 0 | 0 | 0 | 0 | 0 | 0 | 0 | 0 | 0 | 0
SCE Total Roll-up E3 Calculator - No Carbon Adder | [17 empty] | System | #N/A | [21 empty] | 0 | 0 | 0 | 0 | 0 | 0 | 0 | 0 | 0 | 0 | 0 | 0 | 0 | 0 | 0 | 0 | 0 | 0 | 0 | 0 | 0 | 0 | 0 | 0 | 0 | 0 | 0 | 0 | 0
SCE Total Roll-up E3 Calculator - No Carbon Adder | [17 empty] | System | #N/A | [21 empty] | 0 | 0 | 0 | 0 | 0 | 0 | 0 | 0 | 0 | 0 | 0 | 0 | 0 | 0 | 0 | 0 | 0 | 0 | 0 | 0 | 0 | 0 | 0 | 0 | 0 | 0 | 0 | 0 | 0
SCE Total Roll-up E3 Calculator - No Carbon Adder | [17 empty] | System | #N/A | [21 empty] | 0 | 0 | 0 | 0 | 0 | 0 | 0 | 0 | 0 | 0 | 0 | 0 | 0 | 0 | 0 | 0 | 0 | 0 | 0 | 0 | 0 | 0 | 0 | 0 | 0 | 0 | 0 | 0 | 0
SCE Total Roll-up E3 Calculator - No Carbon Adder | [17 empty] | System | #N/A | [21 empty] | 0 | 0 | 0 | 0 | 0 | 0 | 0 | 0 | 0 | 0 | 0 | 0 | 0 | 0 | 0 | 0 | 0 | 0 | 0 | 0 | 0 | 0 | 0 | 0 | 0 | 0 | 0 | 0 | 0
SCE Total Roll-up E3 Calculator - No Carbon Adder | [17 empty] | System | #N/A | [21 empty] | 0 | 0 | 0 | 0 | 0 | 0 | 0 | 0 | 0 | 0 | 0 | 0 | 0 | 0 | 0 | 0 | 0 | 0 | 0 | 0 | 0 | 0 | 0 | 0 | 0 | 0 | 0 | 0 | 0
SCE Total Roll-up E3 Calculator - No Carbon Adder | [17 empty] | System | #N/A | [21 empty] | 0 | 0 | 0 | 0 | 0 | 0 | 0 | 0 | 0 | 0 | 0 | 0 | 0 | 0 | 0 | 0 | 0 | 0 | 0 | 0 | 0 | 0 | 0 | 0 | 0 | 0 | 0 | 0 | 0
SCE Total Roll-up E3 Calculator - No Carbon Adder | [17 empty] | System | #N/A | [21 empty] | 0 | 0 | 0 | 0 | 0 | 0 | 0 | 0 | 0 | 0 | 0 | 0 | 0 | 0 | 0 | 0 | 0 | 0 | 0 | 0 | 0 | 0 | 0 | 0 | 0 | 0 | 0 | 0 | 0
SCE Total Roll-up E3 Calculator - No Carbon Adder | [17 empty] | System | #N/A | [21 empty] | 0 | 0 | 0 | 0 | 0 | 0 | 0 | 0 | 0 | 0 | 0 | 0 | 0 | 0 | 0 | 0 | 0 | 0 | 0 | 0 | 0 | 0 | 0 | 0 | 0 | 0 | 0 | 0 | 0
SCE Total Roll-up E3 Calculator - No Carbon Adder | [17 empty] | System | #N/A | [21 empty] | 0 | 0 | 0 | 0 | 0 | 0 | 0 | 0 | 0 | 0 | 0 | 0 | 0 | 0 | 0 | 0 | 0 | 0 | 0 | 0 | 0 | 0 | 0 | 0 | 0 | 0 | 0 | 0 | 0
SCE Total Roll-up E3 Calculator - No Carbon Adder | [17 empty] | System | #N/A | [21 empty] | 0 | 0 | 0 | 0 | 0 | 0 | 0 | 0 | 0 | 0 | 0 | 0 | 0 | 0 | 0 | 0 | 0 | 0 | 0 | 0 | 0 | 0 | 0 | 0 | 0 | 0 | 0 | 0 | 0
SCE Total Roll-up E3 Calculator - No Carbon Adder | [17 empty] | System | #N/A | [21 empty] | 0 | 0 | 0 | 0 | 0 | 0 | 0 | 0 | 0 | 0 | 0 | 0 | 0 | 0 | 0 | 0 | 0 | 0 | 0 | 0 | 0 | 0 | 0 | 0 | 0 | 0 | 0 | 0 | 0
SCE Total Roll-up E3 Calculator - No Carbon Adder | [17 empty] | System | #N/A | [21 empty] | 0 | 0 | 0 | 0 | 0 | 0 | 0 | 0 | 0 | 0 | 0 | 0 | 0 | 0 | 0 | 0 | 0 | 0 | 0 | 0 | 0 | 0 | 0 | 0 | 0 | 0 | 0 | 0 | 0
SCE Total Roll-up E3 Calculator - No Carbon Adder | [17 empty] | System | #N/A | [21 empty] | 0 | 0 | 0 | 0 | 0 | 0 | 0 | 0 | 0 | 0 | 0 | 0 | 0 | 0 | 0 | 0 | 0 | 0 | 0 | 0 | 0 | 0 | 0 | 0 | 0 | 0 | 0 | 0 | 0
SCE Total Roll-up E3 Calculator - No Carbon Adder | [17 empty] | System | #N/A | [21 empty] | 0 | 0 | 0 | 0 | 0 | 0 | 0 | 0 | 0 | 0 | 0 | 0 | 0 | 0 | 0 | 0 | 0 | 0 | 0 | 0 | 0 | 0 | 0 | 0 | 0 | 0 | 0 | 0 | 0
SCE Total Roll-up E3 Calculator - No Carbon Adder | [17 empty] | System | #N/A | [21 empty] | 0 | 0 | 0 | 0 | 0 | 0 | 0 | 0 | 0 | 0 | 0 | 0 | 0 | 0 | 0 | 0 | 0 | 0 | 0 | 0 | 0 | 0 | 0 | 0 | 0 | 0 | 0 | 0 | 0
SCE Total Roll-up E3 Calculator - No Carbon Adder | [17 empty] | System | #N/A | [21 empty] | 0 | 0 | 0 | 0 | 0 | 0 | 0 | 0 | 0 | 0 | 0 | 0 | 0 | 0 | 0 | 0 | 0 | 0 | 0 | 0 | 0 | 0 | 0 | 0 | 0 | 0 | 0 | 0 | 0
SCE Total Roll-up E3 Calculator - No Carbon Adder | [17 empty] | System | #N/A | [21 empty] | 0 | 0 | 0 | 0 | 0 | 0 | 0 | 0 | 0 | 0 | 0 | 0 | 0 | 0 | 0 | 0 | 0 | 0 | 0 | 0 | 0 | 0 | 0 | 0 | 0 | 0 | 0 | 0 | 0
SCE Total Roll-up E3 Calculator - No Carbon Adder | [17 empty] | System | #N/A | [21 empty] | 0 | 0 | 0 | 0 | 0 | 0 | 0 | 0 | 0 | 0 | 0 | 0 | 0 | 0 | 0 | 0 | 0 | 0 | 0 | 0 | 0 | 0 | 0 | 0 | 0 | 0 | 0 | 0 | 0
SCE Total Roll-up E3 Calculator - No Carbon Adder | [17 empty] | System | #N/A | [21 empty] | 0 | 0 | 0 | 0 | 0 | 0 | 0 | 0 | 0 | 0 | 0 | 0 | 0 | 0 | 0 | 0 | 0 | 0 | 0 | 0 | 0 | 0 | 0 | 0 | 0 | 0 | 0 | 0 | 0
SCE Total Roll-up E3 Calculator - No Carbon Adder | [17 empty] | System | #N/A | [21 empty] | 0 | 0 | 0 | 0 | 0 | 0 | 0 | 0 | 0 | 0 | 0 | 0 | 0 | 0 | 0 | 0 | 0 | 0 | 0 | 0 | 0 | 0 | 0 | 0 | 0 | 0 | 0 | 0 | 0
SCE Total Roll-up E3 Calculator - No Carbon Adder | [17 empty] | System | #N/A | [21 empty] | 0 | 0 | 0 | 0 | 0 | 0 | 0 | 0 | 0 | 0 | 0 | 0 | 0 | 0 | 0 | 0 | 0 | 0 | 0 | 0 | 0 | 0 | 0 | 0 | 0 | 0 | 0 | 0 | 0
SCE Total Roll-up E3 Calculator - No Carbon Adder | [17 empty] | System | #N/A | [21 empty] | 0 | 0 | 0 | 0 | 0 | 0 | 0 | 0 | 0 | 0 | 0 | 0 | 0 | 0 | 0 | 0 | 0 | 0 | 0 | 0 | 0 | 0 | 0 | 0 | 0 | 0 | 0 | 0 | 0
SCE Total Roll-up E3 Calculator - No Carbon Adder | [17 empty] | System | #N/A | [21 empty] | 0 | 0 | 0 | 0 | 0 | 0 | 0 | 0 | 0 | 0 | 0 | 0 | 0 | 0 | 0 | 0 | 0 | 0 | 0 | 0 | 0 | 0 | 0 | 0 | 0 | 0 | 0 | 0 | 0
SCE Total Roll-up E3 Calculator - No Carbon Adder | [17 empty] | System | #N/A | [21 empty] | 0 | 0 | 0 | 0 | 0 | 0 | 0 | 0 | 0 | 0 | 0 | 0 | 0 | 0 | 0 | 0 | 0 | 0 | 0 | 0 | 0 | 0 | 0 | 0 | 0 | 0 | 0 | 0 | 0
SCE Total Roll-up E3 Calculator - No Carbon Adder | [17 empty] | System | #N/A | [21 empty] | 0 | 0 | 0 | 0 | 0 | 0 | 0 | 0 | 0 | 0 | 0 | 0 | 0 | 0 | 0 | 0 | 0 | 0 | 0 | 0 | 0 | 0 | 0 | 0 | 0 | 0 | 0 | 0 | 0
SCE Total Roll-up E3 Calculator - No Carbon Adder | [17 empty] | System | #N/A | [21 empty] | 0 | 0 | 0 | 0 | 0 | 0 | 0 | 0 | 0 | 0 | 0 | 0 | 0 | 0 | 0 | 0 | 0 | 0 | 0 | 0 | 0 | 0 | 0 | 0 | 0 | 0 | 0 | 0 | 0
SCE Total Roll-up E3 Calculator - No Carbon Adder | [17 empty] | System | #N/A | [21 empty] | 0 | 0 | 0 | 0 | 0 | 0 | 0 | 0 | 0 | 0 | 0 | 0 | 0 | 0 | 0 | 0 | 0 | 0 | 0 | 0 | 0 | 0 | 0 | 0 | 0 | 0 | 0 | 0 | 0
SCE Total Roll-up E3 Calculator - No Carbon Adder | [17 empty] | System | #N/A | [21 empty] | 0 | 0 | 0 | 0 | 0 | 0 | 0 | 0 | 0 | 0 | 0 | 0 | 0 | 0 | 0 | 0 | 0 | 0 | 0 | 0 | 0 | 0 | 0 | 0 | 0 | 0 | 0 | 0 | 0
SCE Total Roll-up E3 Calculator - No Carbon Adder | [17 empty] | System | #N/A | [21 empty] | 0 | 0 | 0 | 0 | 0 | 0 | 0 | 0 | 0 | 0 | 0 | 0 | 0 | 0 | 0 | 0 | 0 | 0 | 0 | 0 | 0 | 0 | 0 | 0 | 0 | 0 | 0 | 0 | 0
SCE Total Roll-up E3 Calculator - No Carbon Adder | [17 empty] | System | #N/A | [21 empty] | 0 | 0 | 0 | 0 | 0 | 0 | 0 | 0 | 0 | 0 | 0 | 0 | 0 | 0 | 0 | 0 | 0 | 0 | 0 | 0 | 0 | 0 | 0 | 0 | 0 | 0 | 0 | 0 | 0
SCE Total Roll-up E3 Calculator - No Carbon Adder | [17 empty] | System | #N/A | [21 empty] | 0 | 0 | 0 | 0 | 0 | 0 | 0 | 0 | 0 | 0 | 0 | 0 | 0 | 0 | 0 | 0 | 0 | 0 | 0 | 0 | 0 | 0 | 0 | 0 | 0 | 0 | 0 | 0 | 0
SCE Total Roll-up E3 Calculator - No Carbon Adder | [17 empty] | System | #N/A | [21 empty] | 0 | 0 | 0 | 0 | 0 | 0 | 0 | 0 | 0 | 0 | 0 | 0 | 0 | 0 | 0 | 0 | 0 | 0 | 0 | 0 | 0 | 0 | 0 | 0 | 0 | 0 | 0 | 0 | 0
SCE Total Roll-up E3 Calculator - No Carbon Adder | [17 empty] | System | #N/A | [21 empty] | 0 | 0 | 0 | 0 | 0 | 0 | 0 | 0 | 0 | 0 | 0 | 0 | 0 | 0 | 0 | 0 | 0 | 0 | 0 | 0 | 0 | 0 | 0 | 0 | 0 | 0 | 0 | 0 | 0
SCE Total Roll-up E3 Calculator - No Carbon Adder | [17 empty] | System | #N/A | [21 empty] | 0 | 0 | 0 | 0 | 0 | 0 | 0 | 0 | 0 | 0 | 0 | 0 | 0 | 0 | 0 | 0 | 0 | 0 | 0 | 0 | 0 | 0 | 0 | 0 | 0 | 0 | 0 | 0 | 0
SCE Total Roll-up E3 Calculator - No Carbon Adder | [17 empty] | System | #N/A | [21 empty] | 0 | 0 | 0 | 0 | 0 | 0 | 0 | 0 | 0 | 0 | 0 | 0 | 0 | 0 | 0 | 0 | 0 | 0 | 0 | 0 | 0 | 0 | 0 | 0 | 0 | 0 | 0 | 0 | 0
SCE Total Roll-up E3 Calculator - No Carbon Adder | [17 empty] | System | #N/A | [21 empty] | 0 | 0 | 0 | 0 | 0 | 0 | 0 | 0 | 0 | 0 | 0 | 0 | 0 | 0 | 0 | 0 | 0 | 0 | 0 | 0 | 0 | 0 | 0 | 0 | 0 | 0 | 0 | 0 | 0
SCE Total Roll-up E3 Calculator - No Carbon Adder | [17 empty] | System | #N/A | [21 empty] | 0 | 0 | 0 | 0 | 0 | 0 | 0 | 0 | 0 | 0 | 0 | 0 | 0 | 0 | 0 | 0 | 0 | 0 | 0 | 0 | 0 | 0 | 0 | 0 | 0 | 0 | 0 | 0 | 0
SCE Total Roll-up E3 Calculator - No Carbon Adder | [17 empty] | System | #N/A | [21 empty] | 0 | 0 | 0 | 0 | 0 | 0 | 0 | 0 | 0 | 0 | 0 | 0 | 0 | 0 | 0 | 0 | 0 | 0 | 0 | 0 | 0 | 0 | 0 | 0 | 0 | 0 | 0 | 0 | 0
SCE Total Roll-up E3 Calculator - No Carbon Adder | [17 empty] | System | #N/A | [21 empty] | 0 | 0 | 0 | 0 | 0 | 0 | 0 | 0 | 0 | 0 | 0 | 0 | 0 | 0 | 0 | 0 | 0 | 0 | 0 | 0 | 0 | 0 | 0 | 0 | 0 | 0 | 0 | 0 | 0
SCE Total Roll-up E3 Calculator - No Carbon Adder | [17 empty] | System | #N/A | [21 empty] | 0 | 0 | 0 | 0 | 0 | 0 | 0 | 0 | 0 | 0 | 0 | 0 | 0 | 0 | 0 | 0 | 0 | 0 | 0 | 0 | 0 | 0 | 0 | 0 | 0 | 0 | 0 | 0 | 0
SCE Total Roll-up E3 Calculator - No Carbon Adder | [17 empty] | System | #N/A | [21 empty] | 0 | 0 | 0 | 0 | 0 | 0 | 0 | 0 | 0 | 0 | 0 | 0 | 0 | 0 | 0 | 0 | 0 | 0 | 0 | 0 | 0 | 0 | 0 | 0 | 0 | 0 | 0 | 0 | 0
SCE Total Roll-up E3 Calculator - No Carbon Adder | [17 empty] | System | #N/A | [21 empty] | 0 | 0 | 0 | 0 | 0 | 0 | 0 | 0 | 0 | 0 | 0 | 0 | 0 | 0 | 0 | 0 | 0 | 0 | 0 | 0 | 0 | 0 | 0 | 0 | 0 | 0 | 0 | 0 | 0
SCE Total Roll-up E3 Calculator - No Carbon Adder | [17 empty] | System | #N/A | [21 empty] | 0 | 0 | 0 | 0 | 0 | 0 | 0 | 0 | 0 | 0 | 0 | 0 | 0 | 0 | 0 | 0 | 0 | 0 | 0 | 0 | 0 | 0 | 0 | 0 | 0 | 0 | 0 | 0 | 0
SCE Total Roll-up E3 Calculator - No Carbon Adder | [17 empty] | System | #N/A | [21 empty] | 0 | 0 | 0 | 0 | 0 | 0 | 0 | 0 | 0 | 0 | 0 | 0 | 0 | 0 | 0 | 0 | 0 | 0 | 0 | 0 | 0 | 0 | 0 | 0 | 0 | 0 | 0 | 0 | 0
SCE Total Roll-up E3 Calculator - No Carbon Adder | [17 empty] | System | #N/A | [21 empty] | 0 | 0 | 0 | 0 | 0 | 0 | 0 | 0 | 0 | 0 | 0 | 0 | 0 | 0 | 0 | 0 | 0 | 0 | 0 | 0 | 0 | 0 | 0 | 0 | 0 | 0 | 0 | 0 | 0
SCE Total Roll-up E3 Calculator - No Carbon Adder | [17 empty] | System | #N/A | [21 empty] | 0 | 0 | 0 | 0 | 0 | 0 | 0 | 0 | 0 | 0 | 0 | 0 | 0 | 0 | 0 | 0 | 0 | 0 | 0 | 0 | 0 | 0 | 0 | 0 | 0 | 0 | 0 | 0 | 0
SCE Total Roll-up E3 Calculator - No Carbon Adder | [17 empty] | System | #N/A | [21 empty] | 0 | 0 | 0 | 0 | 0 | 0 | 0 | 0 | 0 | 0 | 0 | 0 | 0 | 0 | 0 | 0 | 0 | 0 | 0 | 0 | 0 | 0 | 0 | 0 | 0 | 0 | 0 | 0 | 0
SCE Total Roll-up E3 Calculator - No Carbon Adder | [17 empty] | System | #N/A | [21 empty] | 0 | 0 | 0 | 0 | 0 | 0 | 0 | 0 | 0 | 0 | 0 | 0 | 0 | 0 | 0 | 0 | 0 | 0 | 0 | 0 | 0 | 0 | 0 | 0 | 0 | 0 | 0 | 0 | 0
SCE Total Roll-up E3 Calculator - No Carbon Adder | [17 empty] | System | #N/A | [21 empty] | 0 | 0 | 0 | 0 | 0 | 0 | 0 | 0 | 0 | 0 | 0 | 0 | 0 | 0 | 0 | 0 | 0 | 0 | 0 | 0 | 0 | 0 | 0 | 0 | 0 | 0 | 0 | 0 | 0
SCE Total Roll-up E3 Calculator - No Carbon Adder | [17 empty] | System | #N/A | [21 empty] | 0 | 0 | 0 | 0 | 0 | 0 | 0 | 0 | 0 | 0 | 0 | 0 | 0 | 0 | 0 | 0 | 0 | 0 | 0 | 0 | 0 | 0 | 0 | 0 | 0 | 0 | 0 | 0 | 0
SCE Total Roll-up E3 Calculator - No Carbon Adder | [17 empty] | System | #N/A | [21 empty] | 0 | 0 | 0 | 0 | 0 | 0 | 0 | 0 | 0 | 0 | 0 | 0 | 0 | 0 | 0 | 0 | 0 | 0 | 0 | 0 | 0 | 0 | 0 | 0 | 0 | 0 | 0 | 0 | 0
SCE Total Roll-up E3 Calculator - No Carbon Adder | [17 empty] | System | #N/A | [21 empty] | 0 | 0 | 0 | 0 | 0 | 0 | 0 | 0 | 0 | 0 | 0 | 0 | 0 | 0 | 0 | 0 | 0 | 0 | 0 | 0 | 0 | 0 | 0 | 0 | 0 | 0 | 0 | 0 | 0
SCE Total Roll-up E3 Calculator - No Carbon Adder | [17 empty] | System | #N/A | [21 empty] | 0 | 0 | 0 | 0 | 0 | 0 | 0 | 0 | 0 | 0 | 0 | 0 | 0 | 0 | 0 | 0 | 0 | 0 | 0 | 0 | 0 | 0 | 0 | 0 | 0 | 0 | 0 | 0 | 0
SCE Total Roll-up E3 Calculator - No Carbon Adder | [17 empty] | System | #N/A | [21 empty] | 0 | 0 | 0 | 0 | 0 | 0 | 0 | 0 | 0 | 0 | 0 | 0 | 0 | 0 | 0 | 0 | 0 | 0 | 0 | 0 | 0 | 0 | 0 | 0 | 0 | 0 | 0 | 0 | 0
SCE Total Roll-up E3 Calculator - No Carbon Adder | [17 empty] | System | #N/A | [21 empty] | 0 | 0 | 0 | 0 | 0 | 0 | 0 | 0 | 0 | 0 | 0 | 0 | 0 | 0 | 0 | 0 | 0 | 0 | 0 | 0 | 0 | 0 | 0 | 0 | 0 | 0 | 0 | 0 | 0
SCE Total Roll-up E3 Calculator - No Carbon Adder | [17 empty] | System | #N/A | [21 empty] | 0 | 0 | 0 | 0 | 0 | 0 | 0 | 0 | 0 | 0 | 0 | 0 | 0 | 0 | 0 | 0 | 0 | 0 | 0 | 0 | 0 | 0 | 0 | 0 | 0 | 0 | 0 | 0 | 0
SCE Total Roll-up E3 Calculator - No Carbon Adder | [17 empty] | System | #N/A | [21 empty] | 0 | 0 | 0 | 0 | 0 | 0 | 0 | 0 | 0 | 0 | 0 | 0 | 0 | 0 | 0 | 0 | 0 | 0 | 0 | 0 | 0 | 0 | 0 | 0 | 0 | 0 | 0 | 0 | 0
SCE Total Roll-up E3 Calculator - No Carbon Adder | [17 empty] | System | #N/A | [21 empty] | 0 | 0 | 0 | 0 | 0 | 0 | 0 | 0 | 0 | 0 | 0 | 0 | 0 | 0 | 0 | 0 | 0 | 0 | 0 | 0 | 0 | 0 | 0 | 0 | 0 | 0 | 0 | 0 | 0
SCE Total Roll-up E3 Calculator - No Carbon Adder | [17 empty] | System | #N/A | [21 empty] | 0 | 0 | 0 | 0 | 0 | 0 | 0 | 0 | 0 | 0 | 0 | 0 | 0 | 0 | 0 | 0 | 0 | 0 | 0 | 0 | 0 | 0 | 0 | 0 | 0 | 0 | 0 | 0 | 0
SCE Total Roll-up E3 Calculator - No Carbon Adder | [17 empty] | System | #N/A | [21 empty] | 0 | 0 | 0 | 0 | 0 | 0 | 0 | 0 | 0 | 0 | 0 | 0 | 0 | 0 | 0 | 0 | 0 | 0 | 0 | 0 | 0 | 0 | 0 | 0 | 0 | 0 | 0 | 0 | 0
SCE Total Roll-up E3 Calculator - No Carbon Adder | [17 empty] | System | #N/A | [21 empty] | 0 | 0 | 0 | 0 | 0 | 0 | 0 | 0 | 0 | 0 | 0 | 0 | 0 | 0 | 0 | 0 | 0 | 0 | 0 | 0 | 0 | 0 | 0 | 0 | 0 | 0 | 0 | 0 | 0
SCE Total Roll-up E3 Calculator - No Carbon Adder | [17 empty] | System | #N/A | [21 empty] | 0 | 0 | 0 | 0 | 0 | 0 | 0 | 0 | 0 | 0 | 0 | 0 | 0 | 0 | 0 | 0 | 0 | 0 | 0 | 0 | 0 | 0 | 0 | 0 | 0 | 0 | 0 | 0 | 0
SCE Total Roll-up E3 Calculator - No Carbon Adder | [17 empty] | System | #N/A | [21 empty] | 0 | 0 | 0 | 0 | 0 | 0 | 0 | 0 | 0 | 0 | 0 | 0 | 0 | 0 | 0 | 0 | 0 | 0 | 0 | 0 | 0 | 0 | 0 | 0 | 0 | 0 | 0 | 0 | 0
SCE Total Roll-up E3 Calculator - No Carbon Adder | [17 empty] | System | #N/A | [21 empty] | 0 | 0 | 0 | 0 | 0 | 0 | 0 | 0 | 0 | 0 | 0 | 0 | 0 | 0 | 0 | 0 | 0 | 0 | 0 | 0 | 0 | 0 | 0 | 0 | 0 | 0 | 0 | 0 | 0
SCE Total Roll-up E3 Calculator - No Carbon Adder | [17 empty] | System | #N/A | [21 empty] | 0 | 0 | 0 | 0 | 0 | 0 | 0 | 0 | 0 | 0 | 0 | 0 | 0 | 0 | 0 | 0 | 0 | 0 | 0 | 0 | 0 | 0 | 0 | 0 | 0 | 0 | 0 | 0 | 0
SCE Total Roll-up E3 Calculator - No Carbon Adder | [17 empty] | System | #N/A | [21 empty] | 0 | 0 | 0 | 0 | 0 | 0 | 0 | 0 | 0 | 0 | 0 | 0 | 0 | 0 | 0 | 0 | 0 | 0 | 0 | 0 | 0 | 0 | 0 | 0 | 0 | 0 | 0 | 0 | 0
SCE Total Roll-up E3 Calculator - No Carbon Adder | [17 empty] | System | #N/A | [21 empty] | 0 | 0 | 0 | 0 | 0 | 0 | 0 | 0 | 0 | 0 | 0 | 0 | 0 | 0 | 0 | 0 | 0 | 0 | 0 | 0 | 0 | 0 | 0 | 0 | 0 | 0 | 0 | 0 | 0
SCE Total Roll-up E3 Calculator - No Carbon Adder | [17 empty] | System | #N/A | [21 empty] | 0 | 0 | 0 | 0 | 0 | 0 | 0 | 0 | 0 | 0 | 0 | 0 | 0 | 0 | 0 | 0 | 0 | 0 | 0 | 0 | 0 | 0 | 0 | 0 | 0 | 0 | 0 | 0 | 0
SCE Total Roll-up E3 Calculator - No Carbon Adder | [17 empty] | System | #N/A | [21 empty] | 0 | 0 | 0 | 0 | 0 | 0 | 0 | 0 | 0 | 0 | 0 | 0 | 0 | 0 | 0 | 0 | 0 | 0 | 0 | 0 | 0 | 0 | 0 | 0 | 0 | 0 | 0 | 0 | 0
SCE Total Roll-up E3 Calculator - No Carbon Adder | [17 empty] | System | #N/A | [21 empty] | 0 | 0 | 0 | 0 | 0 | 0 | 0 | 0 | 0 | 0 | 0 | 0 | 0 | 0 | 0 | 0 | 0 | 0 | 0 | 0 | 0 | 0 | 0 | 0 | 0 | 0 | 0 | 0 | 0
SCE Total Roll-up E3 Calculator - No Carbon Adder | [17 empty] | System | #N/A | [21 empty] | 0 | 0 | 0 | 0 | 0 | 0 | 0 | 0 | 0 | 0 | 0 | 0 | 0 | 0 | 0 | 0 | 0 | 0 | 0 | 0 | 0 | 0 | 0 | 0 | 0 | 0 | 0 | 0 | 0
SCE Total Roll-up E3 Calculator - No Carbon Adder | [17 empty] | System | #N/A | [21 empty] | 0 | 0 | 0 | 0 | 0 | 0 | 0 | 0 | 0 | 0 | 0 | 0 | 0 | 0 | 0 | 0 | 0 | 0 | 0 | 0 | 0 | 0 | 0 | 0 | 0 | 0 | 0 | 0 | 0
SCE Total Roll-up E3 Calculator - No Carbon Adder | [17 empty] | System | #N/A | [21 empty] | 0 | 0 | 0 | 0 | 0 | 0 | 0 | 0 | 0 | 0 | 0 | 0 | 0 | 0 | 0 | 0 | 0 | 0 | 0 | 0 | 0 | 0 | 0 | 0 | 0 | 0 | 0 | 0 | 0
SCE Total Roll-up E3 Calculator - No Carbon Adder | [17 empty] | System | #N/A | [21 empty] | 0 | 0 | 0 | 0 | 0 | 0 | 0 | 0 | 0 | 0 | 0 | 0 | 0 | 0 | 0 | 0 | 0 | 0 | 0 | 0 | 0 | 0 | 0 | 0 | 0 | 0 | 0 | 0 | 0
SCE Total Roll-up E3 Calculator - No Carbon Adder | [17 empty] | System | #N/A | [21 empty] | 0 | 0 | 0 | 0 | 0 | 0 | 0 | 0 | 0 | 0 | 0 | 0 | 0 | 0 | 0 | 0 | 0 | 0 | 0 | 0 | 0 | 0 | 0 | 0 | 0 | 0 | 0 | 0 | 0
SCE Total Roll-up E3 Calculator - No Carbon Adder | [17 empty] | System | #N/A | [21 empty] | 0 | 0 | 0 | 0 | 0 | 0 | 0 | 0 | 0 | 0 | 0 | 0 | 0 | 0 | 0 | 0 | 0 | 0 | 0 | 0 | 0 | 0 | 0 | 0 | 0 | 0 | 0 | 0 | 0
SCE Total Roll-up E3 Calculator - No Carbon Adder | [17 empty] | System | #N/A | [21 empty] | 0 | 0 | 0 | 0 | 0 | 0 | 0 | 0 | 0 | 0 | 0 | 0 | 0 | 0 | 0 | 0 | 0 | 0 | 0 | 0 | 0 | 0 | 0 | 0 | 0 | 0 | 0 | 0 | 0
SCE Total Roll-up E3 Calculator - No Carbon Adder | [17 empty] | System | #N/A | [21 empty] | 0 | 0 | 0 | 0 | 0 | 0 | 0 | 0 | 0 | 0 | 0 | 0 | 0 | 0 | 0 | 0 | 0 | 0 | 0 | 0 | 0 | 0 | 0 | 0 | 0 | 0 | 0 | 0 | 0
SCE Total Roll-up E3 Calculator - No Carbon Adder | [17 empty] | System | #N/A | [21 empty] | 0 | 0 | 0 | 0 | 0 | 0 | 0 | 0 | 0 | 0 | 0 | 0 | 0 | 0 | 0 | 0 | 0 | 0 | 0 | 0 | 0 | 0 | 0 | 0 | 0 | 0 | 0 | 0 | 0
SCE Total Roll-up E3 Calculator - No Carbon Adder | [17 empty] | System | #N/A | [21 empty] | 0 | 0 | 0 | 0 | 0 | 0 | 0 | 0 | 0 | 0 | 0 | 0 | 0 | 0 | 0 | 0 | 0 | 0 | 0 | 0 | 0 | 0 | 0 | 0 | 0 | 0 | 0 | 0 | 0
SCE Total Roll-up E3 Calculator - No Carbon Adder | [17 empty] | System | #N/A | [21 empty] | 0 | 0 | 0 | 0 | 0 | 0 | 0 | 0 | 0 | 0 | 0 | 0 | 0 | 0 | 0 | 0 | 0 | 0 | 0 | 0 | 0 | 0 | 0 | 0 | 0 | 0 | 0 | 0 | 0
SCE Total Roll-up E3 Calculator - No Carbon Adder | [17 empty] | System | #N/A | [21 empty] | 0 | 0 | 0 | 0 | 0 | 0 | 0 | 0 | 0 | 0 | 0 | 0 | 0 | 0 | 0 | 0 | 0 | 0 | 0 | 0 | 0 | 0 | 0 | 0 | 0 | 0 | 0 | 0 | 0
SCE Total Roll-up E3 Calculator - No Carbon Adder | [17 empty] | System | #N/A | [21 empty] | 0 | 0 | 0 | 0 | 0 | 0 | 0 | 0 | 0 | 0 | 0 | 0 | 0 | 0 | 0 | 0 | 0 | 0 | 0 | 0 | 0 | 0 | 0 | 0 | 0 | 0 | 0 | 0 | 0
SCE Total Roll-up E3 Calculator - No Carbon Adder | [17 empty] | System | #N/A | [21 empty] | 0 | 0 | 0 | 0 | 0 | 0 | 0 | 0 | 0 | 0 | 0 | 0 | 0 | 0 | 0 | 0 | 0 | 0 | 0 | 0 | 0 | 0 | 0 | 0 | 0 | 0 | 0 | 0 | 0
SCE Total Roll-up E3 Calculator - No Carbon Adder | [17 empty] | System | #N/A | [21 empty] | 0 | 0 | 0 | 0 | 0 | 0 | 0 | 0 | 0 | 0 | 0 | 0 | 0 | 0 | 0 | 0 | 0 | 0 | 0 | 0 | 0 | 0 | 0 | 0 | 0 | 0 | 0 | 0 | 0
SCE Total Roll-up E3 Calculator - No Carbon Adder | [17 empty] | System | #N/A | [21 empty] | 0 | 0 | 0 | 0 | 0 | 0 | 0 | 0 | 0 | 0 | 0 | 0 | 0 | 0 | 0 | 0 | 0 | 0 | 0 | 0 | 0 | 0 | 0 | 0 | 0 | 0 | 0 | 0 | 0
SCE Total Roll-up E3 Calculator - No Carbon Adder | [17 empty] | System | #N/A | [21 empty] | 0 | 0 | 0 | 0 | 0 | 0 | 0 | 0 | 0 | 0 | 0 | 0 | 0 | 0 | 0 | 0 | 0 | 0 | 0 | 0 | 0 | 0 | 0 | 0 | 0 | 0 | 0 | 0 | 0
SCE Total Roll-up E3 Calculator - No Carbon Adder | [17 empty] | System | #N/A | [21 empty] | 0 | 0 | 0 | 0 | 0 | 0 | 0 | 0 | 0 | 0 | 0 | 0 | 0 | 0 | 0 | 0 | 0 | 0 | 0 | 0 | 0 | 0 | 0 | 0 | 0 | 0 | 0 | 0 | 0
SCE Total Roll-up E3 Calculator - No Carbon Adder | [17 empty] | System | #N/A | [21 empty] | 0 | 0 | 0 | 0 | 0 | 0 | 0 | 0 | 0 | 0 | 0 | 0 | 0 | 0 | 0 | 0 | 0 | 0 | 0 | 0 | 0 | 0 | 0 | 0 | 0 | 0 | 0 | 0 | 0
SCE Total Roll-up E3 Calculator - No Carbon Adder | [17 empty] | System | #N/A | [21 empty] | 0 | 0 | 0 | 0 | 0 | 0 | 0 | 0 | 0 | 0 | 0 | 0 | 0 | 0 | 0 | 0 | 0 | 0 | 0 | 0 | 0 | 0 | 0 | 0 | 0 | 0 | 0 | 0 | 0
SCE Total Roll-up E3 Calculator - No Carbon Adder | [17 empty] | System | #N/A | [21 empty] | 0 | 0 | 0 | 0 | 0 | 0 | 0 | 0 | 0 | 0 | 0 | 0 | 0 | 0 | 0 | 0 | 0 | 0 | 0 | 0 | 0 | 0 | 0 | 0 | 0 | 0 | 0 | 0 | 0
SCE Total Roll-up E3 Calculator - No Carbon Adder | [17 empty] | System | #N/A | [21 empty] | 0 | 0 | 0 | 0 | 0 | 0 | 0 | 0 | 0 | 0 | 0 | 0 | 0 | 0 | 0 | 0 | 0 | 0 | 0 | 0 | 0 | 0 | 0 | 0 | 0 | 0 | 0 | 0 | 0
SCE Total Roll-up E3 Calculator - No Carbon Adder | [17 empty] | System | #N/A | [21 empty] | 0 | 0 | 0 | 0 | 0 | 0 | 0 | 0 | 0 | 0 | 0 | 0 | 0 | 0 | 0 | 0 | 0 | 0 | 0 | 0 | 0 | 0 | 0 | 0 | 0 | 0 | 0 | 0 | 0
SCE Total Roll-up E3 Calculator - No Carbon Adder | [17 empty] | System | #N/A | [21 empty] | 0 | 0 | 0 | 0 | 0 | 0 | 0 | 0 | 0 | 0 | 0 | 0 | 0 | 0 | 0 | 0 | 0 | 0 | 0 | 0 | 0 | 0 | 0 | 0 | 0 | 0 | 0 | 0 | 0
SCE Total Roll-up E3 Calculator - No Carbon Adder | [17 empty] | System | #N/A | [21 empty] | 0 | 0 | 0 | 0 | 0 | 0 | 0 | 0 | 0 | 0 | 0 | 0 | 0 | 0 | 0 | 0 | 0 | 0 | 0 | 0 | 0 | 0 | 0 | 0 | 0 | 0 | 0 | 0 | 0
SCE Total Roll-up E3 Calculator - No Carbon Adder | [17 empty] | System | #N/A | [21 empty] | 0 | 0 | 0 | 0 | 0 | 0 | 0 | 0 | 0 | 0 | 0 | 0 | 0 | 0 | 0 | 0 | 0 | 0 | 0 | 0 | 0 | 0 | 0 | 0 | 0 | 0 | 0 | 0 | 0
SCE Total Roll-up E3 Calculator - No Carbon Adder | [17 empty] | System | #N/A | [21 empty] | 0 | 0 | 0 | 0 | 0 | 0 | 0 | 0 | 0 | 0 | 0 | 0 | 0 | 0 | 0 | 0 | 0 | 0 | 0 | 0 | 0 | 0 | 0 | 0 | 0 | 0 | 0 | 0 | 0
SCE Total Roll-up E3 Calculator - No Carbon Adder | [17 empty] | System | #N/A | [21 empty] | 0 | 0 | 0 | 0 | 0 | 0 | 0 | 0 | 0 | 0 | 0 | 0 | 0 | 0 | 0 | 0 | 0 | 0 | 0 | 0 | 0 | 0 | 0 | 0 | 0 | 0 | 0 | 0 | 0
SCE Total Roll-up E3 Calculator - No Carbon Adder | [17 empty] | System | #N/A | [21 empty] | 0 | 0 | 0 | 0 | 0 | 0 | 0 | 0 | 0 | 0 | 0 | 0 | 0 | 0 | 0 | 0 | 0 | 0 | 0 | 0 | 0 | 0 | 0 | 0 | 0 | 0 | 0 | 0 | 0
SCE Total Roll-up E3 Calculator - No Carbon Adder | [17 empty] | System | #N/A | [21 empty] | 0 | 0 | 0 | 0 | 0 | 0 | 0 | 0 | 0 | 0 | 0 | 0 | 0 | 0 | 0 | 0 | 0 | 0 | 0 | 0 | 0 | 0 | 0 | 0 | 0 | 0 | 0 | 0 | 0
SCE Total Roll-up E3 Calculator - No Carbon Adder | [17 empty] | System | #N/A | [21 empty] | 0 | 0 | 0 | 0 | 0 | 0 | 0 | 0 | 0 | 0 | 0 | 0 | 0 | 0 | 0 | 0 | 0 | 0 | 0 | 0 | 0 | 0 | 0 | 0 | 0 | 0 | 0 | 0 | 0
SCE Total Roll-up E3 Calculator - No Carbon Adder | [17 empty] | System | #N/A | [21 empty] | 0 | 0 | 0 | 0 | 0 | 0 | 0 | 0 | 0 | 0 | 0 | 0 | 0 | 0 | 0 | 0 | 0 | 0 | 0 | 0 | 0 | 0 | 0 | 0 | 0 | 0 | 0 | 0 | 0
SCE Total Roll-up E3 Calculator - No Carbon Adder | [17 empty] | System | #N/A | [21 empty] | 0 | 0 | 0 | 0 | 0 | 0 | 0 | 0 | 0 | 0 | 0 | 0 | 0 | 0 | 0 | 0 | 0 | 0 | 0 | 0 | 0 | 0 | 0 | 0 | 0 | 0 | 0 | 0 | 0
SCE Total Roll-up E3 Calculator - No Carbon Adder | [17 empty] | System | #N/A | [21 empty] | 0 | 0 | 0 | 0 | 0 | 0 | 0 | 0 | 0 | 0 | 0 | 0 | 0 | 0 | 0 | 0 | 0 | 0 | 0 | 0 | 0 | 0 | 0 | 0 | 0 | 0 | 0 | 0 | 0
SCE Total Roll-up E3 Calculator - No Carbon Adder | [17 empty] | System | #N/A | [21 empty] | 0 | 0 | 0 | 0 | 0 | 0 | 0 | 0 | 0 | 0 | 0 | 0 | 0 | 0 | 0 | 0 | 0 | 0 | 0 | 0 | 0 | 0 | 0 | 0 | 0 | 0 | 0 | 0 | 0
SCE Total Roll-up E3 Calculator - No Carbon Adder | [17 empty] | System | #N/A | [21 empty] | 0 | 0 | 0 | 0 | 0 | 0 | 0 | 0 | 0 | 0 | 0 | 0 | 0 | 0 | 0 | 0 | 0 | 0 | 0 | 0 | 0 | 0 | 0 | 0 | 0 | 0 | 0 | 0 | 0
SCE Total Roll-up E3 Calculator - No Carbon Adder | [17 empty] | System | #N/A | [21 empty] | 0 | 0 | 0 | 0 | 0 | 0 | 0 | 0 | 0 | 0 | 0 | 0 | 0 | 0 | 0 | 0 | 0 | 0 | 0 | 0 | 0 | 0 | 0 | 0 | 0 | 0 | 0 | 0 | 0
SCE Total Roll-up E3 Calculator - No Carbon Adder | [17 empty] | System | #N/A | [21 empty] | 0 | 0 | 0 | 0 | 0 | 0 | 0 | 0 | 0 | 0 | 0 | 0 | 0 | 0 | 0 | 0 | 0 | 0 | 0 | 0 | 0 | 0 | 0 | 0 | 0 | 0 | 0 | 0 | 0
SCE Total Roll-up E3 Calculator - No Carbon Adder | [17 empty] | System | #N/A | [21 empty] | 0 | 0 | 0 | 0 | 0 | 0 | 0 | 0 | 0 | 0 | 0 | 0 | 0 | 0 | 0 | 0 | 0 | 0 | 0 | 0 | 0 | 0 | 0 | 0 | 0 | 0 | 0 | 0 | 0
SCE Total Roll-up E3 Calculator - No Carbon Adder | [17 empty] | System | #N/A | [21 empty] | 0 | 0 | 0 | 0 | 0 | 0 | 0 | 0 | 0 | 0 | 0 | 0 | 0 | 0 | 0 | 0 | 0 | 0 | 0 | 0 | 0 | 0 | 0 | 0 | 0 | 0 | 0 | 0 | 0
SCE Total Roll-up E3 Calculator - No Carbon Adder | [17 empty] | System | #N/A | [21 empty] | 0 | 0 | 0 | 0 | 0 | 0 | 0 | 0 | 0 | 0 | 0 | 0 | 0 | 0 | 0 | 0 | 0 | 0 | 0 | 0 | 0 | 0 | 0 | 0 | 0 | 0 | 0 | 0 | 0
SCE Total Roll-up E3 Calculator - No Carbon Adder | [17 empty] | System | #N/A | [21 empty] | 0 | 0 | 0 | 0 | 0 | 0 | 0 | 0 | 0 | 0 | 0 | 0 | 0 | 0 | 0 | 0 | 0 | 0 | 0 | 0 | 0 | 0 | 0 | 0 | 0 | 0 | 0 | 0 | 0
SCE Total Roll-up E3 Calculator - No Carbon Adder | [17 empty] | System | #N/A | [21 empty] | 0 | 0 | 0 | 0 | 0 | 0 | 0 | 0 | 0 | 0 | 0 | 0 | 0 | 0 | 0 | 0 | 0 | 0 | 0 | 0 | 0 | 0 | 0 | 0 | 0 | 0 | 0 | 0 | 0
SCE Total Roll-up E3 Calculator - No Carbon Adder | [17 empty] | System | #N/A | [21 empty] | 0 | 0 | 0 | 0 | 0 | 0 | 0 | 0 | 0 | 0 | 0 | 0 | 0 | 0 | 0 | 0 | 0 | 0 | 0 | 0 | 0 | 0 | 0 | 0 | 0 | 0 | 0 | 0 | 0
SCE Total Roll-up E3 Calculator - No Carbon Adder | [17 empty] | System | #N/A | [21 empty] | 0 | 0 | 0 | 0 | 0 | 0 | 0 | 0 | 0 | 0 | 0 | 0 | 0 | 0 | 0 | 0 | 0 | 0 | 0 | 0 | 0 | 0 | 0 | 0 | 0 | 0 | 0 | 0 | 0
SCE Total Roll-up E3 Calculator - No Carbon Adder | [17 empty] | System | #N/A | [21 empty] | 0 | 0 | 0 | 0 | 0 | 0 | 0 | 0 | 0 | 0 | 0 | 0 | 0 | 0 | 0 | 0 | 0 | 0 | 0 | 0 | 0 | 0 | 0 | 0 | 0 | 0 | 0 | 0 | 0
SCE Total Roll-up E3 Calculator - No Carbon Adder | [17 empty] | System | #N/A | [21 empty] | 0 | 0 | 0 | 0 | 0 | 0 | 0 | 0 | 0 | 0 | 0 | 0 | 0 | 0 | 0 | 0 | 0 | 0 | 0 | 0 | 0 | 0 | 0 | 0 | 0 | 0 | 0 | 0 | 0
SCE Total Roll-up E3 Calculator - No Carbon Adder | [17 empty] | System | #N/A | [21 empty] | 0 | 0 | 0 | 0 | 0 | 0 | 0 | 0 | 0 | 0 | 0 | 0 | 0 | 0 | 0 | 0 | 0 | 0 | 0 | 0 | 0 | 0 | 0 | 0 | 0 | 0 | 0 | 0 | 0
SCE Total Roll-up E3 Calculator - No Carbon Adder | [17 empty] | System | #N/A | [21 empty] | 0 | 0 | 0 | 0 | 0 | 0 | 0 | 0 | 0 | 0 | 0 | 0 | 0 | 0 | 0 | 0 | 0 | 0 | 0 | 0 | 0 | 0 | 0 | 0 | 0 | 0 | 0 | 0 | 0
SCE Total Roll-up E3 Calculator - No Carbon Adder | [17 empty] | System | #N/A | [21 empty] | 0 | 0 | 0 | 0 | 0 | 0 | 0 | 0 | 0 | 0 | 0 | 0 | 0 | 0 | 0 | 0 | 0 | 0 | 0 | 0 | 0 | 0 | 0 | 0 | 0 | 0 | 0 | 0 | 0
SCE Total Roll-up E3 Calculator - No Carbon Adder | [17 empty] | System | #N/A | [21 empty] | 0 | 0 | 0 | 0 | 0 | 0 | 0 | 0 | 0 | 0 | 0 | 0 | 0 | 0 | 0 | 0 | 0 | 0 | 0 | 0 | 0 | 0 | 0 | 0 | 0 | 0 | 0 | 0 | 0
SCE Total Roll-up E3 Calculator - No Carbon Adder | [17 empty] | System | #N/A | [21 empty] | 0 | 0 | 0 | 0 | 0 | 0 | 0 | 0 | 0 | 0 | 0 | 0 | 0 | 0 | 0 | 0 | 0 | 0 | 0 | 0 | 0 | 0 | 0 | 0 | 0 | 0 | 0 | 0 | 0
SCE Total Roll-up E3 Calculator - No Carbon Adder | [17 empty] | System | #N/A | [21 empty] | 0 | 0 | 0 | 0 | 0 | 0 | 0 | 0 | 0 | 0 | 0 | 0 | 0 | 0 | 0 | 0 | 0 | 0 | 0 | 0 | 0 | 0 | 0 | 0 | 0 | 0 | 0 | 0 | 0
SCE Total Roll-up E3 Calculator - No Carbon Adder | [17 empty] | System | #N/A | [21 empty] | 0 | 0 | 0 | 0 | 0 | 0 | 0 | 0 | 0 | 0 | 0 | 0 | 0 | 0 | 0 | 0 | 0 | 0 | 0 | 0 | 0 | 0 | 0 | 0 | 0 | 0 | 0 | 0 | 0
SCE Total Roll-up E3 Calculator - No Carbon Adder | [17 empty] | System | #N/A | [21 empty] | 0 | 0 | 0 | 0 | 0 | 0 | 0 | 0 | 0 | 0 | 0 | 0 | 0 | 0 | 0 | 0 | 0 | 0 | 0 | 0 | 0 | 0 | 0 | 0 | 0 | 0 | 0 | 0 | 0
SCE Total Roll-up E3 Calculator - No Carbon Adder | [17 empty] | System | #N/A | [21 empty] | 0 | 0 | 0 | 0 | 0 | 0 | 0 | 0 | 0 | 0 | 0 | 0 | 0 | 0 | 0 | 0 | 0 | 0 | 0 | 0 | 0 | 0 | 0 | 0 | 0 | 0 | 0 | 0 | 0
SCE Total Roll-up E3 Calculator - No Carbon Adder | [17 empty] | System | #N/A | [21 empty] | 0 | 0 | 0 | 0 | 0 | 0 | 0 | 0 | 0 | 0 | 0 | 0 | 0 | 0 | 0 | 0 | 0 | 0 | 0 | 0 | 0 | 0 | 0 | 0 | 0 | 0 | 0 | 0 | 0
SCE Total Roll-up E3 Calculator - No Carbon Adder | [17 empty] | System | #N/A | [21 empty] | 0 | 0 | 0 | 0 | 0 | 0 | 0 | 0 | 0 | 0 | 0 | 0 | 0 | 0 | 0 | 0 | 0 | 0 | 0 | 0 | 0 | 0 | 0 | 0 | 0 | 0 | 0 | 0 | 0
SCE Total Roll-up E3 Calculator - No Carbon Adder | [17 empty] | System | #N/A | [21 empty] | 0 | 0 | 0 | 0 | 0 | 0 | 0 | 0 | 0 | 0 | 0 | 0 | 0 | 0 | 0 | 0 | 0 | 0 | 0 | 0 | 0 | 0 | 0 | 0 | 0 | 0 | 0 | 0 | 0
SCE Total Roll-up E3 Calculator - No Carbon Adder | [17 empty] | System | #N/A | [21 empty] | 0 | 0 | 0 | 0 | 0 | 0 | 0 | 0 | 0 | 0 | 0 | 0 | 0 | 0 | 0 | 0 | 0 | 0 | 0 | 0 | 0 | 0 | 0 | 0 | 0 | 0 | 0 | 0 | 0
SCE Total Roll-up E3 Calculator - No Carbon Adder | [17 empty] | System | #N/A | [21 empty] | 0 | 0 | 0 | 0 | 0 | 0 | 0 | 0 | 0 | 0 | 0 | 0 | 0 | 0 | 0 | 0 | 0 | 0 | 0 | 0 | 0 | 0 | 0 | 0 | 0 | 0 | 0 | 0 | 0
SCE Total Roll-up E3 Calculator - No Carbon Adder | [17 empty] | System | #N/A | [21 empty] | 0 | 0 | 0 | 0 | 0 | 0 | 0 | 0 | 0 | 0 | 0 | 0 | 0 | 0 | 0 | 0 | 0 | 0 | 0 | 0 | 0 | 0 | 0 | 0 | 0 | 0 | 0 | 0 | 0
SCE Total Roll-up E3 Calculator - No Carbon Adder | [17 empty] | System | #N/A | [21 empty] | 0 | 0 | 0 | 0 | 0 | 0 | 0 | 0 | 0 | 0 | 0 | 0 | 0 | 0 | 0 | 0 | 0 | 0 | 0 | 0 | 0 | 0 | 0 | 0 | 0 | 0 | 0 | 0 | 0
SCE Total Roll-up E3 Calculator - No Carbon Adder | [17 empty] | System | #N/A | [21 empty] | 0 | 0 | 0 | 0 | 0 | 0 | 0 | 0 | 0 | 0 | 0 | 0 | 0 | 0 | 0 | 0 | 0 | 0 | 0 | 0 | 0 | 0 | 0 | 0 | 0 | 0 | 0 | 0 | 0
SCE Total Roll-up E3 Calculator - No Carbon Adder | [17 empty] | System | #N/A | [21 empty] | 0 | 0 | 0 | 0 | 0 | 0 | 0 | 0 | 0 | 0 | 0 | 0 | 0 | 0 | 0 | 0 | 0 | 0 | 0 | 0 | 0 | 0 | 0 | 0 | 0 | 0 | 0 | 0 | 0
SCE Total Roll-up E3 Calculator - No Carbon Adder | [17 empty] | System | #N/A | [21 empty] | 0 | 0 | 0 | 0 | 0 | 0 | 0 | 0 | 0 | 0 | 0 | 0 | 0 | 0 | 0 | 0 | 0 | 0 | 0 | 0 | 0 | 0 | 0 | 0 | 0 | 0 | 0 | 0 | 0
SCE Total Roll-up E3 Calculator - No Carbon Adder | [17 empty] | System | #N/A | [21 empty] | 0 | 0 | 0 | 0 | 0 | 0 | 0 | 0 | 0 | 0 | 0 | 0 | 0 | 0 | 0 | 0 | 0 | 0 | 0 | 0 | 0 | 0 | 0 | 0 | 0 | 0 | 0 | 0 | 0
SCE Total Roll-up E3 Calculator - No Carbon Adder | [17 empty] | System | #N/A | [21 empty] | 0 | 0 | 0 | 0 | 0 | 0 | 0 | 0 | 0 | 0 | 0 | 0 | 0 | 0 | 0 | 0 | 0 | 0 | 0 | 0 | 0 | 0 | 0 | 0 | 0 | 0 | 0 | 0 | 0
SCE Total Roll-up E3 Calculator - No Carbon Adder | Do NOT enter program data in this row or below. The Spreadsheet will not evaluate any such data.
Lists of Dimensions and their Labels
|  |  | Climate Zones |  |  |  | Measure Types for Measure Life | Measure Types for NTGR | Gas Sector | Gas Savings Profile | Combustor Type |  | RES | DEER:Indoor_CFL_Ltg | DEER:RefgFrzr_HighEff | DEER:RefgFrzr_Recyc-Conditioned | DEER:RefgFrzr_Recyc-UnConditioned | DEER:HVAC_Eff_AC | DEER:HVAC_Duct_Sealing | DEER:HVAC_Refrig_Charge | DEER:Refg_Chrg_Duct_Seal | DEER:RefgFrzr_Recycling
|  |  | 6 |  |  |  | NONRESIDENTIAL MEASURES: |  | Residential | Summer Only | Large Boilers (>100 MMBtu/hr Heat Input):Uncontrolled |  | NON_RES | DEER:Indoor_CFL_Ltg | DEER:Indoor_Non-CFL_Ltg | DEER:HVAC_Chillers | DEER:HVAC_Refrig_Charge | DEER:HVAC_Split-Package_AC | DEER:HVAC_Duct_Sealing
|  |  | 8 |  |  |  | **************************************************************** | Appliance early retirement and replacement 0.80 | Commercial | Winter Only | Large Boilers (>100 MMBtu/hr Heat Input):Controlled Low NOx Burner |  | Residential | AC-NC | Heat_Pump-NC | Refrig-RC | AC_Cooling-RC | HeatPump_Heating_Only-RC | HeatPump_ThroughWall-RC | HeatPump_WtrHt-RC | HorizAxisClothesWasher-RC | CFL-RC | Residential Pool Pumps
|  |  | 9 |  |  |  | Ballast – Dimmable: NR - 11 | California Home Energy Efficiency Rating System (CHEERS) | Core | Annual | Large Boilers (>100 MMBtu/hr Heat Input):Controlled – Flue Gas Recirculation |  | Small_Office | Hi_Perf_Glass-NC | Lo_Gain_Wndw-NC | Wtr_Cool_Chiller-NC | Package_AC-NC | <65K_AC_Split-NC | <65K_AC_Pckg-NC | <65K_EvapCool-NC | 65K-135K_Air_AC-NC | 65K-135_Wtr_AC-NC | >135K_Air_AC-NC | >135K_Wtr_AC-NC | Hi_Eff_AC_Mtr-NC | Var_Spd_AC_Mtr-NC | DayLt_Cntrl-NC | Lighting-NC | Economy_cycle-Ret | New_AC-Ret | New_HtPmp-Ret | Roof_insul-Ret | Wall_insul-Ret | Window_Tint-Ret | Reduce_Cooling_Load-Ret | IndoorLt | Occupancy Sensor | Refrigeration | DayLt & Controls | Perimter Lt Control | 2009 Qtr 1: Pool HtPmp; 2009 Qtr 2: DHW HtPmp
|  |  | 10 |  |  |  | Ballast – Electronic: NR - 11 | Residential Audits 0.72 |  |  | Small Boilers (<100 MMBtu/hr Heat Input):Uncontrolled |  | Large_Office | Hi_Perf_Glass-NC | Lo_Gain_Wndw-NC | Wtr_Cool_Chiller-NC | >135K_Air_AC-NC | >135K_Wtr_AC-NC | Hi_Eff_AC_Mtr-NC | Var_Spd_AC_Mtr-NC | DayLt_Cntrl-NC | Lighting-NC | Economy_cycle-Ret | New_AC-Ret | New_HtPmp-Ret | Roof_insul-Ret | Wall_insul-Ret | Window_Tint-Ret | Reduce_Cooling_Load-Ret | IndoorLt | Occupancy Sensor | Refrigeration | DayLt & Controls | Perimter Lt Control | Pool HtPmp | DHW HtPmp | bar: 2009 Qtr 1 to 2009 Qtr 2
|  |  | 13 |  |  |  | Fluorescent Fixture – T8: C/I/A - 11 | Refrigerator Recycling 0.35 |  |  | Small Boilers (<100 MMBtu/hr Heat Input):Controlled Low NOx Burner |  | Small_Retail_Store | Package_AC-NC | <65K_AC_Split-NC | <65K_AC_Pckg-NC | <65K_EvapCool-NC | 65K-135K_Air_AC-NC | 65K-135_Wtr_AC-NC | Lighting-NC | Economy_cycle-Ret | Evap_Cooling-Ret | Replace_Chiller-Ret | New_AC-Ret | New_HtPmp-Ret | Roof_insul-Ret | Wall_insul-Ret | Reduce_Cooling_Load-Ret | IndoorLt | Occupancy Sensor | Refrigeration | DayLt & Controls | Perimter Lt Control | Pool HtPmp | DHW HtPmp | bar: 2009 Qtr 1 to 2009 Qtr 2
|  |  | 14 |  |  |  | Fixture: T8 Lamp & Electronic Ballast: C/I/A - 11 | Freezer Recycling 0.54 |  |  | Small Boilers (<100 MMBtu/hr Heat Input):Controlled – Flue Gas Recirculation |  | Large_Retail_Store | Wtr_Cool_Chiller-NC | >135K_Air_AC-NC | >135K_Wtr_AC-NC | Hi_Eff_AC_Mtr-NC | Var_Spd_AC_Mtr-NC | Lighting-NC | Economy_cycle-Ret | Evap_Cooling-Ret | Replace_Chiller-Ret | New_AC-Ret | New_HtPmp-Ret | Roof_insul-Ret | Wall_insul-Ret | Reduce_Cooling_Load-Ret | IndoorLt | Occupancy Sensor | Refrigeration | DayLt & Controls | Perimter Lt Control | Pool HtPmp | DHW HtPmp | bar: 2009 Qtr 1 to 2009 Qtr 2
|  |  | 15 |  |  |  | T8 Fixtures – 17 Watt Lamp, 2ft or 32-watt Lamp, 4ft 11 | Residential Contractor Program 0.89 |  |  | Residential Furnaces (<0.3):Uncontrolled |  | Grocery_Store | Hi_Perf_Glass-NC | Lo_Gain_Wndw-NC | Wtr_Cool_Chiller-NC | 65K-135_Wtr_AC-NC | >135K_Air_AC-NC | >135K_Wtr_AC-NC | Hi_Eff_AC_Mtr-NC | Var_Spd_AC_Mtr-NC | DayLt_Cntrl-NC | Lighting-NC | Refrigeration | DayLt & Controls | Perimter Lt Control | Pool HtPmp | DHW HtPmp | bar: 2009 Qtr 1 to 2009 Qtr 2
|  |  | 16 |  |  |  | T8 Lamps: C/I/A - 5 | Emerging Technologies 0.83 |  |  |  |  | Food_Store | New_AC-Ret | New_HtPmp-Ret | Roof_insul-Ret | Wall_insul-Ret | Reduce_Cooling_Load-Ret | Lower_Cond_temp-Ret | IndoorLt | Refrigeration | DayLt & Controls | Perimter Lt Control | Pool HtPmp | DHW HtPmp | bar: 2009 Qtr 1 to 2009 Qtr 2
|  |  | System |  |  |  | High Efficiency Lighting (HID): NR - 16 | All other residential programs 0.80 |  |  |  |  | Restaurant | Economy_cycle-Ret | Evap_Cooling-Ret | New_AC-Ret | New_HtPmp-Ret | IndoorLt | Refrigeration | DayLt & Controls | Perimter Lt Control | Pool HtPmp | DHW HtPmp | bar: 2009 Qtr 1 to 2009 Qtr 2
[7 empty] | High Output T5 Fixture: NR - 16 |  | Electric Rate | Gas Rate |  |  | Fast_Food_Restaurant | Hi_Perf_Glass-NC | Lo_Gain_Wndw-NC | Package_AC-NC | <65K_AC_Split-NC | <65K_AC_Pckg-NC | <65K_EvapCool-NC | 65K-135K_Air_AC-NC | 65K-135_Wtr_AC-NC | DayLt_Cntrl-NC | Lighting-NC | Refrigeration | DayLt & Controls | Perimter Lt Control | Pool HtPmp | DHW HtPmp | bar: 2009 Qtr 1 to 2009 Qtr 2
[7 empty] | Indoor or Outdoor Lighting System Modification: NR - 13.5 | Advanced water heating systems 1.00 | System | System |  |  | Sit_Down_Restaurant | Hi_Perf_Glass-NC | Lo_Gain_Wndw-NC | <65K_AC_Split-NC | <65K_AC_Pckg-NC | <65K_EvapCool-NC | 65K-135K_Air_AC-NC | 65K-135_Wtr_AC-NC | >135K_Air_AC-NC | >135K_Wtr_AC-NC | DayLt_Cntrl-NC | Lighting-NC | Refrigeration | DayLt & Controls | Perimter Lt Control | Pool HtPmp | DHW HtPmp | bar: 2009 Qtr 1 to 2009 Qtr 2
[7 empty] | Lighting Controls: NR - 16 | Agricultural and Dairy Incentives 0.75 | System | System |  |  | Storage_Building | <65K_AC_Split-NC | <65K_AC_Pckg-NC | <65K_EvapCool-NC | >135K_Air_AC-NC | >135K_Wtr_AC-NC | Lighting-NC | Refrigeration | DayLt & Controls | Perimter Lt Control | Pool HtPmp | DHW HtPmp | bar: 2009 Qtr 1 to 2009 Qtr 2
[7 empty] | Daylighting Controls; NR - 16 | Coin Laundry and Dry Cleaner Education 0.70 | System | 0 |  |  | Refrigerated_Warehouse | New_AC-Ret | New_HtPmp-Ret | IndoorLt | Refrigeration | DayLt & Controls | Perimter Lt Control | Pool HtPmp | DHW HtPmp | bar: 2009 Qtr 1 to 2009 Qtr 2
[7 empty] | Lighting Power Density: NR - 11 | Commercial and agricultural information, tools, or design assistance services | System |  |  |  | Non-Refrig._Warehouse | New_AC-Ret | New_HtPmp-Ret | Roof_insul-Ret | Wall_insul-Ret | Reduce_Cooling_Load-Ret | IndoorLt | Occupancy Sensor | Refrigeration | DayLt & Controls | Perimter Lt Control | Pool HtPmp | DHW HtPmp | bar: 2009 Qtr 1 to 2009 Qtr 2
[7 empty] | Exit Sign – CF Hardware Kit/LED/ Electro-Luminescent: NR - 16 | Comprehensive Space Conditioning 1.00 | System |  |  |  | Hotel_Motel | Wtr_Cool_Chiller-NC | Package_AC-NC | >135K_Air_AC-NC | >135K_Wtr_AC-NC | Var_Spd_AC_Mtr-NC | Lighting-NC | Replace_Chiller-Ret | New_AC-Ret | New_HtPmp-Ret | Roof_insul-Ret | Wall_insul-Ret | Reduce_Cooling_Load-Ret | IndoorLt | Occupancy Sensor | Refrigeration | DayLt & Controls | Perimter Lt Control | Pool HtPmp | DHW HtPmp | bar: 2009 Qtr 1 to 2009 Qtr 2
[7 empty] | Occupancy Sensor: NR - 8 | Lodging Education 0.70 |  |  |  |  | Medical_Clinic | Replace_Chiller-Ret | New_AC-Ret | New_HtPmp-Ret | Roof_insul-Ret | Wall_insul-Ret | IndoorLt | Refrigeration | DayLt & Controls | Perimter Lt Control | Pool HtPmp | DHW HtPmp | bar: 2009 Qtr 1 to 2009 Qtr 2
[7 empty] | Photocell: NR - 8 | Express Efficiency (rebates) 0.96 |  |  |  |  | School | Hi_Perf_Glass-NC | Lo_Gain_Wndw-NC | Wtr_Cool_Chiller-NC | Package_AC-NC | >135K_Air_AC-NC | >135K_Wtr_AC-NC | Hi_Eff_AC_Mtr-NC | Var_Spd_AC_Mtr-NC | DayLt_Cntrl-NC | Lighting-NC | Refrigeration | DayLt & Controls | Perimter Lt Control | Pool HtPmp | DHW HtPmp | bar: 2009 Qtr 1 to 2009 Qtr 2
[7 empty] | Time Clock – Lighting: NR - 8 | Energy Management Services, including audits (for small and medium customers) |  |  |  |  | K_thru_12_School | New_AC-Ret | New_HtPmp-Ret | Roof_insul-Ret | Wall_insul-Ret | IndoorLt | Occupancy Sensor | Refrigeration | DayLt & Controls | Perimter Lt Control | Pool HtPmp | DHW HtPmp | bar: 2009 Qtr 1 to 2009 Qtr 2
[7 empty] | Induction Lamps: NR - 2 | Food Services Equipment Retrofit 1.00 |  |  |  |  | College_University | Hi_Perf_Glass-NC | Lo_Gain_Wndw-NC | Wtr_Cool_Chiller-NC | 65K-135K_Air_AC-NC | 65K-135_Wtr_AC-NC | >135K_Air_AC-NC | >135K_Wtr_AC-NC | Hi_Eff_AC_Mtr-NC | Var_Spd_AC_Mtr-NC | DayLt_Cntrl-NC | Lighting-NC | Economy_cycle-Ret | Evap_Cooling-Ret | New_AC-Ret | New_HtPmp-Ret | Roof_insul-Ret | Wall_insul-Ret | Reduce_Cooling_Load-Ret | IndoorLt | Refrigeration | DayLt & Controls | Perimter Lt Control | Pool HtPmp | DHW HtPmp | bar: 2009 Qtr 1 to 2009 Qtr 2
[7 empty] | Induction Fixture: NR - 16 | Industrial Information and Services 0.74 |  |  |  |  | Assembly | Hi_Perf_Glass-NC | Lo_Gain_Wndw-NC | Wtr_Cool_Chiller-NC | >135K_Air_AC-NC | >135K_Wtr_AC-NC | Hi_Eff_AC_Mtr-NC | Var_Spd_AC_Mtr-NC | DayLt_Cntrl-NC | Lighting-NC | Refrigeration | DayLt & Controls | Perimter Lt Control | Pool HtPmp | DHW HtPmp | bar: 2009 Qtr 1 to 2009 Qtr 2
[7 empty] | Delamp/reflectors: C/I - 11 | Large Standard Performance Contract 0.70 |  |  |  |  | Trans_Comm_Util | Replace_Chiller-Ret | New_AC-Ret | New_HtPmp-Ret | Roof_insul-Ret | Wall_insul-Ret | Reduce_Cooling_Load-Ret | IndoorLt | Occupancy Sensor | Refrigeration | DayLt & Controls | Perimter Lt Control | Pool HtPmp | DHW HtPmp | bar: 2009 Qtr 1 to 2009 Qtr 2
[7 empty] | Optical Reflectors- new construction: Ind, NRNC - 12 | All other nonresidential programs 0.80 |  |  |  |  | Misc._Commercial | Economy_cycle-Ret | New_AC-Ret | New_HtPmp-Ret | Roof_insul-Ret | Wall_insul-Ret | Reduce_Cooling_Load-Ret | IndoorLt | Outdoor Lt | DayLt & Controls | Perimter Lt Control | Pool HtPmp | DHW HtPmp | Frig Barrier | Refrigeration | Commercial Whole Building | Occupancy Sensor | bar: 2009 Qtr 1 to 2009 Qtr 2
[7 empty] | Optical Reflectors- retrofit: NR - 10 | New Construction |  |  |  |  | Industrial | Replace_Chiller-Ret | New_AC-Ret | New_HtPmp-Ret | Roof_insul-Ret | Wall_insul-Ret | Reduce_Cooling_Load-Ret | IndoorLt | Industrial | Occupancy Sensor | Refrigeration | DayLt & Controls | Perimter Lt Control | Pool HtPmp | DHW HtPmp | bar: 2009 Qtr 1 to 2009 Qtr 2
[7 empty] | HID fixture: Interior, >= 176 Watts lamp: Ind - 16 | Industrial and Agricultural Process 0.94 |  |  |  |  | Agricultural | Replace_Chiller-Ret | New_AC-Ret | New_HtPmp-Ret | Roof_insul-Ret | Wall_insul-Ret | Reduce_Cooling_Load-Ret | IndoorLt | Ag & Water Pumping | Occupancy Sensor | Refrigeration | DayLt & Controls | Perimter Lt Control | Pool HtPmp | DHW HtPmp | bar: 2009 Qtr 1 to 2009 Qtr 2
[7 empty] | HID fixture: Interior, 251-400 Watt lamp: Com - 16 | Industrial new construction incentives 0.62 |  |  |  |  | Hospital | Hi_Perf_Glass-NC | Lo_Gain_Wndw-NC | Wtr_Cool_Chiller-NC | >135K_Air_AC-NC | >135K_Wtr_AC-NC | Hi_Eff_AC_Mtr-NC | Var_Spd_AC_Mtr-NC | DayLt_Cntrl-NC | Lighting-NC | Replace_Chiller-Ret | New_AC-Ret | New_HtPmp-Ret | Roof_insul-Ret | Wall_insul-Ret | IndoorLt | Refrigeration | DayLt & Controls | Perimter Lt Control | Pool HtPmp | DHW HtPmp | bar: 2009 Qtr 1 to 2009 Qtr 2
[7 empty] | CFL Fixture: Pin based CFL fixture: Com - 12.0 | Savings by Design 0.82
[7 empty] | Screw-in CFL: Education - Primary School: NR - 5.6 | All other new construction programs 0.80
[7 empty] | Screw-in CFL: Education - Secondary School: NR - 3.5 | Large Standard Performance Contract 0.7011
[7 empty] | Screw-in CFL: Education - Community College: NR - 2.1 | Savings by Design 0.8212
Screw-in CFL: Education - University: NR - 2.6
Screw-in CFL: Grocery: NR - 1.4
Screw-in CFL: Health/Medical - Hospital: NR - 0.9
Screw-in CFL: Health/Medical - Nursing Home: NR - 0.9
Screw-in CFL: Lodging - Hotel: NR - 0.9
Screw-in CFL: Lodging - Motel: NR - 0.9
Screw-in CFL: Lodging - Guest Rooms: NR - 7.0
Screw-in CFL: Manufacturing - Light Industrial: NR - 2.8
Screw-in CFL: Office - Large: NR - 2.9
Screw-in CFL: Office - Small: NR - 3.2
Screw-in CFL: Restaurant - Sit-Down: NR - 2.3
Screw-in CFL: Restaurant - Fast-Food: NR - 1.3
Screw-in CFL: Retail - 3-Story Large: NR - 1.9
Screw-in CFL: Retail - Single-Story Large: NR - 1.8
Screw-in CFL: Retail - Small: NR - 2.1
Screw-in CFL: Storage - Conditioned: NR - 2.8
Screw-in CFL: Storage - Unconditioned: NR - 2.8
Screw-in CFL: Warehouse - Refrigerated: NR - 3.1
HVAC/Refrigeration – SPC: NR - 16
Chiller – High Efficiency: NR - 20
Chiller – Variable Speed Drive: NR - 20
Water Cooled Chillers: NR - 20
Air Conditioners – High Efficiency: NR - 15
Packaged HVAC Systems: NR - 15
Install HVAC EMS: Com - 14
AC Packaged Terminal Units: NR - 15
Evaporative Coolers: NR - 15
Boiler – High Efficiency: NR - 20
Cooling Towers/Evaporative Condenser: NR - 15
Heat Pump – Split System: NR - 15
Heat Pump with Integrated Water Heating: NR - 10
Ground Source Heat Pump: NR - 15
Reduce Internal Load: NR - 15
Insulation: NR - 20
Insulation Package: NR - 20
Reflective Window Film: NR - 10
Bypass/Delay Timer(lighting): NR - 8
Set-Back Thermostat: NR - 11
Time Clock - HVAC: NR - 10
HVAC/Space Heating/Efficiency (Gas): NR - 18
Nonresidential Gas – AC: NR - 20
Adjustable speed drive, application unknown: Ag - 10
Adjustable speed drive, application unknown: Com - 10
Adjustable Speed Drive: HVAC fan, 50 HP Max: Com - 10
Pump repair: Ag - 11
Injection molding machines: Ind - 15
Plastic extusion equipment: Ind - 15
Process cooling: Ind - 15
Process equipment insulation: Ind - 15
Horizontal Clothes Washer: NR - 10
Efficient Dishwashing: NR - 5
Water Heater Controls: NR - 15
Cooking measures , Assorted: Com - 12
Water Heater – Gas: NR - 15
Domestic Hot Water Boiler (Gas): NR - 20
Auto Closer for Cooler/Freezer: NR - 8
Door Gaskets: NR - 4
Floating Head Pressure: NR - 16
Heatless Door: NR - 16
Humidistat Control for Anti-Sweat Heater: NR - 12
Insulation on Refrigeration Suction Line: NR - 11
Night Covers for Display Cases: NR - 5
PSC Evaporator Motor – Walkin/ Display: NR - 15
Refrigeration Case Doors – Glass/Acrylic: NR - 12
Refrigerator Case with Doors: NR - 12
Refrigerator Condensate Evaporator – Elec/Non Elec: NR - 8
Strip Curtains for Walk-Ins: NR - 4
Ballast: Electronic, for display case: NR - 11
Defrost: NR - 16
FHP & EFF Conditioner: NR - 16
High-efficiency Liquid Suction Heat Exchangers: NR - 16
Night Shields on Refrigerator and Freezer Cases: NR - 5
Walk-in Refrigerator or Freezer: Evaporative Fan Controller: NR - 5
Multiplec Refrigeration Systems/Supermarket Systems: NR - 10
Kiln/Oven/Furnace: NR - 18
Thermal Night Curtains: NR - 5
Custom Measures – SPC: NR - 15
Local Government Partnership: NR - 11
Audits: NR - 3
Plug Load Sensor: NR - 10
Information: NR - 1
High Efficiency Motors: NR - 15
Process Overhaul: NR - 20
System Controls: NR - 15
RESIDENTIAL MEASURES
****************************************************************
T8 Fixtures ; lamp or ballast: Res - 15
Pin based CFL Fixture: Res - 16
CFL: Indoor Screw in: Res - 9.4
CFL: Outdoor Screw in: Res - 7
Torchiere: Res - 9
Air Conditioners with SEER >= 11.0: Res - 18
Central Air Conditioners: Res - 18
Duct Testing: Res NC - 18
High Energy Efficiency Ducts: Res - 18
Whole House Fan: Res - 15
Evaporative Cooler: Res - 15
Glazing - Low E Double / Low Shade Coefficient: Res - 20
Heat Pump - Electric: Res - 15
Insulation - Ceiling / Floor / Walls: Res - 20
A/C with Integrated Water Heating: Res - 10
Programmable Thermostat: Res - 12
Audits: Res - 3
Gas Cooktops: Res - 20
Gas Dryer Stub: Res - 18
Energy-Efficient Furnaces: Res - 18
Refrigerator Recycling: Res - 10
Refrigerator - Energy Efficient; 20% more efficient: Res - 18
Refrigerators: Res - 18
GENERIC USEFUL LIVES:
****************************************************************
0.1
0.2
0.3
0.4
0.5
0.6
0.7
0.8
0.9
1
1.1
1.2
1.3
1.4
1.5
1.6
1.7
1.8
1.9
2
2.1
2.2
2.3
2.4
2.5
2.6
2.7
2.8
2.9
3
3.1
3.2
3.3
3.4
3.5
3.6
3.7
3.8
3.9
4
4.1
4.2
4.3
4.4
4.5
4.6
4.7
4.8
4.9
5
5.1
5.2
5.3
5.4
5.5
5.6
5.7
5.8
5.9
6
6.1
6.2
6.3
6.4
6.5
6.6
6.7
6.8
6.9
7
7.1
7.2
7.3
7.4
7.5
7.6
7.7
7.8
7.9
8
8.1
8.2
8.3
8.4
8.5
8.6
8.7
8.8
8.9
9
9.1
9.2
9.3
9.4
9.5
9.6
9.7
9.8
9.9
10
10.1
10.2
10.3
10.4
10.5
10.6
10.7
10.8
10.9
11
11.1
11.2
11.3
11.4
11.5
11.6
11.7
11.8
11.9
12
12.1
12.2
12.3
12.4
12.5
12.6
12.7
12.8
12.9
13
13.1
13.2
13.3
13.4
13.5
13.6
13.7
13.8
13.9
14
14.1
14.2
14.3
14.4
14.5
14.6
14.7
14.8
14.9
15
15.1
15.2
15.3
15.4
15.5
15.6
15.7
15.8
15.9
16
16.1
16.2
16.3
16.4
16.5
16.6
16.7
16.8
16.9
17
17.1
17.2
17.3
17.4
17.5
17.6
17.7
17.8
17.9
18
18.1
18.2
18.3
18.4
18.5
18.6
18.7
18.8
18.9
19
19.1
19.2
19.3
19.4
19.5
19.6
19.7
19.8
19.9
20
21
22
23
24
25
26
27
28
29
30