## Export
PROGRAM NAME | SCE Total Roll-up E3 Calculator - With Carbon Adder
BUDGET
Administrative Costs
Overhead and G&A | 95483362.8403
Other Administrative Costs | 55100030.1177
Marketing/Outreach | 61323997.3287
Incentives and Rebates
d.i. User Input Incentive | 19252311.5606
d.ii. Rebate | 411172375.3269
d.iii. Direct Install Labor | 68307959.3454
d.iv. Direct Install Materials | 62100080.4039
d.v. Upstream payments | 112365925.1854
Activity | 358138798.3115
Installation | 0
Hardware & Materials | 0
Rebate Processing & Inspection | 10774159.6915
EM&V Costs | 89660000
Budget | 1343679000.112
Costs recovered from other sources | 0
Budget (plus other costs) | 1343679000.112
PROGRAM IMPACTS
Program Reductions for Measures installed through 2011
User Entered kW (kW) | 959672.0165
Net Jul-Sept Peak (kW) | 1028415.4723
Net Dec-Feb Peak (kW) | 665674.4943
Net NCP (kW) | 1241726.4091
Net CEC (kW) | 1097266.4378
Annual Net kWh | 5056527363.2629
Lifecycle Net kWh | 53213738992.2524
Annual Net Therms | 0
Lifecycle Net Therms | 0
Program Reductions for Measures installed through 2015
User Entered kW (kW) | 1013668.8339
Net Jul-Sept Peak (kW) | 1080772.8692
Net Dec-Feb Peak (kW) | 703421.7703
Net NCP (kW) | 1588998.1442
Net CEC (kW) | 1149115.9711
Annual Net kWh | 5295465304.7562
Lifecycle Net kWh | 56483117399.2652
Annual Net Therms | 0
Lifecycle Net Therms | 0
Cost Effectiveness for all measures installed through 2015
TRC
Costs | 2423160961.3015
Electric Benefits | 4742064878.3178
Gas Benefits | 0
Net Benefits (NPV) | 2318903917.0163
BC Ratio | 1.957
PAC
Costs | 1259193820.4849
Electric Benefits | 4742064878.3178
Gas Benefits | 0
Net Benefits (NPV) | 3482871057.8329
BC Ratio | 3.766
Levelized Cost
Levelized Cost TRC ($/kWh )
Discounted kWh | 33541839940.7601
Cost | 0.071669
Benefits | 0.14138
Benefit-Cost | 0.069709
Levelized Cost PAC ($/kWh)
Discounted kWh | 33541839940.7601
Cost | 0.037541
Benefits | 0.14138
Benefit-Cost | 0.10384
Levelized Cost TRC ($/therm)
Discounted Therms | 0
Cost | #DIV/0!
Benefits | #DIV/0!
Benefit-Cost | #DIV/0!
Levelized Cost PAC ($/therm)
Discounted Therms | 0
Cost | #DIV/0!
Benefits | #DIV/0!
Benefit-Cost | #DIV/0!
Emission Annual Reductions (2009-2011)
Electric Annual CO2 (tons) - 2009 | 805055.6315
2010 | 1080927.9519
2011 | 1014300.9287
Electric Lifecycle CO2 (tons) - 2009 | 8289958.7458
2010 | 11752903.9545
2011 | 10599843.4407
Electric Annual NOX (tons) - 2009 | 108.6405
2010 | 146.8054
2011 | 137.5066
Electric Lifecycle NOX (tons) - 2009 | 1121.1162
2010 | 1602.5817
2011 | 1440.9701
Electric Annual SO2 (lbs) - 2009
2010
2011
Electric Lifecycle SO2 (lbs) - 2009
2010
2011
Gas Annual CO2 (tons) - 2009 | 0
2010 | 0
2011 | 0
Gas Lifecycle CO2 (tons) - 2009 | 0
2010 | 0
2011 | 0
Gas Annual NOX (tons) - 2009 | 0
2010 | 0
2011 | 0
Gas Lifecycle NOX (tons) - 2009 | 0
2010 | 0
2011 | 0
Gas Annual SO2 (lbs) - 2009
2010
2011
Gas Lifecycle SO2 (lbs) - 2009
2010
2011
Data below not currently used in Energy Division workbook
Levelized Cost RIM ($/therm)
Discounted Therms | 0
Cost | #DIV/0!
Benefits | #DIV/0!
Benefit-Cost | #DIV/0!
Levelized Cost RIM ($/kWh)
Discounted kWh | 33541839940.7601
Cost | 0.20534
Benefits | 0.14138
Benefit-Cost | #DIV/0!
RIM
Costs | 6887357900.0608
Electric Benefits | 4742064878.3178
Gas Benefits | 0
Net Benefits (NPV) | -2145293021.7429
BC Ratio | 0.68852
Impacts for all programs installed through 2015
Net July-Sept Peak (kW)
Clothes Dryer | 0
Clothes Washer | 357.385
Consumer Electronics | 0
Cooking | 0
Dishwasher | 0
Net Dec-Feb Pk (kW)
Clothes Dryer | 0
Clothes Washer | 486.3384
Consumer Electronics | 0
Cooking | 0
Dishwasher | 0
Net CEC (kW)
Clothes Dryer | 0
Clothes Washer | 159.1683
Consumer Electronics | 0
Cooking | 0
Dishwasher | 0
Annual Net kWh
Clothes Dryer | 0
Clothes Washer | 733494.2806
Consumer Electronics | 0
Cooking | 0
Dishwasher | 0
Lifecycle Net kWh
Clothes Dryer | 0
Clothes Washer | 8256724.1946
Consumer Electronics | 0
Cooking | 0
Dishwasher | 0
Annual Net Therms
Clothes Dryer | 0
Clothes Washer | 0
Consumer Electronics | 0
Cooking | 0
Dishwasher | 0
Lifecycle Net Therms
Clothes Dryer | 0
Clothes Washer | 0
Consumer Electronics | 0
Cooking | 0
Dishwasher | 0

## Output by Measure
Southern California Edison
SCE Total Roll-up E3 Calculator - With Carbon Adder
SCE | [8 empty] | Levelized Benefits less Costs (TRC) |  |  |  | Levelized Benefits less Costs (PAC) |  |  |  | Benefit Cost Ratios
Net Impacts by Measure | [8 empty] | No Allocated Admin |  | w/ Allocated Admin |  | No Allocated Admin |  | w/ Allocated Admin |  | No Allocated Admin |  | w/ Allocated Admin
| Net Avg Jul-Sep (kW) | Net Dec-Feb Pk (kW) | Net CEC (kW) | Net User Entered kW | Annual kWh adj for Net to gross | Lifecycle kWh (Annual * Measure Life) | Annual Therms | Lifecycle Therms | Electric ($/kWh) | Gas ($/Th) | Electric ($/kWh) | Gas ($/Th) | Electric ($/kWh) | Gas ($/Th) | Electric ($/kWh) | Gas ($/Th) | TRC | PAC | TRC | PAC
Total or Average | 1080772.8692 | 703421.7703 | 1149115.9711 | 1013668.8339 | 5295465304.7562 | 56483117399.2653 | 0 | 0 | 0.089698 | #DIV/0! | 0.069709 | #DIV/0! | 0.1244 | #DIV/0! | 0.10384 | #DIV/0!
RESIDENTIAL | 0 | 0 | 0 | 0 | 0 | 0 | 0 | 0 | 0 | 0 | 0 | 0 | 0 | 0 | 0 | 0 | 0 | 0 | 0 | 0
DEEMED MEASURES | 0 | 0 | 0 | 0 | 0 | 0 | 0 | 0 | 0 | 0 | 0 | 0 | 0 | 0 | 0 | 0 | 0 | 0 | 0 | 0
Appliances | 0 | 0 | 0 | 0 | 0 | 0 | 0 | 0 | 0 | 0 | 0 | 0 | 0 | 0 | 0 | 0 | 0 | 0 | 0 | 0
Laundry & Kitchen | 54.2485 | 73.8226 | 22.9739 | 54.2485 | 105870.5882 | 1164576.4701 | 0 | 0 | -1.5568 | 0 | -1.5775 | 0 | 0.042166 | 0 | 0.020862 | 0 | 0.085994 | 1.4043 | 0.084961 | 1.1661
Refrigerators | 5406.4122 | 3073.5462 | 6189.7252 | 6241.53 | 28524079.3748 | 399337111.2471 | 0 | 0 | 0.053707 | 0 | 0.035066 | 0 | 0.10222 | 0 | 0.083048 | 0 | 1.6874 | 4.4516 | 1.3623 | 2.7021
Appliances Recycling | 0 | 0 | 0 | 0 | 0 | 0 | 0 | 0 | 0 | 0 | 0 | 0 | 0 | 0 | 0 | 0 | 0 | 0 | 0 | 0
Refrigerators/Freezers | 57662.7538 | 32584.1744 | 65992.8335 | 46864.8 | 304114440 | 3041144400 | 0 | 0 | 0.11671 | 0 | 0.098366 | 0 | 0.11671 | 0 | 0.097839 | 0 | 9.945 | 9.945 | 4.1332 | 4.065
Room A/C | 0 | 0 | 0 | 0 | 0 | 0 | 0 | 0 | 0 | 0 | 0 | 0 | 0 | 0 | 0 | 0 | 0 | 0 | 0 | 0
Other | 0 | 0 | 0 | 0 | 0 | 0 | 0 | 0 | 0 | 0 | 0 | 0 | 0 | 0 | 0 | 0 | 0 | 0 | 0 | 0
Residential Audits | 2983.4741 | 2976.7938 | 4700.4652 | 7767.3 | 21661130 | 64983390 | 0 | 0 | 0.048082 | 0 | 0.029349 | 0 | 0.13249 | 0 | 0.11322 | 0 | 1.5696 | 0 | 1.2845 | 6.8752
Consumer Electronics | 0 | 0 | 0 | 0 | 0 | 0 | 0 | 0 | 0 | 0 | 0 | 0 | 0 | 0 | 0 | 0 | 0 | 0 | 0 | 0
Entertainment | 4952.6392 | 4941.5497 | 7802.886 | 3442.2 | 35958000 | 269685000 | 0 | 0 | 0.083423 | 0 | 0.064768 | 0 | 0.10819 | 0 | 0.089004 | 0 | 2.7195 | 5.5565 | 1.9642 | 3.073
Home Office | 384.4572 | 383.5963 | 605.7125 | 448.5468 | 2791301.8301 | 10327816.7713 | 0 | 0 | -0.1951 | 0 | -0.21384 | 0 | 0.10023 | 0 | 0.080952 | 0 | 0.40453 | 4.1022 | 0.38264 | 2.5692
Other | 0 | 0 | 0 | 0 | 0 | 0 | 0 | 0 | 0 | 0 | 0 | 0 | 0 | 0 | 0 | 0 | 0 | 0 | 0 | 0
Water Heating | 0 | 0 | 0 | 0 | 0 | 0 | 0 | 0 | 0 | 0 | 0 | 0 | 0 | 0 | 0 | 0 | 0 | 0 | 0 | 0
Efficiency | 6.1605 | 10.4988 | 6.0772 | 6.1605 | 28005.3753 | 364069.8791 | 0 | 0 | 0.057758 | 0 | 0.039816 | 0 | 0.10465 | 0 | 0.08619 | 0 | 1.8354 | 5.7036 | 1.4572 | 3.1174
Use Reduction | 106.2486 | 181.0715 | 104.7997 | 106.2486 | 482948.0452 | 4829480.4522 | 0 | 0 | 0.11921 | 0 | 0.1015 | 0 | 0.11921 | 0 | 0.10099 | 0 | 20.7807 | 20.7807 | 5.2767 | 5.166
Pool Pump | 2113.2 | 2113.2 | 2206.4256 | 2113.2 | 10167860 | 101678600 | 0 | 0 | -0.011461 | 0 | -0.032406 | 0 | 0.10304 | 0 | 0.081499 | 0 | 0.92818 | 3.2854 | 0.8205 | 2.2231
Residential Other | 652.7988 | 59.4047 | 169.1845 | 652.7988 | 779652.1623 | 13955773.7044 | 0 | 0 | -0.40005 | 0 | -0.42664 | 0 | 0.061976 | 0 | 0.034623 | 0 | 0.31977 | 1.4916 | 0.30594 | 1.2257
HVAC | 0 | 0 | 0 | 0 | 0 | 0 | 0 | 0 | 0 | 0 | 0 | 0 | 0 | 0 | 0 | 0 | 0 | 0 | 0 | 0
New Room AC | 31166.6604 | 246.553 | 8400.8089 | 22490.556 | 38713405.1 | 348420645.9 | 0 | 0 | 0.13195 | 0 | 0.10588 | 0 | 0.152 | 0 | 0.12517 | 0 | 3.5145 | 5.6862 | 2.3478 | 3.1122
New Package, Split System AC, etc. | 5112.7598 | 40.446 | 1378.1174 | 3606.5895 | 6350771.6197 | 95261574.2958 | 0 | 0 | 0.025415 | 0 | -0.0014186 | 0 | 0.11813 | 0 | 0.090524 | 0 | 1.1546 | 2.6486 | 0.99258 | 1.912
Repair & Maintenance | 29002.6503 | 934.8019 | 8216.1183 | 36048.0363 | 37862296.4389 | 295325912.2236 | 0 | 0 | 0.16439 | 0 | 0.13664 | 0 | 0.15456 | 0 | 0.12601 | 0 | 6.1604 | 4.7072 | 3.2925 | 2.7941
HVAC Ducts | 3623.1816 | 147.4388 | 1028.0671 | 4779.5234 | 4737636.3 | 85277453.4 | 0 | 0 | 0.11372 | 0 | 0.086277 | 0 | 0.13979 | 0 | 0.11156 | 0 | 2.4147 | 3.5733 | 1.8001 | 2.3513
HVAC Envelope | 8.9152 | 0.81128 | 4.6752 | 8.9152 | 21544.5323 | 430890.6462 | 0 | 0 | -0.068625 | 0 | -0.092367 | 0 | 0.056557 | 0 | 0.032134 | 0 | 0.70988 | 1.5079 | 0.64513 | 1.2367
HVAC Install - Operation | 0 | 0 | 0 | 0 | 0 | 0 | 0 | 0 | 0 | 0 | 0 | 0 | 0 | 0 | 0 | 0 | 0 | 0 | 0 | 0
HVAC Controls | 0 | 0 | 0 | 0 | 0 | 0 | 0 | 0 | 0 | 0 | 0 | 0 | 0 | 0 | 0 | 0 | 0 | 0 | 0 | 0
New Evap Coolers & Whole House Fans | 4711.0096 | 37.2678 | 1269.8278 | 6566.4819 | 5851740.9365 | 90116810.4218 | 0 | 0 | 0.047965 | 0 | 0.021099 | 0 | 0.16219 | 0 | 0.13455 | 0 | 1.3377 | 6.8274 | 1.1249 | 3.4256
Lighting | 0 | 0 | 0 | 0 | 0 | 0 | 0 | 0 | 0 | 0 | 0 | 0 | 0 | 0 | 0 | 0 | 0 | 0 | 0 | 0
Screw-in CFL Interior (Downstream) | 8.4507 | 8.4318 | 13.3141 | 11.0121 | 61355.2897 | 386538.3252 | 0 | 0 | 0.12678 | 0 | 0.1081 | 0 | 0.04051 | 0 | 0.021287 | 0 | 24.5691 | 1.442 | 5.4917 | 1.192
Screw-in CFL Interior (Upstream - Traditional) | 87438.2737 | 87242.4908 | 137759.0529 | 55745.9032 | 634834345.1861 | 3999456374.6723 | 0 | 0 | 0.12251 | 0 | 0.10382 | 0 | 0.12456 | 0 | 0.10534 | 0 | 13.7222 | 17.442 | 4.6671 | 4.9314
Screw-in CFL Interior (Upstream - Specialty) | 16176.9547 | 16140.7329 | 25486.8019 | 10456.4783 | 117450700.2256 | 739939411.421 | 0 | 0 | 0.062976 | 0 | 0.044295 | 0 | 0.11154 | 0 | 0.092322 | 0 | 1.9107 | 6.4184 | 1.5043 | 3.3195
Screw-in CFL Interior (Direct Install) | 2049.4503 | 2044.8614 | 3228.9102 | 2490.9665 | 14879770.3643 | 93742553.2951 | 0 | 0 | 0.1093 | 0 | 0.090618 | 0 | 0.1093 | 0 | 0.090081 | 0 | 5.7862 | 5.7862 | 3.1825 | 3.1419
Screw-in CFL Interior (Midstream) | 1900.8763 | 1896.62 | 2994.8317 | 2345.137 | 13801067.9325 | 86946727.9747 | 0 | 0 | 0.12557 | 0 | 0.10689 | 0 | 0.10669 | 0 | 0.087474 | 0 | 20.1036 | 5.1925 | 5.232 | 2.9583
Screw-in CFL Interior (Giveaway) | 560.3651 | 559.1103 | 882.8555 | 691.2266 | 4068458.4623 | 25631288.3125 | 0 | 0 | 0.11487 | 0 | 0.096184 | 0 | 0.11561 | 0 | 0.096392 | 0 | 7.6517 | 7.9962 | 3.6754 | 3.6967
CFL Fixture Interior (Midstream) | 6720.1464 | 6705.0993 | 10587.5947 | 8285.2162 | 48790759.098 | 780652145.568 | 0 | 0 | 0.11501 | 0 | 0.095831 | 0 | 0.072395 | 0 | 0.052662 | 0 | 6.5682 | 2.1441 | 3.4055 | 1.6344
CFL Fixture Interior (Upstream) | 9434.9512 | 9413.8254 | 14864.7713 | 4082.0216 | 68501250.429 | 1096020006.864 | 0 | 0 | 0.12015 | 0 | 0.10096 | 0 | 0.12016 | 0 | 0.10042 | 0 | 8.7211 | 8.7268 | 3.9054 | 3.8456
CFL Fixture Interior (Direct Install) | 276.4588 | 275.8398 | 435.561 | 359.0512 | 2007193.5 | 31111499.25 | 0 | 0 | 0.057772 | 0 | 0.038638 | 0 | 0.057772 | 0 | 0.038089 | 0 | 1.7449 | 1.7449 | 1.3996 | 1.3917
CFL Fixture Interior (Giveaway) | 1469.9669 | 1466.6755 | 2315.9337 | 919.0757 | 10672505.5784 | 170760089.255 | 0 | 0 | 0.10259 | 0 | 0.083376 | 0 | 0.10259 | 0 | 0.082825 | 0 | 4.0816 | 4.0816 | 2.5881 | 2.5611
CFL Exterior | 0 | 0 | 2007.7111 | 0 | 9252124.83 | 20354674.626 | 0 | 0 | 0.079046 | 0 | 0.06478 | 0 | 0.088779 | 0 | 0.074103 | 0 | 4.617 | 8.3241 | 2.7934 | 3.7653
CFL Fixture Exterior (Midstream) | 0 | 0 | 15936.5418 | 0 | 73440284.85 | 1175044557.6 | 0 | 0 | 0.086586 | 0 | 0.072137 | 0 | 0.090492 | 0 | 0.075629 | 0 | 6.5486 | 8.7356 | 3.4003 | 3.8473
CFL Fixture Exterior (Upstream) | 0 | 0 | 16258.0513 | 0 | 74921895.27 | 1198750324.32 | 0 | 0 | 0.081754 | 0 | 0.067302 | 0 | 0.097658 | 0 | 0.082791 | 0 | 4.995 | 22.415 | 2.9275 | 5.2614
CFL Fixture Exterior (Direct Install) | 0 | 0 | 1174.5218 | 0 | 5412543 | 86600688 | 0 | 0 | 0.082992 | 0 | 0.068543 | 0 | 0.082992 | 0 | 0.068128 | 0 | 5.3228 | 5.3228 | 3.0371 | 3.0001
LED Interior | 2285.9067 | 2280.7883 | 3601.4474 | 2122.249 | 16596531.6686 | 184221501.5214 | 0 | 0 | 0.089687 | 0 | 0.0709 | 0 | 0.11659 | 0 | 0.097264 | 0 | 3.0767 | 8.1597 | 2.144 | 3.7313
Interior Controls | 525.3281 | 524.1518 | 827.6547 | 519.24 | 3814077 | 30512616 | 0 | 0 | 0.10038 | 0 | 0.081736 | 0 | 0.10047 | 0 | 0.081282 | 0 | 4.1859 | 4.1967 | 2.6296 | 2.606
Interior Exit Signs | 158.5112 | 158.1562 | 249.7344 | 160.1578 | 1150849.92 | 18413598.72 | 0 | 0 | 0.10995 | 0 | 0.090772 | 0 | 0.11794 | 0 | 0.098209 | 0 | 5.2759 | 7.6532 | 3.0218 | 3.6217
Linear Flourescents Interior | 1202.6696 | 1199.9767 | 1894.8067 | 1036.4702 | 8731828.3044 | 96050111.3484 | 0 | 0 | -0.00406 | 0 | -0.022815 | 0 | 0.025552 | 0 | 0.0062591 | 0 | 0.9703 | 1.2386 | 0.85324 | 1.0495
Linear Flourescents (parking structures) Exterior | 619.7182 | 618.3306 | 976.3664 | 421.0845 | 4499384.214 | 49493226.354 | 0 | 0 | 0.087411 | 0 | 0.068656 | 0 | 0.097838 | 0 | 0.078545 | 0 | 2.9324 | 3.811 | 2.073 | 2.4519
Other Interior Lighting | 183.4311 | 183.0204 | 288.9959 | 141.0312 | 1331778.1482 | 3728978.815 | 0 | 0 | 0.034742 | 0 | 0.016007 | 0 | 0.11057 | 0 | 0.091297 | 0 | 1.3554 | 6.0403 | 1.1374 | 3.2154
Other Exterior Lighting | 0 | 0 | 734.3039 | 0 | 3383888.8376 | 54142221.4014 | 0 | 0 | 0.014219 | 0 | -0.00026241 | 0 | 0.080302 | 0 | 0.065405 | 0 | 1.1612 | 4.6305 | 0.99744 | 2.7669
Refrigeration | 0 | 0 | 170.0086 | 0 | 783450 | 3917250 | 0 | 0 | 0.077708 | 0 | 0.061227 | 0 | 0.077708 | 0 | 0.060754 | 0 | 3.0001 | 3.0001 | 2.1065 | 2.0887
CUSTOMIZED MEASURES | 0 | 0 | 0 | 0 | 0 | 0 | 0 | 0 | 0 | 0 | 0 | 0 | 0 | 0 | 0 | 0 | 0 | 0 | 0 | 0
HVAC Equipment | 0 | 0 | 0 | 0 | 0 | 0 | 0 | 0 | 0 | 0 | 0 | 0 | 0 | 0 | 0 | 0 | 0 | 0 | 0 | 0
HVAC Envelope | 2012.45 | 183.1329 | 439.6777 | 2012.45 | 2026164.7206 | 30392470.8094 | 0 | 0 | 0.040164 | 0 | 0.012839 | 0 | 0.10027 | 0 | 0.07216 | 0 | 1.2623 | 2.0783 | 1.0712 | 1.5959
Interior Lighting | 67.9337 | 67.7816 | 107.0296 | 62.7119 | 493224.1123 | 3107311.9076 | 0 | 0 | 0.10755 | 0 | 0.08884 | 0 | -0.03226 | 0 | -0.051507 | 0 | 5.3409 | 0.80399 | 3.043 | 0.71982
Exterior Lighting | 0 | 0 | 0 | 0 | 0 | 0 | 0 | 0 | 0 | 0 | 0 | 0 | 0 | 0 | 0 | 0 | 0 | 0 | 0 | 0
Whole Building | 14946.9781 | 1360.175 | 3474.7148 | 14946.9781 | 16012510.699 | 240187660.4854 | 0 | 0 | -0.13352 | 0 | -0.1613 | 0 | 0.085769 | 0 | 0.057187 | 0 | 0.59543 | 1.7745 | 0.54919 | 1.4105
Other | 303.1365 | 412.5157 | 136.1943 | 303.1365 | 627623.6924 | 7092147.7245 | 0 | 0 | -0.82931 | 0 | -0.85029 | 0 | 0.040138 | 0 | 0.018561 | 0 | 0.15174 | 1.3709 | 0.14855 | 1.143
NONRESIDENTIAL | 0 | 0 | 0 | 0 | 0 | 0 | 0 | 0 | 0 | 0 | 0 | 0 | 0 | 0 | 0 | 0 | 0 | 0 | 0 | 0
DEEMED MEASURES | 0 | 0 | 0 | 0 | 0 | 0 | 0 | 0 | 0 | 0 | 0 | 0 | 0 | 0 | 0 | 0 | 0 | 0 | 0 | 0
Nonresidential Audits | 31752.3 | 31301.7193 | 36516.9134 | 31752.3 | 168280707 | 504842121 | 0 | 0 | 0.070232 | 0 | 0.05226 | 0 | 0.12711 | 0 | 0.10862 | 0 | 2.2348 | 0 | 1.6982 | 6.8752
Food Service | 4251.9 | 4191.5635 | 6212.7584 | 4251.9 | 28630223 | 343562676 | 0 | 0 | 0.089592 | 0 | 0.071725 | 0 | 0.11531 | 0 | 0.096934 | 0 | 3.4362 | 11.4323 | 2.3126 | 4.2933
Laundry General | 0 | 0 | 0 | 0 | 0 | 0 | 0 | 0 | 0 | 0 | 0 | 0 | 0 | 0 | 0 | 0 | 0 | 0 | 0 | 0
Agricultural | 0 | 0 | 0 | 0 | 0 | 0 | 0 | 0 | 0 | 0 | 0 | 0 | 0 | 0 | 0 | 0 | 0 | 0 | 0 | 0
Greenhouse | 0 | 0 | 0 | 0 | 0 | 0 | 0 | 0 | 0 | 0 | 0 | 0 | 0 | 0 | 0 | 0 | 0 | 0 | 0 | 0
Process | 0 | 0 | 0 | 0 | 0 | 0 | 0 | 0 | 0 | 0 | 0 | 0 | 0 | 0 | 0 | 0 | 0 | 0 | 0 | 0
Pumping | 0 | 0 | 0 | 0 | 0 | 0 | 0 | 0 | 0 | 0 | 0 | 0 | 0 | 0 | 0 | 0 | 0 | 0 | 0 | 0
Municipal Water | 0 | 0 | 0 | 0 | 0 | 0 | 0 | 0 | 0 | 0 | 0 | 0 | 0 | 0 | 0 | 0 | 0 | 0 | 0 | 0
Process | 0 | 0 | 0 | 0 | 0 | 0 | 0 | 0 | 0 | 0 | 0 | 0 | 0 | 0 | 0 | 0 | 0 | 0 | 0 | 0
Pumping | 0 | 0 | 0 | 0 | 0 | 0 | 0 | 0 | 0 | 0 | 0 | 0 | 0 | 0 | 0 | 0 | 0 | 0 | 0 | 0
Refrigeration | 0 | 0 | 0 | 0 | 0 | 0 | 0 | 0 | 0 | 0 | 0 | 0 | 0 | 0 | 0 | 0 | 0 | 0 | 0 | 0
Casework | 4557.5171 | 4238.4909 | 3330.8279 | 4557.5171 | 15349437.1335 | 182658301.8887 | 0 | 0 | 0.070407 | 0 | 0.051185 | 0 | 0.11987 | 0 | 0.1001 | 0 | 2.0743 | 8.4588 | 1.6039 | 3.7926
Compressors | 91.6816 | 85.2639 | 87.8392 | 91.6816 | 404788.7592 | 7812423.0528 | 0 | 0 | 0.12187 | 0 | 0.10231 | 0 | 0.13421 | 0 | 0.11408 | 0 | 8.3811 | 33.1786 | 3.8357 | 5.6951
Condenser | 9.8959 | 9.2032 | 7.4958 | 9.8959 | 34543.05 | 518145.75 | 0 | 0 | 0.10694 | 0 | 0.087463 | 0 | 0.12686 | 0 | 0.10683 | 0 | 4.4723 | 12.6712 | 2.7398 | 4.4569
Controls & VSDs | 459.7035 | 427.5243 | 7514.28 | 459.7035 | 34628018.3114 | 370519795.9316 | 0 | 0 | 0.10323 | 0 | 0.086052 | 0 | 0.10393 | 0 | 0.086262 | 0 | 6.6532 | 6.9193 | 3.4283 | 3.4486
Dist to others | 2792.1205 | 2596.6721 | 7927.593 | 2792.1205 | 36532686.6623 | 292261493.2986 | 0 | 0 | 0.04075 | 0 | 0.023206 | 0 | 0.10635 | 0 | 0.088299 | 0 | 1.489 | 6.9971 | 1.2301 | 3.4678
Nonresidential Other (Downstream) | 7945.9441 | 7641.8122 | 5578.8826 | 7945.9441 | 25709136.2563 | 311080548.7008 | 0 | 0 | 0.070528 | 0 | 0.05175 | 0 | 0.12327 | 0 | 0.10396 | 0 | 2.1325 | 13.9341 | 1.6385 | 4.6037
Nonresidential Other (Upstream) | 2632.8081 | 2210.3463 | 2793.5061 | 1443.45 | 12873300 | 51493200 | 0 | 0 | 0.0072278 | 0 | -0.013262 | 0 | 0.12857 | 0 | 0.1075 | 0 | 1.0525 | 8.868 | 0.91616 | 3.8727
Nonresidential Other (Direct Install) | 1357.2656 | 1357.2656 | 807.6718 | 1357.2656 | 3721989.84 | 37219898.4 | 0 | 0 | 0.14386 | 0 | 0.12259 | 0 | 0.14386 | 0 | 0.12198 | 0 | 22.7408 | 22.7408 | 5.3948 | 5.2792
Nonresidential Other (Pump Tests) | 15537.8129 | 14943.1014 | 10136.5238 | 15537.8129 | 46712091.33 | 513833004.63 | 0 | 0 | 0.018514 | 0 | -0.00024449 | 0 | 0.13267 | 0 | 0.11338 | 0 | 1.1622 | 0 | 0.99816 | 6.8752
HVAC | 0 | 0 | 0 | 0 | 0 | 0 | 0 | 0 | 0 | 0 | 0 | 0 | 0 | 0 | 0 | 0 | 0 | 0 | 0 | 0
Commissioning | 0 | 0 | 0 | 0 | 0 | 0 | 0 | 0 | 0 | 0 | 0 | 0 | 0 | 0 | 0 | 0 | 0 | 0 | 0 | 0
Retrocommissioing | 0 | 0 | 477.3197 | 0 | 2199630 | 17597040 | 0 | 0 | 0.11094 | 0 | 0.089991 | 0 | 0.13697 | 0 | 0.11542 | 0 | 3.9805 | 13.2372 | 2.547 | 4.525
New AC Equipment: packaged, split, etc. (Downstream) | 138444.1162 | 25659.8 | 71126.096 | 71741.4355 | 327770027.8506 | 5604867476.2447 | 0 | 0 | 0.08152 | 0 | 0.056638 | 0 | 0.16126 | 0 | 0.13567 | 0 | 1.863 | 11.9543 | 1.4746 | 4.3649
New AC Equipment: packaged, split, etc. (Upstream) | 2615.7717 | 484.8179 | 1343.8609 | 6675.84 | 6192907.2 | 92893608 | 0 | 0 | 0.076034 | 0 | 0.051475 | 0 | 0.11356 | 0 | 0.088294 | 0 | 1.7785 | 2.8883 | 1.4212 | 2.0339
New AC Equipment: packaged, split, etc. (Direct Install) | 1672.9714 | 310.0754 | 859.4943 | 1742.5499 | 3960803.1268 | 59412046.9014 | 0 | 0 | 0.14642 | 0 | 0.12188 | 0 | 0.14642 | 0 | 0.12117 | 0 | 6.3938 | 6.3938 | 3.3581 | 3.3129
Chillers | 23357.0002 | 4106.5161 | 13849.5955 | 29142.6311 | 63823020.5627 | 1276460411.2547 | 0 | 0 | 0.10081 | 0 | 0.076559 | 0 | 0.16077 | 0 | 0.13583 | 0 | 2.4261 | 15.9954 | 1.8064 | 4.8084
Controls & VSDs | 8093.106 | 5024.3893 | 8637.5544 | 8093.106 | 39804397.9997 | 541339812.7953 | 0 | 0 | 0.12139 | 0 | 0.098751 | 0 | 0.14184 | 0 | 0.11855 | 0 | 4.1359 | 8.7666 | 2.6098 | 3.8533
Cooling Towers | 0 | 0 | 0 | 0 | 0 | 0 | 0 | 0 | 0 | 0 | 0 | 0 | 0 | 0 | 0 | 0 | 0 | 0 | 0 | 0
RCA (Direct Install) | 4877.2721 | 99.6263 | 1627.2311 | 5954.0998 | 7498760.8894 | 74987608.8938 | 0 | 0 | 0.051207 | 0 | 0.02392 | 0 | 0.051207 | 0 | 0.023136 | 0 | 1.3612 | 1.3612 | 1.1415 | 1.1362
RCA (Midstream) | 11479.7578 | 234.493 | 3830.0547 | 13466.7782 | 17650021.867 | 176500218.6702 | 0 | 0 | 0.13107 | 0 | 0.10374 | 0 | 0.14442 | 0 | 0.11631 | 0 | 3.1078 | 3.9578 | 2.1591 | 2.5118
Fans | 832.59 | 516.8913 | 824.6599 | 832.59 | 3800276 | 51303726 | 0 | 0 | 0.11507 | 0 | 0.092212 | 0 | 0.15231 | 0 | 0.1288 | 0 | 3.4709 | 17.331 | 2.3283 | 4.9225
Ducts | 0 | 0 | 0 | 0 | 0 | 0 | 0 | 0 | 0 | 0 | 0 | 0 | 0 | 0 | 0 | 0 | 0 | 0 | 0 | 0
Other Ventilation | 0 | 0 | 0 | 0 | 0 | 0 | 0 | 0 | 0 | 0 | 0 | 0 | 0 | 0 | 0 | 0 | 0 | 0 | 0 | 0
Economizers | 93.5812 | 58.0974 | 1148.9715 | 93.5812 | 5294799.4354 | 27003477.1203 | 0 | 0 | 0.10376 | 0 | 0.082545 | 0 | 0.12205 | 0 | 0.10022 | 0 | 3.2405 | 5.3551 | 2.2223 | 3.0103
Envelope (Downsteam) | 3217.5162 | 1997.5093 | 1751.0301 | 3217.5162 | 8069263.1227 | 80692631.227 | 0 | 0 | 0.11866 | 0 | 0.094981 | 0 | 0.15704 | 0 | 0.13268 | 0 | 3.431 | 16.056 | 2.3103 | 4.8139
Envelope (Direct Install) | 7013.2929 | 4354.0161 | 5474.4526 | 7013.2929 | 25227892.3071 | 252278923.0714 | 0 | 0 | 0.13581 | 0 | 0.11296 | 0 | 0.13581 | 0 | 0.1123 | 0 | 6.2553 | 6.2553 | 3.3195 | 3.2753
HVAC Other (Downstream) | 1366.8413 | 848.567 | 1134.8322 | 1366.8413 | 5229641.651 | 44451954.0334 | 0 | 0 | 0.026875 | 0 | 0.0042098 | 0 | 0.13772 | 0 | 0.11441 | 0 | 1.2014 | 7.099 | 1.027 | 3.4926
HVAC Other (Direct Install) | 7269.1236 | 4512.8418 | 1300.4514 | 7269.1236 | 5992863.6318 | 16780018.1691 | 0 | 0 | 0.0080731 | 0 | -0.020023 | 0 | 0.0080731 | 0 | -0.02083 | 0 | 1.0423 | 1.0423 | 0.90846 | 0.90512
HVAC Other (Midstream) | 23968.5486 | 14880.235 | 6556.7834 | 23968.5486 | 30215591.4886 | 90646774.4658 | 0 | 0 | 0.10115 | 0 | 0.075402 | 0 | 0.1406 | 0 | 0.11411 | 0 | 2.2495 | 4.3878 | 1.7067 | 2.6784
Lighting | 0 | 0 | 0 | 0 | 0 | 0 | 0 | 0 | 0 | 0 | 0 | 0 | 0 | 0 | 0 | 0 | 0 | 0 | 0 | 0
Screw-in CFL Interior (Downstream) | 4517.5603 | 3799.6025 | 5458.7851 | 4350.7376 | 25155691.6308 | 70435936.5664 | 0 | 0 | 0.11517 | 0 | 0.095624 | 0 | 0.12821 | 0 | 0.1081 | 0 | 5.989 | 13.7645 | 3.2429 | 4.585
Screw-in CFL Interior (Upstream - Traditional) | 53959.0566 | 45383.5587 | 65201.3192 | 69706.9907 | 300466908.7347 | 721120580.9633 | 0 | 0 | 0.13302 | 0 | 0.11348 | 0 | 0.13412 | 0 | 0.11402 | 0 | 26.6919 | 33.8925 | 5.5911 | 5.7158
Screw-in CFL Interior (Upstream - Specialty) | 10484.0187 | 8817.8354 | 12668.3433 | 13589.2889 | 58379462.0314 | 140110708.8752 | 0 | 0 | 0.10281 | 0 | 0.083266 | 0 | 0.12767 | 0 | 0.10757 | 0 | 3.9029 | 13.0985 | 2.515 | 4.5087
Screw-in CFL Interior (Direct Install) | 6624.8377 | 5571.9787 | 8005.1095 | 6827.9724 | 36889905.741 | 99602745.5007 | 0 | 0 | 0.11606 | 0 | 0.096515 | 0 | 0.11599 | 0 | 0.095881 | 0 | 6.2296 | 6.2091 | 3.3122 | 3.2626
CFL Fixture Interior | 938.074 | 788.9896 | 1133.5198 | 1236.581 | 5223593.6756 | 62160764.7394 | 0 | 0 | 0.12126 | 0 | 0.10156 | 0 | 0.13276 | 0 | 0.11249 | 0 | 7.7135 | 21.2326 | 3.6896 | 5.1935
Interior Exit Signs | 2491.2535 | 2091.5057 | 2643.3115 | 1683.6141 | 12181158.8983 | 194898542.3727 | 0 | 0 | 0.12833 | 0 | 0.10728 | 0 | 0.13452 | 0 | 0.11285 | 0 | 7.2281 | 10.326 | 3.5748 | 4.1272
Linear Flourescents Interior (Downstream) | 43963.6997 | 36909.2622 | 46647.1008 | 53295.0659 | 214963598.3188 | 2429088661.0024 | 0 | 0 | 0.075579 | 0 | 0.054987 | 0 | 0.13239 | 0 | 0.11121 | 0 | 2.0788 | 10.9939 | 1.6066 | 4.23
Linear Flourescents Interior (Direct Install) | 44280.8948 | 37175.56 | 46983.6565 | 41359.5886 | 216514546.2604 | 2403311463.4904 | 0 | 0 | 0.10398 | 0 | 0.083415 | 0 | 0.10398 | 0 | 0.082824 | 0 | 3.506 | 3.506 | 2.344 | 2.3219
HID Interior | 277.0609 | 232.6036 | 293.9718 | 187.9052 | 1354708.959 | 20320634.385 | 0 | 0 | 0.094851 | 0 | 0.073812 | 0 | 0.13873 | 0 | 0.11708 | 0 | 2.7581 | 14.7686 | 1.9843 | 4.6913
LED Interior | 178.8025 | 150.1117 | 189.716 | 154.6282 | 874267.3152 | 13988277.0425 | 0 | 0 | 0.12809 | 0 | 0.10704 | 0 | 0.12809 | 0 | 0.10643 | 0 | 7.1563 | 7.1563 | 3.5571 | 3.5065
Interior Controls (Downstream) | 7038.1985 | 5908.8456 | 7467.7872 | 12271.6003 | 34413766.0791 | 278751505.2408 | 0 | 0 | 0.059365 | 0 | 0.038939 | 0 | 0.13405 | 0 | 0.11304 | 0 | 1.6976 | 13.8668 | 1.369 | 4.5963
Interior Controls (Direct Install) | 370.2288 | 310.8217 | 392.8264 | 1491.9725 | 1810259.9273 | 14482079.4185 | 0 | 0 | 0.087784 | 0 | 0.067358 | 0 | 0.087784 | 0 | 0.066772 | 0 | 2.5487 | 2.5487 | 1.8735 | 1.8594
Interior Day Lighting | 0 | 0 | 0 | 0 | 0 | 0 | 0 | 0 | 0 | 0 | 0 | 0 | 0 | 0 | 0 | 0 | 0 | 0 | 0 | 0
Other Interior Lighting | 2772.3359 | 2327.4855 | 2941.5503 | 2754.9907 | 13555531.2149 | 185710777.6441 | 0 | 0 | 0.11076 | 0 | 0.089928 | 0 | 0.13941 | 0 | 0.11798 | 0 | 4.0298 | 18.6332 | 2.5671 | 5.0222
CFL Lamp Exterior | 0 | 0 | 0 | 0 | 0 | 0 | 0 | 0 | 0 | 0 | 0 | 0 | 0 | 0 | 0 | 0 | 0 | 0 | 0 | 0
CFL Fixture Exterior | 0 | 0 | 19.5686 | 0 | 90178 | 1037047 | 0 | 0 | -0.30239 | 0 | -0.31658 | 0 | 0.075588 | 0 | 0.060998 | 0 | 0.24909 | 4.0574 | 0.24062 | 2.5516
Other Exterior Lighting | 0 | 0.561 | 1884.2861 | 0.561 | 8683346.06 | 130250190.9 | 0 | 0 | 0.087357 | 0 | 0.07297 | 0 | 0.096277 | 0 | 0.081476 | 0 | 7.0669 | 18.5695 | 3.5349 | 5.0175
Process | 0 | 0 | 0 | 0 | 0 | 0 | 0 | 0 | 0 | 0 | 0 | 0 | 0 | 0 | 0 | 0 | 0 | 0 | 0 | 0
Compressed Air | 1100.9678 | 1114.8373 | 3607.8935 | 1100.9678 | 16626237.536 | 249393563.0403 | 0 | 0 | 0.086655 | 0 | 0.069625 | 0 | 0.11194 | 0 | 0.094425 | 0 | 3.5641 | 14.1599 | 2.3699 | 4.6281
Controls | 0 | 0 | 0 | 0 | 0 | 0 | 0 | 0 | 0 | 0 | 0 | 0 | 0 | 0 | 0 | 0 | 0 | 0 | 0 | 0
VSD | 4322.1968 | 4376.6456 | 6253.9888 | 4322.1968 | 28820224.7933 | 308376405.2887 | 0 | 0 | 0.10856 | 0 | 0.091219 | 0 | 0.11265 | 0 | 0.094813 | 0 | 8.7015 | 12.2603 | 3.9015 | 4.405
Oil Well Pump-Off Controllers | 0 | 0 | 0 | 0 | 0 | 0 | 0 | 0 | 0 | 0 | 0 | 0 | 0 | 0 | 0 | 0 | 0 | 0 | 0 | 0
Custom | 2495.1437 | 2526.5763 | 4327.1507 | 2495.1437 | 19940786.7144 | 356940082.1874 | 0 | 0 | 0.10208 | 0 | 0.084377 | 0 | 0.11744 | 0 | 0.099226 | 0 | 5.4142 | 16.1176 | 3.0666 | 4.8194
Cooling & Motors | 896.4854 | 556.5591 | 1237.3804 | 896.4854 | 5702213.6874 | 85533205.3113 | 0 | 0 | 0.1092 | 0 | 0.086647 | 0 | 0.15204 | 0 | 0.12885 | 0 | 3.1714 | 21.4261 | 2.1896 | 5.205
Pumps & Vacuum | 1244.9644 | 1260.6478 | 2302.1797 | 1244.9644 | 10609123.0372 | 159136845.5577 | 0 | 0 | 0.10404 | 0 | 0.086621 | 0 | 0.11467 | 0 | 0.096754 | 0 | 6.4357 | 14.4804 | 3.3696 | 4.6618
Water Heating | 0 | 0 | 0 | 0 | 0 | 0 | 0 | 0 | 0 | 0 | 0 | 0 | 0 | 0 | 0 | 0 | 0 | 0 | 0 | 0
Efficiency | 220.2 | 220.2 | 133.7757 | 220.2 | 616478 | 6164780 | 0 | 0 | -0.17335 | 0 | -0.19389 | 0 | 0.13431 | 0 | 0.11319 | 0 | 0.45585 | 13.3125 | 0.42825 | 4.5338
Use Reduction | 0 | 0 | 0 | 0 | 0 | 0 | 0 | 0 | 0 | 0 | 0 | 0 | 0 | 0 | 0 | 0 | 0 | 0 | 0 | 0
CUSTOMIZED MEASURES | 0 | 0 | 0 | 0 | 0 | 0 | 0 | 0 | 0 | 0 | 0 | 0 | 0 | 0 | 0 | 0 | 0 | 0 | 0 | 0
HVAC | 0 | 0 | 0 | 0 | 0 | 0 | 0 | 0 | 0 | 0 | 0 | 0 | 0 | 0 | 0 | 0 | 0 | 0 | 0 | 0
Chillers | 19818.602 | 3484.4119 | 11751.4928 | 23948.8545 | 54154344.8702 | 1061425159.4567 | 0 | 0 | 0.076762 | 0 | 0.052563 | 0 | 0.15615 | 0 | 0.13125 | 0 | 1.8133 | 11.408 | 1.4433 | 4.2899
Controls & VSDs | 6605.6208 | 4100.9237 | 11633.3175 | 6605.6208 | 53609758.2617 | 798785398.0988 | 0 | 0 | 0.12328 | 0 | 0.10101 | 0 | 0.14075 | 0 | 0.11784 | 0 | 4.5994 | 9.3863 | 2.787 | 3.9684
Cool Roofs | 573.4172 | 355.9908 | 228.3147 | 573.4172 | 1052141.6756 | 15782125.1342 | 0 | 0 | -0.70849 | 0 | -0.73391 | 0 | 0.16033 | 0 | 0.13418 | 0 | 0.2024 | 9.2438 | 0.19676 | 3.9427
Cooling Towers | 5418.3529 | 3363.8401 | 2407.7029 | 5418.3529 | 11095405.2781 | 163102457.5874 | 0 | 0 | 0.042703 | 0 | 0.017794 | 0 | 0.15589 | 0 | 0.13026 | 0 | 1.32 | 8.6862 | 1.1124 | 3.8377
Fans | 62.2125 | 38.623 | 86.4007 | 62.2125 | 398160 | 5972400 | 0 | 0 | 0.12478 | 0 | 0.10231 | 0 | 0.14336 | 0 | 0.12024 | 0 | 4.6555 | 10.2117 | 2.8075 | 4.1089
HVAC Other | 22356.3288 | 13879.3313 | 20045.4456 | 22356.3288 | 92375325.34 | 1302492087.2936 | 0 | 0 | 0.095795 | 0 | 0.07275 | 0 | 0.14466 | 0 | 0.12096 | 0 | 2.4256 | 8.8937 | 1.8062 | 3.8776
New AC Equipment: packaged, split, etc. | 3347.7016 | 620.4767 | 1719.8921 | 3158.7094 | 7925770.1345 | 118886552.0168 | 0 | 0 | -0.14872 | 0 | -0.17335 | 0 | 0.1599 | 0 | 0.13457 | 0 | 0.53937 | 12.2276 | 0.50115 | 4.4008
Other Ventilation | 180.2991 | 111.9339 | 565.3935 | 180.2991 | 2605500 | 34913700 | 0 | 0 | 0.098274 | 0 | 0.076563 | 0 | 0.12842 | 0 | 0.10609 | 0 | 2.7777 | 6.1088 | 1.9944 | 3.2347
RCA | 0 | 0 | 0 | 0 | 0 | 0 | 0 | 0 | 0 | 0 | 0 | 0 | 0 | 0 | 0 | 0 | 0 | 0 | 0 | 0
Retrocommissioing | 1568.687 | 973.8776 | 25033.8617 | 1568.687 | 115363418.1961 | 1015198080.1257 | 0 | 0 | 0.09516 | 0 | 0.074121 | 0 | 0.12265 | 0 | 0.10101 | 0 | 2.774 | 5.6906 | 1.9925 | 3.1135
Space Conditioning | 13086.3637 | 8124.3203 | 10644.452 | 13086.3637 | 49052774.251 | 706359949.2143 | 0 | 0 | 0.062544 | 0 | 0.039223 | 0 | 0.14862 | 0 | 0.12463 | 0 | 1.6108 | 10.1086 | 1.312 | 4.0921
Exterior Lighting | 0 | 0 | 0 | 0 | 0 | 0 | 0 | 0 | 0 | 0 | 0 | 0 | 0 | 0 | 0 | 0 | 0 | 0 | 0 | 0
Customized Exterior Lighting | 0 | 0 | 2577.3644 | 0 | 11877255.199 | 178158827.9852 | 0 | 0 | 0.053232 | 0 | 0.038818 | 0 | 0.088719 | 0 | 0.073891 | 0 | 2.0928 | 7.708 | 1.6149 | 3.6339
Exterior Lighting Controls | 0 | 0 | 389.3325 | 0 | 1794158.7778 | 26732965.7889 | 0 | 0 | 0.094439 | 0 | 0.080046 | 0 | 0.079337 | 0 | 0.06453 | 0 | 13.8342 | 4.5322 | 4.68 | 2.7316
Interior Lighting | 0 | 0 | 0 | 0 | 0 | 0 | 0 | 0 | 0 | 0 | 0 | 0 | 0 | 0 | 0 | 0 | 0 | 0 | 0 | 0
Customized Interior Lighting | 18173.8568 | 15257.6706 | 19283.1299 | 16496.3681 | 88862349.8415 | 977485848.2569 | 0 | 0 | 0.088704 | 0 | 0.068097 | 0 | 0.12822 | 0 | 0.10702 | 0 | 2.5552 | 8.3192 | 1.877 | 3.7643
Daylighting | 3761.4802 | 3157.9112 | 3991.0687 | 5582.1213 | 18392021.6839 | 286915538.2687 | 0 | 0 | 0.12861 | 0 | 0.10735 | 0 | 0.1408 | 0 | 0.11893 | 0 | 6.9079 | 15.6998 | 3.4946 | 4.7814
Interior Lighting System Modification | 6259.5429 | 5255.1335 | 6641.6051 | 7887.2605 | 30606474.9314 | 336671224.2451 | 0 | 0 | 0.11482 | 0 | 0.094208 | 0 | 0.13189 | 0 | 0.11068 | 0 | 4.7083 | 10.491 | 2.8266 | 4.1533
Interior Lighting System Replacement | 35634.0479 | 29916.1906 | 37809.0342 | 37128.5645 | 174235180.8752 | 1916586989.6268 | 0 | 0 | 0.11203 | 0 | 0.091427 | 0 | 0.13484 | 0 | 0.11364 | 0 | 4.3245 | 13.377 | 2.6836 | 4.5412
Interior Controls | 5324.416 | 4470.0576 | 5649.4011 | 3081.6306 | 26034106.3308 | 210876261.2796 | 0 | 0 | -0.014838 | 0 | -0.035288 | 0 | 0.1277 | 0 | 0.10666 | 0 | 0.90696 | 8.5407 | 0.80387 | 3.809
LED Interior | 19.9052 | 16.7112 | 21.1202 | 14.1055 | 97328 | 1557248 | 0 | 0 | 0.1361 | 0 | 0.11495 | 0 | 0.13862 | 0 | 0.11686 | 0 | 11.0825 | 13.6165 | 4.3174 | 4.5685
SBD - Light Power Density | 9079.3783 | 7622.4966 | 9633.554 | 11237.3388 | 44394257.9782 | 488336837.76 | 0 | 0 | 0.12109 | 0 | 0.10035 | 0 | 0.13507 | 0 | 0.11374 | 0 | 5.736 | 12.6582 | 3.1673 | 4.4553
Refrigeration | 3754.796 | 3491.9603 | 5827.2988 | 3754.796 | 26853911.4387 | 405494062.725 | 0 | 0 | 0.074439 | 0 | 0.056033 | 0 | 0.11126 | 0 | 0.09233 | 0 | 2.3355 | 6.8835 | 1.7558 | 3.4397
Process | 0 | 0 | 0 | 0 | 0 | 0 | 0 | 0 | 0 | 0 | 0 | 0 | 0 | 0 | 0 | 0 | 0 | 0 | 0 | 0
Compressed Air | 3764.6896 | 3812.1153 | 6351.6265 | 3764.6896 | 29270168.3137 | 439052524.7049 | 0 | 0 | 0.080121 | 0 | 0.062696 | 0 | 0.1085 | 0 | 0.090574 | 0 | 2.8583 | 8.3618 | 2.0356 | 3.773
Controls | 2153.1662 | 2180.2907 | 4292.469 | 2153.1662 | 19780962.9969 | 296714444.9536 | 0 | 0 | 0.086933 | 0 | 0.069696 | 0 | 0.1092 | 0 | 0.09147 | 0 | 3.485 | 9.589 | 2.3346 | 4.0042
Cooling & Motors | 8909.6407 | 5531.3131 | 7039.4701 | 8909.6407 | 32439954.2974 | 486599314.4611 | 0 | 0 | 0.090075 | 0 | 0.066687 | 0 | 0.14889 | 0 | 0.12483 | 0 | 2.1955 | 10.0097 | 1.6754 | 4.0758
Custom | 59470.2743 | 60219.4502 | 100635.7874 | 59470.2743 | 463759389.1212 | 6770887081.1698 | 0 | 0 | 0.061212 | 0 | 0.043715 | 0 | 0.10978 | 0 | 0.091783 | 0 | 1.9788 | 8.8606 | 1.5462 | 3.8713
Oil Well Pump-Off Controllers | 1323.4821 | 1340.1546 | 2578.0575 | 1323.4821 | 11880449.3507 | 178206740.2599 | 0 | 0 | 0.11415 | 0 | 0.096895 | 0 | 0.10843 | 0 | 0.090683 | 0 | 15.4551 | 8.9655 | 4.8522 | 3.8912
Pumps & Vacuums | 18450.2825 | 18682.7096 | 28085.5177 | 18450.2825 | 129426348.778 | 1540173550.4582 | 0 | 0 | 0.057829 | 0 | 0.040479 | 0 | 0.10662 | 0 | 0.088775 | 0 | 1.8913 | 7.628 | 1.4923 | 3.616
VSD | 3953.8134 | 4003.6215 | 11294.6038 | 3953.8134 | 52048865.5689 | 780732983.5332 | 0 | 0 | 0.07237 | 0 | 0.055259 | 0 | 0.10759 | 0 | 0.089985 | 0 | 2.4877 | 9.012 | 1.8404 | 3.9
Whole Building | 23692.4126 | 23356.2056 | 20567.9467 | 23692.4126 | 94783164.3586 | 1421747465.3786 | 0 | 0 | 0.10411 | 0 | 0.084966 | 0 | 0.11549 | 0 | 0.09579 | 0 | 4.3261 | 6.7949 | 2.6842 | 3.4174
CODES & STANDARDS | 0 | 0 | 0 | 0 | 0 | 0 | 0 | 0 | 0 | 0 | 0 | 0 | 0 | 0 | 0 | 0 | 0 | 0 | 0 | 0
2008 Title 24 | 5608.3653 | 1039.4774 | 2881.3151 | 3676.2134 | 13277949.9605 | 199169249.4078 | 0 | 0 | 0.15598 | 0 | 0.13128 | 0 | 0.17467 | 0 | 0.14927 | 0 | 9.3418 | 0 | 4.0252 | 6.8752
2008 Title 20 | 3110.5579 | 3103.5931 | 4900.6858 | 2700.8839 | 22583805.752 | 67751417.2561 | 0 | 0 | 0.067209 | 0 | 0.048459 | 0 | 0.13261 | 0 | 0.11332 | 0 | 2.0276 | 0 | 1.5759 | 6.8752
2009 Title 20 | 5155.2301 | 3749.2583 | 8953.3225 | 5155.2301 | 41259550.4682 | 247557302.8095 | 0 | 0 | 0.10937 | 0 | 0.092177 | 0 | 0.12158 | 0 | 0.1039 | 0 | 9.9535 | 0 | 4.1347 | 6.8752
0 | 0 | 0 | 0 | 0 | 0 | 0 | 0 | 0 | 0 | 0 | 0 | 0 | 0 | 0 | 0 | 0 | 0 | 0 | 0 | 0
0 | 0 | 0 | 0 | 0 | 0 | 0 | 0 | 0 | 0 | 0 | 0 | 0 | 0 | 0 | 0 | 0 | 0 | 0 | 0 | 0
0 | 0 | 0 | 0 | 0 | 0 | 0 | 0 | 0 | 0 | 0 | 0 | 0 | 0 | 0 | 0 | 0 | 0 | 0 | 0 | 0
0 | 0 | 0 | 0 | 0 | 0 | 0 | 0 | 0 | 0 | 0 | 0 | 0 | 0 | 0 | 0 | 0 | 0 | 0 | 0 | 0
0 | 0 | 0 | 0 | 0 | 0 | 0 | 0 | 0 | 0 | 0 | 0 | 0 | 0 | 0 | 0 | 0 | 0 | 0 | 0 | 0
0 | 0 | 0 | 0 | 0 | 0 | 0 | 0 | 0 | 0 | 0 | 0 | 0 | 0 | 0 | 0 | 0 | 0 | 0 | 0 | 0
0 | 0 | 0 | 0 | 0 | 0 | 0 | 0 | 0 | 0 | 0 | 0 | 0 | 0 | 0 | 0 | 0 | 0 | 0 | 0 | 0
0 | 0 | 0 | 0 | 0 | 0 | 0 | 0 | 0 | 0 | 0 | 0 | 0 | 0 | 0 | 0 | 0 | 0 | 0 | 0 | 0
0 | 0 | 0 | 0 | 0 | 0 | 0 | 0 | 0 | 0 | 0 | 0 | 0 | 0 | 0 | 0 | 0 | 0 | 0 | 0 | 0
0 | 0 | 0 | 0 | 0 | 0 | 0 | 0 | 0 | 0 | 0 | 0 | 0 | 0 | 0 | 0 | 0 | 0 | 0 | 0 | 0
0 | 0 | 0 | 0 | 0 | 0 | 0 | 0 | 0 | 0 | 0 | 0 | 0 | 0 | 0 | 0 | 0 | 0 | 0 | 0 | 0
0 | 0 | 0 | 0 | 0 | 0 | 0 | 0 | 0 | 0 | 0 | 0 | 0 | 0 | 0 | 0 | 0 | 0 | 0 | 0 | 0
0 | 0 | 0 | 0 | 0 | 0 | 0 | 0 | 0 | 0 | 0 | 0 | 0 | 0 | 0 | 0 | 0 | 0 | 0 | 0 | 0
0 | 0 | 0 | 0 | 0 | 0 | 0 | 0 | 0 | 0 | 0 | 0 | 0 | 0 | 0 | 0 | 0 | 0 | 0 | 0 | 0
0 | 0 | 0 | 0 | 0 | 0 | 0 | 0 | 0 | 0 | 0 | 0 | 0 | 0 | 0 | 0 | 0 | 0 | 0 | 0 | 0
0 | 0 | 0 | 0 | 0 | 0 | 0 | 0 | 0 | 0 | 0 | 0 | 0 | 0 | 0 | 0 | 0 | 0 | 0 | 0 | 0
0 | 0 | 0 | 0 | 0 | 0 | 0 | 0 | 0 | 0 | 0 | 0 | 0 | 0 | 0 | 0 | 0 | 0 | 0 | 0 | 0
0 | 0 | 0 | 0 | 0 | 0 | 0 | 0 | 0 | 0 | 0 | 0 | 0 | 0 | 0 | 0 | 0 | 0 | 0 | 0 | 0
0 | 0 | 0 | 0 | 0 | 0 | 0 | 0 | 0 | 0 | 0 | 0 | 0 | 0 | 0 | 0 | 0 | 0 | 0 | 0 | 0
0 | 0 | 0 | 0 | 0 | 0 | 0 | 0 | 0 | 0 | 0 | 0 | 0 | 0 | 0 | 0 | 0 | 0 | 0 | 0 | 0
0 | 0 | 0 | 0 | 0 | 0 | 0 | 0 | 0 | 0 | 0 | 0 | 0 | 0 | 0 | 0 | 0 | 0 | 0 | 0 | 0
0 | 0 | 0 | 0 | 0 | 0 | 0 | 0 | 0 | 0 | 0 | 0 | 0 | 0 | 0 | 0 | 0 | 0 | 0 | 0 | 0
0 | 0 | 0 | 0 | 0 | 0 | 0 | 0 | 0 | 0 | 0 | 0 | 0 | 0 | 0 | 0 | 0 | 0 | 0 | 0 | 0
0 | 0 | 0 | 0 | 0 | 0 | 0 | 0 | 0 | 0 | 0 | 0 | 0 | 0 | 0 | 0 | 0 | 0 | 0 | 0 | 0
0 | 0 | 0 | 0 | 0 | 0 | 0 | 0 | 0 | 0 | 0 | 0 | 0 | 0 | 0 | 0 | 0 | 0 | 0 | 0 | 0
0 | 0 | 0 | 0 | 0 | 0 | 0 | 0 | 0 | 0 | 0 | 0 | 0 | 0 | 0 | 0 | 0 | 0 | 0 | 0 | 0
0 | 0 | 0 | 0 | 0 | 0 | 0 | 0 | 0 | 0 | 0 | 0 | 0 | 0 | 0 | 0 | 0 | 0 | 0 | 0 | 0
0 | 0 | 0 | 0 | 0 | 0 | 0 | 0 | 0 | 0 | 0 | 0 | 0 | 0 | 0 | 0 | 0 | 0 | 0 | 0 | 0
0 | 0 | 0 | 0 | 0 | 0 | 0 | 0 | 0 | 0 | 0 | 0 | 0 | 0 | 0 | 0 | 0 | 0 | 0 | 0 | 0
0 | 0 | 0 | 0 | 0 | 0 | 0 | 0 | 0 | 0 | 0 | 0 | 0 | 0 | 0 | 0 | 0 | 0 | 0 | 0 | 0
0 | 0 | 0 | 0 | 0 | 0 | 0 | 0 | 0 | 0 | 0 | 0 | 0 | 0 | 0 | 0 | 0 | 0 | 0 | 0 | 0
0 | 0 | 0 | 0 | 0 | 0 | 0 | 0 | 0 | 0 | 0 | 0 | 0 | 0 | 0 | 0 | 0 | 0 | 0 | 0 | 0
0 | 0 | 0 | 0 | 0 | 0 | 0 | 0 | 0 | 0 | 0 | 0 | 0 | 0 | 0 | 0 | 0 | 0 | 0 | 0 | 0
0 | 0 | 0 | 0 | 0 | 0 | 0 | 0 | 0 | 0 | 0 | 0 | 0 | 0 | 0 | 0 | 0 | 0 | 0 | 0 | 0
0 | 0 | 0 | 0 | 0 | 0 | 0 | 0 | 0 | 0 | 0 | 0 | 0 | 0 | 0 | 0 | 0 | 0 | 0 | 0 | 0
0 | 0 | 0 | 0 | 0 | 0 | 0 | 0 | 0 | 0 | 0 | 0 | 0 | 0 | 0 | 0 | 0 | 0 | 0 | 0 | 0
0 | 0 | 0 | 0 | 0 | 0 | 0 | 0 | 0 | 0 | 0 | 0 | 0 | 0 | 0 | 0 | 0 | 0 | 0 | 0 | 0
0 | 0 | 0 | 0 | 0 | 0 | 0 | 0 | 0 | 0 | 0 | 0 | 0 | 0 | 0 | 0 | 0 | 0 | 0 | 0 | 0
0 | 0 | 0 | 0 | 0 | 0 | 0 | 0 | 0 | 0 | 0 | 0 | 0 | 0 | 0 | 0 | 0 | 0 | 0 | 0 | 0
0 | 0 | 0 | 0 | 0 | 0 | 0 | 0 | 0 | 0 | 0 | 0 | 0 | 0 | 0 | 0 | 0 | 0 | 0 | 0 | 0
0 | 0 | 0 | 0 | 0 | 0 | 0 | 0 | 0 | 0 | 0 | 0 | 0 | 0 | 0 | 0 | 0 | 0 | 0 | 0 | 0
0 | 0 | 0 | 0 | 0 | 0 | 0 | 0 | 0 | 0 | 0 | 0 | 0 | 0 | 0 | 0 | 0 | 0 | 0 | 0 | 0
0 | 0 | 0 | 0 | 0 | 0 | 0 | 0 | 0 | 0 | 0 | 0 | 0 | 0 | 0 | 0 | 0 | 0 | 0 | 0 | 0
0 | 0 | 0 | 0 | 0 | 0 | 0 | 0 | 0 | 0 | 0 | 0 | 0 | 0 | 0 | 0 | 0 | 0 | 0 | 0 | 0
0 | 0 | 0 | 0 | 0 | 0 | 0 | 0 | 0 | 0 | 0 | 0 | 0 | 0 | 0 | 0 | 0 | 0 | 0 | 0 | 0
0 | 0 | 0 | 0 | 0 | 0 | 0 | 0 | 0 | 0 | 0 | 0 | 0 | 0 | 0 | 0 | 0 | 0 | 0 | 0 | 0
0 | 0 | 0 | 0 | 0 | 0 | 0 | 0 | 0 | 0 | 0 | 0 | 0 | 0 | 0 | 0 | 0 | 0 | 0 | 0 | 0
0 | 0 | 0 | 0 | 0 | 0 | 0 | 0 | 0 | 0 | 0 | 0 | 0 | 0 | 0 | 0 | 0 | 0 | 0 | 0 | 0
0 | 0 | 0 | 0 | 0 | 0 | 0 | 0 | 0 | 0 | 0 | 0 | 0 | 0 | 0 | 0 | 0 | 0 | 0 | 0 | 0
0 | 0 | 0 | 0 | 0 | 0 | 0 | 0 | 0 | 0 | 0 | 0 | 0 | 0 | 0 | 0 | 0 | 0 | 0 | 0 | 0
0 | 0 | 0 | 0 | 0 | 0 | 0 | 0 | 0 | 0 | 0 | 0 | 0 | 0 | 0 | 0 | 0 | 0 | 0 | 0 | 0
0 | 0 | 0 | 0 | 0 | 0 | 0 | 0 | 0 | 0 | 0 | 0 | 0 | 0 | 0 | 0 | 0 | 0 | 0 | 0 | 0
0 | 0 | 0 | 0 | 0 | 0 | 0 | 0 | 0 | 0 | 0 | 0 | 0 | 0 | 0 | 0 | 0 | 0 | 0 | 0 | 0
0 | 0 | 0 | 0 | 0 | 0 | 0 | 0 | 0 | 0 | 0 | 0 | 0 | 0 | 0 | 0 | 0 | 0 | 0 | 0 | 0
0 | 0 | 0 | 0 | 0 | 0 | 0 | 0 | 0 | 0 | 0 | 0 | 0 | 0 | 0 | 0 | 0 | 0 | 0 | 0 | 0
0 | 0 | 0 | 0 | 0 | 0 | 0 | 0 | 0 | 0 | 0 | 0 | 0 | 0 | 0 | 0 | 0 | 0 | 0 | 0 | 0
0 | 0 | 0 | 0 | 0 | 0 | 0 | 0 | 0 | 0 | 0 | 0 | 0 | 0 | 0 | 0 | 0 | 0 | 0 | 0 | 0
0 | 0 | 0 | 0 | 0 | 0 | 0 | 0 | 0 | 0 | 0 | 0 | 0 | 0 | 0 | 0 | 0 | 0 | 0 | 0 | 0
0 | 0 | 0 | 0 | 0 | 0 | 0 | 0 | 0 | 0 | 0 | 0 | 0 | 0 | 0 | 0 | 0 | 0 | 0 | 0 | 0
0 | 0 | 0 | 0 | 0 | 0 | 0 | 0 | 0 | 0 | 0 | 0 | 0 | 0 | 0 | 0 | 0 | 0 | 0 | 0 | 0
0 | 0 | 0 | 0 | 0 | 0 | 0 | 0 | 0 | 0 | 0 | 0 | 0 | 0 | 0 | 0 | 0 | 0 | 0 | 0 | 0
0 | 0 | 0 | 0 | 0 | 0 | 0 | 0 | 0 | 0 | 0 | 0 | 0 | 0 | 0 | 0 | 0 | 0 | 0 | 0 | 0
0 | 0 | 0 | 0 | 0 | 0 | 0 | 0 | 0 | 0 | 0 | 0 | 0 | 0 | 0 | 0 | 0 | 0 | 0 | 0 | 0
0 | 0 | 0 | 0 | 0 | 0 | 0 | 0 | 0 | 0 | 0 | 0 | 0 | 0 | 0 | 0 | 0 | 0 | 0 | 0 | 0
0 | 0 | 0 | 0 | 0 | 0 | 0 | 0 | 0 | 0 | 0 | 0 | 0 | 0 | 0 | 0 | 0 | 0 | 0 | 0 | 0
0 | 0 | 0 | 0 | 0 | 0 | 0 | 0 | 0 | 0 | 0 | 0 | 0 | 0 | 0 | 0 | 0 | 0 | 0 | 0 | 0
0 | 0 | 0 | 0 | 0 | 0 | 0 | 0 | 0 | 0 | 0 | 0 | 0 | 0 | 0 | 0 | 0 | 0 | 0 | 0 | 0
0 | 0 | 0 | 0 | 0 | 0 | 0 | 0 | 0 | 0 | 0 | 0 | 0 | 0 | 0 | 0 | 0 | 0 | 0 | 0 | 0
0 | 0 | 0 | 0 | 0 | 0 | 0 | 0 | 0 | 0 | 0 | 0 | 0 | 0 | 0 | 0 | 0 | 0 | 0 | 0 | 0
0 | 0 | 0 | 0 | 0 | 0 | 0 | 0 | 0 | 0 | 0 | 0 | 0 | 0 | 0 | 0 | 0 | 0 | 0 | 0 | 0
0 | 0 | 0 | 0 | 0 | 0 | 0 | 0 | 0 | 0 | 0 | 0 | 0 | 0 | 0 | 0 | 0 | 0 | 0 | 0 | 0
0 | 0 | 0 | 0 | 0 | 0 | 0 | 0 | 0 | 0 | 0 | 0 | 0 | 0 | 0 | 0 | 0 | 0 | 0 | 0 | 0
0 | 0 | 0 | 0 | 0 | 0 | 0 | 0 | 0 | 0 | 0 | 0 | 0 | 0 | 0 | 0 | 0 | 0 | 0 | 0 | 0
0 | 0 | 0 | 0 | 0 | 0 | 0 | 0 | 0 | 0 | 0 | 0 | 0 | 0 | 0 | 0 | 0 | 0 | 0 | 0 | 0
0 | 0 | 0 | 0 | 0 | 0 | 0 | 0 | 0 | 0 | 0 | 0 | 0 | 0 | 0 | 0 | 0 | 0 | 0 | 0 | 0
0 | 0 | 0 | 0 | 0 | 0 | 0 | 0 | 0 | 0 | 0 | 0 | 0 | 0 | 0 | 0 | 0 | 0 | 0 | 0 | 0
0 | 0 | 0 | 0 | 0 | 0 | 0 | 0 | 0 | 0 | 0 | 0 | 0 | 0 | 0 | 0 | 0 | 0 | 0 | 0 | 0
0 | 0 | 0 | 0 | 0 | 0 | 0 | 0 | 0 | 0 | 0 | 0 | 0 | 0 | 0 | 0 | 0 | 0 | 0 | 0 | 0
0 | 0 | 0 | 0 | 0 | 0 | 0 | 0 | 0 | 0 | 0 | 0 | 0 | 0 | 0 | 0 | 0 | 0 | 0 | 0 | 0
0 | 0 | 0 | 0 | 0 | 0 | 0 | 0 | 0 | 0 | 0 | 0 | 0 | 0 | 0 | 0 | 0 | 0 | 0 | 0 | 0
0 | 0 | 0 | 0 | 0 | 0 | 0 | 0 | 0 | 0 | 0 | 0 | 0 | 0 | 0 | 0 | 0 | 0 | 0 | 0 | 0
0 | 0 | 0 | 0 | 0 | 0 | 0 | 0 | 0 | 0 | 0 | 0 | 0 | 0 | 0 | 0 | 0 | 0 | 0 | 0 | 0
0 | 0 | 0 | 0 | 0 | 0 | 0 | 0 | 0 | 0 | 0 | 0 | 0 | 0 | 0 | 0 | 0 | 0 | 0 | 0 | 0
0 | 0 | 0 | 0 | 0 | 0 | 0 | 0 | 0 | 0 | 0 | 0 | 0 | 0 | 0 | 0 | 0 | 0 | 0 | 0 | 0
0 | 0 | 0 | 0 | 0 | 0 | 0 | 0 | 0 | 0 | 0 | 0 | 0 | 0 | 0 | 0 | 0 | 0 | 0 | 0 | 0
0 | 0 | 0 | 0 | 0 | 0 | 0 | 0 | 0 | 0 | 0 | 0 | 0 | 0 | 0 | 0 | 0 | 0 | 0 | 0 | 0
0 | 0 | 0 | 0 | 0 | 0 | 0 | 0 | 0 | 0 | 0 | 0 | 0 | 0 | 0 | 0 | 0 | 0 | 0 | 0 | 0
0 | 0 | 0 | 0 | 0 | 0 | 0 | 0 | 0 | 0 | 0 | 0 | 0 | 0 | 0 | 0 | 0 | 0 | 0 | 0 | 0
0 | 0 | 0 | 0 | 0 | 0 | 0 | 0 | 0 | 0 | 0 | 0 | 0 | 0 | 0 | 0 | 0 | 0 | 0 | 0 | 0
0 | 0 | 0 | 0 | 0 | 0 | 0 | 0 | 0 | 0 | 0 | 0 | 0 | 0 | 0 | 0 | 0 | 0 | 0 | 0 | 0
0 | 0 | 0 | 0 | 0 | 0 | 0 | 0 | 0 | 0 | 0 | 0 | 0 | 0 | 0 | 0 | 0 | 0 | 0 | 0 | 0
0 | 0 | 0 | 0 | 0 | 0 | 0 | 0 | 0 | 0 | 0 | 0 | 0 | 0 | 0 | 0 | 0 | 0 | 0 | 0 | 0
0 | 0 | 0 | 0 | 0 | 0 | 0 | 0 | 0 | 0 | 0 | 0 | 0 | 0 | 0 | 0 | 0 | 0 | 0 | 0 | 0
0 | 0 | 0 | 0 | 0 | 0 | 0 | 0 | 0 | 0 | 0 | 0 | 0 | 0 | 0 | 0 | 0 | 0 | 0 | 0 | 0
0 | 0 | 0 | 0 | 0 | 0 | 0 | 0 | 0 | 0 | 0 | 0 | 0 | 0 | 0 | 0 | 0 | 0 | 0 | 0 | 0
0 | 0 | 0 | 0 | 0 | 0 | 0 | 0 | 0 | 0 | 0 | 0 | 0 | 0 | 0 | 0 | 0 | 0 | 0 | 0 | 0
0 | 0 | 0 | 0 | 0 | 0 | 0 | 0 | 0 | 0 | 0 | 0 | 0 | 0 | 0 | 0 | 0 | 0 | 0 | 0 | 0
0 | 0 | 0 | 0 | 0 | 0 | 0 | 0 | 0 | 0 | 0 | 0 | 0 | 0 | 0 | 0 | 0 | 0 | 0 | 0 | 0
0 | 0 | 0 | 0 | 0 | 0 | 0 | 0 | 0 | 0 | 0 | 0 | 0 | 0 | 0 | 0 | 0 | 0 | 0 | 0 | 0
0 | 0 | 0 | 0 | 0 | 0 | 0 | 0 | 0 | 0 | 0 | 0 | 0 | 0 | 0 | 0 | 0 | 0 | 0 | 0 | 0
0 | 0 | 0 | 0 | 0 | 0 | 0 | 0 | 0 | 0 | 0 | 0 | 0 | 0 | 0 | 0 | 0 | 0 | 0 | 0 | 0
0 | 0 | 0 | 0 | 0 | 0 | 0 | 0 | 0 | 0 | 0 | 0 | 0 | 0 | 0 | 0 | 0 | 0 | 0 | 0 | 0
0 | 0 | 0 | 0 | 0 | 0 | 0 | 0 | 0 | 0 | 0 | 0 | 0 | 0 | 0 | 0 | 0 | 0 | 0 | 0 | 0
0 | 0 | 0 | 0 | 0 | 0 | 0 | 0 | 0 | 0 | 0 | 0 | 0 | 0 | 0 | 0 | 0 | 0 | 0 | 0 | 0
0 | 0 | 0 | 0 | 0 | 0 | 0 | 0 | 0 | 0 | 0 | 0 | 0 | 0 | 0 | 0 | 0 | 0 | 0 | 0 | 0
0 | 0 | 0 | 0 | 0 | 0 | 0 | 0 | 0 | 0 | 0 | 0 | 0 | 0 | 0 | 0 | 0 | 0 | 0 | 0 | 0
0 | 0 | 0 | 0 | 0 | 0 | 0 | 0 | 0 | 0 | 0 | 0 | 0 | 0 | 0 | 0 | 0 | 0 | 0 | 0 | 0
0 | 0 | 0 | 0 | 0 | 0 | 0 | 0 | 0 | 0 | 0 | 0 | 0 | 0 | 0 | 0 | 0 | 0 | 0 | 0 | 0
0 | 0 | 0 | 0 | 0 | 0 | 0 | 0 | 0 | 0 | 0 | 0 | 0 | 0 | 0 | 0 | 0 | 0 | 0 | 0 | 0
0 | 0 | 0 | 0 | 0 | 0 | 0 | 0 | 0 | 0 | 0 | 0 | 0 | 0 | 0 | 0 | 0 | 0 | 0 | 0 | 0
0 | 0 | 0 | 0 | 0 | 0 | 0 | 0 | 0 | 0 | 0 | 0 | 0 | 0 | 0 | 0 | 0 | 0 | 0 | 0 | 0
0 | 0 | 0 | 0 | 0 | 0 | 0 | 0 | 0 | 0 | 0 | 0 | 0 | 0 | 0 | 0 | 0 | 0 | 0 | 0 | 0
0 | 0 | 0 | 0 | 0 | 0 | 0 | 0 | 0 | 0 | 0 | 0 | 0 | 0 | 0 | 0 | 0 | 0 | 0 | 0 | 0
0 | 0 | 0 | 0 | 0 | 0 | 0 | 0 | 0 | 0 | 0 | 0 | 0 | 0 | 0 | 0 | 0 | 0 | 0 | 0 | 0
0 | 0 | 0 | 0 | 0 | 0 | 0 | 0 | 0 | 0 | 0 | 0 | 0 | 0 | 0 | 0 | 0 | 0 | 0 | 0 | 0
0 | 0 | 0 | 0 | 0 | 0 | 0 | 0 | 0 | 0 | 0 | 0 | 0 | 0 | 0 | 0 | 0 | 0 | 0 | 0 | 0
0 | 0 | 0 | 0 | 0 | 0 | 0 | 0 | 0 | 0 | 0 | 0 | 0 | 0 | 0 | 0 | 0 | 0 | 0 | 0 | 0
0 | 0 | 0 | 0 | 0 | 0 | 0 | 0 | 0 | 0 | 0 | 0 | 0 | 0 | 0 | 0 | 0 | 0 | 0 | 0 | 0
0 | 0 | 0 | 0 | 0 | 0 | 0 | 0 | 0 | 0 | 0 | 0 | 0 | 0 | 0 | 0 | 0 | 0 | 0 | 0 | 0
0 | 0 | 0 | 0 | 0 | 0 | 0 | 0 | 0 | 0 | 0 | 0 | 0 | 0 | 0 | 0 | 0 | 0 | 0 | 0 | 0
0 | 0 | 0 | 0 | 0 | 0 | 0 | 0 | 0 | 0 | 0 | 0 | 0 | 0 | 0 | 0 | 0 | 0 | 0 | 0 | 0
0 | 0 | 0 | 0 | 0 | 0 | 0 | 0 | 0 | 0 | 0 | 0 | 0 | 0 | 0 | 0 | 0 | 0 | 0 | 0 | 0
0 | 0 | 0 | 0 | 0 | 0 | 0 | 0 | 0 | 0 | 0 | 0 | 0 | 0 | 0 | 0 | 0 | 0 | 0 | 0 | 0
0 | 0 | 0 | 0 | 0 | 0 | 0 | 0 | 0 | 0 | 0 | 0 | 0 | 0 | 0 | 0 | 0 | 0 | 0 | 0 | 0
0 | 0 | 0 | 0 | 0 | 0 | 0 | 0 | 0 | 0 | 0 | 0 | 0 | 0 | 0 | 0 | 0 | 0 | 0 | 0 | 0
0 | 0 | 0 | 0 | 0 | 0 | 0 | 0 | 0 | 0 | 0 | 0 | 0 | 0 | 0 | 0 | 0 | 0 | 0 | 0 | 0
0 | 0 | 0 | 0 | 0 | 0 | 0 | 0 | 0 | 0 | 0 | 0 | 0 | 0 | 0 | 0 | 0 | 0 | 0 | 0 | 0
0 | 0 | 0 | 0 | 0 | 0 | 0 | 0 | 0 | 0 | 0 | 0 | 0 | 0 | 0 | 0 | 0 | 0 | 0 | 0 | 0
0 | 0 | 0 | 0 | 0 | 0 | 0 | 0 | 0 | 0 | 0 | 0 | 0 | 0 | 0 | 0 | 0 | 0 | 0 | 0 | 0
0 | 0 | 0 | 0 | 0 | 0 | 0 | 0 | 0 | 0 | 0 | 0 | 0 | 0 | 0 | 0 | 0 | 0 | 0 | 0 | 0
0 | 0 | 0 | 0 | 0 | 0 | 0 | 0 | 0 | 0 | 0 | 0 | 0 | 0 | 0 | 0 | 0 | 0 | 0 | 0 | 0
0 | 0 | 0 | 0 | 0 | 0 | 0 | 0 | 0 | 0 | 0 | 0 | 0 | 0 | 0 | 0 | 0 | 0 | 0 | 0 | 0
0 | 0 | 0 | 0 | 0 | 0 | 0 | 0 | 0 | 0 | 0 | 0 | 0 | 0 | 0 | 0 | 0 | 0 | 0 | 0 | 0
0 | 0 | 0 | 0 | 0 | 0 | 0 | 0 | 0 | 0 | 0 | 0 | 0 | 0 | 0 | 0 | 0 | 0 | 0 | 0 | 0
0 | 0 | 0 | 0 | 0 | 0 | 0 | 0 | 0 | 0 | 0 | 0 | 0 | 0 | 0 | 0 | 0 | 0 | 0 | 0 | 0
0 | 0 | 0 | 0 | 0 | 0 | 0 | 0 | 0 | 0 | 0 | 0 | 0 | 0 | 0 | 0 | 0 | 0 | 0 | 0 | 0
0 | 0 | 0 | 0 | 0 | 0 | 0 | 0 | 0 | 0 | 0 | 0 | 0 | 0 | 0 | 0 | 0 | 0 | 0 | 0 | 0
0 | 0 | 0 | 0 | 0 | 0 | 0 | 0 | 0 | 0 | 0 | 0 | 0 | 0 | 0 | 0 | 0 | 0 | 0 | 0 | 0
0 | 0 | 0 | 0 | 0 | 0 | 0 | 0 | 0 | 0 | 0 | 0 | 0 | 0 | 0 | 0 | 0 | 0 | 0 | 0 | 0
0 | 0 | 0 | 0 | 0 | 0 | 0 | 0 | 0 | 0 | 0 | 0 | 0 | 0 | 0 | 0 | 0 | 0 | 0 | 0 | 0
0 | 0 | 0 | 0 | 0 | 0 | 0 | 0 | 0 | 0 | 0 | 0 | 0 | 0 | 0 | 0 | 0 | 0 | 0 | 0 | 0
0 | 0 | 0 | 0 | 0 | 0 | 0 | 0 | 0 | 0 | 0 | 0 | 0 | 0 | 0 | 0 | 0 | 0 | 0 | 0 | 0
0 | 0 | 0 | 0 | 0 | 0 | 0 | 0 | 0 | 0 | 0 | 0 | 0 | 0 | 0 | 0 | 0 | 0 | 0 | 0 | 0
0 | 0 | 0 | 0 | 0 | 0 | 0 | 0 | 0 | 0 | 0 | 0 | 0 | 0 | 0 | 0 | 0 | 0 | 0 | 0 | 0
0 | 0 | 0 | 0 | 0 | 0 | 0 | 0 | 0 | 0 | 0 | 0 | 0 | 0 | 0 | 0 | 0 | 0 | 0 | 0 | 0
0 | 0 | 0 | 0 | 0 | 0 | 0 | 0 | 0 | 0 | 0 | 0 | 0 | 0 | 0 | 0 | 0 | 0 | 0 | 0 | 0
0 | 0 | 0 | 0 | 0 | 0 | 0 | 0 | 0 | 0 | 0 | 0 | 0 | 0 | 0 | 0 | 0 | 0 | 0 | 0 | 0
0 | 0 | 0 | 0 | 0 | 0 | 0 | 0 | 0 | 0 | 0 | 0 | 0 | 0 | 0 | 0 | 0 | 0 | 0 | 0 | 0
0 | 0 | 0 | 0 | 0 | 0 | 0 | 0 | 0 | 0 | 0 | 0 | 0 | 0 | 0 | 0 | 0 | 0 | 0 | 0 | 0
0 | 0 | 0 | 0 | 0 | 0 | 0 | 0 | 0 | 0 | 0 | 0 | 0 | 0 | 0 | 0 | 0 | 0 | 0 | 0 | 0
0 | 0 | 0 | 0 | 0 | 0 | 0 | 0 | 0 | 0 | 0 | 0 | 0 | 0 | 0 | 0 | 0 | 0 | 0 | 0 | 0
0 | 0 | 0 | 0 | 0 | 0 | 0 | 0 | 0 | 0 | 0 | 0 | 0 | 0 | 0 | 0 | 0 | 0 | 0 | 0 | 0
0 | 0 | 0 | 0 | 0 | 0 | 0 | 0 | 0 | 0 | 0 | 0 | 0 | 0 | 0 | 0 | 0 | 0 | 0 | 0 | 0
0 | 0 | 0 | 0 | 0 | 0 | 0 | 0 | 0 | 0 | 0 | 0 | 0 | 0 | 0 | 0 | 0 | 0 | 0 | 0 | 0
0 | 0 | 0 | 0 | 0 | 0 | 0 | 0 | 0 | 0 | 0 | 0 | 0 | 0 | 0 | 0 | 0 | 0 | 0 | 0 | 0
0 | 0 | 0 | 0 | 0 | 0 | 0 | 0 | 0 | 0 | 0 | 0 | 0 | 0 | 0 | 0 | 0 | 0 | 0 | 0 | 0
0 | 0 | 0 | 0 | 0 | 0 | 0 | 0 | 0 | 0 | 0 | 0 | 0 | 0 | 0 | 0 | 0 | 0 | 0 | 0 | 0
0 | 0 | 0 | 0 | 0 | 0 | 0 | 0 | 0 | 0 | 0 | 0 | 0 | 0 | 0 | 0 | 0 | 0 | 0 | 0 | 0
0 | 0 | 0 | 0 | 0 | 0 | 0 | 0 | 0 | 0 | 0 | 0 | 0 | 0 | 0 | 0 | 0 | 0 | 0 | 0 | 0
0 | 0 | 0 | 0 | 0 | 0 | 0 | 0 | 0 | 0 | 0 | 0 | 0 | 0 | 0 | 0 | 0 | 0 | 0 | 0 | 0
0 | 0 | 0 | 0 | 0 | 0 | 0 | 0 | 0 | 0 | 0 | 0 | 0 | 0 | 0 | 0 | 0 | 0 | 0 | 0 | 0
0 | 0 | 0 | 0 | 0 | 0 | 0 | 0 | 0 | 0 | 0 | 0 | 0 | 0 | 0 | 0 | 0 | 0 | 0 | 0 | 0
0 | 0 | 0 | 0 | 0 | 0 | 0 | 0 | 0 | 0 | 0 | 0 | 0 | 0 | 0 | 0 | 0 | 0 | 0 | 0 | 0
0 | 0 | 0 | 0 | 0 | 0 | 0 | 0 | 0 | 0 | 0 | 0 | 0 | 0 | 0 | 0 | 0 | 0 | 0 | 0 | 0
0 | 0 | 0 | 0 | 0 | 0 | 0 | 0 | 0 | 0 | 0 | 0 | 0 | 0 | 0 | 0 | 0 | 0 | 0 | 0 | 0
0 | 0 | 0 | 0 | 0 | 0 | 0 | 0 | 0 | 0 | 0 | 0 | 0 | 0 | 0 | 0 | 0 | 0 | 0 | 0 | 0
0 | 0 | 0 | 0 | 0 | 0 | 0 | 0 | 0 | 0 | 0 | 0 | 0 | 0 | 0 | 0 | 0 | 0 | 0 | 0 | 0
0 | 0 | 0 | 0 | 0 | 0 | 0 | 0 | 0 | 0 | 0 | 0 | 0 | 0 | 0 | 0 | 0 | 0 | 0 | 0 | 0
0 | 0 | 0 | 0 | 0 | 0 | 0 | 0 | 0 | 0 | 0 | 0 | 0 | 0 | 0 | 0 | 0 | 0 | 0 | 0 | 0
0 | 0 | 0 | 0 | 0 | 0 | 0 | 0 | 0 | 0 | 0 | 0 | 0 | 0 | 0 | 0 | 0 | 0 | 0 | 0 | 0
0 | 0 | 0 | 0 | 0 | 0 | 0 | 0 | 0 | 0 | 0 | 0 | 0 | 0 | 0 | 0 | 0 | 0 | 0 | 0 | 0
0 | 0 | 0 | 0 | 0 | 0 | 0 | 0 | 0 | 0 | 0 | 0 | 0 | 0 | 0 | 0 | 0 | 0 | 0 | 0 | 0
0 | 0 | 0 | 0 | 0 | 0 | 0 | 0 | 0 | 0 | 0 | 0 | 0 | 0 | 0 | 0 | 0 | 0 | 0 | 0 | 0
0 | 0 | 0 | 0 | 0 | 0 | 0 | 0 | 0 | 0 | 0 | 0 | 0 | 0 | 0 | 0 | 0 | 0 | 0 | 0 | 0
0 | 0 | 0 | 0 | 0 | 0 | 0 | 0 | 0 | 0 | 0 | 0 | 0 | 0 | 0 | 0 | 0 | 0 | 0 | 0 | 0
0 | 0 | 0 | 0 | 0 | 0 | 0 | 0 | 0 | 0 | 0 | 0 | 0 | 0 | 0 | 0 | 0 | 0 | 0 | 0 | 0
0 | 0 | 0 | 0 | 0 | 0 | 0 | 0 | 0 | 0 | 0 | 0 | 0 | 0 | 0 | 0 | 0 | 0 | 0 | 0 | 0
0 | 0 | 0 | 0 | 0 | 0 | 0 | 0 | 0 | 0 | 0 | 0 | 0 | 0 | 0 | 0 | 0 | 0 | 0 | 0 | 0
0 | 0 | 0 | 0 | 0 | 0 | 0 | 0 | 0 | 0 | 0 | 0 | 0 | 0 | 0 | 0 | 0 | 0 | 0 | 0 | 0
0 | 0 | 0 | 0 | 0 | 0 | 0 | 0 | 0 | 0 | 0 | 0 | 0 | 0 | 0 | 0 | 0 | 0 | 0 | 0 | 0
0 | 0 | 0 | 0 | 0 | 0 | 0 | 0 | 0 | 0 | 0 | 0 | 0 | 0 | 0 | 0 | 0 | 0 | 0 | 0 | 0
0 | 0 | 0 | 0 | 0 | 0 | 0 | 0 | 0 | 0 | 0 | 0 | 0 | 0 | 0 | 0 | 0 | 0 | 0 | 0 | 0
0 | 0 | 0 | 0 | 0 | 0 | 0 | 0 | 0 | 0 | 0 | 0 | 0 | 0 | 0 | 0 | 0 | 0 | 0 | 0 | 0
0 | 0 | 0 | 0 | 0 | 0 | 0 | 0 | 0 | 0 | 0 | 0 | 0 | 0 | 0 | 0 | 0 | 0 | 0 | 0 | 0
0 | 0 | 0 | 0 | 0 | 0 | 0 | 0 | 0 | 0 | 0 | 0 | 0 | 0 | 0 | 0 | 0 | 0 | 0 | 0 | 0
0 | 0 | 0 | 0 | 0 | 0 | 0 | 0 | 0 | 0 | 0 | 0 | 0 | 0 | 0 | 0 | 0 | 0 | 0 | 0 | 0
0 | 0 | 0 | 0 | 0 | 0 | 0 | 0 | 0 | 0 | 0 | 0 | 0 | 0 | 0 | 0 | 0 | 0 | 0 | 0 | 0
0 | 0 | 0 | 0 | 0 | 0 | 0 | 0 | 0 | 0 | 0 | 0 | 0 | 0 | 0 | 0 | 0 | 0 | 0 | 0 | 0
0 | 0 | 0 | 0 | 0 | 0 | 0 | 0 | 0 | 0 | 0 | 0 | 0 | 0 | 0 | 0 | 0 | 0 | 0 | 0 | 0
0 | 0 | 0 | 0 | 0 | 0 | 0 | 0 | 0 | 0 | 0 | 0 | 0 | 0 | 0 | 0 | 0 | 0 | 0 | 0 | 0
0 | 0 | 0 | 0 | 0 | 0 | 0 | 0 | 0 | 0 | 0 | 0 | 0 | 0 | 0 | 0 | 0 | 0 | 0 | 0 | 0
0 | 0 | 0 | 0 | 0 | 0 | 0 | 0 | 0 | 0 | 0 | 0 | 0 | 0 | 0 | 0 | 0 | 0 | 0 | 0 | 0
0 | 0 | 0 | 0 | 0 | 0 | 0 | 0 | 0 | 0 | 0 | 0 | 0 | 0 | 0 | 0 | 0 | 0 | 0 | 0 | 0
0 | 0 | 0 | 0 | 0 | 0 | 0 | 0 | 0 | 0 | 0 | 0 | 0 | 0 | 0 | 0 | 0 | 0 | 0 | 0 | 0
0 | 0 | 0 | 0 | 0 | 0 | 0 | 0 | 0 | 0 | 0 | 0 | 0 | 0 | 0 | 0 | 0 | 0 | 0 | 0 | 0
0 | 0 | 0 | 0 | 0 | 0 | 0 | 0 | 0 | 0 | 0 | 0 | 0 | 0 | 0 | 0 | 0 | 0 | 0 | 0 | 0
0 | 0 | 0 | 0 | 0 | 0 | 0 | 0 | 0 | 0 | 0 | 0 | 0 | 0 | 0 | 0 | 0 | 0 | 0 | 0 | 0
0 | 0 | 0 | 0 | 0 | 0 | 0 | 0 | 0 | 0 | 0 | 0 | 0 | 0 | 0 | 0 | 0 | 0 | 0 | 0 | 0
0 | 0 | 0 | 0 | 0 | 0 | 0 | 0 | 0 | 0 | 0 | 0 | 0 | 0 | 0 | 0 | 0 | 0 | 0 | 0 | 0
0 | 0 | 0 | 0 | 0 | 0 | 0 | 0 | 0 | 0 | 0 | 0 | 0 | 0 | 0 | 0 | 0 | 0 | 0 | 0 | 0
0 | 0 | 0 | 0 | 0 | 0 | 0 | 0 | 0 | 0 | 0 | 0 | 0 | 0 | 0 | 0 | 0 | 0 | 0 | 0 | 0
0 | 0 | 0 | 0 | 0 | 0 | 0 | 0 | 0 | 0 | 0 | 0 | 0 | 0 | 0 | 0 | 0 | 0 | 0 | 0 | 0
0 | 0 | 0 | 0 | 0 | 0 | 0 | 0 | 0 | 0 | 0 | 0 | 0 | 0 | 0 | 0 | 0 | 0 | 0 | 0 | 0
0 | 0 | 0 | 0 | 0 | 0 | 0 | 0 | 0 | 0 | 0 | 0 | 0 | 0 | 0 | 0 | 0 | 0 | 0 | 0 | 0
0 | 0 | 0 | 0 | 0 | 0 | 0 | 0 | 0 | 0 | 0 | 0 | 0 | 0 | 0 | 0 | 0 | 0 | 0 | 0 | 0
0 | 0 | 0 | 0 | 0 | 0 | 0 | 0 | 0 | 0 | 0 | 0 | 0 | 0 | 0 | 0 | 0 | 0 | 0 | 0 | 0
0 | 0 | 0 | 0 | 0 | 0 | 0 | 0 | 0 | 0 | 0 | 0 | 0 | 0 | 0 | 0 | 0 | 0 | 0 | 0 | 0
0 | 0 | 0 | 0 | 0 | 0 | 0 | 0 | 0 | 0 | 0 | 0 | 0 | 0 | 0 | 0 | 0 | 0 | 0 | 0 | 0
0 | 0 | 0 | 0 | 0 | 0 | 0 | 0 | 0 | 0 | 0 | 0 | 0 | 0 | 0 | 0 | 0 | 0 | 0 | 0 | 0
0 | 0 | 0 | 0 | 0 | 0 | 0 | 0 | 0 | 0 | 0 | 0 | 0 | 0 | 0 | 0 | 0 | 0 | 0 | 0 | 0
0 | 0 | 0 | 0 | 0 | 0 | 0 | 0 | 0 | 0 | 0 | 0 | 0 | 0 | 0 | 0 | 0 | 0 | 0 | 0 | 0
0 | 0 | 0 | 0 | 0 | 0 | 0 | 0 | 0 | 0 | 0 | 0 | 0 | 0 | 0 | 0 | 0 | 0 | 0 | 0 | 0
0 | 0 | 0 | 0 | 0 | 0 | 0 | 0 | 0 | 0 | 0 | 0 | 0 | 0 | 0 | 0 | 0 | 0 | 0 | 0 | 0
0 | 0 | 0 | 0 | 0 | 0 | 0 | 0 | 0 | 0 | 0 | 0 | 0 | 0 | 0 | 0 | 0 | 0 | 0 | 0 | 0
0 | 0 | 0 | 0 | 0 | 0 | 0 | 0 | 0 | 0 | 0 | 0 | 0 | 0 | 0 | 0 | 0 | 0 | 0 | 0 | 0
0 | 0 | 0 | 0 | 0 | 0 | 0 | 0 | 0 | 0 | 0 | 0 | 0 | 0 | 0 | 0 | 0 | 0 | 0 | 0 | 0
0 | 0 | 0 | 0 | 0 | 0 | 0 | 0 | 0 | 0 | 0 | 0 | 0 | 0 | 0 | 0 | 0 | 0 | 0 | 0 | 0
0 | 0 | 0 | 0 | 0 | 0 | 0 | 0 | 0 | 0 | 0 | 0 | 0 | 0 | 0 | 0 | 0 | 0 | 0 | 0 | 0
0 | 0 | 0 | 0 | 0 | 0 | 0 | 0 | 0 | 0 | 0 | 0 | 0 | 0 | 0 | 0 | 0 | 0 | 0 | 0 | 0
0 | 0 | 0 | 0 | 0 | 0 | 0 | 0 | 0 | 0 | 0 | 0 | 0 | 0 | 0 | 0 | 0 | 0 | 0 | 0 | 0
0 | 0 | 0 | 0 | 0 | 0 | 0 | 0 | 0 | 0 | 0 | 0 | 0 | 0 | 0 | 0 | 0 | 0 | 0 | 0 | 0
0 | 0 | 0 | 0 | 0 | 0 | 0 | 0 | 0 | 0 | 0 | 0 | 0 | 0 | 0 | 0 | 0 | 0 | 0 | 0 | 0
0 | 0 | 0 | 0 | 0 | 0 | 0 | 0 | 0 | 0 | 0 | 0 | 0 | 0 | 0 | 0 | 0 | 0 | 0 | 0 | 0
0 | 0 | 0 | 0 | 0 | 0 | 0 | 0 | 0 | 0 | 0 | 0 | 0 | 0 | 0 | 0 | 0 | 0 | 0 | 0 | 0
0 | 0 | 0 | 0 | 0 | 0 | 0 | 0 | 0 | 0 | 0 | 0 | 0 | 0 | 0 | 0 | 0 | 0 | 0 | 0 | 0
0 | 0 | 0 | 0 | 0 | 0 | 0 | 0 | 0 | 0 | 0 | 0 | 0 | 0 | 0 | 0 | 0 | 0 | 0 | 0 | 0
0 | 0 | 0 | 0 | 0 | 0 | 0 | 0 | 0 | 0 | 0 | 0 | 0 | 0 | 0 | 0 | 0 | 0 | 0 | 0 | 0
0 | 0 | 0 | 0 | 0 | 0 | 0 | 0 | 0 | 0 | 0 | 0 | 0 | 0 | 0 | 0 | 0 | 0 | 0 | 0 | 0
0 | 0 | 0 | 0 | 0 | 0 | 0 | 0 | 0 | 0 | 0 | 0 | 0 | 0 | 0 | 0 | 0 | 0 | 0 | 0 | 0
0 | 0 | 0 | 0 | 0 | 0 | 0 | 0 | 0 | 0 | 0 | 0 | 0 | 0 | 0 | 0 | 0 | 0 | 0 | 0 | 0
0 | 0 | 0 | 0 | 0 | 0 | 0 | 0 | 0 | 0 | 0 | 0 | 0 | 0 | 0 | 0 | 0 | 0 | 0 | 0 | 0
0 | 0 | 0 | 0 | 0 | 0 | 0 | 0 | 0 | 0 | 0 | 0 | 0 | 0 | 0 | 0 | 0 | 0 | 0 | 0 | 0
0 | 0 | 0 | 0 | 0 | 0 | 0 | 0 | 0 | 0 | 0 | 0 | 0 | 0 | 0 | 0 | 0 | 0 | 0 | 0 | 0
0 | 0 | 0 | 0 | 0 | 0 | 0 | 0 | 0 | 0 | 0 | 0 | 0 | 0 | 0 | 0 | 0 | 0 | 0 | 0 | 0
0 | 0 | 0 | 0 | 0 | 0 | 0 | 0 | 0 | 0 | 0 | 0 | 0 | 0 | 0 | 0 | 0 | 0 | 0 | 0 | 0
0 | 0 | 0 | 0 | 0 | 0 | 0 | 0 | 0 | 0 | 0 | 0 | 0 | 0 | 0 | 0 | 0 | 0 | 0 | 0 | 0
0 | 0 | 0 | 0 | 0 | 0 | 0 | 0 | 0 | 0 | 0 | 0 | 0 | 0 | 0 | 0 | 0 | 0 | 0 | 0 | 0
0 | 0 | 0 | 0 | 0 | 0 | 0 | 0 | 0 | 0 | 0 | 0 | 0 | 0 | 0 | 0 | 0 | 0 | 0 | 0 | 0
0 | 0 | 0 | 0 | 0 | 0 | 0 | 0 | 0 | 0 | 0 | 0 | 0 | 0 | 0 | 0 | 0 | 0 | 0 | 0 | 0
0 | 0 | 0 | 0 | 0 | 0 | 0 | 0 | 0 | 0 | 0 | 0 | 0 | 0 | 0 | 0 | 0 | 0 | 0 | 0 | 0
0 | 0 | 0 | 0 | 0 | 0 | 0 | 0 | 0 | 0 | 0 | 0 | 0 | 0 | 0 | 0 | 0 | 0 | 0 | 0 | 0
0 | 0 | 0 | 0 | 0 | 0 | 0 | 0 | 0 | 0 | 0 | 0 | 0 | 0 | 0 | 0 | 0 | 0 | 0 | 0 | 0
0 | 0 | 0 | 0 | 0 | 0 | 0 | 0 | 0 | 0 | 0 | 0 | 0 | 0 | 0 | 0 | 0 | 0 | 0 | 0 | 0
0 | 0 | 0 | 0 | 0 | 0 | 0 | 0 | 0 | 0 | 0 | 0 | 0 | 0 | 0 | 0 | 0 | 0 | 0 | 0 | 0
0 | 0 | 0 | 0 | 0 | 0 | 0 | 0 | 0 | 0 | 0 | 0 | 0 | 0 | 0 | 0 | 0 | 0 | 0 | 0 | 0
0 | 0 | 0 | 0 | 0 | 0 | 0 | 0 | 0 | 0 | 0 | 0 | 0 | 0 | 0 | 0 | 0 | 0 | 0 | 0 | 0
0 | 0 | 0 | 0 | 0 | 0 | 0 | 0 | 0 | 0 | 0 | 0 | 0 | 0 | 0 | 0 | 0 | 0 | 0 | 0 | 0
0 | 0 | 0 | 0 | 0 | 0 | 0 | 0 | 0 | 0 | 0 | 0 | 0 | 0 | 0 | 0 | 0 | 0 | 0 | 0 | 0
0 | 0 | 0 | 0 | 0 | 0 | 0 | 0 | 0 | 0 | 0 | 0 | 0 | 0 | 0 | 0 | 0 | 0 | 0 | 0 | 0
0 | 0 | 0 | 0 | 0 | 0 | 0 | 0 | 0 | 0 | 0 | 0 | 0 | 0 | 0 | 0 | 0 | 0 | 0 | 0 | 0
0 | 0 | 0 | 0 | 0 | 0 | 0 | 0 | 0 | 0 | 0 | 0 | 0 | 0 | 0 | 0 | 0 | 0 | 0 | 0 | 0
0 | 0 | 0 | 0 | 0 | 0 | 0 | 0 | 0 | 0 | 0 | 0 | 0 | 0 | 0 | 0 | 0 | 0 | 0 | 0 | 0
0 | 0 | 0 | 0 | 0 | 0 | 0 | 0 | 0 | 0 | 0 | 0 | 0 | 0 | 0 | 0 | 0 | 0 | 0 | 0 | 0
0 | 0 | 0 | 0 | 0 | 0 | 0 | 0 | 0 | 0 | 0 | 0 | 0 | 0 | 0 | 0 | 0 | 0 | 0 | 0 | 0
0 | 0 | 0 | 0 | 0 | 0 | 0 | 0 | 0 | 0 | 0 | 0 | 0 | 0 | 0 | 0 | 0 | 0 | 0 | 0 | 0
0 | 0 | 0 | 0 | 0 | 0 | 0 | 0 | 0 | 0 | 0 | 0 | 0 | 0 | 0 | 0 | 0 | 0 | 0 | 0 | 0
0 | 0 | 0 | 0 | 0 | 0 | 0 | 0 | 0 | 0 | 0 | 0 | 0 | 0 | 0 | 0 | 0 | 0 | 0 | 0 | 0
0 | 0 | 0 | 0 | 0 | 0 | 0 | 0 | 0 | 0 | 0 | 0 | 0 | 0 | 0 | 0 | 0 | 0 | 0 | 0 | 0
0 | 0 | 0 | 0 | 0 | 0 | 0 | 0 | 0 | 0 | 0 | 0 | 0 | 0 | 0 | 0 | 0 | 0 | 0 | 0 | 0
0 | 0 | 0 | 0 | 0 | 0 | 0 | 0 | 0 | 0 | 0 | 0 | 0 | 0 | 0 | 0 | 0 | 0 | 0 | 0 | 0
0 | 0 | 0 | 0 | 0 | 0 | 0 | 0 | 0 | 0 | 0 | 0 | 0 | 0 | 0 | 0 | 0 | 0 | 0 | 0 | 0
0 | 0 | 0 | 0 | 0 | 0 | 0 | 0 | 0 | 0 | 0 | 0 | 0 | 0 | 0 | 0 | 0 | 0 | 0 | 0 | 0
0 | 0 | 0 | 0 | 0 | 0 | 0 | 0 | 0 | 0 | 0 | 0 | 0 | 0 | 0 | 0 | 0 | 0 | 0 | 0 | 0
0 | 0 | 0 | 0 | 0 | 0 | 0 | 0 | 0 | 0 | 0 | 0 | 0 | 0 | 0 | 0 | 0 | 0 | 0 | 0 | 0
0 | 0 | 0 | 0 | 0 | 0 | 0 | 0 | 0 | 0 | 0 | 0 | 0 | 0 | 0 | 0 | 0 | 0 | 0 | 0 | 0
0 | 0 | 0 | 0 | 0 | 0 | 0 | 0 | 0 | 0 | 0 | 0 | 0 | 0 | 0 | 0 | 0 | 0 | 0 | 0 | 0
0 | 0 | 0 | 0 | 0 | 0 | 0 | 0 | 0 | 0 | 0 | 0 | 0 | 0 | 0 | 0 | 0 | 0 | 0 | 0 | 0
0 | 0 | 0 | 0 | 0 | 0 | 0 | 0 | 0 | 0 | 0 | 0 | 0 | 0 | 0 | 0 | 0 | 0 | 0 | 0 | 0
0 | 0 | 0 | 0 | 0 | 0 | 0 | 0 | 0 | 0 | 0 | 0 | 0 | 0 | 0 | 0 | 0 | 0 | 0 | 0 | 0
0 | 0 | 0 | 0 | 0 | 0 | 0 | 0 | 0 | 0 | 0 | 0 | 0 | 0 | 0 | 0 | 0 | 0 | 0 | 0 | 0
0 | 0 | 0 | 0 | 0 | 0 | 0 | 0 | 0 | 0 | 0 | 0 | 0 | 0 | 0 | 0 | 0 | 0 | 0 | 0 | 0
0 | 0 | 0 | 0 | 0 | 0 | 0 | 0 | 0 | 0 | 0 | 0 | 0 | 0 | 0 | 0 | 0 | 0 | 0 | 0 | 0
0 | 0 | 0 | 0 | 0 | 0 | 0 | 0 | 0 | 0 | 0 | 0 | 0 | 0 | 0 | 0 | 0 | 0 | 0 | 0 | 0
0 | 0 | 0 | 0 | 0 | 0 | 0 | 0 | 0 | 0 | 0 | 0 | 0 | 0 | 0 | 0 | 0 | 0 | 0 | 0 | 0
0 | 0 | 0 | 0 | 0 | 0 | 0 | 0 | 0 | 0 | 0 | 0 | 0 | 0 | 0 | 0 | 0 | 0 | 0 | 0 | 0
0 | 0 | 0 | 0 | 0 | 0 | 0 | 0 | 0 | 0 | 0 | 0 | 0 | 0 | 0 | 0 | 0 | 0 | 0 | 0 | 0
0 | 0 | 0 | 0 | 0 | 0 | 0 | 0 | 0 | 0 | 0 | 0 | 0 | 0 | 0 | 0 | 0 | 0 | 0 | 0 | 0
0 | 0 | 0 | 0 | 0 | 0 | 0 | 0 | 0 | 0 | 0 | 0 | 0 | 0 | 0 | 0 | 0 | 0 | 0 | 0 | 0
0 | 0 | 0 | 0 | 0 | 0 | 0 | 0 | 0 | 0 | 0 | 0 | 0 | 0 | 0 | 0 | 0 | 0 | 0 | 0 | 0
0 | 0 | 0 | 0 | 0 | 0 | 0 | 0 | 0 | 0 | 0 | 0 | 0 | 0 | 0 | 0 | 0 | 0 | 0 | 0 | 0
0 | 0 | 0 | 0 | 0 | 0 | 0 | 0 | 0 | 0 | 0 | 0 | 0 | 0 | 0 | 0 | 0 | 0 | 0 | 0 | 0
0 | 0 | 0 | 0 | 0 | 0 | 0 | 0 | 0 | 0 | 0 | 0 | 0 | 0 | 0 | 0 | 0 | 0 | 0 | 0 | 0
0 | 0 | 0 | 0 | 0 | 0 | 0 | 0 | 0 | 0 | 0 | 0 | 0 | 0 | 0 | 0 | 0 | 0 | 0 | 0 | 0
0 | 0 | 0 | 0 | 0 | 0 | 0 | 0 | 0 | 0 | 0 | 0 | 0 | 0 | 0 | 0 | 0 | 0 | 0 | 0 | 0
0 | 0 | 0 | 0 | 0 | 0 | 0 | 0 | 0 | 0 | 0 | 0 | 0 | 0 | 0 | 0 | 0 | 0 | 0 | 0 | 0
0 | 0 | 0 | 0 | 0 | 0 | 0 | 0 | 0 | 0 | 0 | 0 | 0 | 0 | 0 | 0 | 0 | 0 | 0 | 0 | 0
0 | 0 | 0 | 0 | 0 | 0 | 0 | 0 | 0 | 0 | 0 | 0 | 0 | 0 | 0 | 0 | 0 | 0 | 0 | 0 | 0
0 | 0 | 0 | 0 | 0 | 0 | 0 | 0 | 0 | 0 | 0 | 0 | 0 | 0 | 0 | 0 | 0 | 0 | 0 | 0 | 0
0 | 0 | 0 | 0 | 0 | 0 | 0 | 0 | 0 | 0 | 0 | 0 | 0 | 0 | 0 | 0 | 0 | 0 | 0 | 0 | 0
0 | 0 | 0 | 0 | 0 | 0 | 0 | 0 | 0 | 0 | 0 | 0 | 0 | 0 | 0 | 0 | 0 | 0 | 0 | 0 | 0
0 | 0 | 0 | 0 | 0 | 0 | 0 | 0 | 0 | 0 | 0 | 0 | 0 | 0 | 0 | 0 | 0 | 0 | 0 | 0 | 0
0 | 0 | 0 | 0 | 0 | 0 | 0 | 0 | 0 | 0 | 0 | 0 | 0 | 0 | 0 | 0 | 0 | 0 | 0 | 0 | 0
0 | 0 | 0 | 0 | 0 | 0 | 0 | 0 | 0 | 0 | 0 | 0 | 0 | 0 | 0 | 0 | 0 | 0 | 0 | 0 | 0
0 | 0 | 0 | 0 | 0 | 0 | 0 | 0 | 0 | 0 | 0 | 0 | 0 | 0 | 0 | 0 | 0 | 0 | 0 | 0 | 0
0 | 0 | 0 | 0 | 0 | 0 | 0 | 0 | 0 | 0 | 0 | 0 | 0 | 0 | 0 | 0 | 0 | 0 | 0 | 0 | 0
0 | 0 | 0 | 0 | 0 | 0 | 0 | 0 | 0 | 0 | 0 | 0 | 0 | 0 | 0 | 0 | 0 | 0 | 0 | 0 | 0
0 | 0 | 0 | 0 | 0 | 0 | 0 | 0 | 0 | 0 | 0 | 0 | 0 | 0 | 0 | 0 | 0 | 0 | 0 | 0 | 0
0 | 0 | 0 | 0 | 0 | 0 | 0 | 0 | 0 | 0 | 0 | 0 | 0 | 0 | 0 | 0 | 0 | 0 | 0 | 0 | 0
0 | 0 | 0 | 0 | 0 | 0 | 0 | 0 | 0 | 0 | 0 | 0 | 0 | 0 | 0 | 0 | 0 | 0 | 0 | 0 | 0
0 | 0 | 0 | 0 | 0 | 0 | 0 | 0 | 0 | 0 | 0 | 0 | 0 | 0 | 0 | 0 | 0 | 0 | 0 | 0 | 0
0 | 0 | 0 | 0 | 0 | 0 | 0 | 0 | 0 | 0 | 0 | 0 | 0 | 0 | 0 | 0 | 0 | 0 | 0 | 0 | 0
0 | 0 | 0 | 0 | 0 | 0 | 0 | 0 | 0 | 0 | 0 | 0 | 0 | 0 | 0 | 0 | 0 | 0 | 0 | 0 | 0
0 | 0 | 0 | 0 | 0 | 0 | 0 | 0 | 0 | 0 | 0 | 0 | 0 | 0 | 0 | 0 | 0 | 0 | 0 | 0 | 0
0 | 0 | 0 | 0 | 0 | 0 | 0 | 0 | 0 | 0 | 0 | 0 | 0 | 0 | 0 | 0 | 0 | 0 | 0 | 0 | 0
0 | 0 | 0 | 0 | 0 | 0 | 0 | 0 | 0 | 0 | 0 | 0 | 0 | 0 | 0 | 0 | 0 | 0 | 0 | 0 | 0
0 | 0 | 0 | 0 | 0 | 0 | 0 | 0 | 0 | 0 | 0 | 0 | 0 | 0 | 0 | 0 | 0 | 0 | 0 | 0 | 0
0 | 0 | 0 | 0 | 0 | 0 | 0 | 0 | 0 | 0 | 0 | 0 | 0 | 0 | 0 | 0 | 0 | 0 | 0 | 0 | 0
0 | 0 | 0 | 0 | 0 | 0 | 0 | 0 | 0 | 0 | 0 | 0 | 0 | 0 | 0 | 0 | 0 | 0 | 0 | 0 | 0
0 | 0 | 0 | 0 | 0 | 0 | 0 | 0 | 0 | 0 | 0 | 0 | 0 | 0 | 0 | 0 | 0 | 0 | 0 | 0 | 0
0 | 0 | 0 | 0 | 0 | 0 | 0 | 0 | 0 | 0 | 0 | 0 | 0 | 0 | 0 | 0 | 0 | 0 | 0 | 0 | 0
0 | 0 | 0 | 0 | 0 | 0 | 0 | 0 | 0 | 0 | 0 | 0 | 0 | 0 | 0 | 0 | 0 | 0 | 0 | 0 | 0
0 | 0 | 0 | 0 | 0 | 0 | 0 | 0 | 0 | 0 | 0 | 0 | 0 | 0 | 0 | 0 | 0 | 0 | 0 | 0 | 0
0 | 0 | 0 | 0 | 0 | 0 | 0 | 0 | 0 | 0 | 0 | 0 | 0 | 0 | 0 | 0 | 0 | 0 | 0 | 0 | 0
0 | 0 | 0 | 0 | 0 | 0 | 0 | 0 | 0 | 0 | 0 | 0 | 0 | 0 | 0 | 0 | 0 | 0 | 0 | 0 | 0
0 | 0 | 0 | 0 | 0 | 0 | 0 | 0 | 0 | 0 | 0 | 0 | 0 | 0 | 0 | 0 | 0 | 0 | 0 | 0 | 0
0 | 0 | 0 | 0 | 0 | 0 | 0 | 0 | 0 | 0 | 0 | 0 | 0 | 0 | 0 | 0 | 0 | 0 | 0 | 0 | 0
0 | 0 | 0 | 0 | 0 | 0 | 0 | 0 | 0 | 0 | 0 | 0 | 0 | 0 | 0 | 0 | 0 | 0 | 0 | 0 | 0
0 | 0 | 0 | 0 | 0 | 0 | 0 | 0 | 0 | 0 | 0 | 0 | 0 | 0 | 0 | 0 | 0 | 0 | 0 | 0 | 0
0 | 0 | 0 | 0 | 0 | 0 | 0 | 0 | 0 | 0 | 0 | 0 | 0 | 0 | 0 | 0 | 0 | 0 | 0 | 0 | 0
0 | 0 | 0 | 0 | 0 | 0 | 0 | 0 | 0 | 0 | 0 | 0 | 0 | 0 | 0 | 0 | 0 | 0 | 0 | 0 | 0
0 | 0 | 0 | 0 | 0 | 0 | 0 | 0 | 0 | 0 | 0 | 0 | 0 | 0 | 0 | 0 | 0 | 0 | 0 | 0 | 0
0 | 0 | 0 | 0 | 0 | 0 | 0 | 0 | 0 | 0 | 0 | 0 | 0 | 0 | 0 | 0 | 0 | 0 | 0 | 0 | 0
0 | 0 | 0 | 0 | 0 | 0 | 0 | 0 | 0 | 0 | 0 | 0 | 0 | 0 | 0 | 0 | 0 | 0 | 0 | 0 | 0
0 | 0 | 0 | 0 | 0 | 0 | 0 | 0 | 0 | 0 | 0 | 0 | 0 | 0 | 0 | 0 | 0 | 0 | 0 | 0 | 0
0 | 0 | 0 | 0 | 0 | 0 | 0 | 0 | 0 | 0 | 0 | 0 | 0 | 0 | 0 | 0 | 0 | 0 | 0 | 0 | 0
0 | 0 | 0 | 0 | 0 | 0 | 0 | 0 | 0 | 0 | 0 | 0 | 0 | 0 | 0 | 0 | 0 | 0 | 0 | 0 | 0
0 | 0 | 0 | 0 | 0 | 0 | 0 | 0 | 0 | 0 | 0 | 0 | 0 | 0 | 0 | 0 | 0 | 0 | 0 | 0 | 0
0 | 0 | 0 | 0 | 0 | 0 | 0 | 0 | 0 | 0 | 0 | 0 | 0 | 0 | 0 | 0 | 0 | 0 | 0 | 0 | 0
0 | 0 | 0 | 0 | 0 | 0 | 0 | 0 | 0 | 0 | 0 | 0 | 0 | 0 | 0 | 0 | 0 | 0 | 0 | 0 | 0
0 | 0 | 0 | 0 | 0 | 0 | 0 | 0 | 0 | 0 | 0 | 0 | 0 | 0 | 0 | 0 | 0 | 0 | 0 | 0 | 0
0 | 0 | 0 | 0 | 0 | 0 | 0 | 0 | 0 | 0 | 0 | 0 | 0 | 0 | 0 | 0 | 0 | 0 | 0 | 0 | 0
0 | 0 | 0 | 0 | 0 | 0 | 0 | 0 | 0 | 0 | 0 | 0 | 0 | 0 | 0 | 0 | 0 | 0 | 0 | 0 | 0
0 | 0 | 0 | 0 | 0 | 0 | 0 | 0 | 0 | 0 | 0 | 0 | 0 | 0 | 0 | 0 | 0 | 0 | 0 | 0 | 0
0 | 0 | 0 | 0 | 0 | 0 | 0 | 0 | 0 | 0 | 0 | 0 | 0 | 0 | 0 | 0 | 0 | 0 | 0 | 0 | 0
0 | 0 | 0 | 0 | 0 | 0 | 0 | 0 | 0 | 0 | 0 | 0 | 0 | 0 | 0 | 0 | 0 | 0 | 0 | 0 | 0
0 | 0 | 0 | 0 | 0 | 0 | 0 | 0 | 0 | 0 | 0 | 0 | 0 | 0 | 0 | 0 | 0 | 0 | 0 | 0 | 0
0 | 0 | 0 | 0 | 0 | 0 | 0 | 0 | 0 | 0 | 0 | 0 | 0 | 0 | 0 | 0 | 0 | 0 | 0 | 0 | 0
0 | 0 | 0 | 0 | 0 | 0 | 0 | 0 | 0 | 0 | 0 | 0 | 0 | 0 | 0 | 0 | 0 | 0 | 0 | 0 | 0
0 | 0 | 0 | 0 | 0 | 0 | 0 | 0 | 0 | 0 | 0 | 0 | 0 | 0 | 0 | 0 | 0 | 0 | 0 | 0 | 0
0 | 0 | 0 | 0 | 0 | 0 | 0 | 0 | 0 | 0 | 0 | 0 | 0 | 0 | 0 | 0 | 0 | 0 | 0 | 0 | 0
0 | 0 | 0 | 0 | 0 | 0 | 0 | 0 | 0 | 0 | 0 | 0 | 0 | 0 | 0 | 0 | 0 | 0 | 0 | 0 | 0
0 | 0 | 0 | 0 | 0 | 0 | 0 | 0 | 0 | 0 | 0 | 0 | 0 | 0 | 0 | 0 | 0 | 0 | 0 | 0 | 0
0 | 0 | 0 | 0 | 0 | 0 | 0 | 0 | 0 | 0 | 0 | 0 | 0 | 0 | 0 | 0 | 0 | 0 | 0 | 0 | 0
0 | 0 | 0 | 0 | 0 | 0 | 0 | 0 | 0 | 0 | 0 | 0 | 0 | 0 | 0 | 0 | 0 | 0 | 0 | 0 | 0
0 | 0 | 0 | 0 | 0 | 0 | 0 | 0 | 0 | 0 | 0 | 0 | 0 | 0 | 0 | 0 | 0 | 0 | 0 | 0 | 0
0 | 0 | 0 | 0 | 0 | 0 | 0 | 0 | 0 | 0 | 0 | 0 | 0 | 0 | 0 | 0 | 0 | 0 | 0 | 0 | 0
0 | 0 | 0 | 0 | 0 | 0 | 0 | 0 | 0 | 0 | 0 | 0 | 0 | 0 | 0 | 0 | 0 | 0 | 0 | 0 | 0
0 | 0 | 0 | 0 | 0 | 0 | 0 | 0 | 0 | 0 | 0 | 0 | 0 | 0 | 0 | 0 | 0 | 0 | 0 | 0 | 0
0 | 0 | 0 | 0 | 0 | 0 | 0 | 0 | 0 | 0 | 0 | 0 | 0 | 0 | 0 | 0 | 0 | 0 | 0 | 0 | 0
0 | 0 | 0 | 0 | 0 | 0 | 0 | 0 | 0 | 0 | 0 | 0 | 0 | 0 | 0 | 0 | 0 | 0 | 0 | 0 | 0
0 | 0 | 0 | 0 | 0 | 0 | 0 | 0 | 0 | 0 | 0 | 0 | 0 | 0 | 0 | 0 | 0 | 0 | 0 | 0 | 0
0 | 0 | 0 | 0 | 0 | 0 | 0 | 0 | 0 | 0 | 0 | 0 | 0 | 0 | 0 | 0 | 0 | 0 | 0 | 0 | 0
0 | 0 | 0 | 0 | 0 | 0 | 0 | 0 | 0 | 0 | 0 | 0 | 0 | 0 | 0 | 0 | 0 | 0 | 0 | 0 | 0
0 | 0 | 0 | 0 | 0 | 0 | 0 | 0 | 0 | 0 | 0 | 0 | 0 | 0 | 0 | 0 | 0 | 0 | 0 | 0 | 0
0 | 0 | 0 | 0 | 0 | 0 | 0 | 0 | 0 | 0 | 0 | 0 | 0 | 0 | 0 | 0 | 0 | 0 | 0 | 0 | 0
0 | 0 | 0 | 0 | 0 | 0 | 0 | 0 | 0 | 0 | 0 | 0 | 0 | 0 | 0 | 0 | 0 | 0 | 0 | 0 | 0
0 | 0 | 0 | 0 | 0 | 0 | 0 | 0 | 0 | 0 | 0 | 0 | 0 | 0 | 0 | 0 | 0 | 0 | 0 | 0 | 0
0 | 0 | 0 | 0 | 0 | 0 | 0 | 0 | 0 | 0 | 0 | 0 | 0 | 0 | 0 | 0 | 0 | 0 | 0 | 0 | 0
0 | 0 | 0 | 0 | 0 | 0 | 0 | 0 | 0 | 0 | 0 | 0 | 0 | 0 | 0 | 0 | 0 | 0 | 0 | 0 | 0
0 | 0 | 0 | 0 | 0 | 0 | 0 | 0 | 0 | 0 | 0 | 0 | 0 | 0 | 0 | 0 | 0 | 0 | 0 | 0 | 0
0 | 0 | 0 | 0 | 0 | 0 | 0 | 0 | 0 | 0 | 0 | 0 | 0 | 0 | 0 | 0 | 0 | 0 | 0 | 0 | 0
0 | 0 | 0 | 0 | 0 | 0 | 0 | 0 | 0 | 0 | 0 | 0 | 0 | 0 | 0 | 0 | 0 | 0 | 0 | 0 | 0
0 | 0 | 0 | 0 | 0 | 0 | 0 | 0 | 0 | 0 | 0 | 0 | 0 | 0 | 0 | 0 | 0 | 0 | 0 | 0 | 0
0 | 0 | 0 | 0 | 0 | 0 | 0 | 0 | 0 | 0 | 0 | 0 | 0 | 0 | 0 | 0 | 0 | 0 | 0 | 0 | 0
0 | 0 | 0 | 0 | 0 | 0 | 0 | 0 | 0 | 0 | 0 | 0 | 0 | 0 | 0 | 0 | 0 | 0 | 0 | 0 | 0
0 | 0 | 0 | 0 | 0 | 0 | 0 | 0 | 0 | 0 | 0 | 0 | 0 | 0 | 0 | 0 | 0 | 0 | 0 | 0 | 0
0 | 0 | 0 | 0 | 0 | 0 | 0 | 0 | 0 | 0 | 0 | 0 | 0 | 0 | 0 | 0 | 0 | 0 | 0 | 0 | 0
0 | 0 | 0 | 0 | 0 | 0 | 0 | 0 | 0 | 0 | 0 | 0 | 0 | 0 | 0 | 0 | 0 | 0 | 0 | 0 | 0
0 | 0 | 0 | 0 | 0 | 0 | 0 | 0 | 0 | 0 | 0 | 0 | 0 | 0 | 0 | 0 | 0 | 0 | 0 | 0 | 0
0 | 0 | 0 | 0 | 0 | 0 | 0 | 0 | 0 | 0 | 0 | 0 | 0 | 0 | 0 | 0 | 0 | 0 | 0 | 0 | 0
0 | 0 | 0 | 0 | 0 | 0 | 0 | 0 | 0 | 0 | 0 | 0 | 0 | 0 | 0 | 0 | 0 | 0 | 0 | 0 | 0
0 | 0 | 0 | 0 | 0 | 0 | 0 | 0 | 0 | 0 | 0 | 0 | 0 | 0 | 0 | 0 | 0 | 0 | 0 | 0 | 0
0 | 0 | 0 | 0 | 0 | 0 | 0 | 0 | 0 | 0 | 0 | 0 | 0 | 0 | 0 | 0 | 0 | 0 | 0 | 0 | 0
0 | 0 | 0 | 0 | 0 | 0 | 0 | 0 | 0 | 0 | 0 | 0 | 0 | 0 | 0 | 0 | 0 | 0 | 0 | 0 | 0
0 | 0 | 0 | 0 | 0 | 0 | 0 | 0 | 0 | 0 | 0 | 0 | 0 | 0 | 0 | 0 | 0 | 0 | 0 | 0 | 0
0 | 0 | 0 | 0 | 0 | 0 | 0 | 0 | 0 | 0 | 0 | 0 | 0 | 0 | 0 | 0 | 0 | 0 | 0 | 0 | 0
0 | 0 | 0 | 0 | 0 | 0 | 0 | 0 | 0 | 0 | 0 | 0 | 0 | 0 | 0 | 0 | 0 | 0 | 0 | 0 | 0
0 | 0 | 0 | 0 | 0 | 0 | 0 | 0 | 0 | 0 | 0 | 0 | 0 | 0 | 0 | 0 | 0 | 0 | 0 | 0 | 0
0 | 0 | 0 | 0 | 0 | 0 | 0 | 0 | 0 | 0 | 0 | 0 | 0 | 0 | 0 | 0 | 0 | 0 | 0 | 0 | 0
0 | 0 | 0 | 0 | 0 | 0 | 0 | 0 | 0 | 0 | 0 | 0 | 0 | 0 | 0 | 0 | 0 | 0 | 0 | 0 | 0
0 | 0 | 0 | 0 | 0 | 0 | 0 | 0 | 0 | 0 | 0 | 0 | 0 | 0 | 0 | 0 | 0 | 0 | 0 | 0 | 0
0 | 0 | 0 | 0 | 0 | 0 | 0 | 0 | 0 | 0 | 0 | 0 | 0 | 0 | 0 | 0 | 0 | 0 | 0 | 0 | 0
0 | 0 | 0 | 0 | 0 | 0 | 0 | 0 | 0 | 0 | 0 | 0 | 0 | 0 | 0 | 0 | 0 | 0 | 0 | 0 | 0
0 | 0 | 0 | 0 | 0 | 0 | 0 | 0 | 0 | 0 | 0 | 0 | 0 | 0 | 0 | 0 | 0 | 0 | 0 | 0 | 0
0 | 0 | 0 | 0 | 0 | 0 | 0 | 0 | 0 | 0 | 0 | 0 | 0 | 0 | 0 | 0 | 0 | 0 | 0 | 0 | 0
0 | 0 | 0 | 0 | 0 | 0 | 0 | 0 | 0 | 0 | 0 | 0 | 0 | 0 | 0 | 0 | 0 | 0 | 0 | 0 | 0
0 | 0 | 0 | 0 | 0 | 0 | 0 | 0 | 0 | 0 | 0 | 0 | 0 | 0 | 0 | 0 | 0 | 0 | 0 | 0 | 0
0 | 0 | 0 | 0 | 0 | 0 | 0 | 0 | 0 | 0 | 0 | 0 | 0 | 0 | 0 | 0 | 0 | 0 | 0 | 0 | 0
0 | 0 | 0 | 0 | 0 | 0 | 0 | 0 | 0 | 0 | 0 | 0 | 0 | 0 | 0 | 0 | 0 | 0 | 0 | 0 | 0
0 | 0 | 0 | 0 | 0 | 0 | 0 | 0 | 0 | 0 | 0 | 0 | 0 | 0 | 0 | 0 | 0 | 0 | 0 | 0 | 0
0 | 0 | 0 | 0 | 0 | 0 | 0 | 0 | 0 | 0 | 0 | 0 | 0 | 0 | 0 | 0 | 0 | 0 | 0 | 0 | 0
0 | 0 | 0 | 0 | 0 | 0 | 0 | 0 | 0 | 0 | 0 | 0 | 0 | 0 | 0 | 0 | 0 | 0 | 0 | 0 | 0
0 | 0 | 0 | 0 | 0 | 0 | 0 | 0 | 0 | 0 | 0 | 0 | 0 | 0 | 0 | 0 | 0 | 0 | 0 | 0 | 0
0 | 0 | 0 | 0 | 0 | 0 | 0 | 0 | 0 | 0 | 0 | 0 | 0 | 0 | 0 | 0 | 0 | 0 | 0 | 0 | 0
0 | 0 | 0 | 0 | 0 | 0 | 0 | 0 | 0 | 0 | 0 | 0 | 0 | 0 | 0 | 0 | 0 | 0 | 0 | 0 | 0
0 | 0 | 0 | 0 | 0 | 0 | 0 | 0 | 0 | 0 | 0 | 0 | 0 | 0 | 0 | 0 | 0 | 0 | 0 | 0 | 0
0 | 0 | 0 | 0 | 0 | 0 | 0 | 0 | 0 | 0 | 0 | 0 | 0 | 0 | 0 | 0 | 0 | 0 | 0 | 0 | 0
0 | 0 | 0 | 0 | 0 | 0 | 0 | 0 | 0 | 0 | 0 | 0 | 0 | 0 | 0 | 0 | 0 | 0 | 0 | 0 | 0
0 | 0 | 0 | 0 | 0 | 0 | 0 | 0 | 0 | 0 | 0 | 0 | 0 | 0 | 0 | 0 | 0 | 0 | 0 | 0 | 0
0 | 0 | 0 | 0 | 0 | 0 | 0 | 0 | 0 | 0 | 0 | 0 | 0 | 0 | 0 | 0 | 0 | 0 | 0 | 0 | 0
0 | 0 | 0 | 0 | 0 | 0 | 0 | 0 | 0 | 0 | 0 | 0 | 0 | 0 | 0 | 0 | 0 | 0 | 0 | 0 | 0
0 | 0 | 0 | 0 | 0 | 0 | 0 | 0 | 0 | 0 | 0 | 0 | 0 | 0 | 0 | 0 | 0 | 0 | 0 | 0 | 0
0 | 0 | 0 | 0 | 0 | 0 | 0 | 0 | 0 | 0 | 0 | 0 | 0 | 0 | 0 | 0 | 0 | 0 | 0 | 0 | 0
0 | 0 | 0 | 0 | 0 | 0 | 0 | 0 | 0 | 0 | 0 | 0 | 0 | 0 | 0 | 0 | 0 | 0 | 0 | 0 | 0
0 | 0 | 0 | 0 | 0 | 0 | 0 | 0 | 0 | 0 | 0 | 0 | 0 | 0 | 0 | 0 | 0 | 0 | 0 | 0 | 0
0 | 0 | 0 | 0 | 0 | 0 | 0 | 0 | 0 | 0 | 0 | 0 | 0 | 0 | 0 | 0 | 0 | 0 | 0 | 0 | 0
0 | 0 | 0 | 0 | 0 | 0 | 0 | 0 | 0 | 0 | 0 | 0 | 0 | 0 | 0 | 0 | 0 | 0 | 0 | 0 | 0
0 | 0 | 0 | 0 | 0 | 0 | 0 | 0 | 0 | 0 | 0 | 0 | 0 | 0 | 0 | 0 | 0 | 0 | 0 | 0 | 0
0 | 0 | 0 | 0 | 0 | 0 | 0 | 0 | 0 | 0 | 0 | 0 | 0 | 0 | 0 | 0 | 0 | 0 | 0 | 0 | 0
0 | 0 | 0 | 0 | 0 | 0 | 0 | 0 | 0 | 0 | 0 | 0 | 0 | 0 | 0 | 0 | 0 | 0 | 0 | 0 | 0
0 | 0 | 0 | 0 | 0 | 0 | 0 | 0 | 0 | 0 | 0 | 0 | 0 | 0 | 0 | 0 | 0 | 0 | 0 | 0 | 0
0 | 0 | 0 | 0 | 0 | 0 | 0 | 0 | 0 | 0 | 0 | 0 | 0 | 0 | 0 | 0 | 0 | 0 | 0 | 0 | 0
0 | 0 | 0 | 0 | 0 | 0 | 0 | 0 | 0 | 0 | 0 | 0 | 0 | 0 | 0 | 0 | 0 | 0 | 0 | 0 | 0
0 | 0 | 0 | 0 | 0 | 0 | 0 | 0 | 0 | 0 | 0 | 0 | 0 | 0 | 0 | 0 | 0 | 0 | 0 | 0 | 0
0 | 0 | 0 | 0 | 0 | 0 | 0 | 0 | 0 | 0 | 0 | 0 | 0 | 0 | 0 | 0 | 0 | 0 | 0 | 0 | 0
0 | 0 | 0 | 0 | 0 | 0 | 0 | 0 | 0 | 0 | 0 | 0 | 0 | 0 | 0 | 0 | 0 | 0 | 0 | 0 | 0
0 | 0 | 0 | 0 | 0 | 0 | 0 | 0 | 0 | 0 | 0 | 0 | 0 | 0 | 0 | 0 | 0 | 0 | 0 | 0 | 0
0 | 0 | 0 | 0 | 0 | 0 | 0 | 0 | 0 | 0 | 0 | 0 | 0 | 0 | 0 | 0 | 0 | 0 | 0 | 0 | 0
0 | 0 | 0 | 0 | 0 | 0 | 0 | 0 | 0 | 0 | 0 | 0 | 0 | 0 | 0 | 0 | 0 | 0 | 0 | 0 | 0
0 | 0 | 0 | 0 | 0 | 0 | 0 | 0 | 0 | 0 | 0 | 0 | 0 | 0 | 0 | 0 | 0 | 0 | 0 | 0 | 0
0 | 0 | 0 | 0 | 0 | 0 | 0 | 0 | 0 | 0 | 0 | 0 | 0 | 0 | 0 | 0 | 0 | 0 | 0 | 0 | 0
0 | 0 | 0 | 0 | 0 | 0 | 0 | 0 | 0 | 0 | 0 | 0 | 0 | 0 | 0 | 0 | 0 | 0 | 0 | 0 | 0
0 | 0 | 0 | 0 | 0 | 0 | 0 | 0 | 0 | 0 | 0 | 0 | 0 | 0 | 0 | 0 | 0 | 0 | 0 | 0 | 0
0 | 0 | 0 | 0 | 0 | 0 | 0 | 0 | 0 | 0 | 0 | 0 | 0 | 0 | 0 | 0 | 0 | 0 | 0 | 0 | 0
0 | 0 | 0 | 0 | 0 | 0 | 0 | 0 | 0 | 0 | 0 | 0 | 0 | 0 | 0 | 0 | 0 | 0 | 0 | 0 | 0
0 | 0 | 0 | 0 | 0 | 0 | 0 | 0 | 0 | 0 | 0 | 0 | 0 | 0 | 0 | 0 | 0 | 0 | 0 | 0 | 0
0 | 0 | 0 | 0 | 0 | 0 | 0 | 0 | 0 | 0 | 0 | 0 | 0 | 0 | 0 | 0 | 0 | 0 | 0 | 0 | 0
0 | 0 | 0 | 0 | 0 | 0 | 0 | 0 | 0 | 0 | 0 | 0 | 0 | 0 | 0 | 0 | 0 | 0 | 0 | 0 | 0
0 | 0 | 0 | 0 | 0 | 0 | 0 | 0 | 0 | 0 | 0 | 0 | 0 | 0 | 0 | 0 | 0 | 0 | 0 | 0 | 0
0 | 0 | 0 | 0 | 0 | 0 | 0 | 0 | 0 | 0 | 0 | 0 | 0 | 0 | 0 | 0 | 0 | 0 | 0 | 0 | 0
0 | 0 | 0 | 0 | 0 | 0 | 0 | 0 | 0 | 0 | 0 | 0 | 0 | 0 | 0 | 0 | 0 | 0 | 0 | 0 | 0
0 | 0 | 0 | 0 | 0 | 0 | 0 | 0 | 0 | 0 | 0 | 0 | 0 | 0 | 0 | 0 | 0 | 0 | 0 | 0 | 0
0 | 0 | 0 | 0 | 0 | 0 | 0 | 0 | 0 | 0 | 0 | 0 | 0 | 0 | 0 | 0 | 0 | 0 | 0 | 0 | 0
0 | 0 | 0 | 0 | 0 | 0 | 0 | 0 | 0 | 0 | 0 | 0 | 0 | 0 | 0 | 0 | 0 | 0 | 0 | 0 | 0
0 | 0 | 0 | 0 | 0 | 0 | 0 | 0 | 0 | 0 | 0 | 0 | 0 | 0 | 0 | 0 | 0 | 0 | 0 | 0 | 0
0 | 0 | 0 | 0 | 0 | 0 | 0 | 0 | 0 | 0 | 0 | 0 | 0 | 0 | 0 | 0 | 0 | 0 | 0 | 0 | 0
0 | 0 | 0 | 0 | 0 | 0 | 0 | 0 | 0 | 0 | 0 | 0 | 0 | 0 | 0 | 0 | 0 | 0 | 0 | 0 | 0
0 | 0 | 0 | 0 | 0 | 0 | 0 | 0 | 0 | 0 | 0 | 0 | 0 | 0 | 0 | 0 | 0 | 0 | 0 | 0 | 0
0 | 0 | 0 | 0 | 0 | 0 | 0 | 0 | 0 | 0 | 0 | 0 | 0 | 0 | 0 | 0 | 0 | 0 | 0 | 0 | 0
0 | 0 | 0 | 0 | 0 | 0 | 0 | 0 | 0 | 0 | 0 | 0 | 0 | 0 | 0 | 0 | 0 | 0 | 0 | 0 | 0
0 | 0 | 0 | 0 | 0 | 0 | 0 | 0 | 0 | 0 | 0 | 0 | 0 | 0 | 0 | 0 | 0 | 0 | 0 | 0 | 0
0 | 0 | 0 | 0 | 0 | 0 | 0 | 0 | 0 | 0 | 0 | 0 | 0 | 0 | 0 | 0 | 0 | 0 | 0 | 0 | 0
0 | 0 | 0 | 0 | 0 | 0 | 0 | 0 | 0 | 0 | 0 | 0 | 0 | 0 | 0 | 0 | 0 | 0 | 0 | 0 | 0
0 | 0 | 0 | 0 | 0 | 0 | 0 | 0 | 0 | 0 | 0 | 0 | 0 | 0 | 0 | 0 | 0 | 0 | 0 | 0 | 0
0 | 0 | 0 | 0 | 0 | 0 | 0 | 0 | 0 | 0 | 0 | 0 | 0 | 0 | 0 | 0 | 0 | 0 | 0 | 0 | 0
0 | 0 | 0 | 0 | 0 | 0 | 0 | 0 | 0 | 0 | 0 | 0 | 0 | 0 | 0 | 0 | 0 | 0 | 0 | 0 | 0
0 | 0 | 0 | 0 | 0 | 0 | 0 | 0 | 0 | 0 | 0 | 0 | 0 | 0 | 0 | 0 | 0 | 0 | 0 | 0 | 0
0 | 0 | 0 | 0 | 0 | 0 | 0 | 0 | 0 | 0 | 0 | 0 | 0 | 0 | 0 | 0 | 0 | 0 | 0 | 0 | 0
0 | 0 | 0 | 0 | 0 | 0 | 0 | 0 | 0 | 0 | 0 | 0 | 0 | 0 | 0 | 0 | 0 | 0 | 0 | 0 | 0
0 | 0 | 0 | 0 | 0 | 0 | 0 | 0 | 0 | 0 | 0 | 0 | 0 | 0 | 0 | 0 | 0 | 0 | 0 | 0 | 0
0 | 0 | 0 | 0 | 0 | 0 | 0 | 0 | 0 | 0 | 0 | 0 | 0 | 0 | 0 | 0 | 0 | 0 | 0 | 0 | 0
0 | 0 | 0 | 0 | 0 | 0 | 0 | 0 | 0 | 0 | 0 | 0 | 0 | 0 | 0 | 0 | 0 | 0 | 0 | 0 | 0
0 | 0 | 0 | 0 | 0 | 0 | 0 | 0 | 0 | 0 | 0 | 0 | 0 | 0 | 0 | 0 | 0 | 0 | 0 | 0 | 0
0 | 0 | 0 | 0 | 0 | 0 | 0 | 0 | 0 | 0 | 0 | 0 | 0 | 0 | 0 | 0 | 0 | 0 | 0 | 0 | 0
0 | 0 | 0 | 0 | 0 | 0 | 0 | 0 | 0 | 0 | 0 | 0 | 0 | 0 | 0 | 0 | 0 | 0 | 0 | 0 | 0
0 | 0 | 0 | 0 | 0 | 0 | 0 | 0 | 0 | 0 | 0 | 0 | 0 | 0 | 0 | 0 | 0 | 0 | 0 | 0 | 0
0 | 0 | 0 | 0 | 0 | 0 | 0 | 0 | 0 | 0 | 0 | 0 | 0 | 0 | 0 | 0 | 0 | 0 | 0 | 0 | 0
0 | 0 | 0 | 0 | 0 | 0 | 0 | 0 | 0 | 0 | 0 | 0 | 0 | 0 | 0 | 0 | 0 | 0 | 0 | 0 | 0
0 | 0 | 0 | 0 | 0 | 0 | 0 | 0 | 0 | 0 | 0 | 0 | 0 | 0 | 0 | 0 | 0 | 0 | 0 | 0 | 0
0 | 0 | 0 | 0 | 0 | 0 | 0 | 0 | 0 | 0 | 0 | 0 | 0 | 0 | 0 | 0 | 0 | 0 | 0 | 0 | 0
0 | 0 | 0 | 0 | 0 | 0 | 0 | 0 | 0 | 0 | 0 | 0 | 0 | 0 | 0 | 0 | 0 | 0 | 0 | 0 | 0
0 | 0 | 0 | 0 | 0 | 0 | 0 | 0 | 0 | 0 | 0 | 0 | 0 | 0 | 0 | 0 | 0 | 0 | 0 | 0 | 0
0 | 0 | 0 | 0 | 0 | 0 | 0 | 0 | 0 | 0 | 0 | 0 | 0 | 0 | 0 | 0 | 0 | 0 | 0 | 0 | 0
0 | 0 | 0 | 0 | 0 | 0 | 0 | 0 | 0 | 0 | 0 | 0 | 0 | 0 | 0 | 0 | 0 | 0 | 0 | 0 | 0
0 | 0 | 0 | 0 | 0 | 0 | 0 | 0 | 0 | 0 | 0 | 0 | 0 | 0 | 0 | 0 | 0 | 0 | 0 | 0 | 0
0 | 0 | 0 | 0 | 0 | 0 | 0 | 0 | 0 | 0 | 0 | 0 | 0 | 0 | 0 | 0 | 0 | 0 | 0 | 0 | 0
0 | 0 | 0 | 0 | 0 | 0 | 0 | 0 | 0 | 0 | 0 | 0 | 0 | 0 | 0 | 0 | 0 | 0 | 0 | 0 | 0
0 | 0 | 0 | 0 | 0 | 0 | 0 | 0 | 0 | 0 | 0 | 0 | 0 | 0 | 0 | 0 | 0 | 0 | 0 | 0 | 0
0 | 0 | 0 | 0 | 0 | 0 | 0 | 0 | 0 | 0 | 0 | 0 | 0 | 0 | 0 | 0 | 0 | 0 | 0 | 0 | 0
0 | 0 | 0 | 0 | 0 | 0 | 0 | 0 | 0 | 0 | 0 | 0 | 0 | 0 | 0 | 0 | 0 | 0 | 0 | 0 | 0
0 | 0 | 0 | 0 | 0 | 0 | 0 | 0 | 0 | 0 | 0 | 0 | 0 | 0 | 0 | 0 | 0 | 0 | 0 | 0 | 0
0 | 0 | 0 | 0 | 0 | 0 | 0 | 0 | 0 | 0 | 0 | 0 | 0 | 0 | 0 | 0 | 0 | 0 | 0 | 0 | 0
0 | 0 | 0 | 0 | 0 | 0 | 0 | 0 | 0 | 0 | 0 | 0 | 0 | 0 | 0 | 0 | 0 | 0 | 0 | 0 | 0
0 | 0 | 0 | 0 | 0 | 0 | 0 | 0 | 0 | 0 | 0 | 0 | 0 | 0 | 0 | 0 | 0 | 0 | 0 | 0 | 0
0 | 0 | 0 | 0 | 0 | 0 | 0 | 0 | 0 | 0 | 0 | 0 | 0 | 0 | 0 | 0 | 0 | 0 | 0 | 0 | 0
0 | 0 | 0 | 0 | 0 | 0 | 0 | 0 | 0 | 0 | 0 | 0 | 0 | 0 | 0 | 0 | 0 | 0 | 0 | 0 | 0
0 | 0 | 0 | 0 | 0 | 0 | 0 | 0 | 0 | 0 | 0 | 0 | 0 | 0 | 0 | 0 | 0 | 0 | 0 | 0 | 0
0 | 0 | 0 | 0 | 0 | 0 | 0 | 0 | 0 | 0 | 0 | 0 | 0 | 0 | 0 | 0 | 0 | 0 | 0 | 0 | 0
0 | 0 | 0 | 0 | 0 | 0 | 0 | 0 | 0 | 0 | 0 | 0 | 0 | 0 | 0 | 0 | 0 | 0 | 0 | 0 | 0
0 | 0 | 0 | 0 | 0 | 0 | 0 | 0 | 0 | 0 | 0 | 0 | 0 | 0 | 0 | 0 | 0 | 0 | 0 | 0 | 0
0 | 0 | 0 | 0 | 0 | 0 | 0 | 0 | 0 | 0 | 0 | 0 | 0 | 0 | 0 | 0 | 0 | 0 | 0 | 0 | 0
0 | 0 | 0 | 0 | 0 | 0 | 0 | 0 | 0 | 0 | 0 | 0 | 0 | 0 | 0 | 0 | 0 | 0 | 0 | 0 | 0
0 | 0 | 0 | 0 | 0 | 0 | 0 | 0 | 0 | 0 | 0 | 0 | 0 | 0 | 0 | 0 | 0 | 0 | 0 | 0 | 0
0 | 0 | 0 | 0 | 0 | 0 | 0 | 0 | 0 | 0 | 0 | 0 | 0 | 0 | 0 | 0 | 0 | 0 | 0 | 0 | 0
0 | 0 | 0 | 0 | 0 | 0 | 0 | 0 | 0 | 0 | 0 | 0 | 0 | 0 | 0 | 0 | 0 | 0 | 0 | 0 | 0
0 | 0 | 0 | 0 | 0 | 0 | 0 | 0 | 0 | 0 | 0 | 0 | 0 | 0 | 0 | 0 | 0 | 0 | 0 | 0 | 0
0 | 0 | 0 | 0 | 0 | 0 | 0 | 0 | 0 | 0 | 0 | 0 | 0 | 0 | 0 | 0 | 0 | 0 | 0 | 0 | 0
0 | 0 | 0 | 0 | 0 | 0 | 0 | 0 | 0 | 0 | 0 | 0 | 0 | 0 | 0 | 0 | 0 | 0 | 0 | 0 | 0
0 | 0 | 0 | 0 | 0 | 0 | 0 | 0 | 0 | 0 | 0 | 0 | 0 | 0 | 0 | 0 | 0 | 0 | 0 | 0 | 0
0 | 0 | 0 | 0 | 0 | 0 | 0 | 0 | 0 | 0 | 0 | 0 | 0 | 0 | 0 | 0 | 0 | 0 | 0 | 0 | 0
0 | 0 | 0 | 0 | 0 | 0 | 0 | 0 | 0 | 0 | 0 | 0 | 0 | 0 | 0 | 0 | 0 | 0 | 0 | 0 | 0
0 | 0 | 0 | 0 | 0 | 0 | 0 | 0 | 0 | 0 | 0 | 0 | 0 | 0 | 0 | 0 | 0 | 0 | 0 | 0 | 0
0 | 0 | 0 | 0 | 0 | 0 | 0 | 0 | 0 | 0 | 0 | 0 | 0 | 0 | 0 | 0 | 0 | 0 | 0 | 0 | 0
0 | 0 | 0 | 0 | 0 | 0 | 0 | 0 | 0 | 0 | 0 | 0 | 0 | 0 | 0 | 0 | 0 | 0 | 0 | 0 | 0
0 | 0 | 0 | 0 | 0 | 0 | 0 | 0 | 0 | 0 | 0 | 0 | 0 | 0 | 0 | 0 | 0 | 0 | 0 | 0 | 0
0 | 0 | 0 | 0 | 0 | 0 | 0 | 0 | 0 | 0 | 0 | 0 | 0 | 0 | 0 | 0 | 0 | 0 | 0 | 0 | 0
0 | 0 | 0 | 0 | 0 | 0 | 0 | 0 | 0 | 0 | 0 | 0 | 0 | 0 | 0 | 0 | 0 | 0 | 0 | 0 | 0
0 | 0 | 0 | 0 | 0 | 0 | 0 | 0 | 0 | 0 | 0 | 0 | 0 | 0 | 0 | 0 | 0 | 0 | 0 | 0 | 0
0 | 0 | 0 | 0 | 0 | 0 | 0 | 0 | 0 | 0 | 0 | 0 | 0 | 0 | 0 | 0 | 0 | 0 | 0 | 0 | 0
0 | 0 | 0 | 0 | 0 | 0 | 0 | 0 | 0 | 0 | 0 | 0 | 0 | 0 | 0 | 0 | 0 | 0 | 0 | 0 | 0
0 | 0 | 0 | 0 | 0 | 0 | 0 | 0 | 0 | 0 | 0 | 0 | 0 | 0 | 0 | 0 | 0 | 0 | 0 | 0 | 0
0 | 0 | 0 | 0 | 0 | 0 | 0 | 0 | 0 | 0 | 0 | 0 | 0 | 0 | 0 | 0 | 0 | 0 | 0 | 0 | 0
0 | 0 | 0 | 0 | 0 | 0 | 0 | 0 | 0 | 0 | 0 | 0 | 0 | 0 | 0 | 0 | 0 | 0 | 0 | 0 | 0
0 | 0 | 0 | 0 | 0 | 0 | 0 | 0 | 0 | 0 | 0 | 0 | 0 | 0 | 0 | 0 | 0 | 0 | 0 | 0 | 0
0 | 0 | 0 | 0 | 0 | 0 | 0 | 0 | 0 | 0 | 0 | 0 | 0 | 0 | 0 | 0 | 0 | 0 | 0 | 0 | 0
0 | 0 | 0 | 0 | 0 | 0 | 0 | 0 | 0 | 0 | 0 | 0 | 0 | 0 | 0 | 0 | 0 | 0 | 0 | 0 | 0
0 | 0 | 0 | 0 | 0 | 0 | 0 | 0 | 0 | 0 | 0 | 0 | 0 | 0 | 0 | 0 | 0 | 0 | 0 | 0 | 0
0 | 0 | 0 | 0 | 0 | 0 | 0 | 0 | 0 | 0 | 0 | 0 | 0 | 0 | 0 | 0 | 0 | 0 | 0 | 0 | 0
0 | 0 | 0 | 0 | 0 | 0 | 0 | 0 | 0 | 0 | 0 | 0 | 0 | 0 | 0 | 0 | 0 | 0 | 0 | 0 | 0
0 | 0 | 0 | 0 | 0 | 0 | 0 | 0 | 0 | 0 | 0 | 0 | 0 | 0 | 0 | 0 | 0 | 0 | 0 | 0 | 0
0 | 0 | 0 | 0 | 0 | 0 | 0 | 0 | 0 | 0 | 0 | 0 | 0 | 0 | 0 | 0 | 0 | 0 | 0 | 0 | 0
0 | 0 | 0 | 0 | 0 | 0 | 0 | 0 | 0 | 0 | 0 | 0 | 0 | 0 | 0 | 0 | 0 | 0 | 0 | 0 | 0
0 | 0 | 0 | 0 | 0 | 0 | 0 | 0 | 0 | 0 | 0 | 0 | 0 | 0 | 0 | 0 | 0 | 0 | 0 | 0 | 0
0 | 0 | 0 | 0 | 0 | 0 | 0 | 0 | 0 | 0 | 0 | 0 | 0 | 0 | 0 | 0 | 0 | 0 | 0 | 0 | 0
0 | 0 | 0 | 0 | 0 | 0 | 0 | 0 | 0 | 0 | 0 | 0 | 0 | 0 | 0 | 0 | 0 | 0 | 0 | 0 | 0
0 | 0 | 0 | 0 | 0 | 0 | 0 | 0 | 0 | 0 | 0 | 0 | 0 | 0 | 0 | 0 | 0 | 0 | 0 | 0 | 0
0 | 0 | 0 | 0 | 0 | 0 | 0 | 0 | 0 | 0 | 0 | 0 | 0 | 0 | 0 | 0 | 0 | 0 | 0 | 0 | 0
0 | 0 | 0 | 0 | 0 | 0 | 0 | 0 | 0 | 0 | 0 | 0 | 0 | 0 | 0 | 0 | 0 | 0 | 0 | 0 | 0
0 | 0 | 0 | 0 | 0 | 0 | 0 | 0 | 0 | 0 | 0 | 0 | 0 | 0 | 0 | 0 | 0 | 0 | 0 | 0 | 0
0 | 0 | 0 | 0 | 0 | 0 | 0 | 0 | 0 | 0 | 0 | 0 | 0 | 0 | 0 | 0 | 0 | 0 | 0 | 0 | 0
0 | 0 | 0 | 0 | 0 | 0 | 0 | 0 | 0 | 0 | 0 | 0 | 0 | 0 | 0 | 0 | 0 | 0 | 0 | 0 | 0
0 | 0 | 0 | 0 | 0 | 0 | 0 | 0 | 0 | 0 | 0 | 0 | 0 | 0 | 0 | 0 | 0 | 0 | 0 | 0 | 0
0 | 0 | 0 | 0 | 0 | 0 | 0 | 0 | 0 | 0 | 0 | 0 | 0 | 0 | 0 | 0 | 0 | 0 | 0 | 0 | 0
0 | 0 | 0 | 0 | 0 | 0 | 0 | 0 | 0 | 0 | 0 | 0 | 0 | 0 | 0 | 0 | 0 | 0 | 0 | 0 | 0
0 | 0 | 0 | 0 | 0 | 0 | 0 | 0 | 0 | 0 | 0 | 0 | 0 | 0 | 0 | 0 | 0 | 0 | 0 | 0 | 0
0 | 0 | 0 | 0 | 0 | 0 | 0 | 0 | 0 | 0 | 0 | 0 | 0 | 0 | 0 | 0 | 0 | 0 | 0 | 0 | 0
0 | 0 | 0 | 0 | 0 | 0 | 0 | 0 | 0 | 0 | 0 | 0 | 0 | 0 | 0 | 0 | 0 | 0 | 0 | 0 | 0
0 | 0 | 0 | 0 | 0 | 0 | 0 | 0 | 0 | 0 | 0 | 0 | 0 | 0 | 0 | 0 | 0 | 0 | 0 | 0 | 0
0 | 0 | 0 | 0 | 0 | 0 | 0 | 0 | 0 | 0 | 0 | 0 | 0 | 0 | 0 | 0 | 0 | 0 | 0 | 0 | 0
0 | 0 | 0 | 0 | 0 | 0 | 0 | 0 | 0 | 0 | 0 | 0 | 0 | 0 | 0 | 0 | 0 | 0 | 0 | 0 | 0
0 | 0 | 0 | 0 | 0 | 0 | 0 | 0 | 0 | 0 | 0 | 0 | 0 | 0 | 0 | 0 | 0 | 0 | 0 | 0 | 0
0 | 0 | 0 | 0 | 0 | 0 | 0 | 0 | 0 | 0 | 0 | 0 | 0 | 0 | 0 | 0 | 0 | 0 | 0 | 0 | 0
0 | 0 | 0 | 0 | 0 | 0 | 0 | 0 | 0 | 0 | 0 | 0 | 0 | 0 | 0 | 0 | 0 | 0 | 0 | 0 | 0
0 | 0 | 0 | 0 | 0 | 0 | 0 | 0 | 0 | 0 | 0 | 0 | 0 | 0 | 0 | 0 | 0 | 0 | 0 | 0 | 0
0 | 0 | 0 | 0 | 0 | 0 | 0 | 0 | 0 | 0 | 0 | 0 | 0 | 0 | 0 | 0 | 0 | 0 | 0 | 0 | 0
0 | 0 | 0 | 0 | 0 | 0 | 0 | 0 | 0 | 0 | 0 | 0 | 0 | 0 | 0 | 0 | 0 | 0 | 0 | 0 | 0
0 | 0 | 0 | 0 | 0 | 0 | 0 | 0 | 0 | 0 | 0 | 0 | 0 | 0 | 0 | 0 | 0 | 0 | 0 | 0 | 0
0 | 0 | 0 | 0 | 0 | 0 | 0 | 0 | 0 | 0 | 0 | 0 | 0 | 0 | 0 | 0 | 0 | 0 | 0 | 0 | 0
0 | 0 | 0 | 0 | 0 | 0 | 0 | 0 | 0 | 0 | 0 | 0 | 0 | 0 | 0 | 0 | 0 | 0 | 0 | 0 | 0
0 | 0 | 0 | 0 | 0 | 0 | 0 | 0 | 0 | 0 | 0 | 0 | 0 | 0 | 0 | 0 | 0 | 0 | 0 | 0 | 0
0 | 0 | 0 | 0 | 0 | 0 | 0 | 0 | 0 | 0 | 0 | 0 | 0 | 0 | 0 | 0 | 0 | 0 | 0 | 0 | 0
0 | 0 | 0 | 0 | 0 | 0 | 0 | 0 | 0 | 0 | 0 | 0 | 0 | 0 | 0 | 0 | 0 | 0 | 0 | 0 | 0
0 | 0 | 0 | 0 | 0 | 0 | 0 | 0 | 0 | 0 | 0 | 0 | 0 | 0 | 0 | 0 | 0 | 0 | 0 | 0 | 0
0 | 0 | 0 | 0 | 0 | 0 | 0 | 0 | 0 | 0 | 0 | 0 | 0 | 0 | 0 | 0 | 0 | 0 | 0 | 0 | 0
0 | 0 | 0 | 0 | 0 | 0 | 0 | 0 | 0 | 0 | 0 | 0 | 0 | 0 | 0 | 0 | 0 | 0 | 0 | 0 | 0
0 | 0 | 0 | 0 | 0 | 0 | 0 | 0 | 0 | 0 | 0 | 0 | 0 | 0 | 0 | 0 | 0 | 0 | 0 | 0 | 0
0 | 0 | 0 | 0 | 0 | 0 | 0 | 0 | 0 | 0 | 0 | 0 | 0 | 0 | 0 | 0 | 0 | 0 | 0 | 0 | 0
0 | 0 | 0 | 0 | 0 | 0 | 0 | 0 | 0 | 0 | 0 | 0 | 0 | 0 | 0 | 0 | 0 | 0 | 0 | 0 | 0
0 | 0 | 0 | 0 | 0 | 0 | 0 | 0 | 0 | 0 | 0 | 0 | 0 | 0 | 0 | 0 | 0 | 0 | 0 | 0 | 0
0 | 0 | 0 | 0 | 0 | 0 | 0 | 0 | 0 | 0 | 0 | 0 | 0 | 0 | 0 | 0 | 0 | 0 | 0 | 0 | 0
0 | 0 | 0 | 0 | 0 | 0 | 0 | 0 | 0 | 0 | 0 | 0 | 0 | 0 | 0 | 0 | 0 | 0 | 0 | 0 | 0
0 | 0 | 0 | 0 | 0 | 0 | 0 | 0 | 0 | 0 | 0 | 0 | 0 | 0 | 0 | 0 | 0 | 0 | 0 | 0 | 0
0 | 0 | 0 | 0 | 0 | 0 | 0 | 0 | 0 | 0 | 0 | 0 | 0 | 0 | 0 | 0 | 0 | 0 | 0 | 0 | 0
0 | 0 | 0 | 0 | 0 | 0 | 0 | 0 | 0 | 0 | 0 | 0 | 0 | 0 | 0 | 0 | 0 | 0 | 0 | 0 | 0
0 | 0 | 0 | 0 | 0 | 0 | 0 | 0 | 0 | 0 | 0 | 0 | 0 | 0 | 0 | 0 | 0 | 0 | 0 | 0 | 0
0 | 0 | 0 | 0 | 0 | 0 | 0 | 0 | 0 | 0 | 0 | 0 | 0 | 0 | 0 | 0 | 0 | 0 | 0 | 0 | 0
0 | 0 | 0 | 0 | 0 | 0 | 0 | 0 | 0 | 0 | 0 | 0 | 0 | 0 | 0 | 0 | 0 | 0 | 0 | 0 | 0
0 | 0 | 0 | 0 | 0 | 0 | 0 | 0 | 0 | 0 | 0 | 0 | 0 | 0 | 0 | 0 | 0 | 0 | 0 | 0 | 0
0 | 0 | 0 | 0 | 0 | 0 | 0 | 0 | 0 | 0 | 0 | 0 | 0 | 0 | 0 | 0 | 0 | 0 | 0 | 0 | 0
0 | 0 | 0 | 0 | 0 | 0 | 0 | 0 | 0 | 0 | 0 | 0 | 0 | 0 | 0 | 0 | 0 | 0 | 0 | 0 | 0
0 | 0 | 0 | 0 | 0 | 0 | 0 | 0 | 0 | 0 | 0 | 0 | 0 | 0 | 0 | 0 | 0 | 0 | 0 | 0 | 0
0 | 0 | 0 | 0 | 0 | 0 | 0 | 0 | 0 | 0 | 0 | 0 | 0 | 0 | 0 | 0 | 0 | 0 | 0 | 0 | 0
0 | 0 | 0 | 0 | 0 | 0 | 0 | 0 | 0 | 0 | 0 | 0 | 0 | 0 | 0 | 0 | 0 | 0 | 0 | 0 | 0
0 | 0 | 0 | 0 | 0 | 0 | 0 | 0 | 0 | 0 | 0 | 0 | 0 | 0 | 0 | 0 | 0 | 0 | 0 | 0 | 0
0 | 0 | 0 | 0 | 0 | 0 | 0 | 0 | 0 | 0 | 0 | 0 | 0 | 0 | 0 | 0 | 0 | 0 | 0 | 0 | 0
0 | 0 | 0 | 0 | 0 | 0 | 0 | 0 | 0 | 0 | 0 | 0 | 0 | 0 | 0 | 0 | 0 | 0 | 0 | 0 | 0
0 | 0 | 0 | 0 | 0 | 0 | 0 | 0 | 0 | 0 | 0 | 0 | 0 | 0 | 0 | 0 | 0 | 0 | 0 | 0 | 0
0 | 0 | 0 | 0 | 0 | 0 | 0 | 0 | 0 | 0 | 0 | 0 | 0 | 0 | 0 | 0 | 0 | 0 | 0 | 0 | 0
0 | 0 | 0 | 0 | 0 | 0 | 0 | 0 | 0 | 0 | 0 | 0 | 0 | 0 | 0 | 0 | 0 | 0 | 0 | 0 | 0
0 | 0 | 0 | 0 | 0 | 0 | 0 | 0 | 0 | 0 | 0 | 0 | 0 | 0 | 0 | 0 | 0 | 0 | 0 | 0 | 0
0 | 0 | 0 | 0 | 0 | 0 | 0 | 0 | 0 | 0 | 0 | 0 | 0 | 0 | 0 | 0 | 0 | 0 | 0 | 0 | 0
0 | 0 | 0 | 0 | 0 | 0 | 0 | 0 | 0 | 0 | 0 | 0 | 0 | 0 | 0 | 0 | 0 | 0 | 0 | 0 | 0
0 | 0 | 0 | 0 | 0 | 0 | 0 | 0 | 0 | 0 | 0 | 0 | 0 | 0 | 0 | 0 | 0 | 0 | 0 | 0 | 0
0 | 0 | 0 | 0 | 0 | 0 | 0 | 0 | 0 | 0 | 0 | 0 | 0 | 0 | 0 | 0 | 0 | 0 | 0 | 0 | 0
0 | 0 | 0 | 0 | 0 | 0 | 0 | 0 | 0 | 0 | 0 | 0 | 0 | 0 | 0 | 0 | 0 | 0 | 0 | 0 | 0
0 | 0 | 0 | 0 | 0 | 0 | 0 | 0 | 0 | 0 | 0 | 0 | 0 | 0 | 0 | 0 | 0 | 0 | 0 | 0 | 0
0 | 0 | 0 | 0 | 0 | 0 | 0 | 0 | 0 | 0 | 0 | 0 | 0 | 0 | 0 | 0 | 0 | 0 | 0 | 0 | 0
0 | 0 | 0 | 0 | 0 | 0 | 0 | 0 | 0 | 0 | 0 | 0 | 0 | 0 | 0 | 0 | 0 | 0 | 0 | 0 | 0
0 | 0 | 0 | 0 | 0 | 0 | 0 | 0 | 0 | 0 | 0 | 0 | 0 | 0 | 0 | 0 | 0 | 0 | 0 | 0 | 0
0 | 0 | 0 | 0 | 0 | 0 | 0 | 0 | 0 | 0 | 0 | 0 | 0 | 0 | 0 | 0 | 0 | 0 | 0 | 0 | 0
0 | 0 | 0 | 0 | 0 | 0 | 0 | 0 | 0 | 0 | 0 | 0 | 0 | 0 | 0 | 0 | 0 | 0 | 0 | 0 | 0
0 | 0 | 0 | 0 | 0 | 0 | 0 | 0 | 0 | 0 | 0 | 0 | 0 | 0 | 0 | 0 | 0 | 0 | 0 | 0 | 0
0 | 0 | 0 | 0 | 0 | 0 | 0 | 0 | 0 | 0 | 0 | 0 | 0 | 0 | 0 | 0 | 0 | 0 | 0 | 0 | 0
0 | 0 | 0 | 0 | 0 | 0 | 0 | 0 | 0 | 0 | 0 | 0 | 0 | 0 | 0 | 0 | 0 | 0 | 0 | 0 | 0
0 | 0 | 0 | 0 | 0 | 0 | 0 | 0 | 0 | 0 | 0 | 0 | 0 | 0 | 0 | 0 | 0 | 0 | 0 | 0 | 0
0 | 0 | 0 | 0 | 0 | 0 | 0 | 0 | 0 | 0 | 0 | 0 | 0 | 0 | 0 | 0 | 0 | 0 | 0 | 0 | 0
0 | 0 | 0 | 0 | 0 | 0 | 0 | 0 | 0 | 0 | 0 | 0 | 0 | 0 | 0 | 0 | 0 | 0 | 0 | 0 | 0
0 | 0 | 0 | 0 | 0 | 0 | 0 | 0 | 0 | 0 | 0 | 0 | 0 | 0 | 0 | 0 | 0 | 0 | 0 | 0 | 0
0 | 0 | 0 | 0 | 0 | 0 | 0 | 0 | 0 | 0 | 0 | 0 | 0 | 0 | 0 | 0 | 0 | 0 | 0 | 0 | 0
0 | 0 | 0 | 0 | 0 | 0 | 0 | 0 | 0 | 0 | 0 | 0 | 0 | 0 | 0 | 0 | 0 | 0 | 0 | 0 | 0
0 | 0 | 0 | 0 | 0 | 0 | 0 | 0 | 0 | 0 | 0 | 0 | 0 | 0 | 0 | 0 | 0 | 0 | 0 | 0 | 0
0 | 0 | 0 | 0 | 0 | 0 | 0 | 0 | 0 | 0 | 0 | 0 | 0 | 0 | 0 | 0 | 0 | 0 | 0 | 0 | 0
0 | 0 | 0 | 0 | 0 | 0 | 0 | 0 | 0 | 0 | 0 | 0 | 0 | 0 | 0 | 0 | 0 | 0 | 0 | 0 | 0
0 | 0 | 0 | 0 | 0 | 0 | 0 | 0 | 0 | 0 | 0 | 0 | 0 | 0 | 0 | 0 | 0 | 0 | 0 | 0 | 0
0 | 0 | 0 | 0 | 0 | 0 | 0 | 0 | 0 | 0 | 0 | 0 | 0 | 0 | 0 | 0 | 0 | 0 | 0 | 0 | 0
0 | 0 | 0 | 0 | 0 | 0 | 0 | 0 | 0 | 0 | 0 | 0 | 0 | 0 | 0 | 0 | 0 | 0 | 0 | 0 | 0
0 | 0 | 0 | 0 | 0 | 0 | 0 | 0 | 0 | 0 | 0 | 0 | 0 | 0 | 0 | 0 | 0 | 0 | 0 | 0 | 0
0 | 0 | 0 | 0 | 0 | 0 | 0 | 0 | 0 | 0 | 0 | 0 | 0 | 0 | 0 | 0 | 0 | 0 | 0 | 0 | 0
0 | 0 | 0 | 0 | 0 | 0 | 0 | 0 | 0 | 0 | 0 | 0 | 0 | 0 | 0 | 0 | 0 | 0 | 0 | 0 | 0
0 | 0 | 0 | 0 | 0 | 0 | 0 | 0 | 0 | 0 | 0 | 0 | 0 | 0 | 0 | 0 | 0 | 0 | 0 | 0 | 0
0 | 0 | 0 | 0 | 0 | 0 | 0 | 0 | 0 | 0 | 0 | 0 | 0 | 0 | 0 | 0 | 0 | 0 | 0 | 0 | 0
0 | 0 | 0 | 0 | 0 | 0 | 0 | 0 | 0 | 0 | 0 | 0 | 0 | 0 | 0 | 0 | 0 | 0 | 0 | 0 | 0
0 | 0 | 0 | 0 | 0 | 0 | 0 | 0 | 0 | 0 | 0 | 0 | 0 | 0 | 0 | 0 | 0 | 0 | 0 | 0 | 0
0 | 0 | 0 | 0 | 0 | 0 | 0 | 0 | 0 | 0 | 0 | 0 | 0 | 0 | 0 | 0 | 0 | 0 | 0 | 0 | 0
0 | 0 | 0 | 0 | 0 | 0 | 0 | 0 | 0 | 0 | 0 | 0 | 0 | 0 | 0 | 0 | 0 | 0 | 0 | 0 | 0
0 | 0 | 0 | 0 | 0 | 0 | 0 | 0 | 0 | 0 | 0 | 0 | 0 | 0 | 0 | 0 | 0 | 0 | 0 | 0 | 0
0 | 0 | 0 | 0 | 0 | 0 | 0 | 0 | 0 | 0 | 0 | 0 | 0 | 0 | 0 | 0 | 0 | 0 | 0 | 0 | 0
0 | 0 | 0 | 0 | 0 | 0 | 0 | 0 | 0 | 0 | 0 | 0 | 0 | 0 | 0 | 0 | 0 | 0 | 0 | 0 | 0
0 | 0 | 0 | 0 | 0 | 0 | 0 | 0 | 0 | 0 | 0 | 0 | 0 | 0 | 0 | 0 | 0 | 0 | 0 | 0 | 0
0 | 0 | 0 | 0 | 0 | 0 | 0 | 0 | 0 | 0 | 0 | 0 | 0 | 0 | 0 | 0 | 0 | 0 | 0 | 0 | 0
0 | 0 | 0 | 0 | 0 | 0 | 0 | 0 | 0 | 0 | 0 | 0 | 0 | 0 | 0 | 0 | 0 | 0 | 0 | 0 | 0
0 | 0 | 0 | 0 | 0 | 0 | 0 | 0 | 0 | 0 | 0 | 0 | 0 | 0 | 0 | 0 | 0 | 0 | 0 | 0 | 0
0 | 0 | 0 | 0 | 0 | 0 | 0 | 0 | 0 | 0 | 0 | 0 | 0 | 0 | 0 | 0 | 0 | 0 | 0 | 0 | 0
0 | 0 | 0 | 0 | 0 | 0 | 0 | 0 | 0 | 0 | 0 | 0 | 0 | 0 | 0 | 0 | 0 | 0 | 0 | 0 | 0
0 | 0 | 0 | 0 | 0 | 0 | 0 | 0 | 0 | 0 | 0 | 0 | 0 | 0 | 0 | 0 | 0 | 0 | 0 | 0 | 0
0 | 0 | 0 | 0 | 0 | 0 | 0 | 0 | 0 | 0 | 0 | 0 | 0 | 0 | 0 | 0 | 0 | 0 | 0 | 0 | 0
0 | 0 | 0 | 0 | 0 | 0 | 0 | 0 | 0 | 0 | 0 | 0 | 0 | 0 | 0 | 0 | 0 | 0 | 0 | 0 | 0
0 | 0 | 0 | 0 | 0 | 0 | 0 | 0 | 0 | 0 | 0 | 0 | 0 | 0 | 0 | 0 | 0 | 0 | 0 | 0 | 0
0 | 0 | 0 | 0 | 0 | 0 | 0 | 0 | 0 | 0 | 0 | 0 | 0 | 0 | 0 | 0 | 0 | 0 | 0 | 0 | 0
0 | 0 | 0 | 0 | 0 | 0 | 0 | 0 | 0 | 0 | 0 | 0 | 0 | 0 | 0 | 0 | 0 | 0 | 0 | 0 | 0
0 | 0 | 0 | 0 | 0 | 0 | 0 | 0 | 0 | 0 | 0 | 0 | 0 | 0 | 0 | 0 | 0 | 0 | 0 | 0 | 0
0 | 0 | 0 | 0 | 0 | 0 | 0 | 0 | 0 | 0 | 0 | 0 | 0 | 0 | 0 | 0 | 0 | 0 | 0 | 0 | 0
0 | 0 | 0 | 0 | 0 | 0 | 0 | 0 | 0 | 0 | 0 | 0 | 0 | 0 | 0 | 0 | 0 | 0 | 0 | 0 | 0
0 | 0 | 0 | 0 | 0 | 0 | 0 | 0 | 0 | 0 | 0 | 0 | 0 | 0 | 0 | 0 | 0 | 0 | 0 | 0 | 0
0 | 0 | 0 | 0 | 0 | 0 | 0 | 0 | 0 | 0 | 0 | 0 | 0 | 0 | 0 | 0 | 0 | 0 | 0 | 0 | 0
0 | 0 | 0 | 0 | 0 | 0 | 0 | 0 | 0 | 0 | 0 | 0 | 0 | 0 | 0 | 0 | 0 | 0 | 0 | 0 | 0
0 | 0 | 0 | 0 | 0 | 0 | 0 | 0 | 0 | 0 | 0 | 0 | 0 | 0 | 0 | 0 | 0 | 0 | 0 | 0 | 0
0 | 0 | 0 | 0 | 0 | 0 | 0 | 0 | 0 | 0 | 0 | 0 | 0 | 0 | 0 | 0 | 0 | 0 | 0 | 0 | 0
0 | 0 | 0 | 0 | 0 | 0 | 0 | 0 | 0 | 0 | 0 | 0 | 0 | 0 | 0 | 0 | 0 | 0 | 0 | 0 | 0
0 | 0 | 0 | 0 | 0 | 0 | 0 | 0 | 0 | 0 | 0 | 0 | 0 | 0 | 0 | 0 | 0 | 0 | 0 | 0 | 0
0 | 0 | 0 | 0 | 0 | 0 | 0 | 0 | 0 | 0 | 0 | 0 | 0 | 0 | 0 | 0 | 0 | 0 | 0 | 0 | 0
0 | 0 | 0 | 0 | 0 | 0 | 0 | 0 | 0 | 0 | 0 | 0 | 0 | 0 | 0 | 0 | 0 | 0 | 0 | 0 | 0
0 | 0 | 0 | 0 | 0 | 0 | 0 | 0 | 0 | 0 | 0 | 0 | 0 | 0 | 0 | 0 | 0 | 0 | 0 | 0 | 0
0 | 0 | 0 | 0 | 0 | 0 | 0 | 0 | 0 | 0 | 0 | 0 | 0 | 0 | 0 | 0 | 0 | 0 | 0 | 0 | 0
0 | 0 | 0 | 0 | 0 | 0 | 0 | 0 | 0 | 0 | 0 | 0 | 0 | 0 | 0 | 0 | 0 | 0 | 0 | 0 | 0
0 | 0 | 0 | 0 | 0 | 0 | 0 | 0 | 0 | 0 | 0 | 0 | 0 | 0 | 0 | 0 | 0 | 0 | 0 | 0 | 0
0 | 0 | 0 | 0 | 0 | 0 | 0 | 0 | 0 | 0 | 0 | 0 | 0 | 0 | 0 | 0 | 0 | 0 | 0 | 0 | 0
0 | 0 | 0 | 0 | 0 | 0 | 0 | 0 | 0 | 0 | 0 | 0 | 0 | 0 | 0 | 0 | 0 | 0 | 0 | 0 | 0
0 | 0 | 0 | 0 | 0 | 0 | 0 | 0 | 0 | 0 | 0 | 0 | 0 | 0 | 0 | 0 | 0 | 0 | 0 | 0 | 0
0 | 0 | 0 | 0 | 0 | 0 | 0 | 0 | 0 | 0 | 0 | 0 | 0 | 0 | 0 | 0 | 0 | 0 | 0 | 0 | 0
0 | 0 | 0 | 0 | 0 | 0 | 0 | 0 | 0 | 0 | 0 | 0 | 0 | 0 | 0 | 0 | 0 | 0 | 0 | 0 | 0
0 | 0 | 0 | 0 | 0 | 0 | 0 | 0 | 0 | 0 | 0 | 0 | 0 | 0 | 0 | 0 | 0 | 0 | 0 | 0 | 0
0 | 0 | 0 | 0 | 0 | 0 | 0 | 0 | 0 | 0 | 0 | 0 | 0 | 0 | 0 | 0 | 0 | 0 | 0 | 0 | 0
0 | 0 | 0 | 0 | 0 | 0 | 0 | 0 | 0 | 0 | 0 | 0 | 0 | 0 | 0 | 0 | 0 | 0 | 0 | 0 | 0
0 | 0 | 0 | 0 | 0 | 0 | 0 | 0 | 0 | 0 | 0 | 0 | 0 | 0 | 0 | 0 | 0 | 0 | 0 | 0 | 0
0 | 0 | 0 | 0 | 0 | 0 | 0 | 0 | 0 | 0 | 0 | 0 | 0 | 0 | 0 | 0 | 0 | 0 | 0 | 0 | 0
0 | 0 | 0 | 0 | 0 | 0 | 0 | 0 | 0 | 0 | 0 | 0 | 0 | 0 | 0 | 0 | 0 | 0 | 0 | 0 | 0
0 | 0 | 0 | 0 | 0 | 0 | 0 | 0 | 0 | 0 | 0 | 0 | 0 | 0 | 0 | 0 | 0 | 0 | 0 | 0 | 0
0 | 0 | 0 | 0 | 0 | 0 | 0 | 0 | 0 | 0 | 0 | 0 | 0 | 0 | 0 | 0 | 0 | 0 | 0 | 0 | 0
0 | 0 | 0 | 0 | 0 | 0 | 0 | 0 | 0 | 0 | 0 | 0 | 0 | 0 | 0 | 0 | 0 | 0 | 0 | 0 | 0
0 | 0 | 0 | 0 | 0 | 0 | 0 | 0 | 0 | 0 | 0 | 0 | 0 | 0 | 0 | 0 | 0 | 0 | 0 | 0 | 0
0 | 0 | 0 | 0 | 0 | 0 | 0 | 0 | 0 | 0 | 0 | 0 | 0 | 0 | 0 | 0 | 0 | 0 | 0 | 0 | 0
0 | 0 | 0 | 0 | 0 | 0 | 0 | 0 | 0 | 0 | 0 | 0 | 0 | 0 | 0 | 0 | 0 | 0 | 0 | 0 | 0
0 | 0 | 0 | 0 | 0 | 0 | 0 | 0 | 0 | 0 | 0 | 0 | 0 | 0 | 0 | 0 | 0 | 0 | 0 | 0 | 0
0 | 0 | 0 | 0 | 0 | 0 | 0 | 0 | 0 | 0 | 0 | 0 | 0 | 0 | 0 | 0 | 0 | 0 | 0 | 0 | 0
0 | 0 | 0 | 0 | 0 | 0 | 0 | 0 | 0 | 0 | 0 | 0 | 0 | 0 | 0 | 0 | 0 | 0 | 0 | 0 | 0
0 | 0 | 0 | 0 | 0 | 0 | 0 | 0 | 0 | 0 | 0 | 0 | 0 | 0 | 0 | 0 | 0 | 0 | 0 | 0 | 0
0 | 0 | 0 | 0 | 0 | 0 | 0 | 0 | 0 | 0 | 0 | 0 | 0 | 0 | 0 | 0 | 0 | 0 | 0 | 0 | 0
0 | 0 | 0 | 0 | 0 | 0 | 0 | 0 | 0 | 0 | 0 | 0 | 0 | 0 | 0 | 0 | 0 | 0 | 0 | 0 | 0
0 | 0 | 0 | 0 | 0 | 0 | 0 | 0 | 0 | 0 | 0 | 0 | 0 | 0 | 0 | 0 | 0 | 0 | 0 | 0 | 0
0 | 0 | 0 | 0 | 0 | 0 | 0 | 0 | 0 | 0 | 0 | 0 | 0 | 0 | 0 | 0 | 0 | 0 | 0 | 0 | 0
0 | 0 | 0 | 0 | 0 | 0 | 0 | 0 | 0 | 0 | 0 | 0 | 0 | 0 | 0 | 0 | 0 | 0 | 0 | 0 | 0
0 | 0 | 0 | 0 | 0 | 0 | 0 | 0 | 0 | 0 | 0 | 0 | 0 | 0 | 0 | 0 | 0 | 0 | 0 | 0 | 0
0 | 0 | 0 | 0 | 0 | 0 | 0 | 0 | 0 | 0 | 0 | 0 | 0 | 0 | 0 | 0 | 0 | 0 | 0 | 0 | 0
0 | 0 | 0 | 0 | 0 | 0 | 0 | 0 | 0 | 0 | 0 | 0 | 0 | 0 | 0 | 0 | 0 | 0 | 0 | 0 | 0
0 | 0 | 0 | 0 | 0 | 0 | 0 | 0 | 0 | 0 | 0 | 0 | 0 | 0 | 0 | 0 | 0 | 0 | 0 | 0 | 0
0 | 0 | 0 | 0 | 0 | 0 | 0 | 0 | 0 | 0 | 0 | 0 | 0 | 0 | 0 | 0 | 0 | 0 | 0 | 0 | 0
0 | 0 | 0 | 0 | 0 | 0 | 0 | 0 | 0 | 0 | 0 | 0 | 0 | 0 | 0 | 0 | 0 | 0 | 0 | 0 | 0
0 | 0 | 0 | 0 | 0 | 0 | 0 | 0 | 0 | 0 | 0 | 0 | 0 | 0 | 0 | 0 | 0 | 0 | 0 | 0 | 0
0 | 0 | 0 | 0 | 0 | 0 | 0 | 0 | 0 | 0 | 0 | 0 | 0 | 0 | 0 | 0 | 0 | 0 | 0 | 0 | 0
0 | 0 | 0 | 0 | 0 | 0 | 0 | 0 | 0 | 0 | 0 | 0 | 0 | 0 | 0 | 0 | 0 | 0 | 0 | 0 | 0
0 | 0 | 0 | 0 | 0 | 0 | 0 | 0 | 0 | 0 | 0 | 0 | 0 | 0 | 0 | 0 | 0 | 0 | 0 | 0 | 0
0 | 0 | 0 | 0 | 0 | 0 | 0 | 0 | 0 | 0 | 0 | 0 | 0 | 0 | 0 | 0 | 0 | 0 | 0 | 0 | 0
0 | 0 | 0 | 0 | 0 | 0 | 0 | 0 | 0 | 0 | 0 | 0 | 0 | 0 | 0 | 0 | 0 | 0 | 0 | 0 | 0
0 | 0 | 0 | 0 | 0 | 0 | 0 | 0 | 0 | 0 | 0 | 0 | 0 | 0 | 0 | 0 | 0 | 0 | 0 | 0 | 0
0 | 0 | 0 | 0 | 0 | 0 | 0 | 0 | 0 | 0 | 0 | 0 | 0 | 0 | 0 | 0 | 0 | 0 | 0 | 0 | 0
0 | 0 | 0 | 0 | 0 | 0 | 0 | 0 | 0 | 0 | 0 | 0 | 0 | 0 | 0 | 0 | 0 | 0 | 0 | 0 | 0
0 | 0 | 0 | 0 | 0 | 0 | 0 | 0 | 0 | 0 | 0 | 0 | 0 | 0 | 0 | 0 | 0 | 0 | 0 | 0 | 0
0 | 0 | 0 | 0 | 0 | 0 | 0 | 0 | 0 | 0 | 0 | 0 | 0 | 0 | 0 | 0 | 0 | 0 | 0 | 0 | 0
0 | 0 | 0 | 0 | 0 | 0 | 0 | 0 | 0 | 0 | 0 | 0 | 0 | 0 | 0 | 0 | 0 | 0 | 0 | 0 | 0
0 | 0 | 0 | 0 | 0 | 0 | 0 | 0 | 0 | 0 | 0 | 0 | 0 | 0 | 0 | 0 | 0 | 0 | 0 | 0 | 0
0 | 0 | 0 | 0 | 0 | 0 | 0 | 0 | 0 | 0 | 0 | 0 | 0 | 0 | 0 | 0 | 0 | 0 | 0 | 0 | 0
0 | 0 | 0 | 0 | 0 | 0 | 0 | 0 | 0 | 0 | 0 | 0 | 0 | 0 | 0 | 0 | 0 | 0 | 0 | 0 | 0
0 | 0 | 0 | 0 | 0 | 0 | 0 | 0 | 0 | 0 | 0 | 0 | 0 | 0 | 0 | 0 | 0 | 0 | 0 | 0 | 0
0 | 0 | 0 | 0 | 0 | 0 | 0 | 0 | 0 | 0 | 0 | 0 | 0 | 0 | 0 | 0 | 0 | 0 | 0 | 0 | 0
0 | 0 | 0 | 0 | 0 | 0 | 0 | 0 | 0 | 0 | 0 | 0 | 0 | 0 | 0 | 0 | 0 | 0 | 0 | 0 | 0
0 | 0 | 0 | 0 | 0 | 0 | 0 | 0 | 0 | 0 | 0 | 0 | 0 | 0 | 0 | 0 | 0 | 0 | 0 | 0 | 0
0 | 0 | 0 | 0 | 0 | 0 | 0 | 0 | 0 | 0 | 0 | 0 | 0 | 0 | 0 | 0 | 0 | 0 | 0 | 0 | 0
0 | 0 | 0 | 0 | 0 | 0 | 0 | 0 | 0 | 0 | 0 | 0 | 0 | 0 | 0 | 0 | 0 | 0 | 0 | 0 | 0
0 | 0 | 0 | 0 | 0 | 0 | 0 | 0 | 0 | 0 | 0 | 0 | 0 | 0 | 0 | 0 | 0 | 0 | 0 | 0 | 0
0 | 0 | 0 | 0 | 0 | 0 | 0 | 0 | 0 | 0 | 0 | 0 | 0 | 0 | 0 | 0 | 0 | 0 | 0 | 0 | 0
0 | 0 | 0 | 0 | 0 | 0 | 0 | 0 | 0 | 0 | 0 | 0 | 0 | 0 | 0 | 0 | 0 | 0 | 0 | 0 | 0
0 | 0 | 0 | 0 | 0 | 0 | 0 | 0 | 0 | 0 | 0 | 0 | 0 | 0 | 0 | 0 | 0 | 0 | 0 | 0 | 0
0 | 0 | 0 | 0 | 0 | 0 | 0 | 0 | 0 | 0 | 0 | 0 | 0 | 0 | 0 | 0 | 0 | 0 | 0 | 0 | 0
0 | 0 | 0 | 0 | 0 | 0 | 0 | 0 | 0 | 0 | 0 | 0 | 0 | 0 | 0 | 0 | 0 | 0 | 0 | 0 | 0
0 | 0 | 0 | 0 | 0 | 0 | 0 | 0 | 0 | 0 | 0 | 0 | 0 | 0 | 0 | 0 | 0 | 0 | 0 | 0 | 0
0 | 0 | 0 | 0 | 0 | 0 | 0 | 0 | 0 | 0 | 0 | 0 | 0 | 0 | 0 | 0 | 0 | 0 | 0 | 0 | 0
0 | 0 | 0 | 0 | 0 | 0 | 0 | 0 | 0 | 0 | 0 | 0 | 0 | 0 | 0 | 0 | 0 | 0 | 0 | 0 | 0
0 | 0 | 0 | 0 | 0 | 0 | 0 | 0 | 0 | 0 | 0 | 0 | 0 | 0 | 0 | 0 | 0 | 0 | 0 | 0 | 0
0 | 0 | 0 | 0 | 0 | 0 | 0 | 0 | 0 | 0 | 0 | 0 | 0 | 0 | 0 | 0 | 0 | 0 | 0 | 0 | 0
0 | 0 | 0 | 0 | 0 | 0 | 0 | 0 | 0 | 0 | 0 | 0 | 0 | 0 | 0 | 0 | 0 | 0 | 0 | 0 | 0
0 | 0 | 0 | 0 | 0 | 0 | 0 | 0 | 0 | 0 | 0 | 0 | 0 | 0 | 0 | 0 | 0 | 0 | 0 | 0 | 0
0 | 0 | 0 | 0 | 0 | 0 | 0 | 0 | 0 | 0 | 0 | 0 | 0 | 0 | 0 | 0 | 0 | 0 | 0 | 0 | 0
0 | 0 | 0 | 0 | 0 | 0 | 0 | 0 | 0 | 0 | 0 | 0 | 0 | 0 | 0 | 0 | 0 | 0 | 0 | 0 | 0
0 | 0 | 0 | 0 | 0 | 0 | 0 | 0 | 0 | 0 | 0 | 0 | 0 | 0 | 0 | 0 | 0 | 0 | 0 | 0 | 0
0 | 0 | 0 | 0 | 0 | 0 | 0 | 0 | 0 | 0 | 0 | 0 | 0 | 0 | 0 | 0 | 0 | 0 | 0 | 0 | 0
0 | 0 | 0 | 0 | 0 | 0 | 0 | 0 | 0 | 0 | 0 | 0 | 0 | 0 | 0 | 0 | 0 | 0 | 0 | 0 | 0
0 | 0 | 0 | 0 | 0 | 0 | 0 | 0 | 0 | 0 | 0 | 0 | 0 | 0 | 0 | 0 | 0 | 0 | 0 | 0 | 0
0 | 0 | 0 | 0 | 0 | 0 | 0 | 0 | 0 | 0 | 0 | 0 | 0 | 0 | 0 | 0 | 0 | 0 | 0 | 0 | 0
0 | 0 | 0 | 0 | 0 | 0 | 0 | 0 | 0 | 0 | 0 | 0 | 0 | 0 | 0 | 0 | 0 | 0 | 0 | 0 | 0
0 | 0 | 0 | 0 | 0 | 0 | 0 | 0 | 0 | 0 | 0 | 0 | 0 | 0 | 0 | 0 | 0 | 0 | 0 | 0 | 0
0 | 0 | 0 | 0 | 0 | 0 | 0 | 0 | 0 | 0 | 0 | 0 | 0 | 0 | 0 | 0 | 0 | 0 | 0 | 0 | 0
0 | 0 | 0 | 0 | 0 | 0 | 0 | 0 | 0 | 0 | 0 | 0 | 0 | 0 | 0 | 0 | 0 | 0 | 0 | 0 | 0
0 | 0 | 0 | 0 | 0 | 0 | 0 | 0 | 0 | 0 | 0 | 0 | 0 | 0 | 0 | 0 | 0 | 0 | 0 | 0 | 0
0 | 0 | 0 | 0 | 0 | 0 | 0 | 0 | 0 | 0 | 0 | 0 | 0 | 0 | 0 | 0 | 0 | 0 | 0 | 0 | 0
0 | 0 | 0 | 0 | 0 | 0 | 0 | 0 | 0 | 0 | 0 | 0 | 0 | 0 | 0 | 0 | 0 | 0 | 0 | 0 | 0
0 | 0 | 0 | 0 | 0 | 0 | 0 | 0 | 0 | 0 | 0 | 0 | 0 | 0 | 0 | 0 | 0 | 0 | 0 | 0 | 0
0 | 0 | 0 | 0 | 0 | 0 | 0 | 0 | 0 | 0 | 0 | 0 | 0 | 0 | 0 | 0 | 0 | 0 | 0 | 0 | 0
0 | 0 | 0 | 0 | 0 | 0 | 0 | 0 | 0 | 0 | 0 | 0 | 0 | 0 | 0 | 0 | 0 | 0 | 0 | 0 | 0
0 | 0 | 0 | 0 | 0 | 0 | 0 | 0 | 0 | 0 | 0 | 0 | 0 | 0 | 0 | 0 | 0 | 0 | 0 | 0 | 0
0 | 0 | 0 | 0 | 0 | 0 | 0 | 0 | 0 | 0 | 0 | 0 | 0 | 0 | 0 | 0 | 0 | 0 | 0 | 0 | 0
0 | 0 | 0 | 0 | 0 | 0 | 0 | 0 | 0 | 0 | 0 | 0 | 0 | 0 | 0 | 0 | 0 | 0 | 0 | 0 | 0
0 | 0 | 0 | 0 | 0 | 0 | 0 | 0 | 0 | 0 | 0 | 0 | 0 | 0 | 0 | 0 | 0 | 0 | 0 | 0 | 0
0 | 0 | 0 | 0 | 0 | 0 | 0 | 0 | 0 | 0 | 0 | 0 | 0 | 0 | 0 | 0 | 0 | 0 | 0 | 0 | 0
0 | 0 | 0 | 0 | 0 | 0 | 0 | 0 | 0 | 0 | 0 | 0 | 0 | 0 | 0 | 0 | 0 | 0 | 0 | 0 | 0
0 | 0 | 0 | 0 | 0 | 0 | 0 | 0 | 0 | 0 | 0 | 0 | 0 | 0 | 0 | 0 | 0 | 0 | 0 | 0 | 0
0 | 0 | 0 | 0 | 0 | 0 | 0 | 0 | 0 | 0 | 0 | 0 | 0 | 0 | 0 | 0 | 0 | 0 | 0 | 0 | 0
0 | 0 | 0 | 0 | 0 | 0 | 0 | 0 | 0 | 0 | 0 | 0 | 0 | 0 | 0 | 0 | 0 | 0 | 0 | 0 | 0
0 | 0 | 0 | 0 | 0 | 0 | 0 | 0 | 0 | 0 | 0 | 0 | 0 | 0 | 0 | 0 | 0 | 0 | 0 | 0 | 0
0 | 0 | 0 | 0 | 0 | 0 | 0 | 0 | 0 | 0 | 0 | 0 | 0 | 0 | 0 | 0 | 0 | 0 | 0 | 0 | 0
0 | 0 | 0 | 0 | 0 | 0 | 0 | 0 | 0 | 0 | 0 | 0 | 0 | 0 | 0 | 0 | 0 | 0 | 0 | 0 | 0
0 | 0 | 0 | 0 | 0 | 0 | 0 | 0 | 0 | 0 | 0 | 0 | 0 | 0 | 0 | 0 | 0 | 0 | 0 | 0 | 0
0 | 0 | 0 | 0 | 0 | 0 | 0 | 0 | 0 | 0 | 0 | 0 | 0 | 0 | 0 | 0 | 0 | 0 | 0 | 0 | 0
0 | 0 | 0 | 0 | 0 | 0 | 0 | 0 | 0 | 0 | 0 | 0 | 0 | 0 | 0 | 0 | 0 | 0 | 0 | 0 | 0
0 | 0 | 0 | 0 | 0 | 0 | 0 | 0 | 0 | 0 | 0 | 0 | 0 | 0 | 0 | 0 | 0 | 0 | 0 | 0 | 0
0 | 0 | 0 | 0 | 0 | 0 | 0 | 0 | 0 | 0 | 0 | 0 | 0 | 0 | 0 | 0 | 0 | 0 | 0 | 0 | 0
0 | 0 | 0 | 0 | 0 | 0 | 0 | 0 | 0 | 0 | 0 | 0 | 0 | 0 | 0 | 0 | 0 | 0 | 0 | 0 | 0
0 | 0 | 0 | 0 | 0 | 0 | 0 | 0 | 0 | 0 | 0 | 0 | 0 | 0 | 0 | 0 | 0 | 0 | 0 | 0 | 0
0 | 0 | 0 | 0 | 0 | 0 | 0 | 0 | 0 | 0 | 0 | 0 | 0 | 0 | 0 | 0 | 0 | 0 | 0 | 0 | 0
0 | 0 | 0 | 0 | 0 | 0 | 0 | 0 | 0 | 0 | 0 | 0 | 0 | 0 | 0 | 0 | 0 | 0 | 0 | 0 | 0
0 | 0 | 0 | 0 | 0 | 0 | 0 | 0 | 0 | 0 | 0 | 0 | 0 | 0 | 0 | 0 | 0 | 0 | 0 | 0 | 0
0 | 0 | 0 | 0 | 0 | 0 | 0 | 0 | 0 | 0 | 0 | 0 | 0 | 0 | 0 | 0 | 0 | 0 | 0 | 0 | 0
0 | 0 | 0 | 0 | 0 | 0 | 0 | 0 | 0 | 0 | 0 | 0 | 0 | 0 | 0 | 0 | 0 | 0 | 0 | 0 | 0
0 | 0 | 0 | 0 | 0 | 0 | 0 | 0 | 0 | 0 | 0 | 0 | 0 | 0 | 0 | 0 | 0 | 0 | 0 | 0 | 0
0 | 0 | 0 | 0 | 0 | 0 | 0 | 0 | 0 | 0 | 0 | 0 | 0 | 0 | 0 | 0 | 0 | 0 | 0 | 0 | 0
0 | 0 | 0 | 0 | 0 | 0 | 0 | 0 | 0 | 0 | 0 | 0 | 0 | 0 | 0 | 0 | 0 | 0 | 0 | 0 | 0
0 | 0 | 0 | 0 | 0 | 0 | 0 | 0 | 0 | 0 | 0 | 0 | 0 | 0 | 0 | 0 | 0 | 0 | 0 | 0 | 0
0 | 0 | 0 | 0 | 0 | 0 | 0 | 0 | 0 | 0 | 0 | 0 | 0 | 0 | 0 | 0 | 0 | 0 | 0 | 0 | 0
0 | 0 | 0 | 0 | 0 | 0 | 0 | 0 | 0 | 0 | 0 | 0 | 0 | 0 | 0 | 0 | 0 | 0 | 0 | 0 | 0
0 | 0 | 0 | 0 | 0 | 0 | 0 | 0 | 0 | 0 | 0 | 0 | 0 | 0 | 0 | 0 | 0 | 0 | 0 | 0 | 0
0 | 0 | 0 | 0 | 0 | 0 | 0 | 0 | 0 | 0 | 0 | 0 | 0 | 0 | 0 | 0 | 0 | 0 | 0 | 0 | 0
0 | 0 | 0 | 0 | 0 | 0 | 0 | 0 | 0 | 0 | 0 | 0 | 0 | 0 | 0 | 0 | 0 | 0 | 0 | 0 | 0
0 | 0 | 0 | 0 | 0 | 0 | 0 | 0 | 0 | 0 | 0 | 0 | 0 | 0 | 0 | 0 | 0 | 0 | 0 | 0 | 0
0 | 0 | 0 | 0 | 0 | 0 | 0 | 0 | 0 | 0 | 0 | 0 | 0 | 0 | 0 | 0 | 0 | 0 | 0 | 0 | 0
0 | 0 | 0 | 0 | 0 | 0 | 0 | 0 | 0 | 0 | 0 | 0 | 0 | 0 | 0 | 0 | 0 | 0 | 0 | 0 | 0
0 | 0 | 0 | 0 | 0 | 0 | 0 | 0 | 0 | 0 | 0 | 0 | 0 | 0 | 0 | 0 | 0 | 0 | 0 | 0 | 0
0 | 0 | 0 | 0 | 0 | 0 | 0 | 0 | 0 | 0 | 0 | 0 | 0 | 0 | 0 | 0 | 0 | 0 | 0 | 0 | 0
0 | 0 | 0 | 0 | 0 | 0 | 0 | 0 | 0 | 0 | 0 | 0 | 0 | 0 | 0 | 0 | 0 | 0 | 0 | 0 | 0
0 | 0 | 0 | 0 | 0 | 0 | 0 | 0 | 0 | 0 | 0 | 0 | 0 | 0 | 0 | 0 | 0 | 0 | 0 | 0 | 0
0 | 0 | 0 | 0 | 0 | 0 | 0 | 0 | 0 | 0 | 0 | 0 | 0 | 0 | 0 | 0 | 0 | 0 | 0 | 0 | 0
0 | 0 | 0 | 0 | 0 | 0 | 0 | 0 | 0 | 0 | 0 | 0 | 0 | 0 | 0 | 0 | 0 | 0 | 0 | 0 | 0
0 | 0 | 0 | 0 | 0 | 0 | 0 | 0 | 0 | 0 | 0 | 0 | 0 | 0 | 0 | 0 | 0 | 0 | 0 | 0 | 0
0 | 0 | 0 | 0 | 0 | 0 | 0 | 0 | 0 | 0 | 0 | 0 | 0 | 0 | 0 | 0 | 0 | 0 | 0 | 0 | 0
0 | 0 | 0 | 0 | 0 | 0 | 0 | 0 | 0 | 0 | 0 | 0 | 0 | 0 | 0 | 0 | 0 | 0 | 0 | 0 | 0
0 | 0 | 0 | 0 | 0 | 0 | 0 | 0 | 0 | 0 | 0 | 0 | 0 | 0 | 0 | 0 | 0 | 0 | 0 | 0 | 0
0 | 0 | 0 | 0 | 0 | 0 | 0 | 0 | 0 | 0 | 0 | 0 | 0 | 0 | 0 | 0 | 0 | 0 | 0 | 0 | 0
0 | 0 | 0 | 0 | 0 | 0 | 0 | 0 | 0 | 0 | 0 | 0 | 0 | 0 | 0 | 0 | 0 | 0 | 0 | 0 | 0
0 | 0 | 0 | 0 | 0 | 0 | 0 | 0 | 0 | 0 | 0 | 0 | 0 | 0 | 0 | 0 | 0 | 0 | 0 | 0 | 0
0 | 0 | 0 | 0 | 0 | 0 | 0 | 0 | 0 | 0 | 0 | 0 | 0 | 0 | 0 | 0 | 0 | 0 | 0 | 0 | 0
0 | 0 | 0 | 0 | 0 | 0 | 0 | 0 | 0 | 0 | 0 | 0 | 0 | 0 | 0 | 0 | 0 | 0 | 0 | 0 | 0
0 | 0 | 0 | 0 | 0 | 0 | 0 | 0 | 0 | 0 | 0 | 0 | 0 | 0 | 0 | 0 | 0 | 0 | 0 | 0 | 0
0 | 0 | 0 | 0 | 0 | 0 | 0 | 0 | 0 | 0 | 0 | 0 | 0 | 0 | 0 | 0 | 0 | 0 | 0 | 0 | 0
0 | 0 | 0 | 0 | 0 | 0 | 0 | 0 | 0 | 0 | 0 | 0 | 0 | 0 | 0 | 0 | 0 | 0 | 0 | 0 | 0
0 | 0 | 0 | 0 | 0 | 0 | 0 | 0 | 0 | 0 | 0 | 0 | 0 | 0 | 0 | 0 | 0 | 0 | 0 | 0 | 0
0 | 0 | 0 | 0 | 0 | 0 | 0 | 0 | 0 | 0 | 0 | 0 | 0 | 0 | 0 | 0 | 0 | 0 | 0 | 0 | 0
0 | 0 | 0 | 0 | 0 | 0 | 0 | 0 | 0 | 0 | 0 | 0 | 0 | 0 | 0 | 0 | 0 | 0 | 0 | 0 | 0
0 | 0 | 0 | 0 | 0 | 0 | 0 | 0 | 0 | 0 | 0 | 0 | 0 | 0 | 0 | 0 | 0 | 0 | 0 | 0 | 0
0 | 0 | 0 | 0 | 0 | 0 | 0 | 0 | 0 | 0 | 0 | 0 | 0 | 0 | 0 | 0 | 0 | 0 | 0 | 0 | 0
0 | 0 | 0 | 0 | 0 | 0 | 0 | 0 | 0 | 0 | 0 | 0 | 0 | 0 | 0 | 0 | 0 | 0 | 0 | 0 | 0
0 | 0 | 0 | 0 | 0 | 0 | 0 | 0 | 0 | 0 | 0 | 0 | 0 | 0 | 0 | 0 | 0 | 0 | 0 | 0 | 0
0 | 0 | 0 | 0 | 0 | 0 | 0 | 0 | 0 | 0 | 0 | 0 | 0 | 0 | 0 | 0 | 0 | 0 | 0 | 0 | 0
0 | 0 | 0 | 0 | 0 | 0 | 0 | 0 | 0 | 0 | 0 | 0 | 0 | 0 | 0 | 0 | 0 | 0 | 0 | 0 | 0
0 | 0 | 0 | 0 | 0 | 0 | 0 | 0 | 0 | 0 | 0 | 0 | 0 | 0 | 0 | 0 | 0 | 0 | 0 | 0 | 0
0 | 0 | 0 | 0 | 0 | 0 | 0 | 0 | 0 | 0 | 0 | 0 | 0 | 0 | 0 | 0 | 0 | 0 | 0 | 0 | 0
0 | 0 | 0 | 0 | 0 | 0 | 0 | 0 | 0 | 0 | 0 | 0 | 0 | 0 | 0 | 0 | 0 | 0 | 0 | 0 | 0
0 | 0 | 0 | 0 | 0 | 0 | 0 | 0 | 0 | 0 | 0 | 0 | 0 | 0 | 0 | 0 | 0 | 0 | 0 | 0 | 0
0 | 0 | 0 | 0 | 0 | 0 | 0 | 0 | 0 | 0 | 0 | 0 | 0 | 0 | 0 | 0 | 0 | 0 | 0 | 0 | 0
0 | 0 | 0 | 0 | 0 | 0 | 0 | 0 | 0 | 0 | 0 | 0 | 0 | 0 | 0 | 0 | 0 | 0 | 0 | 0 | 0
0 | 0 | 0 | 0 | 0 | 0 | 0 | 0 | 0 | 0 | 0 | 0 | 0 | 0 | 0 | 0 | 0 | 0 | 0 | 0 | 0
0 | 0 | 0 | 0 | 0 | 0 | 0 | 0 | 0 | 0 | 0 | 0 | 0 | 0 | 0 | 0 | 0 | 0 | 0 | 0 | 0
0 | 0 | 0 | 0 | 0 | 0 | 0 | 0 | 0 | 0 | 0 | 0 | 0 | 0 | 0 | 0 | 0 | 0 | 0 | 0 | 0
0 | 0 | 0 | 0 | 0 | 0 | 0 | 0 | 0 | 0 | 0 | 0 | 0 | 0 | 0 | 0 | 0 | 0 | 0 | 0 | 0
0 | 0 | 0 | 0 | 0 | 0 | 0 | 0 | 0 | 0 | 0 | 0 | 0 | 0 | 0 | 0 | 0 | 0 | 0 | 0 | 0
0 | 0 | 0 | 0 | 0 | 0 | 0 | 0 | 0 | 0 | 0 | 0 | 0 | 0 | 0 | 0 | 0 | 0 | 0 | 0 | 0
0 | 0 | 0 | 0 | 0 | 0 | 0 | 0 | 0 | 0 | 0 | 0 | 0 | 0 | 0 | 0 | 0 | 0 | 0 | 0 | 0
0 | 0 | 0 | 0 | 0 | 0 | 0 | 0 | 0 | 0 | 0 | 0 | 0 | 0 | 0 | 0 | 0 | 0 | 0 | 0 | 0
0 | 0 | 0 | 0 | 0 | 0 | 0 | 0 | 0 | 0 | 0 | 0 | 0 | 0 | 0 | 0 | 0 | 0 | 0 | 0 | 0
0 | 0 | 0 | 0 | 0 | 0 | 0 | 0 | 0 | 0 | 0 | 0 | 0 | 0 | 0 | 0 | 0 | 0 | 0 | 0 | 0
0 | 0 | 0 | 0 | 0 | 0 | 0 | 0 | 0 | 0 | 0 | 0 | 0 | 0 | 0 | 0 | 0 | 0 | 0 | 0 | 0
0 | 0 | 0 | 0 | 0 | 0 | 0 | 0 | 0 | 0 | 0 | 0 | 0 | 0 | 0 | 0 | 0 | 0 | 0 | 0 | 0
0 | 0 | 0 | 0 | 0 | 0 | 0 | 0 | 0 | 0 | 0 | 0 | 0 | 0 | 0 | 0 | 0 | 0 | 0 | 0 | 0
0 | 0 | 0 | 0 | 0 | 0 | 0 | 0 | 0 | 0 | 0 | 0 | 0 | 0 | 0 | 0 | 0 | 0 | 0 | 0 | 0
0 | 0 | 0 | 0 | 0 | 0 | 0 | 0 | 0 | 0 | 0 | 0 | 0 | 0 | 0 | 0 | 0 | 0 | 0 | 0 | 0
0 | 0 | 0 | 0 | 0 | 0 | 0 | 0 | 0 | 0 | 0 | 0 | 0 | 0 | 0 | 0 | 0 | 0 | 0 | 0 | 0
0 | 0 | 0 | 0 | 0 | 0 | 0 | 0 | 0 | 0 | 0 | 0 | 0 | 0 | 0 | 0 | 0 | 0 | 0 | 0 | 0
0 | 0 | 0 | 0 | 0 | 0 | 0 | 0 | 0 | 0 | 0 | 0 | 0 | 0 | 0 | 0 | 0 | 0 | 0 | 0 | 0
0 | 0 | 0 | 0 | 0 | 0 | 0 | 0 | 0 | 0 | 0 | 0 | 0 | 0 | 0 | 0 | 0 | 0 | 0 | 0 | 0
0 | 0 | 0 | 0 | 0 | 0 | 0 | 0 | 0 | 0 | 0 | 0 | 0 | 0 | 0 | 0 | 0 | 0 | 0 | 0 | 0
0 | 0 | 0 | 0 | 0 | 0 | 0 | 0 | 0 | 0 | 0 | 0 | 0 | 0 | 0 | 0 | 0 | 0 | 0 | 0 | 0
0 | 0 | 0 | 0 | 0 | 0 | 0 | 0 | 0 | 0 | 0 | 0 | 0 | 0 | 0 | 0 | 0 | 0 | 0 | 0 | 0
0 | 0 | 0 | 0 | 0 | 0 | 0 | 0 | 0 | 0 | 0 | 0 | 0 | 0 | 0 | 0 | 0 | 0 | 0 | 0 | 0
0 | 0 | 0 | 0 | 0 | 0 | 0 | 0 | 0 | 0 | 0 | 0 | 0 | 0 | 0 | 0 | 0 | 0 | 0 | 0 | 0
0 | 0 | 0 | 0 | 0 | 0 | 0 | 0 | 0 | 0 | 0 | 0 | 0 | 0 | 0 | 0 | 0 | 0 | 0 | 0 | 0
0 | 0 | 0 | 0 | 0 | 0 | 0 | 0 | 0 | 0 | 0 | 0 | 0 | 0 | 0 | 0 | 0 | 0 | 0 | 0 | 0
0 | 0 | 0 | 0 | 0 | 0 | 0 | 0 | 0 | 0 | 0 | 0 | 0 | 0 | 0 | 0 | 0 | 0 | 0 | 0 | 0
0 | 0 | 0 | 0 | 0 | 0 | 0 | 0 | 0 | 0 | 0 | 0 | 0 | 0 | 0 | 0 | 0 | 0 | 0 | 0 | 0
0 | 0 | 0 | 0 | 0 | 0 | 0 | 0 | 0 | 0 | 0 | 0 | 0 | 0 | 0 | 0 | 0 | 0 | 0 | 0 | 0
0 | 0 | 0 | 0 | 0 | 0 | 0 | 0 | 0 | 0 | 0 | 0 | 0 | 0 | 0 | 0 | 0 | 0 | 0 | 0 | 0
0 | 0 | 0 | 0 | 0 | 0 | 0 | 0 | 0 | 0 | 0 | 0 | 0 | 0 | 0 | 0 | 0 | 0 | 0 | 0 | 0
0 | 0 | 0 | 0 | 0 | 0 | 0 | 0 | 0 | 0 | 0 | 0 | 0 | 0 | 0 | 0 | 0 | 0 | 0 | 0 | 0
0 | 0 | 0 | 0 | 0 | 0 | 0 | 0 | 0 | 0 | 0 | 0 | 0 | 0 | 0 | 0 | 0 | 0 | 0 | 0 | 0
0 | 0 | 0 | 0 | 0 | 0 | 0 | 0 | 0 | 0 | 0 | 0 | 0 | 0 | 0 | 0 | 0 | 0 | 0 | 0 | 0
0 | 0 | 0 | 0 | 0 | 0 | 0 | 0 | 0 | 0 | 0 | 0 | 0 | 0 | 0 | 0 | 0 | 0 | 0 | 0 | 0
0 | 0 | 0 | 0 | 0 | 0 | 0 | 0 | 0 | 0 | 0 | 0 | 0 | 0 | 0 | 0 | 0 | 0 | 0 | 0 | 0
0 | 0 | 0 | 0 | 0 | 0 | 0 | 0 | 0 | 0 | 0 | 0 | 0 | 0 | 0 | 0 | 0 | 0 | 0 | 0 | 0
0 | 0 | 0 | 0 | 0 | 0 | 0 | 0 | 0 | 0 | 0 | 0 | 0 | 0 | 0 | 0 | 0 | 0 | 0 | 0 | 0
0 | 0 | 0 | 0 | 0 | 0 | 0 | 0 | 0 | 0 | 0 | 0 | 0 | 0 | 0 | 0 | 0 | 0 | 0 | 0 | 0
0 | 0 | 0 | 0 | 0 | 0 | 0 | 0 | 0 | 0 | 0 | 0 | 0 | 0 | 0 | 0 | 0 | 0 | 0 | 0 | 0
0 | 0 | 0 | 0 | 0 | 0 | 0 | 0 | 0 | 0 | 0 | 0 | 0 | 0 | 0 | 0 | 0 | 0 | 0 | 0 | 0
0 | 0 | 0 | 0 | 0 | 0 | 0 | 0 | 0 | 0 | 0 | 0 | 0 | 0 | 0 | 0 | 0 | 0 | 0 | 0 | 0
0 | 0 | 0 | 0 | 0 | 0 | 0 | 0 | 0 | 0 | 0 | 0 | 0 | 0 | 0 | 0 | 0 | 0 | 0 | 0 | 0
0 | 0 | 0 | 0 | 0 | 0 | 0 | 0 | 0 | 0 | 0 | 0 | 0 | 0 | 0 | 0 | 0 | 0 | 0 | 0 | 0
Last Measure | 0 | 0 | 0 | 0 | 0 | 0 | 0 | 0 | 0 | 0 | 0 | 0 | 0 | 0 | 0 | 0 | 0 | 0 | 0 | 0

## Output
Program Summary |  | Nominal | Present Value |  | Performance Earnings Basis |  |  |  | Avoided Cost Version
Proposer Name |  | Southern California Edison |  |  | Resource Benefit, net. |  | 4742064878.3178 |  | 2008-05-10
Program Name |  | SCE Total Roll-up E3 Calculator - With Carbon Adder |  |  | Incr Measure Cost, net. |  | 1163967140.8167 |  | 2008-05-22
Total Program Budget ($) |  | 1343679000.112 | 1259193820.4849 |  | Program Incentive Cost, net |  | 0 |  | Base Year
[5 empty] | Program Admin Cost |  | 1343679000.112 |  | 2009
Net Participant Cost ($) |  | 1341391789.6639 | 1163967140.8167 |  | Performance Earnings Basis |  | 2622407784.328 |  | SCE PlannerTOU(1000)1e2.xls
Program Impacts | [9 empty] | Program Impacts (Gross)
| Annual Net kWh | Lifecycle Net kWh | Annual Net Therms | Lifecycle Net Therms | Net Jul-Sept Pk (kW) | Net Dec-Feb Pk (kW) | Net CEC (kW) | User Entered kW |  |  | Annual Gross kWh | Lifecycle Gross kWh | Annual Gross Therms | Lifecycle Gross Therms | User Entered kW
2009-2011 | 5056527363.2629 | 53213738992.2524 | 0 | 0 | 1028415.4723 | 665674.4943 | 1097266.4378 | 959672.0165 |  | 2009-2011 | 5056527363.2629 | 53213738992.2524 | 0 | 0 | 959672.0165
2012-2015 | 238937941.4933 | 3269378407.0129 | 0 | 0 | 52357.3969 | 37747.276 | 51849.5333 | 53996.8174 |  | 2012-2015 | 238937941.4933 | 3269378407.0129 | 0 | 0 | 53996.8174
Total 2009-2015 | 5295465304.7562 | 56483117399.2652 | 0 | 0 | 1080772.8692 | 703421.7703 | 1149115.9711 | 1013668.8339 |  | Total 2009-2015 | 5295465304.7562 | 56483117399.2652 | 0 | 0 | 1013668.8339
Cost Effectiveness (Lifecycle Present Value Dollars)
|  | Benefits |  |  | Benefit - Cost
| Cost | Electric | Gas | Incentives | NPV | B/C Ratio | Notes
Program TRC ($) | 2423160961.3015 | 4742064878.3178 | 0 | NA | 2318903917.0163 | 1.957 | *1
Program PAC ($) | 1259193820.4849 | 4742064878.3178 | 0 | NA | 3482871057.8329 | 3.766 | *1,2
Program RIM ($) | 6887357900.0608 | 4742064878.3178 | 0 | NA | -2145293021.7429 | 0.68852 | *1
*1 B/C Ratio is an approximation because any supply cost increases are treated as negative benefits rather than as a cost as in the Standard Practice Manual
*2 PAC benefits include environmental costs. This is to be consistent with the TRC benefits, but is not strictly consistent with the Standard Practice Manual.
Levelized Cost and Benefit (All Measures Installed through 2012)
| Discounted Savings |  |  |  | Benefit - Cost
| kWh | Therms | Cost | Benefits | NPV
TRC ($/kWh ) | 33541839940.7601 |  | 0.071669 | 0.14138 | 0.069709
PAC ($/kWh) | 33541839940.7601 |  | 0.037541 | 0.14138 | 0.10384
RIM ($/kWh) | 33541839940.7601 |  | 0.20534 | 0.14138 | -0.063959
TRC ($/therm) |  | 0 | #DIV/0! | #DIV/0! | #DIV/0!
PAC ($/therm) |  | 0 | #DIV/0! | #DIV/0! | #DIV/0!
RIM ($/therm) |  | 0 | #DIV/0! | #DIV/0! | #DIV/0!
Emissions Reductions | [9 empty] | Emissions Reductions (Gross)
| Electric Reductions |  |  | Gas Reductions | [6 empty] | Electric Reductions |  |  | Gas Reductions
Annual Reductions | CO2 (tons) | NOX (lbs) | PM-10 (lbs) | CO2 (tons) | NOX (lbs) |  |  |  |  | Annual Reductions | CO2 (tons) | NOX (lbs) | PM-10 (lbs) | CO2 (tons) | NOX (lbs)
2009 | 805055.6315 | 217280.977 | 103459.6623 | 0 | 0 | * annual reductions are the units |  |  |  | 2009 | 805055.6315 | 217280.977 | 103459.6623 | 0 | 0 | * annual reductions are the units
2010 | 1080927.9519 | 293610.8705 | 138676.6857 | 0 | 0 | implemented in the year, times |  |  |  | 2010 | 1080927.9519 | 293610.8705 | 138676.6857 | 0 | 0 | implemented in the year, times
2011 | 1014300.9287 | 275013.1354 | 130191.8183 | 0 | 0 | the annual emission reduction |  |  |  | 2011 | 1014300.9287 | 275013.1354 | 130191.8183 | 0 | 0 | the annual emission reduction
2012 | 87798.7711 | 23675.1423 | 11285.9253 | 0 | 0 | for the measure. |  |  |  | 2012 | 87798.7711 | 23675.1423 | 11285.9253 | 0 | 0 | for the measure.
2013 | 37196.0955 | 10067.8625 | 4776.5324 | 0 | 0 |  |  |  |  | 2013 | 37196.0955 | 10067.8625 | 4776.5324 | 0 | 0
2014 | 9690.7952 | 2613.8299 | 1245.5985 | 0 | 0 |  |  |  |  | 2014 | 9690.7952 | 2613.8299 | 1245.5985 | 0 | 0
2015 | 1687.6322 | 452.2687 | 217.2869 | 0 | 0 |  |  |  |  | 2015 | 1687.6322 | 452.2687 | 217.2869 | 0 | 0
Total Annual | 3036657.806 | 822714.0862 | 389853.5095 | 0 | 0 |  |  |  |  | Total Annual | 3036657.806 | 822714.0862 | 389853.5095 | 0 | 0
Lifecycle Reductions | [9 empty] | Lifecycle Reductions
2009 | 8289958.7458 | 2242232.402 | 1064756.9291 | 0 | 0 |  |  |  |  | 2009 | 8289958.7458 | 2242232.402 | 1064756.9291 | 0 | 0
2010 | 11752903.9545 | 3205163.4818 | 1506223.2587 | 0 | 0 |  |  |  |  | 2010 | 11752903.9545 | 3205163.4818 | 1506223.2587 | 0 | 0
2011 | 10599843.4407 | 2881940.1328 | 1359554.7173 | 0 | 0 |  |  |  |  | 2011 | 10599843.4407 | 2881940.1328 | 1359554.7173 | 0 | 0
2012 | 1186104.9557 | 319626.0368 | 152492.0438 | 0 | 0 |  |  |  |  | 2012 | 1186104.9557 | 319626.0368 | 152492.0438 | 0 | 0
2013 | 515478.1437 | 139356.3438 | 66216.2421 | 0 | 0 |  |  |  |  | 2013 | 515478.1437 | 139356.3438 | 66216.2421 | 0 | 0
2014 | 138580.3959 | 37370.3212 | 17813.3261 | 0 | 0 |  |  |  |  | 2014 | 138580.3959 | 37370.3212 | 17813.3261 | 0 | 0
2015 | 24048.2496 | 6440.5843 | 3096.7902 | 0 | 0 |  |  |  |  | 2015 | 24048.2496 | 6440.5843 | 3096.7902 | 0 | 0
Total Lifecycle | 32506917.8857 | 8832129.3028 | 4170153.3072 | 0 | 0 |  |  |  |  | Total Lifecycle | 32506917.8857 | 8832129.3028 | 4170153.3072 | 0 | 0
Reductions based on total annual installations | [9 empty] | Reductions (Gross) based on total annual installations
| Annual Net kWh | Lifecycle Net kWh | Annual Net Therms | Lifecycle Net Therms | Net July-Sept Peak (kW) | Net Dec-Feb (kW) | Net CEC (kW) | User Entered kW | Net Annual NCP (kW) |  | Annual Gross kWh | Lifecycle Gross kWh | Annual Gross Therms | Lifecycle Gross Therms | User Entered kW
2009 | 1410631240.5757 | 14486718328.132 | 0 | 0 | 276459.5471 | 189235.4904 | 306106.9792 | 263070.621 | 271118.8494 | 2009 | 1410631240.5757 | 14486718328.132 | 0 | 0 | 263070.621
2010 | 1878824568.5751 | 20324955996.885 | 0 | 0 | 395503.4402 | 245836.9786 | 407704.9314 | 362557.4684 | 473915.3271 | 2010 | 1878824568.5751 | 20324955996.885 | 0 | 0 | 362557.4684
2011 | 1767071554.1121 | 18402064667.2354 | 0 | 0 | 356452.4849 | 230602.0253 | 383454.5272 | 334043.9271 | 496692.2325 | 2011 | 1767071554.1121 | 18402064667.2354 | 0 | 0 | 334043.9271
2012 | 154017567.699 | 2082380577.5183 | 0 | 0 | 31000.672 | 23748.3983 | 33421.8122 | 31759.8516 | 236043.1872 | 2012 | 154017567.699 | 2082380577.5183 | 0 | 0 | 31759.8516
2013 | 64942755.6783 | 901366161.7685 | 0 | 0 | 15833.9077 | 10358.5397 | 14092.578 | 16434.6645 | -37096.5484 | 2013 | 64942755.6783 | 901366161.7685 | 0 | 0 | 16434.6645
2014 | 16994343.4698 | 243087553.7584 | 0 | 0 | 4911.9734 | 3070.8226 | 3687.7725 | 5144.7712 | -52413.0854 | 2014 | 16994343.4698 | 243087553.7584 | 0 | 0 | 5144.7712
2015 | 2983274.6462 | 42544113.9677 | 0 | 0 | 610.8438 | 569.5154 | 647.3706 | 657.5301 | -15084.1301 | 2015 | 2983274.6462 | 42544113.9677 | 0 | 0 | 657.5301
Total | 5295465304.7562 | 56483117399.2652 | 0 | 0 | 1080772.8692 | 703421.7703 | 1149115.9711 | 1013668.8339 | 1373175.8323 | Total | 5295465304.7562 | 56483117399.2652 | 0 | 0 | 1013668.8339
Net Impacts by Sector (All Measures Installed through 2012)
| Annual Net kWh | Lifecycle Net kWh | Annual Net Therms | Lifecycle Net Therms | Net July-Sept Peak (kW) | Net Dec-Feb (kW) | Net CEC (kW) | User Entered kW | TRC Lifecycle Net Benefits* ($)
Total | 2015099593.0817 | 24736803732.6205 | 0 | 0 | 331573.9048 | 270751.7431 | 437276.6117 | 331574.4658 | 799780010.0813
Residential | 72295180.2836 | 651570222.9807 | 0 | 0 | 25359.3662 | 8143.8909 | 15688.0541 | 25359.3662 | -11259263.7422
Small_Office | 0 | 0 | 0 | 0 | 0 | 0 | 0 | 0 | 0
Large_Office | 0 | 0 | 0 | 0 | 0 | 0 | 0 | 0 | 0
Small_Retail_Store | 0 | 0 | 0 | 0 | 0 | 0 | 0 | 0 | 0
Large_Retail_Store | 0 | 0 | 0 | 0 | 0 | 0 | 0 | 0 | 0
Grocery_Store | 0 | 0 | 0 | 0 | 0 | 0 | 0 | 0 | 0
Food_Store | 0 | 0 | 0 | 0 | 0 | 0 | 0 | 0 | 0
Restaurant | 0 | 0 | 0 | 0 | 0 | 0 | 0 | 0 | 0
Fast_Food_Restaurant | 0 | 0 | 0 | 0 | 0 | 0 | 0 | 0 | 0
Sit_Down_Restaurant | 0 | 0 | 0 | 0 | 0 | 0 | 0 | 0 | 0
Storage_Building | 0 | 0 | 0 | 0 | 0 | 0 | 0 | 0 | 0
Refrigerated_Warehouse | 0 | 0 | 0 | 0 | 0 | 0 | 0 | 0 | 0
Non-Refrig._Warehouse | 0 | 0 | 0 | 0 | 0 | 0 | 0 | 0 | 0
Hotel_Motel | 0 | 0 | 0 | 0 | 0 | 0 | 0 | 0 | 0
Medical_Clinic | 0 | 0 | 0 | 0 | 0 | 0 | 0 | 0 | 0
School | 0 | 0 | 0 | 0 | 0 | 0 | 0 | 0 | 0
K_thru_12_School | 0 | 0 | 0 | 0 | 0 | 0 | 0 | 0 | 0
College_University | 0 | 0 | 0 | 0 | 0 | 0 | 0 | 0 | 0
Assembly | 0 | 0 | 0 | 0 | 0 | 0 | 0 | 0 | 0
Trans_Comm_Util | 0 | 0 | 0 | 0 | 0 | 0 | 0 | 0 | 0
Misc._Commercial | 1088220629.0016 | 12180705735.1553 | 0 | 0 | 184451.8008 | 140505.8898 | 236143.8765 | 184452.3618 | 493112972.4723
Industrial | 782162556.2102 | 11079614221.1537 | 0 | 0 | 98278.9809 | 99517.0488 | 169729.2747 | 98278.9809 | 308608111.1032
Agricultural | 72421227.5863 | 824913553.3308 | 0 | 0 | 23483.7569 | 22584.9136 | 15715.4064 | 23483.7569 | 9318190.2479
Hospital | 0 | 0 | 0 | 0 | 0 | 0 | 0 | 0 | 0
* Include program-level and admin costs allocated based to total gas and electric programs at the measure level.
Net Impacts by CPUC End Use Categories (All Measures Installed through 2012)
| Annual Net kWh | Lifecycle Net kWh | Annual Net Therms | Lifecycle Net Therms | Net July-Sept Peak (kW) | Net Dec-Feb Pk (kW) | Net CEC (kW) | User Entered kW | TRC Lifecycle Net Benefits* ($)
Total | 5295465304.7562 | 56483117399.2652 | 0 | 0 | 1080772.8692 | 703421.7703 | 1149115.9711 | 1013668.8339 | 2338156228.5769
Clothes Dryer | 0 | 0 | 0 | 0 | 0 | 0 | 0 | 0 | 0
Clothes Washer | 733494.2806 | 8256724.1946 | 0 | 0 | 357.385 | 486.3384 | 159.1683 | 357.385 | -4346046.5786
Consumer Electronics | 0 | 0 | 0 | 0 | 0 | 0 | 0 | 0 | 0
Cooking | 0 | 0 | 0 | 0 | 0 | 0 | 0 | 0 | 0
Dishwasher | 0 | 0 | 0 | 0 | 0 | 0 | 0 | 0 | 0
Other Appliance | 0 | 0 | 0 | 0 | 0 | 0 | 0 | 0 | 0
Office Equipment | 0 | 0 | 0 | 0 | 0 | 0 | 0 | 0 | 0
Building shell | 0 | 0 | 0 | 0 | 0 | 0 | 0 | 0 | 0
Space Cooling | 1104138335.5945 | 15600804596.8415 | 0 | 0 | 413970.9699 | 108278.9862 | 239598.0188 | 362131.4489 | 542150540.3054
Space Heating | 0 | 0 | 0 | 0 | 0 | 0 | 0 | 0 | 0
Ventilation | 0 | 0 | 0 | 0 | 0 | 0 | 0 | 0 | 0
Interior Lighting | 2355679725.2829 | 18764047326.7101 | 0 | 0 | 402649.2441 | 360923.37 | 511182.5004 | 397347.0048 | 1022825283.4081
Exterior Lighting | 188855674.8244 | 2871071497.6215 | 0 | 0 | 0 | 0.561 | 40981.6814 | 0.561 | 103326159.4432
Daylighting | 0 | 0 | 0 | 0 | 0 | 0 | 0 | 0 | 0
Motors | 0 | 0 | 0 | 0 | 0 | 0 | 0 | 0 | 0
Process | 782162556.2102 | 11079614221.1537 | 0 | 0 | 98278.9809 | 99517.0488 | 169729.2747 | 98278.9809 | 308608111.1032
Compressed Air | 0 | 0 | 0 | 0 | 0 | 0 | 0 | 0 | 0
Food Processor | 0 | 0 | 0 | 0 | 0 | 0 | 0 | 0 | 0
Refrigeration | 488484905.1982 | 4951220286.7033 | 0 | 0 | 79890.1107 | 50256.0935 | 106001.2244 | 69927.2748 | 261273723.4709
Freezers | 0 | 0 | 0 | 0 | 0 | 0 | 0 | 0 | 0
Pumps | 72421227.5863 | 824913553.3308 | 0 | 0 | 23483.7569 | 22584.9136 | 15715.4064 | 23483.7569 | 9318190.2479
Pool Pump | 10167860 | 101678600 | 0 | 0 | 2113.2 | 2113.2 | 2206.4256 | 2113.2 | -2137692.9093
Domestic Hot Water | 616478 | 6164780 | 0 | 0 | 220.2 | 220.2 | 133.7757 | 220.2 | -790216.6631
Water Heating | 510953.4205 | 5193550.3312 | 0 | 0 | 112.409 | 191.5703 | 110.8769 | 112.409 | 326903.7707
Other | 291694094.3586 | 2270152262.3786 | 0 | 0 | 59696.6126 | 58849.4884 | 63297.6185 | 59696.6126 | 97601272.9786
* Include program-level and admin costs allocated based to total gas and electric programs at the measure level.
Net Impacts by Climate Zone (All Measures Installed through 2012)
| Annual Net kWh | Lifecycle Net kWh | Annual Net Therms | Lifecycle Net Therms | Net July-Sept Peak (kW) | Net dec-Feb Pk (kW) | Net CEC (kW) | User Entered kW | TRC Lifecycle Net Benefits* ($)
Total | 5295465304.7562 | 56483117399.2653 | 0 | 0 | 1080772.8692 | 703421.7703 | 1149115.9711 | 1149115.9711 | 2338156228.5769
6 | 0 | 0 | 0 | 0 | 0 | 0 | 0 | 0 | 0
8 | 0 | 0 | 0 | 0 | 0 | 0 | 0 | 0 | 0
9 | 0 | 0 | 0 | 0 | 0 | 0 | 0 | 0 | 0
10 | 0 | 0 | 0 | 0 | 0 | 0 | 0 | 0 | 0
13 | 0 | 0 | 0 | 0 | 0 | 0 | 0 | 0 | 0
14 | 0 | 0 | 0 | 0 | 0 | 0 | 0 | 0 | 0
15 | 0 | 0 | 0 | 0 | 0 | 0 | 0 | 0 | 0
16 | 0 | 0 | 0 | 0 | 0 | 0 | 0 | 0 | 0
System | 5295465304.7562 | 56483117399.2653 | 0 | 0 | 1080772.8692 | 703421.7703 | 1149115.9711 | 1149115.9711 | 2338156228.5769
0 | 0 | 0 | 0 | 0 | 0 | 0 | 0 | 0 | 0
0 | 0 | 0 | 0 | 0 | 0 | 0 | 0 | 0 | 0
* Include program-level and admin costs allocated based to total gas and electric programs at the measure level.
Persistent reductions in the summer (3rd Qtr) or winter (4th Qtr) of each year
| Net July-Sept Peak (kW) | Net Annual Dec-Feb (kW)
2009 | 138229.7736 | 189235.4904
2010 | 474211.2673 | 435072.469
2011 | 850189.2299 | 656998.3754
2012 | 1012481.9306 | 643286.4645
2013 | 985656.4318 | 610528.4631
2014 | 945323.5631 | 580564.1219
2015 | 933044.5136 | 563864.951
2016 | 899960.2458 | 526632.694
Monthly Impacts
First Year for Impact Table: | 2009
| Quarter | Monthly Five Hour Avg or TOU Peak | Net Monthly NCP (kW) |  | Monthly Net kWh | Monthly Net Therms
2009-01-01 | 1 | 0 | 0 |  | 0 | 0
2009-02-01 | 1 | 0 | 0 |  | 0 | 0
2009-03-01 | 1 | 0 | 0 |  | 0 | 0
2009-04-01 | 2 | 40433.1205 | 80078.8362 |  | 26665938.1706 | 0
2009-05-01 | 2 | 58409.0244 | 78958.4477 |  | 28468794.5804 | 0
2009-06-01 | 2 | 45377.8879 | 89346.6494 |  | 31896001.5331 | 0
2009-07-01 | 3 | 137563.2084 | 186034.2761 |  | 70007375.5482 | 0
2009-08-01 | 3 | 142624.8384 | 190323.0109 |  | 70820586.775 | 0
2009-09-01 | 3 | 134501.2739 | 203046.0626 |  | 68111475.6433 | 0
2009-10-01 | 4 | 151155.4823 | 271118.8494 |  | 89408775.4335 | 0
2009-11-01 | 4 | 141421.5898 | 236023.3889 |  | 81041296.804 | 0
2009-12-01 | 4 | 135009.1492 | 211691.818 |  | 78191959.6115 | 0
2010-01-01 | 5 | 196360.0959 | 297942.4014 |  | 105789386.6534 | 0
2010-02-01 | 5 | 191334.1762 | 302340.4896 |  | 102067629.6395 | 0
2010-03-01 | 5 | 172730.3499 | 289561.2165 |  | 105291084.8531 | 0
2010-04-01 | 6 | 215967.2955 | 431259.7622 |  | 141524868.3565 | 0
2010-05-01 | 6 | 316275.592 | 425780.9346 |  | 151579933.0031 | 0
2010-06-01 | 6 | 243191.4211 | 484188.6557 |  | 171373329.7779 | 0
2010-07-01 | 7 | 472892.9059 | 634778.4008 |  | 236754469.2146 | 0
2010-08-01 | 7 | 489843.557 | 650177.2942 |  | 239734998.8913 | 0
2010-09-01 | 7 | 459897.3389 | 694494.1056 |  | 230071255.6788 | 0
2010-10-01 | 8 | 403719.7036 | 745034.1766 |  | 238765976.2094 | 0
2010-11-01 | 8 | 373036.1878 | 638840.8773 |  | 213216551.348 | 0
2010-12-01 | 8 | 353539.1406 | 566248.847 |  | 204157924.629 | 0
2011-01-01 | 9 | 453211.1324 | 701209.2941 |  | 241235003.2189 | 0
2011-02-01 | 9 | 440624.8201 | 716860.0523 |  | 233553402.3206 | 0
2011-03-01 | 9 | 395953.4524 | 685959.3691 |  | 241628072.1349 | 0
2011-04-01 | 10 | 428840.4372 | 863840.1338 |  | 278996457.2826 | 0
2011-05-01 | 10 | 638145.8124 | 854179.5449 |  | 299930717.8004 | 0
2011-06-01 | 10 | 486009.7444 | 978317.5325 |  | 343868692.5575 | 0
2011-07-01 | 11 | 848543.959 | 1133814.6078 |  | 423635287.6286 | 0
2011-08-01 | 11 | 878375.6533 | 1161836.5924 |  | 429102818.2561 | 0
2011-09-01 | 11 | 823648.0773 | 1241726.4091 |  | 411655877.2652 | 0
2011-10-01 | 12 | 653584.6366 | 1207500.8668 |  | 387079630.3759 | 0
2011-11-01 | 12 | 603040.1441 | 1033400.611 |  | 345429783.0182 | 0
2011-12-01 | 12 | 571402.4028 | 914403.4116 |  | 330663011.3636 | 0
2012-01-01 | 13 | 683831.8964 | 1049078.7526 |  | 365659322.963 | 0
2012-02-01 | 13 | 665524.9531 | 1078369.0548 |  | 354227284.79 | 0
2012-03-01 | 13 | 599206.7438 | 1031314.0014 |  | 365931821.6954 | 0
2012-04-01 | 14 | 571537.9551 | 1144443.9424 |  | 371635022.2303 | 0
2012-05-01 | 14 | 842967.0477 | 1131602.6395 |  | 399140719.9173 | 0
2012-06-01 | 14 | 653500.3655 | 1301829.2431 |  | 461460660.8597 | 0
2012-07-01 | 15 | 1011201.7447 | 1350255.6733 |  | 506929157.9333 | 0
2012-08-01 | 15 | 1044853.7811 | 1381230.9132 |  | 513154725.6345 | 0
2012-09-01 | 15 | 981390.2659 | 1477769.5963 |  | 492350904.3519 | 0
2012-10-01 | 16 | 702125.4546 | 1296961.8349 |  | 416915728.2515 | 0
2012-11-01 | 16 | 646339.4483 | 1108155.9173 |  | 372481743.687 | 0
2012-12-01 | 16 | 612208.5983 | 978696.458 |  | 356809903.8014 | 0
2013-01-01 | 17 | 669305.5327 | 1015977.1887 |  | 360591154.4935 | 0
2013-02-01 | 17 | 652138.5093 | 1056365.7998 |  | 349609788.5113 | 0
2013-03-01 | 17 | 588262.7226 | 1009519.6079 |  | 360391127.9123 | 0
2013-04-01 | 18 | 558095.8644 | 1114197.1336 |  | 363557364.9023 | 0
2013-05-01 | 18 | 816218.8859 | 1102000.8555 |  | 390343773.6905 | 0
2013-06-01 | 18 | 644462.8839 | 1274123.9022 |  | 453944708.1292 | 0
2013-07-01 | 19 | 985331.3044 | 1316918.6725 |  | 495862227.5747 | 0
2013-08-01 | 19 | 1016053.2536 | 1344359.8739 |  | 501623842.8756 | 0
2013-09-01 | 19 | 955584.7375 | 1440673.0479 |  | 481086479.8279 | 0
2013-10-01 | 20 | 674134.3354 | 1253495.3169 |  | 403125179.2629 | 0
2013-11-01 | 20 | 617648.8384 | 1066822.7624 |  | 360073239.0913 | 0
2013-12-01 | 20 | 584139.4621 | 938581.2534 |  | 344974113.5301 | 0
2014-01-01 | 21 | 635314.7622 | 959221.7617 |  | 346541456.9468 | 0
2014-02-01 | 21 | 619779.3247 | 1010866.0395 |  | 336207068.5884 | 0
2014-03-01 | 21 | 559425.0896 | 964355.4194 |  | 345844686.2346 | 0
2014-04-01 | 22 | 531071.8619 | 1065931.42 |  | 348585373.6753 | 0
2014-05-01 | 22 | 773674.4357 | 1054536.3056 |  | 374489376.007 | 0
2014-06-01 | 22 | 618923.8701 | 1225634.5655 |  | 438186343.3566 | 0
2014-07-01 | 23 | 946070.283 | 1268410.0693 |  | 478607478.5773 | 0
2014-08-01 | 23 | 973618.8913 | 1292412.8806 |  | 483909999.9518 | 0
2014-09-01 | 23 | 916281.515 | 1388259.9625 |  | 463697563.5806 | 0
2014-10-01 | 24 | 641836.8209 | 1207278.4593 |  | 388048413.8066 | 0
2014-11-01 | 24 | 584923.7039 | 1022536.3595 |  | 346085959.952 | 0
2014-12-01 | 24 | 552038.1069 | 895555.1991 |  | 331436657.6754 | 0
2015-01-01 | 25 | 604598.2957 | 914601.1005 |  | 334271295.8164 | 0
2015-02-01 | 25 | 589926.88 | 971949.4725 |  | 324390570.3711 | 0
2015-03-01 | 25 | 531764.7377 | 925763.0844 |  | 333447059.7939 | 0
2015-04-01 | 26 | 513480.7158 | 1039500.7325 |  | 340591630.4553 | 0
2015-05-01 | 26 | 751044.1026 | 1028460.8961 |  | 366153495.2724 | 0
2015-06-01 | 26 | 599709.265 | 1196942.8491 |  | 428809743.968 | 0
2015-07-01 | 27 | 933948.8966 | 1253706.1613 |  | 473734767.4479 | 0
2015-08-01 | 27 | 961130.7083 | 1277562.4464 |  | 479017816.9261 | 0
2015-09-01 | 27 | 904053.9358 | 1373175.8323 |  | 458875715.4849 | 0
2015-10-01 | 28 | 627704.1826 | 1182817.3069 |  | 381177476.4227 | 0
2015-11-01 | 28 | 571683.5923 | 999312.0917 |  | 339000677.1884 | 0
2015-12-01 | 28 | 539531.6256 | 873085.4737 |  | 324299528.0137 | 0

## Input
| SCE PlannerTOU(1000)1e2.xls |  |  |  | Program Budget ($) |  |  | NPV Factor for lump-sum admin costs: | 100%
a. Administrative Costs
| Proposer General Information |  |  |  | a.i. Overhead and G&A | 95483362.8403 | d. Incentives and Rebates ($) | Nominal | NPV
| Proposer Name |  | Southern California Edison |  | a.ii. Other Admin costs | 55100030.1177 | d.i. User Input Incentive | 19252311.5606 | 19252311.5606
| Program Name |  | SCE Total Roll-up E3 Calculator - With Carbon Adder |  | b. Marketing/Outreach | 61323997.3287 | d.ii. Rebate | 411172375.3269 | 356079982.3633
| Service Territory |  | SCE |  | c. Direct Implementation (non incentive) |  | d.iii. Direct Install Labor | 68307959.3454 | 60419649.4515
| First Year of Program Implementation |  |  | 2009 | c.i. Activity | 358138798.3115 | d.iv. Direct Install Materials | 62100080.4039 | 54958688.6915
| Contact Information |  |  |  | c.ii. Installation | 0 | d.v. Upstream payments | 112365925.1854 | 98002840.1282
| Name |  | Don Arambula |  | c.iii. Hardware & Materials | 0 | Subtotal Direct Install | 673198651.8222 | 588713472.1951
| Address |  | 6042 N. Irwindale Ave, Blg. A |  | c.iv. Rebate Processing and Inspection | 10774159.6915
| ZIP code |  | 91702 |  | d. Total Incentives and Rebates | 673198651.8222
| Telephone |  | 626-633-3146 |  | e. EM&V | 89660000 | f. Costs recovered from other sources |  | 0
| Email |  | don.arambula@sce.com |  | Total | 1343679000.112 | Program Budget w/ Other Costs (a to f) | 1343679000.112 | 1259193820.4849
Quarterly Installation Schedule
| Program Inputs |  |  |  | CO2 Cost Scenario | 2 | (1 = 2006 Adopted costs, 2 = $30/tonne Scearnio) |  |  |  |  | Transfer | Admin | Admin | Admin | [9 empty] | Placeholders, not currently used | [7 empty] | Annual Installation Schedule | [7 empty] | 2009 |  |  |  | 2010 |  |  |  | 2011 |  |  |  | 2012 |  |  |  | 2013 |  |  |  | 2014 |  |  |  | 2015
| Measure Name | DEER RunID | Climate Zone | Target sector | Measure Electric End Use Shape | CZ, Sector, Measure combination found? | Measure Type (To Look up Measure Life) | Program Type (To look up Net-to-gross Ratio) | Unit Definition (e.g. homes) | Program Type (NEW/ROB or Early Repl(RET)) | Gross Measure Cost ($/unit) | Rebate to end use customer or its assignee ($/unit) | Incentives to entities other than the end use customer or its assignee($/unit) | Direct Install Labor ($/unit) | Direct Install Material ($/unit) | Participant cost ($/unit) | Gross Unit Annual Electricity Savings (kwh/unit) | Electric Rate Schedule | Demand Scaler | User Entered kW Savings per unit (kW/unit) | Gross Unit Annual Gas Savings (therm/unit) | Gas Sector | Gas Rate Schedule | Gas Savings Profile | Avg remaining life on replaced units (yrs) | Early retrofit incremental kWh savings (kWh/unit) | Early retrofit incremental kW savings (kW/unit) | Early retrofit incremental Th savings (Th/unit) | Combustion Type | Effective Useful Life (years) | Net-to-Gross Ratio | % Eligible for TOU AC adjustment | 2009 | 2010 | 2011 | 2012 | 2013 | 2014 | 2015 |  | Qtr 1 | Qtr 2 | Qtr 3 | Qtr 4 | Qtr 1 | Qtr 2 | Qtr 3 | Qtr 4 | Qtr 1 | Qtr 2 | Qtr 3 | Qtr 4 | Qtr 1 | Qtr 2 | Qtr 3 | Qtr 4 | Qtr 1 | Qtr 2 | Qtr 3 | Qtr 4 | Qtr 1 | Qtr 2 | Qtr 3 | Qtr 4 | Qtr 1 | Qtr 2 | Qtr 3 | Qtr 4 | Total Number of Units | Comments
SCE Total Roll-up E3 Calculator - With Carbon Adder | RESIDENTIAL | [16 empty] | System | #N/A | [21 empty] | 0 | 0 | 0 | 0 | 0 | 0 | 0 | 0 | 0 | 0 | 0 | 0 | 0 | 0 | 0 | 0 | 0 | 0 | 0 | 0 | 0 | 0 | 0 | 0 | 0 | 0 | 0 | 0 | 0
SCE Total Roll-up E3 Calculator - With Carbon Adder | DEEMED MEASURES | [16 empty] | System | #N/A | [21 empty] | 0 | 0 | 0 | 0 | 0 | 0 | 0 | 0 | 0 | 0 | 0 | 0 | 0 | 0 | 0 | 0 | 0 | 0 | 0 | 0 | 0 | 0 | 0 | 0 | 0 | 0 | 0 | 0 | 0
SCE Total Roll-up E3 Calculator - With Carbon Adder | Appliances | [16 empty] | System | #N/A | [21 empty] | 0 | 0 | 0 | 0 | 0 | 0 | 0 | 0 | 0 | 0 | 0 | 0 | 0 | 0 | 0 | 0 | 0 | 0 | 0 | 0 | 0 | 0 | 0 | 0 | 0 | 0 | 0 | 0 | 0
SCE Total Roll-up E3 Calculator - With Carbon Adder | Laundry & Kitchen | DEER 2008 or SCE Workpaper | System | Residential | HorizAxisClothesWasher-RC | TRUE | 11 | 100% | Unit | NEW/ROB/RET | 597.1869 | 31.3919 | 5.1786 | 0 | 0 | 560.6165 | 44.8865 | System | kW | 0.023 | [9 empty] | 11 | 100% | 0% | 943.5454 | 1179.3144 | 235.7689 | 0 | 0 | 0 | 0 |  | 235.8864 | 235.8864 | 235.8864 | 235.8864 | 294.8286 | 294.8286 | 294.8286 | 294.8286 | 58.9422 | 58.9422 | 58.9422 | 58.9422 | 0 | 0 | 0 | 0 | 0 | 0 | 0 | 0 | 0 | 0 | 0 | 0 | 0 | 0 | 0 | 0 | 2358.6288
SCE Total Roll-up E3 Calculator - With Carbon Adder | Refrigerators | DEER 2008 or SCE Workpaper | System | RES | DEER:RefgFrzr_HighEff | TRUE | 14 | 100% | Unit | NEW/ROB/RET | 131.9326 | 50 | 0.0090046 | 0 | 0 | 81.9236 | 186.5944 | System | kWh | 0.04083 | [9 empty] | 14 | 100% | 0% | 48513.1904 | 50952.8554 | 53400.665 | 0 | 0 | 0 | 0 |  | 12128.2976 | 12128.2976 | 12128.2976 | 12128.2976 | 12738.2138 | 12738.2138 | 12738.2138 | 12738.2138 | 13350.1663 | 13350.1663 | 13350.1663 | 13350.1663 | 0 | 0 | 0 | 0 | 0 | 0 | 0 | 0 | 0 | 0 | 0 | 0 | 0 | 0 | 0 | 0 | 152866.7108
SCE Total Roll-up E3 Calculator - With Carbon Adder | Appliances Recycling | [16 empty] | System | #N/A | [21 empty] | 0 | 0 | 0 | 0 | 0 | 0 | 0 | 0 | 0 | 0 | 0 | 0 | 0 | 0 | 0 | 0 | 0 | 0 | 0 | 0 | 0 | 0 | 0 | 0 | 0 | 0 | 0 | 0 | 0
SCE Total Roll-up E3 Calculator - With Carbon Adder | Refrigerators/Freezers | DEER 2008 or SCE Workpaper | System | RES | DEER:RefgFrzr_Recycling | TRUE | 10 | 100% | Unit | NEW/ROB/RET | 138.57 | 50 | 0 | 88.57 | 0 | 0 | 1448.164 | System | kWh | 0.22317 | [9 empty] | 10 | 100% | 0% | 65000 | 75000 | 70000 | 0 | 0 | 0 | 0 |  | 16250 | 16250 | 16250 | 16250 | 18750 | 18750 | 18750 | 18750 | 17500 | 17500 | 17500 | 17500 | 0 | 0 | 0 | 0 | 0 | 0 | 0 | 0 | 0 | 0 | 0 | 0 | 0 | 0 | 0 | 0 | 210000
SCE Total Roll-up E3 Calculator - With Carbon Adder | Room A/C | [16 empty] | System | #N/A | [21 empty] | 0 | 0 | 0 | 0 | 0 | 0 | 0 | 0 | 0 | 0 | 0 | 0 | 0 | 0 | 0 | 0 | 0 | 0 | 0 | 0 | 0 | 0 | 0 | 0 | 0 | 0 | 0 | 0 | 0
SCE Total Roll-up E3 Calculator - With Carbon Adder | Other | [16 empty] | System | #N/A | [21 empty] | 0 | 0 | 0 | 0 | 0 | 0 | 0 | 0 | 0 | 0 | 0 | 0 | 0 | 0 | 0 | 0 | 0 | 0 | 0 | 0 | 0 | 0 | 0 | 0 | 0 | 0 | 0 | 0 | 0
SCE Total Roll-up E3 Calculator - With Carbon Adder | Residential Audits | DEER 2008 or SCE Workpaper | System | RES | DEER:Indoor_CFL_Ltg | TRUE | 3 | 100% | Unit | NEW/ROB/RET | 40.3778 | 0 | 0 | 0 | 0 | 40.3778 | 171.3697 | System | kWh | 0.06145 | [9 empty] | 3 | 100% | 0% | 37900 | 44250 | 44250 | 0 | 0 | 0 | 0 |  | 9475 | 9475 | 9475 | 9475 | 11062.5 | 11062.5 | 11062.5 | 11062.5 | 11062.5 | 11062.5 | 11062.5 | 11062.5 | 0 | 0 | 0 | 0 | 0 | 0 | 0 | 0 | 0 | 0 | 0 | 0 | 0 | 0 | 0 | 0 | 126400
SCE Total Roll-up E3 Calculator - With Carbon Adder | Consumer Electronics | [16 empty] | System | #N/A | [21 empty] | 0 | 0 | 0 | 0 | 0 | 0 | 0 | 0 | 0 | 0 | 0 | 0 | 0 | 0 | 0 | 0 | 0 | 0 | 0 | 0 | 0 | 0 | 0 | 0 | 0 | 0 | 0 | 0 | 0
SCE Total Roll-up E3 Calculator - With Carbon Adder | Entertainment | DEER 2008 or SCE Workpaper | System | RES | DEER:Indoor_CFL_Ltg | TRUE | 7.5 | 100% | Unit | NEW/ROB/RET | 34.735 | 0 | 17 | 0 | 0 | 17.735 | 119.86 | System | kWh | 0.011474 | [9 empty] | 7.5 | 100% | 0% | 90000 | 100000 | 110000 | 0 | 0 | 0 | 0 |  | 22500 | 22500 | 22500 | 22500 | 25000 | 25000 | 25000 | 25000 | 27500 | 27500 | 27500 | 27500 | 0 | 0 | 0 | 0 | 0 | 0 | 0 | 0 | 0 | 0 | 0 | 0 | 0 | 0 | 0 | 0 | 300000
SCE Total Roll-up E3 Calculator - With Carbon Adder | Home Office | DEER 2008 or SCE Workpaper | System | RES | DEER:Indoor_CFL_Ltg | TRUE | 3.7 | 100% | Unit | NEW/ROB/RET | 67.3911 | 0 | 6.6456 | 0 | 0 | 60.7455 | 61.2463 | System | kWh | 0.0098419 | [9 empty] | 3.7 | 100% | 0% | 15000 | 15150 | 15425 | 0 | 0 | 0 | 0 |  | 3750 | 3750 | 3750 | 3750 | 3787.5 | 3787.5 | 3787.5 | 3787.5 | 3856.25 | 3856.25 | 3856.25 | 3856.25 | 0 | 0 | 0 | 0 | 0 | 0 | 0 | 0 | 0 | 0 | 0 | 0 | 0 | 0 | 0 | 0 | 45575
SCE Total Roll-up E3 Calculator - With Carbon Adder | Other | [16 empty] | System | #N/A | [21 empty] | 0 | 0 | 0 | 0 | 0 | 0 | 0 | 0 | 0 | 0 | 0 | 0 | 0 | 0 | 0 | 0 | 0 | 0 | 0 | 0 | 0 | 0 | 0 | 0 | 0 | 0 | 0 | 0 | 0
SCE Total Roll-up E3 Calculator - With Carbon Adder | Water Heating | [16 empty] | System | #N/A | [21 empty] | 0 | 0 | 0 | 0 | 0 | 0 | 0 | 0 | 0 | 0 | 0 | 0 | 0 | 0 | 0 | 0 | 0 | 0 | 0 | 0 | 0 | 0 | 0 | 0 | 0 | 0 | 0 | 0 | 0
SCE Total Roll-up E3 Calculator - With Carbon Adder | Efficiency | DEER 2008 or SCE Workpaper | System | Residential | HeatPump_WtrHt-RC | TRUE | 13 | 100% | Unit | NEW/ROB/RET | 93.2258 | 30 | 0 | 0 | 0 | 63.2258 | 155.5854 | System | kW | 0.034225 | [9 empty] | 13 | 100% | 0% | 55 | 60 | 65 | 0 | 0 | 0 | 0 |  | 13.75 | 13.75 | 13.75 | 13.75 | 15 | 15 | 15 | 15 | 16.25 | 16.25 | 16.25 | 16.25 | 0 | 0 | 0 | 0 | 0 | 0 | 0 | 0 | 0 | 0 | 0 | 0 | 0 | 0 | 0 | 0 | 180
SCE Total Roll-up E3 Calculator - With Carbon Adder | Use Reduction | DEER 2008 or SCE Workpaper | System | Residential | HeatPump_WtrHt-RC | TRUE | 10 | 100% | Unit | NEW/ROB/RET | 4.4467 | 0 | 0 | 0 | 4.4467 | 0 | 100.6142 | System | kW | 0.022135 | [9 empty] | 10 | 100% | 0% | 1500 | 1800 | 1500 | 0 | 0 | 0 | 0 |  | 375 | 375 | 375 | 375 | 450 | 450 | 450 | 450 | 375 | 375 | 375 | 375 | 0 | 0 | 0 | 0 | 0 | 0 | 0 | 0 | 0 | 0 | 0 | 0 | 0 | 0 | 0 | 0 | 4800
SCE Total Roll-up E3 Calculator - With Carbon Adder | Pool Pump | DEER 2008 or SCE Workpaper | System | Residential | Residential Pool Pumps | TRUE | 10 | 100% | Unit | NEW/ROB/RET | 1537.5 | 401.5504 | 0 | 32.8165 | 0 | 1103.1331 | 1313.677 | System | kW | 0.27302 | [9 empty] | 10 | 100% | 0% | 2200 | 3240 | 2300 | 0 | 0 | 0 | 0 |  | 550 | 550 | 550 | 550 | 810 | 810 | 810 | 810 | 575 | 575 | 575 | 575 | 0 | 0 | 0 | 0 | 0 | 0 | 0 | 0 | 0 | 0 | 0 | 0 | 0 | 0 | 0 | 0 | 7740
SCE Total Roll-up E3 Calculator - With Carbon Adder | Residential Other | DEER 2008 or SCE Workpaper | System | Residential | AC_Cooling-RC | TRUE | 17.9 | 100% | Unit | NEW/ROB/RET | 39.9506 | 8.5648 | 0 | 0 | 0 | 31.3857 | 6.5963 | System | kW | 0.005523 | [9 empty] | 17.9 | 100% | 0% | 34426 | 41885 | 41885 | 0 | 0 | 0 | 0 |  | 8606.5 | 8606.5 | 8606.5 | 8606.5 | 10471.25 | 10471.25 | 10471.25 | 10471.25 | 10471.25 | 10471.25 | 10471.25 | 10471.25 | 0 | 0 | 0 | 0 | 0 | 0 | 0 | 0 | 0 | 0 | 0 | 0 | 0 | 0 | 0 | 0 | 118196
SCE Total Roll-up E3 Calculator - With Carbon Adder | HVAC | [16 empty] | System | #N/A | [21 empty] | 0 | 0 | 0 | 0 | 0 | 0 | 0 | 0 | 0 | 0 | 0 | 0 | 0 | 0 | 0 | 0 | 0 | 0 | 0 | 0 | 0 | 0 | 0 | 0 | 0 | 0 | 0 | 0 | 0
SCE Total Roll-up E3 Calculator - With Carbon Adder | New Room AC | DEER 2008 or SCE Workpaper | System | RES | DEER:HVAC_Eff_AC | TRUE | 9 | 100% | Unit | NEW/ROB/RET | 81.3117 | 50.2568 | 0 | 0 | 0 | 31.0549 | 227.214 | System | kWh | 0.132 | [9 empty] | 9 | 100% | 0% | 54040 | 56761 | 59582 | 0 | 0 | 0 | 0 |  | 13510 | 13510 | 13510 | 13510 | 14190.25 | 14190.25 | 14190.25 | 14190.25 | 14895.5 | 14895.5 | 14895.5 | 14895.5 | 0 | 0 | 0 | 0 | 0 | 0 | 0 | 0 | 0 | 0 | 0 | 0 | 0 | 0 | 0 | 0 | 170383
SCE Total Roll-up E3 Calculator - With Carbon Adder | New Package, Split System AC, etc. | DEER 2008 or SCE Workpaper | System | RES | DEER:HVAC_Eff_AC | TRUE | 15 | 100% | Unit | NEW/ROB/RET | 385.4535 | 147.4204 | 20.6133 | 0 | 0 | 217.4198 | 249.353 | System | kWh | 0.14161 | [9 empty] | 15 | 100% | 0% | 6715 | 8952 | 9802 | 0 | 0 | 0 | 0 |  | 1678.75 | 1678.75 | 1678.75 | 1678.75 | 2238 | 2238 | 2238 | 2238 | 2450.5 | 2450.5 | 2450.5 | 2450.5 | 0 | 0 | 0 | 0 | 0 | 0 | 0 | 0 | 0 | 0 | 0 | 0 | 0 | 0 | 0 | 0 | 25469
SCE Total Roll-up E3 Calculator - With Carbon Adder | Repair & Maintenance | DEER 2008 or SCE Workpaper | System | RES | DEER:HVAC_Refrig_Charge | TRUE | 7.8 | 100% | Unit | NEW/ROB/RET | 33.4011 | 1.415 | 36.3043 | 3.394 | 2.5992 | -10.3114 | 170.4864 | System | kWh | 0.16232 | [9 empty] | 7.8 | 100% | 0% | 62226.96 | 79141.98 | 80715.06 | 0 | 0 | 0 | 0 |  | 15556.74 | 15556.74 | 15556.74 | 15556.74 | 19785.495 | 19785.495 | 19785.495 | 19785.495 | 20178.765 | 20178.765 | 20178.765 | 20178.765 | 0 | 0 | 0 | 0 | 0 | 0 | 0 | 0 | 0 | 0 | 0 | 0 | 0 | 0 | 0 | 0 | 222084
SCE Total Roll-up E3 Calculator - With Carbon Adder | HVAC Ducts | DEER 2008 or SCE Workpaper | System | RES | DEER:HVAC_Duct_Sealing | TRUE | 18 | 100% | Unit | NEW/ROB/RET | 250.456 | 73.5639 | 17.1953 | 43.7715 | 34.7153 | 81.21 | 301.7218 | System | kWh | 0.30439 | [9 empty] | 18 | 100% | 0% | 4439 | 5474.75 | 5788.25 | 0 | 0 | 0 | 0 |  | 1109.75 | 1109.75 | 1109.75 | 1109.75 | 1368.6875 | 1368.6875 | 1368.6875 | 1368.6875 | 1447.0625 | 1447.0625 | 1447.0625 | 1447.0625 | 0 | 0 | 0 | 0 | 0 | 0 | 0 | 0 | 0 | 0 | 0 | 0 | 0 | 0 | 0 | 0 | 15702
SCE Total Roll-up E3 Calculator - With Carbon Adder | HVAC Envelope | DEER 2008 or SCE Workpaper | System | Residential | AC_Cooling-RC | TRUE | 20 | 100% | Unit | NEW/ROB/RET | 2.3909 | 1.1031 | 0.022521 | 0 | 0 | 1.2653 | 0.93279 | System | kW | 0.00038599 | [9 empty] | 20 | 100% | 0% | 7058.3591 | 7422.4489 | 8616.0898 | 0 | 0 | 0 | 0 |  | 1764.5898 | 1764.5898 | 1764.5898 | 1764.5898 | 1855.6122 | 1855.6122 | 1855.6122 | 1855.6122 | 2154.0224 | 2154.0224 | 2154.0224 | 2154.0224 | 0 | 0 | 0 | 0 | 0 | 0 | 0 | 0 | 0 | 0 | 0 | 0 | 0 | 0 | 0 | 0 | 23096.8978
SCE Total Roll-up E3 Calculator - With Carbon Adder | HVAC Install - Operation | [16 empty] | System | #N/A | [21 empty] | 0 | 0 | 0 | 0 | 0 | 0 | 0 | 0 | 0 | 0 | 0 | 0 | 0 | 0 | 0 | 0 | 0 | 0 | 0 | 0 | 0 | 0 | 0 | 0 | 0 | 0 | 0 | 0 | 0
SCE Total Roll-up E3 Calculator - With Carbon Adder | HVAC Controls | [16 empty] | System | #N/A | [21 empty] | 0 | 0 | 0 | 0 | 0 | 0 | 0 | 0 | 0 | 0 | 0 | 0 | 0 | 0 | 0 | 0 | 0 | 0 | 0 | 0 | 0 | 0 | 0 | 0 | 0 | 0 | 0 | 0 | 0
SCE Total Roll-up E3 Calculator - With Carbon Adder | New Evap Coolers & Whole House Fans | DEER 2008 or SCE Workpaper | System | RES | DEER:HVAC_Eff_AC | TRUE | 15.4 | 100% | Unit | NEW/ROB/RET | 598.1261 | 117.1876 | 0 | 0 | 0 | 480.9385 | 441.381 | System | kWh | 0.49529 | [9 empty] | 15.4 | 100% | 0% | 4300.6 | 4421.6 | 4535.6 | 0 | 0 | 0 | 0 |  | 1075.15 | 1075.15 | 1075.15 | 1075.15 | 1105.4 | 1105.4 | 1105.4 | 1105.4 | 1133.9 | 1133.9 | 1133.9 | 1133.9 | 0 | 0 | 0 | 0 | 0 | 0 | 0 | 0 | 0 | 0 | 0 | 0 | 0 | 0 | 0 | 0 | 13257.8
SCE Total Roll-up E3 Calculator - With Carbon Adder | Lighting | [16 empty] | System | #N/A | [21 empty] | 0 | 0 | 0 | 0 | 0 | 0 | 0 | 0 | 0 | 0 | 0 | 0 | 0 | 0 | 0 | 0 | 0 | 0 | 0 | 0 | 0 | 0 | 0 | 0 | 0 | 0 | 0 | 0 | 0
SCE Total Roll-up E3 Calculator - With Carbon Adder | Screw-in CFL Interior (Downstream) | DEER 2008 or SCE Workpaper | System | RES | DEER:Indoor_CFL_Ltg | TRUE | 6.3 | 100% | Unit | NEW/ROB/RET | 1.11 | 10 | 8.9123 | 0 | 0 | -17.8023 | 39.4915 | System | kWh | 0.007088 | [9 empty] | 6.3 | 100% | 0% | 621.3592 | 776.8164 | 155.4572 | 0 | 0 | 0 | 0 |  | 155.3398 | 155.3398 | 155.3398 | 155.3398 | 194.2041 | 194.2041 | 194.2041 | 194.2041 | 38.8643 | 38.8643 | 38.8643 | 38.8643 | 0 | 0 | 0 | 0 | 0 | 0 | 0 | 0 | 0 | 0 | 0 | 0 | 0 | 0 | 0 | 0 | 1553.6328
SCE Total Roll-up E3 Calculator - With Carbon Adder | Screw-in CFL Interior (Upstream - Traditional) | DEER 2008 or SCE Workpaper | System | RES | DEER:Indoor_CFL_Ltg | TRUE | 6.3 | 100% | Unit | NEW/ROB/RET | 2.1818 | 0 | 1.7165 | 0 | 0 | 0.4653 | 43.3622 | System | kWh | 0.0038077 | [9 empty] | 6.3 | 100% | 0% | 4517609 | 5500350 | 4622323 | 0 | 0 | 0 | 0 |  | 1129402.25 | 1129402.25 | 1129402.25 | 1129402.25 | 1375087.5 | 1375087.5 | 1375087.5 | 1375087.5 | 1155580.75 | 1155580.75 | 1155580.75 | 1155580.75 | 0 | 0 | 0 | 0 | 0 | 0 | 0 | 0 | 0 | 0 | 0 | 0 | 0 | 0 | 0 | 0 | 14640282
SCE Total Roll-up E3 Calculator - With Carbon Adder | Screw-in CFL Interior (Upstream - Specialty) | DEER 2008 or SCE Workpaper | System | RES | DEER:Indoor_CFL_Ltg | TRUE | 6.3 | 100% | Unit | NEW/ROB/RET | 11.8386 | 0 | 3.5243 | 0 | 0 | 8.3143 | 32.7645 | System | kWh | 0.002917 | [9 empty] | 6.3 | 100% | 0% | 984324 | 1290923 | 1309451 | 0 | 0 | 0 | 0 |  | 246081 | 246081 | 246081 | 246081 | 322730.75 | 322730.75 | 322730.75 | 322730.75 | 327362.75 | 327362.75 | 327362.75 | 327362.75 | 0 | 0 | 0 | 0 | 0 | 0 | 0 | 0 | 0 | 0 | 0 | 0 | 0 | 0 | 0 | 0 | 3584698
SCE Total Roll-up E3 Calculator - With Carbon Adder | Screw-in CFL Interior (Direct Install) | DEER 2008 or SCE Workpaper | System | RES | DEER:Indoor_CFL_Ltg | TRUE | 6.3 | 100% | Unit | NEW/ROB/RET | 6.263 | 0 | 0 | 2.1734 | 4.0895 | 0 | 52.4858 | System | kWh | 0.0087864 | [9 empty] | 6.3 | 100% | 0% | 88625 | 97438 | 97438 | 0 | 0 | 0 | 0 |  | 22156.25 | 22156.25 | 22156.25 | 22156.25 | 24359.5 | 24359.5 | 24359.5 | 24359.5 | 24359.5 | 24359.5 | 24359.5 | 24359.5 | 0 | 0 | 0 | 0 | 0 | 0 | 0 | 0 | 0 | 0 | 0 | 0 | 0 | 0 | 0 | 0 | 283501
SCE Total Roll-up E3 Calculator - With Carbon Adder | Screw-in CFL Interior (Midstream) | DEER 2008 or SCE Workpaper | System | RES | DEER:Indoor_CFL_Ltg | TRUE | 6.3 | 100% | Unit | NEW/ROB/RET | 1.4953 | 5.7891 | 0 | 0 | 0 | -4.2939 | 43.5351 | System | kWh | 0.0073977 | [9 empty] | 6.3 | 100% | 0% | 105670 | 105670 | 105670 | 0 | 0 | 0 | 0 |  | 26417.5 | 26417.5 | 26417.5 | 26417.5 | 26417.5 | 26417.5 | 26417.5 | 26417.5 | 26417.5 | 26417.5 | 26417.5 | 26417.5 | 0 | 0 | 0 | 0 | 0 | 0 | 0 | 0 | 0 | 0 | 0 | 0 | 0 | 0 | 0 | 0 | 317010
SCE Total Roll-up E3 Calculator - With Carbon Adder | Screw-in CFL Interior (Giveaway) | DEER 2008 or SCE Workpaper | System | RES | DEER:Indoor_CFL_Ltg | TRUE | 6.3 | 100% | Unit | NEW/ROB/RET | 4.3521 | 0 | 1.8747 | 0 | 2.2899 | 0.18747 | 48.2321 | System | kWh | 0.0081946 | [9 empty] | 6.3 | 100% | 0% | 26057.74 | 31244.4 | 27049.6 | 0 | 0 | 0 | 0 |  | 6514.435 | 6514.435 | 6514.435 | 6514.435 | 7811.1 | 7811.1 | 7811.1 | 7811.1 | 6762.4 | 6762.4 | 6762.4 | 6762.4 | 0 | 0 | 0 | 0 | 0 | 0 | 0 | 0 | 0 | 0 | 0 | 0 | 0 | 0 | 0 | 0 | 84351.74
SCE Total Roll-up E3 Calculator - With Carbon Adder | CFL Fixture Interior (Midstream) | DEER 2008 or SCE Workpaper | System | RES | DEER:Indoor_CFL_Ltg | TRUE | 16 | 100% | Unit | NEW/ROB/RET | 13.0578 | 40 | 0 | 0 | 0 | -26.9422 | 64.9401 | System | kWh | 0.011028 | [9 empty] | 16 | 100% | 0% | 250440 | 250440 | 250440 | 0 | 0 | 0 | 0 |  | 62610 | 62610 | 62610 | 62610 | 62610 | 62610 | 62610 | 62610 | 62610 | 62610 | 62610 | 62610 | 0 | 0 | 0 | 0 | 0 | 0 | 0 | 0 | 0 | 0 | 0 | 0 | 0 | 0 | 0 | 0 | 751320
SCE Total Roll-up E3 Calculator - With Carbon Adder | CFL Fixture Interior (Upstream) | DEER 2008 or SCE Workpaper | System | RES | DEER:Indoor_CFL_Ltg | TRUE | 16 | 100% | Unit | NEW/ROB/RET | 13.1225 | 0 | 13.1139 | 0 | 0 | 0.0085643 | 86.6246 | System | kWh | 0.005162 | [9 empty] | 16 | 100% | 0% | 230673 | 297820 | 262290 | 0 | 0 | 0 | 0 |  | 57668.25 | 57668.25 | 57668.25 | 57668.25 | 74455 | 74455 | 74455 | 74455 | 65572.5 | 65572.5 | 65572.5 | 65572.5 | 0 | 0 | 0 | 0 | 0 | 0 | 0 | 0 | 0 | 0 | 0 | 0 | 0 | 0 | 0 | 0 | 790783
SCE Total Roll-up E3 Calculator - With Carbon Adder | CFL Fixture Interior (Direct Install) | DEER 2008 or SCE Workpaper | System | RES | DEER:Indoor_CFL_Ltg | TRUE | 15.5 | 100% | Unit | NEW/ROB/RET | 53.41 | 0 | 0 | 27.14 | 26.27 | 0 | 71.9424 | System | kWh | 0.012869 | [9 empty] | 15.5 | 100% | 0% | 9300 | 9300 | 9300 | 0 | 0 | 0 | 0 |  | 2325 | 2325 | 2325 | 2325 | 2325 | 2325 | 2325 | 2325 | 2325 | 2325 | 2325 | 2325 | 0 | 0 | 0 | 0 | 0 | 0 | 0 | 0 | 0 | 0 | 0 | 0 | 0 | 0 | 0 | 0 | 27900
SCE Total Roll-up E3 Calculator - With Carbon Adder | CFL Fixture Interior (Giveaway) | DEER 2008 or SCE Workpaper | System | RES | DEER:Indoor_CFL_Ltg | TRUE | 16 | 100% | Unit | NEW/ROB/RET | 28.805 | 0 | 0 | 0 | 28.805 | 0 | 88.885 | System | kWh | 0.0076544 | [9 empty] | 16 | 100% | 0% | 27484.2282 | 45089.35 | 47497.3675 | 0 | 0 | 0 | 0 |  | 6871.0571 | 6871.0571 | 6871.0571 | 6871.0571 | 11272.3375 | 11272.3375 | 11272.3375 | 11272.3375 | 11874.3419 | 11874.3419 | 11874.3419 | 11874.3419 | 0 | 0 | 0 | 0 | 0 | 0 | 0 | 0 | 0 | 0 | 0 | 0 | 0 | 0 | 0 | 0 | 120070.9457
SCE Total Roll-up E3 Calculator - With Carbon Adder | CFL Exterior | DEER 2008 or SCE Workpaper | System | Misc._Commercial | Outdoor Lt | TRUE | 2.2 | 100% | Unit | NEW/ROB/RET | 12.202 | 5.5133 | 0 | 0.46983 | 0.78474 | 5.4341 | 265.0659 | System | kW | 0 | [9 empty] | 2.2 | 100% | 0% | 11635 | 11635 | 11635 | 0 | 0 | 0 | 0 |  | 2908.75 | 2908.75 | 2908.75 | 2908.75 | 2908.75 | 2908.75 | 2908.75 | 2908.75 | 2908.75 | 2908.75 | 2908.75 | 2908.75 | 0 | 0 | 0 | 0 | 0 | 0 | 0 | 0 | 0 | 0 | 0 | 0 | 0 | 0 | 0 | 0 | 34905
SCE Total Roll-up E3 Calculator - With Carbon Adder | CFL Fixture Exterior (Midstream) | DEER 2008 or SCE Workpaper | System | Misc._Commercial | Outdoor Lt | TRUE | 16 | 100% | Unit | NEW/ROB/RET | 40.0186 | 30 | 0 | 0 | 0 | 10.0186 | 263.4393 | System | kW | 0 | [9 empty] | 16 | 100% | 0% | 92925 | 92925 | 92925 | 0 | 0 | 0 | 0 |  | 23231.25 | 23231.25 | 23231.25 | 23231.25 | 23231.25 | 23231.25 | 23231.25 | 23231.25 | 23231.25 | 23231.25 | 23231.25 | 23231.25 | 0 | 0 | 0 | 0 | 0 | 0 | 0 | 0 | 0 | 0 | 0 | 0 | 0 | 0 | 0 | 0 | 278775
SCE Total Roll-up E3 Calculator - With Carbon Adder | CFL Fixture Exterior (Upstream) | DEER 2008 or SCE Workpaper | System | Misc._Commercial | Outdoor Lt | TRUE | 16 | 100% | Unit | NEW/ROB/RET | 44.8748 | 0 | 10 | 0 | 0 | 34.8748 | 225.2613 | System | kW | [10 empty] | 16 | 100% | 0% | 102520 | 115040 | 115040 | 0 | 0 | 0 | 0 |  | 25630 | 25630 | 25630 | 25630 | 28760 | 28760 | 28760 | 28760 | 28760 | 28760 | 28760 | 28760 | 0 | 0 | 0 | 0 | 0 | 0 | 0 | 0 | 0 | 0 | 0 | 0 | 0 | 0 | 0 | 0 | 332600
SCE Total Roll-up E3 Calculator - With Carbon Adder | CFL Fixture Exterior (Direct Install) | DEER 2008 or SCE Workpaper | System | Misc._Commercial | Outdoor Lt | TRUE | 16 | 100% | Unit | NEW/ROB/RET | 47.491 | 0 | 0 | 27.14 | 20.351 | 0 | 254.11 | System | kW | 0 | [9 empty] | 16 | 100% | 0% | 7100 | 7100 | 7100 | 0 | 0 | 0 | 0 |  | 1775 | 1775 | 1775 | 1775 | 1775 | 1775 | 1775 | 1775 | 1775 | 1775 | 1775 | 1775 | 0 | 0 | 0 | 0 | 0 | 0 | 0 | 0 | 0 | 0 | 0 | 0 | 0 | 0 | 0 | 0 | 21300
SCE Total Roll-up E3 Calculator - With Carbon Adder | LED Interior | DEER 2008 or SCE Workpaper | System | RES | DEER:Indoor_CFL_Ltg | TRUE | 11.1 | 100% | Unit | NEW/ROB/RET | 9.5219 | 0 | 2.8977 | 0 | 0.69265 | 5.9316 | 28.0614 | System | kWh | 0.0035883 | [9 empty] | 11.1 | 100% | 0% | 120857.3761 | 194459 | 276119 | 0 | 0 | 0 | 0 |  | 30214.344 | 30214.344 | 30214.344 | 30214.344 | 48614.75 | 48614.75 | 48614.75 | 48614.75 | 69029.75 | 69029.75 | 69029.75 | 69029.75 | 0 | 0 | 0 | 0 | 0 | 0 | 0 | 0 | 0 | 0 | 0 | 0 | 0 | 0 | 0 | 0 | 591435.3761
SCE Total Roll-up E3 Calculator - With Carbon Adder | Interior Controls | DEER 2008 or SCE Workpaper | System | RES | DEER:Indoor_CFL_Ltg | TRUE | 8 | 100% | Unit | NEW/ROB/RET | 76.9923 | 0.030675 | 0 | 41.8712 | 34.8926 | 0.19777 | 389.9874 | System | kWh | 0.053092 | [9 empty] | 8 | 100% | 0% | 3260 | 3260 | 3260 | 0 | 0 | 0 | 0 |  | 815 | 815 | 815 | 815 | 815 | 815 | 815 | 815 | 815 | 815 | 815 | 815 | 0 | 0 | 0 | 0 | 0 | 0 | 0 | 0 | 0 | 0 | 0 | 0 | 0 | 0 | 0 | 0 | 9780
SCE Total Roll-up E3 Calculator - With Carbon Adder | Interior Exit Signs | DEER 2008 or SCE Workpaper | System | RES | DEER:Indoor_CFL_Ltg | TRUE | 16 | 100% | Unit | NEW/ROB/RET | 52.7637 | 30.1923 | 0 | 3.4341 | 2.7473 | 16.3901 | 210.7784 | System | kWh | 0.029333 | [9 empty] | 16 | 100% | 0% | 1820 | 1820 | 1820 | 0 | 0 | 0 | 0 |  | 455 | 455 | 455 | 455 | 455 | 455 | 455 | 455 | 455 | 455 | 455 | 455 | 0 | 0 | 0 | 0 | 0 | 0 | 0 | 0 | 0 | 0 | 0 | 0 | 0 | 0 | 0 | 0 | 5460
SCE Total Roll-up E3 Calculator - With Carbon Adder | Linear Flourescents Interior | DEER 2008 or SCE Workpaper | System | RES | DEER:Indoor_CFL_Ltg | TRUE | 11 | 100% | Unit | NEW/ROB/RET | 44.0099 | 33.1442 | 0 | 0.72501 | 0.60748 | 9.5332 | 41.2151 | System | kWh | 0.0048922 | [9 empty] | 11 | 100% | 0% | 70620 | 70620 | 70620 | 0 | 0 | 0 | 0 |  | 17655 | 17655 | 17655 | 17655 | 17655 | 17655 | 17655 | 17655 | 17655 | 17655 | 17655 | 17655 | 0 | 0 | 0 | 0 | 0 | 0 | 0 | 0 | 0 | 0 | 0 | 0 | 0 | 0 | 0 | 0 | 211860
SCE Total Roll-up E3 Calculator - With Carbon Adder | Linear Flourescents (parking structures) Exterior | DEER 2008 or SCE Workpaper | System | RES | DEER:Indoor_CFL_Ltg | TRUE | 11 | 100% | Unit | NEW/ROB/RET | 42.9218 | 33.0271 | 0 | 0 | 0 | 9.8947 | 121.4802 | System | kWh | 0.011369 | [9 empty] | 11 | 100% | 0% | 12346 | 12346 | 12346 | 0 | 0 | 0 | 0 |  | 3086.5 | 3086.5 | 3086.5 | 3086.5 | 3086.5 | 3086.5 | 3086.5 | 3086.5 | 3086.5 | 3086.5 | 3086.5 | 3086.5 | 0 | 0 | 0 | 0 | 0 | 0 | 0 | 0 | 0 | 0 | 0 | 0 | 0 | 0 | 0 | 0 | 37038
SCE Total Roll-up E3 Calculator - With Carbon Adder | Other Interior Lighting | DEER 2008 or SCE Workpaper | System | RES | DEER:Indoor_CFL_Ltg | TRUE | 2.8 | 100% | Unit | NEW/ROB/RET | 4.9522 | 0 | 1.1112 | 0 | 0 | 3.841 | 19.3048 | System | kWh | 0.0020443 | [9 empty] | 2.8 | 100% | 0% | 3833 | 32577 | 32577 | 0 | 0 | 0 | 0 |  | 958.25 | 958.25 | 958.25 | 958.25 | 8144.25 | 8144.25 | 8144.25 | 8144.25 | 8144.25 | 8144.25 | 8144.25 | 8144.25 | 0 | 0 | 0 | 0 | 0 | 0 | 0 | 0 | 0 | 0 | 0 | 0 | 0 | 0 | 0 | 0 | 68987
SCE Total Roll-up E3 Calculator - With Carbon Adder | Other Exterior Lighting | DEER 2008 or SCE Workpaper | System | Misc._Commercial | Outdoor Lt | TRUE | 16 | 100% | Unit | NEW/ROB/RET | 25.9171 | 0 | 5.2152 | 0 | 1.2842 | 19.4177 | 30.1845 | System | kW | 0 | [9 empty] | 16 | 100% | 0% | 17304.7442 | 44126 | 50676 | 0 | 0 | 0 | 0 |  | 4326.186 | 4326.186 | 4326.186 | 4326.186 | 11031.5 | 11031.5 | 11031.5 | 11031.5 | 12669 | 12669 | 12669 | 12669 | 0 | 0 | 0 | 0 | 0 | 0 | 0 | 0 | 0 | 0 | 0 | 0 | 0 | 0 | 0 | 0 | 112106.7442
SCE Total Roll-up E3 Calculator - With Carbon Adder | Refrigeration | DEER 2008 or SCE Workpaper | System | Residential | Refrig-RC | TRUE | 5 | 100% | Unit | NEW/ROB/RET | 220 | 0 | 0 | 101.25 | 118.75 | 0 | 1305.75 | System | kW | 0 | [9 empty] | 5 | 100% | 0% | 200 | 200 | 200 | 0 | 0 | 0 | 0 |  | 50 | 50 | 50 | 50 | 50 | 50 | 50 | 50 | 50 | 50 | 50 | 50 | 0 | 0 | 0 | 0 | 0 | 0 | 0 | 0 | 0 | 0 | 0 | 0 | 0 | 0 | 0 | 0 | 600
SCE Total Roll-up E3 Calculator - With Carbon Adder | CUSTOMIZED MEASURES | [16 empty] | System | #N/A | [21 empty] | 0 | 0 | 0 | 0 | 0 | 0 | 0 | 0 | 0 | 0 | 0 | 0 | 0 | 0 | 0 | 0 | 0 | 0 | 0 | 0 | 0 | 0 | 0 | 0 | 0 | 0 | 0 | 0 | 0
SCE Total Roll-up E3 Calculator - With Carbon Adder | HVAC Equipment | [16 empty] | System | #N/A | [21 empty] | 0 | 0 | 0 | 0 | 0 | 0 | 0 | 0 | 0 | 0 | 0 | 0 | 0 | 0 | 0 | 0 | 0 | 0 | 0 | 0 | 0 | 0 | 0 | 0 | 0 | 0 | 0 | 0 | 0
SCE Total Roll-up E3 Calculator - With Carbon Adder | HVAC Envelope | DEER 2008 or SCE Workpaper | System | Residential | AC_Cooling-RC | TRUE | 15 | 100% | Unit | NEW/ROB/RET | 1085.4968 | 596.6003 | 62.7279 | 0 | 0 | 426.1685 | 753.9218 | System | kW | 0.74882 | [9 empty] | 15 | 100% | 0% | 538.75 | 839.5 | 1309.25 | 0 | 0 | 0 | 0 |  | 134.6875 | 134.6875 | 134.6875 | 134.6875 | 209.875 | 209.875 | 209.875 | 209.875 | 327.3125 | 327.3125 | 327.3125 | 327.3125 | 0 | 0 | 0 | 0 | 0 | 0 | 0 | 0 | 0 | 0 | 0 | 0 | 0 | 0 | 0 | 0 | 2687.5
SCE Total Roll-up E3 Calculator - With Carbon Adder | Interior Lighting | DEER 2008 or SCE Workpaper | System | RES | DEER:Indoor_CFL_Ltg | TRUE | 6.3 | 100% | Unit | NEW/ROB/RET | 0.12946 | 0.46 | 0.4 | 0 | 0 | -0.73054 | 1 | System | kWh | 0.00012715 | [9 empty] | 6.3 | 100% | 0% | 358.9956 | 20941.4124 | 99920.4536 | 153709.9673 | 158436.7433 | 59856.54 | 0 |  | 89.7489 | 89.7489 | 89.7489 | 89.7489 | 5235.3531 | 5235.3531 | 5235.3531 | 5235.3531 | 24980.1134 | 24980.1134 | 24980.1134 | 24980.1134 | 38427.4918 | 38427.4918 | 38427.4918 | 38427.4918 | 39609.1858 | 39609.1858 | 39609.1858 | 39609.1858 | 14964.135 | 14964.135 | 14964.135 | 14964.135 | 0 | 0 | 0 | 0 | 493224.1123
SCE Total Roll-up E3 Calculator - With Carbon Adder | Exterior Lighting | [16 empty] | System | #N/A | [21 empty] | 0 | 0 | 0 | 0 | 0 | 0 | 0 | 0 | 0 | 0 | 0 | 0 | 0 | 0 | 0 | 0 | 0 | 0 | 0 | 0 | 0 | 0 | 0 | 0 | 0 | 0 | 0 | 0 | 0
SCE Total Roll-up E3 Calculator - With Carbon Adder | Whole Building | DEER 2008 or SCE Workpaper | System | Residential | AC_Cooling-RC | TRUE | 15 | 100% | Unit | NEW/ROB/RET | 4.7064 | 1.0589 | 0.52024 | 0 | 0 | 3.1272 | 1.5164 | System | kW | 0.0014155 | [9 empty] | 15 | 100% | 0% | 10496.187 | 451574.3317 | 2138559.9584 | 3288714.4226 | 3389847.5374 | 1280666.3266 | 0 |  | 2624.0468 | 2624.0468 | 2624.0468 | 2624.0468 | 112893.5829 | 112893.5829 | 112893.5829 | 112893.5829 | 534639.9896 | 534639.9896 | 534639.9896 | 534639.9896 | 822178.6057 | 822178.6057 | 822178.6057 | 822178.6057 | 847461.8844 | 847461.8844 | 847461.8844 | 847461.8844 | 320166.5817 | 320166.5817 | 320166.5817 | 320166.5817 | 0 | 0 | 0 | 0 | 10559858.7638
SCE Total Roll-up E3 Calculator - With Carbon Adder | Other | DEER 2008 or SCE Workpaper | System | Residential | HorizAxisClothesWasher-RC | TRUE | 11.3 | 100% | Unit | NEW/ROB/RET | 7.7701 | 0.46 | 0.4 | 0 | 0 | 6.9101 | 1 | System | kW | 0.00048299 | [9 empty] | 11.3 | 100% | 0% | 456.819 | 26647.7779 | 127147.9688 | 195594.6898 | 201609.474 | 76166.9629 | 0 |  | 114.2048 | 114.2048 | 114.2048 | 114.2048 | 6661.9445 | 6661.9445 | 6661.9445 | 6661.9445 | 31786.9922 | 31786.9922 | 31786.9922 | 31786.9922 | 48898.6724 | 48898.6724 | 48898.6724 | 48898.6724 | 50402.3685 | 50402.3685 | 50402.3685 | 50402.3685 | 19041.7407 | 19041.7407 | 19041.7407 | 19041.7407 | 0 | 0 | 0 | 0 | 627623.6924
SCE Total Roll-up E3 Calculator - With Carbon Adder | NONRESIDENTIAL | [16 empty] | System | #N/A | [21 empty] | 0 | 0 | 0 | 0 | 0 | 0 | 0 | 0 | 0 | 0 | 0 | 0 | 0 | 0 | 0 | 0 | 0 | 0 | 0 | 0 | 0 | 0 | 0 | 0 | 0 | 0 | 0 | 0 | 0
SCE Total Roll-up E3 Calculator - With Carbon Adder | DEEMED MEASURES | [16 empty] | System | #N/A | [21 empty] | 0 | 0 | 0 | 0 | 0 | 0 | 0 | 0 | 0 | 0 | 0 | 0 | 0 | 0 | 0 | 0 | 0 | 0 | 0 | 0 | 0 | 0 | 0 | 0 | 0 | 0 | 0 | 0 | 0
SCE Total Roll-up E3 Calculator - With Carbon Adder | Nonresidential Audits | DEER 2008 or SCE Workpaper | System | Misc._Commercial | Commercial Whole Building | TRUE | 3 | 100% | Unit | NEW/ROB/RET | 1705.0645 | 0 | 0 | 0 | 0 | 1705.0645 | 10739.7222 | System | kW | 2.0264 | [9 empty] | 3 | 100% | 0% | 5223 | 5223 | 5223 | 0 | 0 | 0 | 0 |  | 1305.75 | 1305.75 | 1305.75 | 1305.75 | 1305.75 | 1305.75 | 1305.75 | 1305.75 | 1305.75 | 1305.75 | 1305.75 | 1305.75 | 0 | 0 | 0 | 0 | 0 | 0 | 0 | 0 | 0 | 0 | 0 | 0 | 0 | 0 | 0 | 0 | 15669
SCE Total Roll-up E3 Calculator - With Carbon Adder | Food Service | DEER 2008 or SCE Workpaper | System | Misc._Commercial | Commercial Whole Building | TRUE | 12 | 100% | Unit | NEW/ROB/RET | 5449.0006 | 1637.8213 | 0 | 0 | 0 | 3811.1793 | 17949.9831 | System | kW | 2.6658 | [9 empty] | 12 | 100% | 0% | 478 | 539 | 578 | 0 | 0 | 0 | 0 |  | 119.5 | 119.5 | 119.5 | 119.5 | 134.75 | 134.75 | 134.75 | 134.75 | 144.5 | 144.5 | 144.5 | 144.5 | 0 | 0 | 0 | 0 | 0 | 0 | 0 | 0 | 0 | 0 | 0 | 0 | 0 | 0 | 0 | 0 | 1595
SCE Total Roll-up E3 Calculator - With Carbon Adder | Laundry General | [16 empty] | System | #N/A | [21 empty] | 0 | 0 | 0 | 0 | 0 | 0 | 0 | 0 | 0 | 0 | 0 | 0 | 0 | 0 | 0 | 0 | 0 | 0 | 0 | 0 | 0 | 0 | 0 | 0 | 0 | 0 | 0 | 0 | 0
SCE Total Roll-up E3 Calculator - With Carbon Adder | Agricultural | [16 empty] | System | #N/A | [21 empty] | 0 | 0 | 0 | 0 | 0 | 0 | 0 | 0 | 0 | 0 | 0 | 0 | 0 | 0 | 0 | 0 | 0 | 0 | 0 | 0 | 0 | 0 | 0 | 0 | 0 | 0 | 0 | 0 | 0
SCE Total Roll-up E3 Calculator - With Carbon Adder | Greenhouse | [16 empty] | System | #N/A | [21 empty] | 0 | 0 | 0 | 0 | 0 | 0 | 0 | 0 | 0 | 0 | 0 | 0 | 0 | 0 | 0 | 0 | 0 | 0 | 0 | 0 | 0 | 0 | 0 | 0 | 0 | 0 | 0 | 0 | 0
SCE Total Roll-up E3 Calculator - With Carbon Adder | Process | [16 empty] | System | #N/A | [21 empty] | 0 | 0 | 0 | 0 | 0 | 0 | 0 | 0 | 0 | 0 | 0 | 0 | 0 | 0 | 0 | 0 | 0 | 0 | 0 | 0 | 0 | 0 | 0 | 0 | 0 | 0 | 0 | 0 | 0
SCE Total Roll-up E3 Calculator - With Carbon Adder | Pumping | [16 empty] | System | #N/A | [21 empty] | 0 | 0 | 0 | 0 | 0 | 0 | 0 | 0 | 0 | 0 | 0 | 0 | 0 | 0 | 0 | 0 | 0 | 0 | 0 | 0 | 0 | 0 | 0 | 0 | 0 | 0 | 0 | 0 | 0
SCE Total Roll-up E3 Calculator - With Carbon Adder | Municipal Water | [16 empty] | System | #N/A | [21 empty] | 0 | 0 | 0 | 0 | 0 | 0 | 0 | 0 | 0 | 0 | 0 | 0 | 0 | 0 | 0 | 0 | 0 | 0 | 0 | 0 | 0 | 0 | 0 | 0 | 0 | 0 | 0 | 0 | 0
SCE Total Roll-up E3 Calculator - With Carbon Adder | Process | [16 empty] | System | #N/A | [21 empty] | 0 | 0 | 0 | 0 | 0 | 0 | 0 | 0 | 0 | 0 | 0 | 0 | 0 | 0 | 0 | 0 | 0 | 0 | 0 | 0 | 0 | 0 | 0 | 0 | 0 | 0 | 0 | 0 | 0
SCE Total Roll-up E3 Calculator - With Carbon Adder | Pumping | [16 empty] | System | #N/A | [21 empty] | 0 | 0 | 0 | 0 | 0 | 0 | 0 | 0 | 0 | 0 | 0 | 0 | 0 | 0 | 0 | 0 | 0 | 0 | 0 | 0 | 0 | 0 | 0 | 0 | 0 | 0 | 0 | 0 | 0
SCE Total Roll-up E3 Calculator - With Carbon Adder | Refrigeration | [16 empty] | System | #N/A | [21 empty] | 0 | 0 | 0 | 0 | 0 | 0 | 0 | 0 | 0 | 0 | 0 | 0 | 0 | 0 | 0 | 0 | 0 | 0 | 0 | 0 | 0 | 0 | 0 | 0 | 0 | 0 | 0 | 0 | 0
SCE Total Roll-up E3 Calculator - With Carbon Adder | Casework | DEER 2008 or SCE Workpaper | System | Misc._Commercial | Refrigeration | TRUE | 11.9 | 100% | Unit | NEW/ROB/RET | 461.5094 | 113.1706 | 0 | 0 | 0 | 348.3388 | 857.5105 | System | kW | 0.25461 | [9 empty] | 11.9 | 100% | 0% | 5595 | 5825 | 6480 | 0 | 0 | 0 | 0 |  | 1398.75 | 1398.75 | 1398.75 | 1398.75 | 1456.25 | 1456.25 | 1456.25 | 1456.25 | 1620 | 1620 | 1620 | 1620 | 0 | 0 | 0 | 0 | 0 | 0 | 0 | 0 | 0 | 0 | 0 | 0 | 0 | 0 | 0 | 0 | 17900
SCE Total Roll-up E3 Calculator - With Carbon Adder | Compressors | DEER 2008 or SCE Workpaper | System | Misc._Commercial | Refrigeration | TRUE | 19.3 | 100% | Unit | NEW/ROB/RET | 0.00017807 | 4.4981e-05 | 0 | 0 | 0 | 0.00013309 | 0.0010111 | System | kW | 2.2901e-07 | [9 empty] | 19.3 | 100% | 0% | 52675574 | 126421366 | 176989910 | 44247475 | 0 | 0 | 0 |  | 13168893.5 | 13168893.5 | 13168893.5 | 13168893.5 | 31605341.5 | 31605341.5 | 31605341.5 | 31605341.5 | 44247477.5 | 44247477.5 | 44247477.5 | 44247477.5 | 11061868.75 | 11061868.75 | 11061868.75 | 11061868.75 | 0 | 0 | 0 | 0 | 0 | 0 | 0 | 0 | 0 | 0 | 0 | 0 | 400334325
SCE Total Roll-up E3 Calculator - With Carbon Adder | Condenser | DEER 2008 or SCE Workpaper | System | Misc._Commercial | Refrigeration | TRUE | 15 | 100% | Unit | NEW/ROB/RET | 666.9996 | 235.4167 | 0 | 0 | 0 | 431.583 | 2302.87 | System | kW | 0.65973 | [9 empty] | 15 | 100% | 0% | 3 | 6 | 6 | 0 | 0 | 0 | 0 |  | 0.75 | 0.75 | 0.75 | 0.75 | 1.5 | 1.5 | 1.5 | 1.5 | 1.5 | 1.5 | 1.5 | 1.5 | 0 | 0 | 0 | 0 | 0 | 0 | 0 | 0 | 0 | 0 | 0 | 0 | 0 | 0 | 0 | 0 | 15
SCE Total Roll-up E3 Calculator - With Carbon Adder | Controls & VSDs | DEER 2008 or SCE Workpaper | System | Misc._Commercial | Refrigeration | TRUE | 10.7 | 100% | Unit | NEW/ROB/RET | 65.2462 | 3.769 | 0 | 14.869 | 44.099 | 2.5093 | 465.7616 | System | kW | 0.0061832 | [9 empty] | 10.7 | 100% | 0% | 23802.2747 | 25000.832 | 25176.9726 | 367 | 0 | 0 | 0 |  | 5950.5687 | 5950.5687 | 5950.5687 | 5950.5687 | 6250.208 | 6250.208 | 6250.208 | 6250.208 | 6294.2431 | 6294.2431 | 6294.2431 | 6294.2431 | 91.75 | 91.75 | 91.75 | 91.75 | 0 | 0 | 0 | 0 | 0 | 0 | 0 | 0 | 0 | 0 | 0 | 0 | 74347.0793
SCE Total Roll-up E3 Calculator - With Carbon Adder | Dist to others | DEER 2008 or SCE Workpaper | System | Misc._Commercial | Refrigeration | TRUE | 8 | 100% | Unit | NEW/ROB/RET | 25.4312 | 4.711 | 0 | 0.36315 | 0.33771 | 20.0193 | 48.708 | System | kW | 0.0037227 | [9 empty] | 8 | 100% | 0% | 235448.2035 | 242798.2035 | 271450.2035 | 338 | 0 | 0 | 0 |  | 58862.0509 | 58862.0509 | 58862.0509 | 58862.0509 | 60699.5509 | 60699.5509 | 60699.5509 | 60699.5509 | 67862.5509 | 67862.5509 | 67862.5509 | 67862.5509 | 84.5 | 84.5 | 84.5 | 84.5 | 0 | 0 | 0 | 0 | 0 | 0 | 0 | 0 | 0 | 0 | 0 | 0 | 750034.6106
SCE Total Roll-up E3 Calculator - With Carbon Adder | Nonresidential Other (Downstream) | DEER 2008 or SCE Workpaper | System | Agricultural | Ag & Water Pumping | TRUE | 12.1 | 100% | Unit | NEW/ROB/RET | 15.9298 | 2.4379 | 0 | 0 | 0 | 13.4919 | 30.8279 | System | kW | 0.009528 | [9 empty] | 12.1 | 100% | 0% | 111528 | 263438.6885 | 367896.6885 | 91093 | 0 | 0 | 0 |  | 27882 | 27882 | 27882 | 27882 | 65859.6721 | 65859.6721 | 65859.6721 | 65859.6721 | 91974.1721 | 91974.1721 | 91974.1721 | 91974.1721 | 22773.25 | 22773.25 | 22773.25 | 22773.25 | 0 | 0 | 0 | 0 | 0 | 0 | 0 | 0 | 0 | 0 | 0 | 0 | 833956.377
SCE Total Roll-up E3 Calculator - With Carbon Adder | Nonresidential Other (Upstream) | DEER 2008 or SCE Workpaper | System | NON_RES | DEER:Indoor_Non-CFL_Ltg | TRUE | 4 | 100% | Unit | NEW/ROB/RET | 59.9878 | 0 | 7.1196 | 0 | 0 | 52.8681 | 121.2746 | System | kWh | 0.013598 | [9 empty] | 4 | 100% | 0% | 35000 | 35300 | 35850 | 0 | 0 | 0 | 0 |  | 8750 | 8750 | 8750 | 8750 | 8825 | 8825 | 8825 | 8825 | 8962.5 | 8962.5 | 8962.5 | 8962.5 | 0 | 0 | 0 | 0 | 0 | 0 | 0 | 0 | 0 | 0 | 0 | 0 | 0 | 0 | 0 | 0 | 106150
SCE Total Roll-up E3 Calculator - With Carbon Adder | Nonresidential Other (Direct Install) | DEER 2008 or SCE Workpaper | System | Misc._Commercial | Occupancy Sensor | TRUE | 10 | 100% | Unit | NEW/ROB/RET | 87.1298 | 0 | 0 | 80.6946 | 6.4351 | 0 | 1795.4606 | System | kW | 0.65473 | [9 empty] | 10 | 100% | 0% | 521 | 828 | 724 | 0 | 0 | 0 | 0 |  | 130.25 | 130.25 | 130.25 | 130.25 | 207 | 207 | 207 | 207 | 181 | 181 | 181 | 181 | 0 | 0 | 0 | 0 | 0 | 0 | 0 | 0 | 0 | 0 | 0 | 0 | 0 | 0 | 0 | 0 | 2073
SCE Total Roll-up E3 Calculator - With Carbon Adder | Nonresidential Other (Pump Tests) | DEER 2008 or SCE Workpaper | System | Agricultural | Ag & Water Pumping | TRUE | 11 | 100% | Unit | NEW/ROB/RET | 30400 | 0 | 0 | 0 | 0 | 30400 | 34092 | System | kW | 11.34 | [9 empty] | 11 | 100% | 0% | 427.6775 | 471.25 | 471.25 | 0 | 0 | 0 | 0 |  | 106.9194 | 106.9194 | 106.9194 | 106.9194 | 117.8125 | 117.8125 | 117.8125 | 117.8125 | 117.8125 | 117.8125 | 117.8125 | 117.8125 | 0 | 0 | 0 | 0 | 0 | 0 | 0 | 0 | 0 | 0 | 0 | 0 | 0 | 0 | 0 | 0 | 1370.1775
SCE Total Roll-up E3 Calculator - With Carbon Adder | HVAC | [16 empty] | System | #N/A | [21 empty] | 0 | 0 | 0 | 0 | 0 | 0 | 0 | 0 | 0 | 0 | 0 | 0 | 0 | 0 | 0 | 0 | 0 | 0 | 0 | 0 | 0 | 0 | 0 | 0 | 0 | 0 | 0 | 0 | 0
SCE Total Roll-up E3 Calculator - With Carbon Adder | Commissioning | [16 empty] | System | #N/A | [21 empty] | 0 | 0 | 0 | 0 | 0 | 0 | 0 | 0 | 0 | 0 | 0 | 0 | 0 | 0 | 0 | 0 | 0 | 0 | 0 | 0 | 0 | 0 | 0 | 0 | 0 | 0 | 0 | 0 | 0
SCE Total Roll-up E3 Calculator - With Carbon Adder | Retrocommissioing | DEER 2008 or SCE Workpaper | System | Misc._Commercial | New_AC-Ret | TRUE | 8 | 100% | Unit | NEW/ROB/RET | 270 | 81.19 | 0 | 0 | 0 | 188.81 | 1157.7 | System | kW | 0 | [9 empty] | 8 | 100% | 0% | 475 | 760 | 665 | 0 | 0 | 0 | 0 |  | 118.75 | 118.75 | 118.75 | 118.75 | 190 | 190 | 190 | 190 | 166.25 | 166.25 | 166.25 | 166.25 | 0 | 0 | 0 | 0 | 0 | 0 | 0 | 0 | 0 | 0 | 0 | 0 | 0 | 0 | 0 | 0 | 1900
SCE Total Roll-up E3 Calculator - With Carbon Adder | New AC Equipment: packaged, split, etc. (Downstream) | DEER 2008 or SCE Workpaper | System | NON_RES | DEER:HVAC_Split-Package_AC | TRUE | 17.1 | 100% | Unit | NEW/ROB/RET | 478.0074 | 57.1565 | 17.3371 | 0 | 0 | 403.5138 | 502.4757 | System | kWh | 0.10998 | [9 empty] | 17.1 | 100% | 0% | 118067.2961 | 325569.7762 | 208657.1584 | 16 | 0 | 0 | 0 |  | 29516.824 | 29516.824 | 29516.824 | 29516.824 | 81392.444 | 81392.444 | 81392.444 | 81392.444 | 52164.2896 | 52164.2896 | 52164.2896 | 52164.2896 | 4 | 4 | 4 | 4 | 0 | 0 | 0 | 0 | 0 | 0 | 0 | 0 | 0 | 0 | 0 | 0 | 652310.2307
SCE Total Roll-up E3 Calculator - With Carbon Adder | New AC Equipment: packaged, split, etc. (Upstream) | DEER 2008 or SCE Workpaper | System | NON_RES | DEER:HVAC_Split-Package_AC | TRUE | 15 | 100% | Unit | NEW/ROB/RET | 263.3333 | 0 | 162.1528 | 0 | 0 | 101.1806 | 286.7087 | System | kWh | 0.30907 | [9 empty] | 15 | 100% | 0% | 6300 | 7500 | 7800 | 0 | 0 | 0 | 0 |  | 1575 | 1575 | 1575 | 1575 | 1875 | 1875 | 1875 | 1875 | 1950 | 1950 | 1950 | 1950 | 0 | 0 | 0 | 0 | 0 | 0 | 0 | 0 | 0 | 0 | 0 | 0 | 0 | 0 | 0 | 0 | 21600
SCE Total Roll-up E3 Calculator - With Carbon Adder | New AC Equipment: packaged, split, etc. (Direct Install) | DEER 2008 or SCE Workpaper | System | NON_RES | DEER:HVAC_Split-Package_AC | TRUE | 15 | 100% | Unit | NEW/ROB/RET | 397.4991 | 0 | 0 | 99.3748 | 298.1244 | 0 | 1557 | System | kWh | 0.685 | [9 empty] | 15 | 100% | 0% | 847.9561 | 847.9561 | 847.9561 | 0 | 0 | 0 | 0 |  | 211.989 | 211.989 | 211.989 | 211.989 | 211.989 | 211.989 | 211.989 | 211.989 | 211.989 | 211.989 | 211.989 | 211.989 | 0 | 0 | 0 | 0 | 0 | 0 | 0 | 0 | 0 | 0 | 0 | 0 | 0 | 0 | 0 | 0 | 2543.8684
SCE Total Roll-up E3 Calculator - With Carbon Adder | Chillers | DEER 2008 or SCE Workpaper | System | NON_RES | DEER:HVAC_Chillers | TRUE | 20 | 100% | Unit | NEW/ROB/RET | 154.8964 | 23.494 | 0 | 0 | 0 | 131.4024 | 202.228 | System | kWh | 0.092341 | [9 empty] | 20 | 100% | 0% | 42622.4075 | 184388.6713 | 88588.3253 | 0 | 0 | 0 | 0 |  | 10655.6019 | 10655.6019 | 10655.6019 | 10655.6019 | 46097.1678 | 46097.1678 | 46097.1678 | 46097.1678 | 22147.0813 | 22147.0813 | 22147.0813 | 22147.0813 | 0 | 0 | 0 | 0 | 0 | 0 | 0 | 0 | 0 | 0 | 0 | 0 | 0 | 0 | 0 | 0 | 315599.404
SCE Total Roll-up E3 Calculator - With Carbon Adder | Controls & VSDs | DEER 2008 or SCE Workpaper | System | Misc._Commercial | New_AC-Ret | TRUE | 13.6 | 100% | Unit | NEW/ROB/RET | 82.849 | 26.342 | 5.7901 | 3.4094 | 3.5445 | 43.763 | 240.4905 | System | kW | 0.048897 | [9 empty] | 13.6 | 100% | 0% | 43577.9 | 105909.9 | 16020.6 | 5 | 0 | 0 | 0 |  | 10894.475 | 10894.475 | 10894.475 | 10894.475 | 26477.475 | 26477.475 | 26477.475 | 26477.475 | 4005.15 | 4005.15 | 4005.15 | 4005.15 | 1.25 | 1.25 | 1.25 | 1.25 | 0 | 0 | 0 | 0 | 0 | 0 | 0 | 0 | 0 | 0 | 0 | 0 | 165513.4
SCE Total Roll-up E3 Calculator - With Carbon Adder | Cooling Towers | [14 empty] | 0 |  | System | #N/A | [21 empty] | 0 | 0 | 0 | 0 | 0 | 0 | 0 | 0 | 0 | 0 | 0 | 0 | 0 | 0 | 0 | 0 | 0 | 0 | 0 | 0 | 0 | 0 | 0 | 0 | 0 | 0 | 0 | 0 | 0
SCE Total Roll-up E3 Calculator - With Carbon Adder | RCA (Direct Install) | DEER 2008 or SCE Workpaper | System | NON_RES | DEER:HVAC_Refrig_Charge | TRUE | 10 | 100% | Unit | NEW/ROB/RET | 118.1776 | 0 | 0 | 100.6084 | 17.5692 | 0 | 113.6525 | System | kWh | 0.090241 | [9 empty] | 10 | 100% | 0% | 21694.8348 | 22421.4348 | 21863.4348 | 0 | 0 | 0 | 0 |  | 5423.7087 | 5423.7087 | 5423.7087 | 5423.7087 | 5605.3587 | 5605.3587 | 5605.3587 | 5605.3587 | 5465.8587 | 5465.8587 | 5465.8587 | 5465.8587 | 0 | 0 | 0 | 0 | 0 | 0 | 0 | 0 | 0 | 0 | 0 | 0 | 0 | 0 | 0 | 0 | 65979.7045
SCE Total Roll-up E3 Calculator - With Carbon Adder | RCA (Midstream) | DEER 2008 or SCE Workpaper | System | NON_RES | DEER:HVAC_Refrig_Charge | TRUE | 10 | 100% | Unit | NEW/ROB/RET | 29.932 | 0 | 23.5039 | 0 | 0 | 6.4281 | 65.6396 | System | kWh | 0.050082 | [9 empty] | 10 | 100% | 0% | 64534.32 | 99490.41 | 104868.27 | 0 | 0 | 0 | 0 |  | 16133.58 | 16133.58 | 16133.58 | 16133.58 | 24872.6025 | 24872.6025 | 24872.6025 | 24872.6025 | 26217.0675 | 26217.0675 | 26217.0675 | 26217.0675 | 0 | 0 | 0 | 0 | 0 | 0 | 0 | 0 | 0 | 0 | 0 | 0 | 0 | 0 | 0 | 0 | 268893
SCE Total Roll-up E3 Calculator - With Carbon Adder | Fans | DEER 2008 or SCE Workpaper | System | Misc._Commercial | New_AC-Ret | TRUE | 13.5 | 100% | Unit | NEW/ROB/RET | 517.2201 | 103.5854 | 0 | 0 | 0 | 413.6347 | 1253.3892 | System | kW | 0.2746 | [9 empty] | 13.5 | 100% | 0% | 597 | 846 | 1438 | 151 | 0 | 0 | 0 |  | 149.25 | 149.25 | 149.25 | 149.25 | 211.5 | 211.5 | 211.5 | 211.5 | 359.5 | 359.5 | 359.5 | 359.5 | 37.75 | 37.75 | 37.75 | 37.75 | 0 | 0 | 0 | 0 | 0 | 0 | 0 | 0 | 0 | 0 | 0 | 0 | 3032
SCE Total Roll-up E3 Calculator - With Carbon Adder | Ducts | [16 empty] | System | #N/A | [21 empty] | 0 | 0 | 0 | 0 | 0 | 0 | 0 | 0 | 0 | 0 | 0 | 0 | 0 | 0 | 0 | 0 | 0 | 0 | 0 | 0 | 0 | 0 | 0 | 0 | 0 | 0 | 0 | 0 | 0
SCE Total Roll-up E3 Calculator - With Carbon Adder | Other Ventilation | [16 empty] | System | #N/A | [21 empty] | 0 | 0 | 0 | 0 | 0 | 0 | 0 | 0 | 0 | 0 | 0 | 0 | 0 | 0 | 0 | 0 | 0 | 0 | 0 | 0 | 0 | 0 | 0 | 0 | 0 | 0 | 0 | 0 | 0
SCE Total Roll-up E3 Calculator - With Carbon Adder | Economizers | DEER 2008 or SCE Workpaper | System | Misc._Commercial | New_AC-Ret | TRUE | 5.1 | 100% | Unit | NEW/ROB/RET | 44.5267 | 0.85886 | 13.0687 | 8.8344 | 4.1821 | 17.5826 | 218.1048 | System | kW | 0.0038548 | [9 empty] | 5.1 | 100% | 0% | 5911.92 | 9655.91 | 8708.57 | 0 | 0 | 0 | 0 |  | 1477.98 | 1477.98 | 1477.98 | 1477.98 | 2413.9775 | 2413.9775 | 2413.9775 | 2413.9775 | 2177.1425 | 2177.1425 | 2177.1425 | 2177.1425 | 0 | 0 | 0 | 0 | 0 | 0 | 0 | 0 | 0 | 0 | 0 | 0 | 0 | 0 | 0 | 0 | 24276.4
SCE Total Roll-up E3 Calculator - With Carbon Adder | Envelope (Downsteam) | DEER 2008 or SCE Workpaper | System | Misc._Commercial | New_AC-Ret | TRUE | 10 | 100% | Unit | NEW/ROB/RET | 5.9232 | 1.2656 | 0 | 0.00011592 | 0 | 4.6575 | 16.5469 | System | kW | 0.0065979 | [9 empty] | 10 | 100% | 0% | 130222 | 210580 | 140494 | 6364 | 0 | 0 | 0 |  | 32555.5 | 32555.5 | 32555.5 | 32555.5 | 52645 | 52645 | 52645 | 52645 | 35123.5 | 35123.5 | 35123.5 | 35123.5 | 1591 | 1591 | 1591 | 1591 | 0 | 0 | 0 | 0 | 0 | 0 | 0 | 0 | 0 | 0 | 0 | 0 | 487660
SCE Total Roll-up E3 Calculator - With Carbon Adder | Envelope (Direct Install) | DEER 2008 or SCE Workpaper | System | Misc._Commercial | New_AC-Ret | TRUE | 10 | 100% | Unit | NEW/ROB/RET | 5.4015 | 0 | 0 | 2.8707 | 2.5308 | 0 | 28.5015 | System | kW | 0.0079233 | [9 empty] | 10 | 100% | 0% | 295152.8286 | 295062.8286 | 294927.8286 | 0 | 0 | 0 | 0 |  | 73788.2071 | 73788.2071 | 73788.2071 | 73788.2071 | 73765.7071 | 73765.7071 | 73765.7071 | 73765.7071 | 73731.9571 | 73731.9571 | 73731.9571 | 73731.9571 | 0 | 0 | 0 | 0 | 0 | 0 | 0 | 0 | 0 | 0 | 0 | 0 | 0 | 0 | 0 | 0 | 885143.4858
SCE Total Roll-up E3 Calculator - With Carbon Adder | HVAC Other (Downstream) | DEER 2008 or SCE Workpaper | System | Misc._Commercial | New_AC-Ret | TRUE | 8.5 | 100% | Unit | NEW/ROB/RET | 583.0633 | 30.3625 | 68.2634 | 0.051074 | 0 | 484.3864 | 667.3866 | System | kW | 0.17443 | [9 empty] | 8.5 | 100% | 0% | 2357 | 3527 | 1952 | 0 | 0 | 0 | 0 |  | 589.25 | 589.25 | 589.25 | 589.25 | 881.75 | 881.75 | 881.75 | 881.75 | 488 | 488 | 488 | 488 | 0 | 0 | 0 | 0 | 0 | 0 | 0 | 0 | 0 | 0 | 0 | 0 | 0 | 0 | 0 | 0 | 7836
SCE Total Roll-up E3 Calculator - With Carbon Adder | HVAC Other (Direct Install) | DEER 2008 or SCE Workpaper | System | Misc._Commercial | New_AC-Ret | TRUE | 2.8 | 100% | Unit | NEW/ROB/RET | 28.7206 | 0 | 0 | 22.5492 | 6.1714 | -3.908e-14 | 57.4151 | System | kW | 0.069642 | [9 empty] | 2.8 | 100% | 0% | 26715.8319 | 41249.0319 | 36413.0319 | 0 | 0 | 0 | 0 |  | 6678.958 | 6678.958 | 6678.958 | 6678.958 | 10312.258 | 10312.258 | 10312.258 | 10312.258 | 9103.258 | 9103.258 | 9103.258 | 9103.258 | 0 | 0 | 0 | 0 | 0 | 0 | 0 | 0 | 0 | 0 | 0 | 0 | 0 | 0 | 0 | 0 | 104377.8957
SCE Total Roll-up E3 Calculator - With Carbon Adder | HVAC Other (Midstream) | DEER 2008 or SCE Workpaper | System | Misc._Commercial | New_AC-Ret | TRUE | 3 | 100% | Unit | NEW/ROB/RET | 35.11 | 0 | 18 | 0 | 0 | 17.11 | 155.3796 | System | kW | 0.12326 | [9 empty] | 3 | 100% | 0% | 46671.12 | 71951.31 | 75840.57 | 0 | 0 | 0 | 0 |  | 11667.78 | 11667.78 | 11667.78 | 11667.78 | 17987.8275 | 17987.8275 | 17987.8275 | 17987.8275 | 18960.1425 | 18960.1425 | 18960.1425 | 18960.1425 | 0 | 0 | 0 | 0 | 0 | 0 | 0 | 0 | 0 | 0 | 0 | 0 | 0 | 0 | 0 | 0 | 194463
SCE Total Roll-up E3 Calculator - With Carbon Adder | Lighting | [16 empty] | System | #N/A | [21 empty] | 0 | 0 | 0 | 0 | 0 | 0 | 0 | 0 | 0 | 0 | 0 | 0 | 0 | 0 | 0 | 0 | 0 | 0 | 0 | 0 | 0 | 0 | 0 | 0 | 0 | 0 | 0 | 0 | 0
SCE Total Roll-up E3 Calculator - With Carbon Adder | Screw-in CFL Interior (Downstream) | DEER 2008 or SCE Workpaper | System | NON_RES | DEER:Indoor_CFL_Ltg | TRUE | 2.8 | 100% | Unit | NEW/ROB/RET | 8.7944 | 3.7014 | 0.125 | 0 | 0 | 4.9679 | 145.1836 | System | kWh | 0.02511 | [9 empty] | 2.8 | 100% | 0% | 53772.1631 | 62359.2459 | 56966.7722 | 170 | 0 | 0 | 0 |  | 13443.0408 | 13443.0408 | 13443.0408 | 13443.0408 | 15589.8115 | 15589.8115 | 15589.8115 | 15589.8115 | 14241.693 | 14241.693 | 14241.693 | 14241.693 | 42.5 | 42.5 | 42.5 | 42.5 | 0 | 0 | 0 | 0 | 0 | 0 | 0 | 0 | 0 | 0 | 0 | 0 | 173268.1812
SCE Total Roll-up E3 Calculator - With Carbon Adder | Screw-in CFL Interior (Upstream - Traditional) | DEER 2008 or SCE Workpaper | System | NON_RES | DEER:Indoor_CFL_Ltg | TRUE | 2.4 | 100% | Unit | NEW/ROB/RET | 2.1818 | 0 | 1.7183 | 0 | 0 | 0.46353 | 184.7099 | System | kWh | 0.042852 | [9 empty] | 2.4 | 100% | 0% | 501958 | 611148 | 513590 | 0 | 0 | 0 | 0 |  | 125489.5 | 125489.5 | 125489.5 | 125489.5 | 152787 | 152787 | 152787 | 152787 | 128397.5 | 128397.5 | 128397.5 | 128397.5 | 0 | 0 | 0 | 0 | 0 | 0 | 0 | 0 | 0 | 0 | 0 | 0 | 0 | 0 | 0 | 0 | 1626696
SCE Total Roll-up E3 Calculator - With Carbon Adder | Screw-in CFL Interior (Upstream - Specialty) | DEER 2008 or SCE Workpaper | System | NON_RES | DEER:Indoor_CFL_Ltg | TRUE | 2.4 | 100% | Unit | NEW/ROB/RET | 11.8431 | 0 | 3.5288 | 0 | 0 | 8.3143 | 146.5708 | System | kWh | 0.034118 | [9 empty] | 2.4 | 100% | 0% | 109370 | 143438 | 145494 | 0 | 0 | 0 | 0 |  | 27342.5 | 27342.5 | 27342.5 | 27342.5 | 35859.5 | 35859.5 | 35859.5 | 35859.5 | 36373.5 | 36373.5 | 36373.5 | 36373.5 | 0 | 0 | 0 | 0 | 0 | 0 | 0 | 0 | 0 | 0 | 0 | 0 | 0 | 0 | 0 | 0 | 398302
SCE Total Roll-up E3 Calculator - With Carbon Adder | Screw-in CFL Interior (Direct Install) | DEER 2008 or SCE Workpaper | System | NON_RES | DEER:Indoor_CFL_Ltg | TRUE | 2.7 | 100% | Unit | NEW/ROB/RET | 10.6381 | 0 | 0 | 4.2532 | 6.4199 | -0.03504 | 188.7677 | System | kWh | 0.034939 | [9 empty] | 2.7 | 100% | 0% | 65004.1507 | 66041.3627 | 64379.3627 | 0 | 0 | 0 | 0 |  | 16251.0377 | 16251.0377 | 16251.0377 | 16251.0377 | 16510.3407 | 16510.3407 | 16510.3407 | 16510.3407 | 16094.8407 | 16094.8407 | 16094.8407 | 16094.8407 | 0 | 0 | 0 | 0 | 0 | 0 | 0 | 0 | 0 | 0 | 0 | 0 | 0 | 0 | 0 | 0 | 195424.876
SCE Total Roll-up E3 Calculator - With Carbon Adder | CFL Fixture Interior | DEER 2008 or SCE Workpaper | System | NON_RES | DEER:Indoor_CFL_Ltg | TRUE | 11.9 | 100% | Unit | NEW/ROB/RET | 37.893 | 13.7659 | 0 | 0 | 0 | 24.1271 | 255.4814 | System | kWh | 0.06048 | [9 empty] | 11.9 | 100% | 0% | 5984.6879 | 6826.3188 | 7635.0788 | 0 | 0 | 0 | 0 |  | 1496.172 | 1496.172 | 1496.172 | 1496.172 | 1706.5797 | 1706.5797 | 1706.5797 | 1706.5797 | 1908.7697 | 1908.7697 | 1908.7697 | 1908.7697 | 0 | 0 | 0 | 0 | 0 | 0 | 0 | 0 | 0 | 0 | 0 | 0 | 0 | 0 | 0 | 0 | 20446.0856
SCE Total Roll-up E3 Calculator - With Carbon Adder | Interior Exit Signs | DEER 2008 or SCE Workpaper | System | NON_RES | DEER:Indoor_Non-CFL_Ltg | TRUE | 16 | 100% | Unit | NEW/ROB/RET | 57.1414 | 15.5066 | 0.2854 | 11.5784 | 12.6281 | 17.1429 | 284.8655 | System | kWh | 0.039373 | [9 empty] | 16 | 100% | 0% | 13141.2659 | 15157.0684 | 14462.7517 | 0 | 0 | 0 | 0 |  | 3285.3165 | 3285.3165 | 3285.3165 | 3285.3165 | 3789.2671 | 3789.2671 | 3789.2671 | 3789.2671 | 3615.6879 | 3615.6879 | 3615.6879 | 3615.6879 | 0 | 0 | 0 | 0 | 0 | 0 | 0 | 0 | 0 | 0 | 0 | 0 | 0 | 0 | 0 | 0 | 42761.086
SCE Total Roll-up E3 Calculator - With Carbon Adder | Linear Flourescents Interior (Downstream) | DEER 2008 or SCE Workpaper | System | NON_RES | DEER:Indoor_Non-CFL_Ltg | TRUE | 11.3 | 100% | Unit | NEW/ROB/RET | 65.5102 | 12.0861 | 0.30094 | 0 | 0 | 53.1231 | 117.655 | System | kWh | 0.02917 | [9 empty] | 11.3 | 100% | 0% | 520486.7482 | 689274.8507 | 617280.135 | 25 | 0 | 0 | 0 |  | 130121.687 | 130121.687 | 130121.687 | 130121.687 | 172318.7127 | 172318.7127 | 172318.7127 | 172318.7127 | 154320.0337 | 154320.0337 | 154320.0337 | 154320.0337 | 6.25 | 6.25 | 6.25 | 6.25 | 0 | 0 | 0 | 0 | 0 | 0 | 0 | 0 | 0 | 0 | 0 | 0 | 1827066.7338
SCE Total Roll-up E3 Calculator - With Carbon Adder | Linear Flourescents Interior (Direct Install) | DEER 2008 or SCE Workpaper | System | NON_RES | DEER:Indoor_Non-CFL_Ltg | TRUE | 11.1 | 100% | Unit | NEW/ROB/RET | 64.4266 | 0 | 0 | 25.6092 | 38.8174 | 0 | 197.6209 | System | kWh | 0.03775 | [9 empty] | 11.1 | 100% | 0% | 368515.2588 | 365675.2588 | 361415.2588 | 0 | 0 | 0 | 0 |  | 92128.8147 | 92128.8147 | 92128.8147 | 92128.8147 | 91418.8147 | 91418.8147 | 91418.8147 | 91418.8147 | 90353.8147 | 90353.8147 | 90353.8147 | 90353.8147 | 0 | 0 | 0 | 0 | 0 | 0 | 0 | 0 | 0 | 0 | 0 | 0 | 0 | 0 | 0 | 0 | 1095605.7763
SCE Total Roll-up E3 Calculator - With Carbon Adder | HID Interior | DEER 2008 or SCE Workpaper | System | NON_RES | DEER:Indoor_Non-CFL_Ltg | TRUE | 15 | 100% | Unit | NEW/ROB/RET | 257.5365 | 48.0959 | 0 | 0 | 0 | 209.4405 | 507.5717 | System | kWh | 0.070403 | [9 empty] | 15 | 100% | 0% | 415 | 851 | 1145 | 258 | 0 | 0 | 0 |  | 103.75 | 103.75 | 103.75 | 103.75 | 212.75 | 212.75 | 212.75 | 212.75 | 286.25 | 286.25 | 286.25 | 286.25 | 64.5 | 64.5 | 64.5 | 64.5 | 0 | 0 | 0 | 0 | 0 | 0 | 0 | 0 | 0 | 0 | 0 | 0 | 2669
SCE Total Roll-up E3 Calculator - With Carbon Adder | LED Interior | DEER 2008 or SCE Workpaper | System | NON_RES | DEER:Indoor_Non-CFL_Ltg | TRUE | 16 | 100% | Unit | NEW/ROB/RET | 46.5228 | 0 | 0 | 18.6091 | 27.9137 | 0 | 229.6935 | System | kWh | 0.040625 | [9 empty] | 16 | 100% | 0% | 1268.7448 | 1268.7448 | 1268.7448 | 0 | 0 | 0 | 0 |  | 317.1862 | 317.1862 | 317.1862 | 317.1862 | 317.1862 | 317.1862 | 317.1862 | 317.1862 | 317.1862 | 317.1862 | 317.1862 | 317.1862 | 0 | 0 | 0 | 0 | 0 | 0 | 0 | 0 | 0 | 0 | 0 | 0 | 0 | 0 | 0 | 0 | 3806.2343
SCE Total Roll-up E3 Calculator - With Carbon Adder | Interior Controls (Downstream) | DEER 2008 or SCE Workpaper | System | NON_RES | DEER:Indoor_Non-CFL_Ltg | TRUE | 8.1 | 100% | Unit | NEW/ROB/RET | 172.8554 | 19.4105 | 1.7502 | 0 | 0 | 151.6947 | 321.2274 | System | kWh | 0.11455 | [9 empty] | 8.1 | 100% | 0% | 32483.2763 | 39706.0631 | 34939.7658 | 3 | 0 | 0 | 0 |  | 8120.8191 | 8120.8191 | 8120.8191 | 8120.8191 | 9926.5158 | 9926.5158 | 9926.5158 | 9926.5158 | 8734.9414 | 8734.9414 | 8734.9414 | 8734.9414 | 0.75 | 0.75 | 0.75 | 0.75 | 0 | 0 | 0 | 0 | 0 | 0 | 0 | 0 | 0 | 0 | 0 | 0 | 107132.1051
SCE Total Roll-up E3 Calculator - With Carbon Adder | Interior Controls (Direct Install) | DEER 2008 or SCE Workpaper | System | NON_RES | DEER:Indoor_Non-CFL_Ltg | TRUE | 8 | 100% | Unit | NEW/ROB/RET | 75.9185 | 0 | 0 | 40.7489 | 35.1696 | 0 | 213.759 | System | kWh | 0.17617 | [9 empty] | 8 | 100% | 0% | 2951.2319 | 2841.2319 | 2676.2319 | 0 | 0 | 0 | 0 |  | 737.808 | 737.808 | 737.808 | 737.808 | 710.308 | 710.308 | 710.308 | 710.308 | 669.058 | 669.058 | 669.058 | 669.058 | 0 | 0 | 0 | 0 | 0 | 0 | 0 | 0 | 0 | 0 | 0 | 0 | 0 | 0 | 0 | 0 | 8468.6957
SCE Total Roll-up E3 Calculator - With Carbon Adder | Interior Day Lighting | [16 empty] | System | #N/A | [21 empty] | 0 | 0 | 0 | 0 | 0 | 0 | 0 | 0 | 0 | 0 | 0 | 0 | 0 | 0 | 0 | 0 | 0 | 0 | 0 | 0 | 0 | 0 | 0 | 0 | 0 | 0 | 0 | 0 | 0
SCE Total Roll-up E3 Calculator - With Carbon Adder | Other Interior Lighting | DEER 2008 or SCE Workpaper | System | NON_RES | DEER:Indoor_Non-CFL_Ltg | TRUE | 13.7 | 100% | Unit | NEW/ROB/RET | 129.1817 | 26.212 | 0.18634 | 0.95835 | 0.58163 | 101.2434 | 395.4015 | System | kWh | 0.08036 | [9 empty] | 13.7 | 100% | 0% | 8443.4955 | 12757.2342 | 13082.2252 | 0 | 0 | 0 | 0 |  | 2110.8739 | 2110.8739 | 2110.8739 | 2110.8739 | 3189.3086 | 3189.3086 | 3189.3086 | 3189.3086 | 3270.5563 | 3270.5563 | 3270.5563 | 3270.5563 | 0 | 0 | 0 | 0 | 0 | 0 | 0 | 0 | 0 | 0 | 0 | 0 | 0 | 0 | 0 | 0 | 34282.955
SCE Total Roll-up E3 Calculator - With Carbon Adder | CFL Lamp Exterior | [16 empty] | System | #N/A | [21 empty] | 0 | 0 | 0 | 0 | 0 | 0 | 0 | 0 | 0 | 0 | 0 | 0 | 0 | 0 | 0 | 0 | 0 | 0 | 0 | 0 | 0 | 0 | 0 | 0 | 0 | 0 | 0 | 0 | 0
SCE Total Roll-up E3 Calculator - With Carbon Adder | CFL Fixture Exterior | DEER 2008 or SCE Workpaper | System | Misc._Commercial | Outdoor Lt | TRUE | 11.5 | 100% | Unit | NEW/ROB/RET | 276.91 | 17 | 0 | 0 | 0 | 259.91 | 85.5579 | System | kW | 0 | [9 empty] | 11.5 | 100% | 0% | 328 | 344 | 382 | 0 | 0 | 0 | 0 |  | 82 | 82 | 82 | 82 | 86 | 86 | 86 | 86 | 95.5 | 95.5 | 95.5 | 95.5 | 0 | 0 | 0 | 0 | 0 | 0 | 0 | 0 | 0 | 0 | 0 | 0 | 0 | 0 | 0 | 0 | 1054
SCE Total Roll-up E3 Calculator - With Carbon Adder | Other Exterior Lighting | DEER 2008 or SCE Workpaper | System | Misc._Commercial | Outdoor Lt | TRUE | 15 | 100% | Unit | NEW/ROB/RET | 86.2397 | 32.82 | 0 | 0 | 0 | 53.4197 | 636.8449 | System | kW | 4.1144e-05 | [9 empty] | 15 | 100% | 0% | 4192.9946 | 4425.4809 | 5016.47 | 0 | 0 | 0 | 0 |  | 1048.2486 | 1048.2486 | 1048.2486 | 1048.2486 | 1106.3702 | 1106.3702 | 1106.3702 | 1106.3702 | 1254.1175 | 1254.1175 | 1254.1175 | 1254.1175 | 0 | 0 | 0 | 0 | 0 | 0 | 0 | 0 | 0 | 0 | 0 | 0 | 0 | 0 | 0 | 0 | 13634.9455
SCE Total Roll-up E3 Calculator - With Carbon Adder | Process | [16 empty] | System | #N/A | [21 empty] | 0 | 0 | 0 | 0 | 0 | 0 | 0 | 0 | 0 | 0 | 0 | 0 | 0 | 0 | 0 | 0 | 0 | 0 | 0 | 0 | 0 | 0 | 0 | 0 | 0 | 0 | 0 | 0 | 0
SCE Total Roll-up E3 Calculator - With Carbon Adder | Compressed Air | DEER 2008 or SCE Workpaper | System | Industrial | Industrial | TRUE | 15 | 100% | Unit | NEW/ROB/RET | 451.6698 | 113.686 | 0 | 0 | 0 | 337.9838 | 1421.0754 | System | kW | 0.094102 | [9 empty] | 15 | 100% | 0% | 2824.9393 | 3224.9393 | 5649.8786 | 0 | 0 | 0 | 0 |  | 706.2348 | 706.2348 | 706.2348 | 706.2348 | 806.2348 | 806.2348 | 806.2348 | 806.2348 | 1412.4697 | 1412.4697 | 1412.4697 | 1412.4697 | 0 | 0 | 0 | 0 | 0 | 0 | 0 | 0 | 0 | 0 | 0 | 0 | 0 | 0 | 0 | 0 | 11699.7572
SCE Total Roll-up E3 Calculator - With Carbon Adder | Controls | [16 empty] | System | #N/A | [21 empty] | 0 | 0 | 0 | 0 | 0 | 0 | 0 | 0 | 0 | 0 | 0 | 0 | 0 | 0 | 0 | 0 | 0 | 0 | 0 | 0 | 0 | 0 | 0 | 0 | 0 | 0 | 0 | 0 | 0
SCE Total Roll-up E3 Calculator - With Carbon Adder | VSD | DEER 2008 or SCE Workpaper | System | Industrial | Industrial | TRUE | 10.7 | 100% | Unit | NEW/ROB/RET | 0.0099745 | 0.0070792 | 0 | 0 | 0 | 0.0028953 | 0.092237 | System | kW | 1.3833e-05 | [9 empty] | 10.7 | 100% | 0% | 41114689 | 98671557 | 138139027 | 34533819 | 0 | 0 | 0 |  | 10278672.25 | 10278672.25 | 10278672.25 | 10278672.25 | 24667889.25 | 24667889.25 | 24667889.25 | 24667889.25 | 34534756.75 | 34534756.75 | 34534756.75 | 34534756.75 | 8633454.75 | 8633454.75 | 8633454.75 | 8633454.75 | 0 | 0 | 0 | 0 | 0 | 0 | 0 | 0 | 0 | 0 | 0 | 0 | 312459092
SCE Total Roll-up E3 Calculator - With Carbon Adder | Oil Well Pump-Off Controllers | [16 empty] | System | #N/A | [21 empty] | 0 | 0 | 0 | 0 | 0 | 0 | 0 | 0 | 0 | 0 | 0 | 0 | 0 | 0 | 0 | 0 | 0 | 0 | 0 | 0 | 0 | 0 | 0 | 0 | 0 | 0 | 0 | 0 | 0
SCE Total Roll-up E3 Calculator - With Carbon Adder | Custom | DEER 2008 or SCE Workpaper | System | Industrial | Industrial | TRUE | 17.9 | 100% | Unit | NEW/ROB/RET | 1129.7093 | 379.4891 | 0 | 0 | 0 | 750.2202 | 4743.6139 | System | kW | 0.59356 | [9 empty] | 17.9 | 100% | 0% | 225.6288 | 3526.8257 | 451.2575 | 0 | 0 | 0 | 0 |  | 56.4072 | 56.4072 | 56.4072 | 56.4072 | 881.7064 | 881.7064 | 881.7064 | 881.7064 | 112.8144 | 112.8144 | 112.8144 | 112.8144 | 0 | 0 | 0 | 0 | 0 | 0 | 0 | 0 | 0 | 0 | 0 | 0 | 0 | 0 | 0 | 0 | 4203.712
SCE Total Roll-up E3 Calculator - With Carbon Adder | Cooling & Motors | DEER 2008 or SCE Workpaper | System | Misc._Commercial | New_AC-Ret | TRUE | 15 | 100% | Unit | NEW/ROB/RET | 209.9543 | 31.0766 | 0 | 0 | 0 | 178.8777 | 443.929 | System | kW | 0.069793 | [9 empty] | 15 | 100% | 0% | 3198.9695 | 3312.9695 | 6306.9391 | 26 | 0 | 0 | 0 |  | 799.7424 | 799.7424 | 799.7424 | 799.7424 | 828.2424 | 828.2424 | 828.2424 | 828.2424 | 1576.7348 | 1576.7348 | 1576.7348 | 1576.7348 | 6.5 | 6.5 | 6.5 | 6.5 | 0 | 0 | 0 | 0 | 0 | 0 | 0 | 0 | 0 | 0 | 0 | 0 | 12844.8782
SCE Total Roll-up E3 Calculator - With Carbon Adder | Pumps & Vacuum | DEER 2008 or SCE Workpaper | System | Industrial | Industrial | TRUE | 15 | 100% | Unit | NEW/ROB/RET | 288.36 | 128.16 | 0 | 0 | 0 | 160.2 | 1602 | System | kW | 0.18799 | [9 empty] | 15 | 100% | 0% | 1655.106 | 1655.106 | 3312.2119 | 0 | 0 | 0 | 0 |  | 413.7765 | 413.7765 | 413.7765 | 413.7765 | 413.7765 | 413.7765 | 413.7765 | 413.7765 | 828.053 | 828.053 | 828.053 | 828.053 | 0 | 0 | 0 | 0 | 0 | 0 | 0 | 0 | 0 | 0 | 0 | 0 | 0 | 0 | 0 | 0 | 6622.4239
SCE Total Roll-up E3 Calculator - With Carbon Adder | Water Heating | [16 empty] | System | #N/A | [21 empty] | 0 | 0 | 0 | 0 | 0 | 0 | 0 | 0 | 0 | 0 | 0 | 0 | 0 | 0 | 0 | 0 | 0 | 0 | 0 | 0 | 0 | 0 | 0 | 0 | 0 | 0 | 0 | 0 | 0
SCE Total Roll-up E3 Calculator - With Carbon Adder | Efficiency | DEER 2008 or SCE Workpaper | System | Misc._Commercial | DHW HtPmp | TRUE | 10 | 100% | Unit | NEW/ROB/RET | 800.151 | 27.399 | 0 | 0 | 0 | 772.752 | 342.4878 | System | kW | 0.12233 | [9 empty] | 10 | 100% | 0% | 450 | 1350 | 0 | 0 | 0 | 0 | 0 |  | 112.5 | 112.5 | 112.5 | 112.5 | 337.5 | 337.5 | 337.5 | 337.5 | 0 | 0 | 0 | 0 | 0 | 0 | 0 | 0 | 0 | 0 | 0 | 0 | 0 | 0 | 0 | 0 | 0 | 0 | 0 | 0 | 1800
SCE Total Roll-up E3 Calculator - With Carbon Adder | Use Reduction | [16 empty] | System | #N/A | [21 empty] | 0 | 0 | 0 | 0 | 0 | 0 | 0 | 0 | 0 | 0 | 0 | 0 | 0 | 0 | 0 | 0 | 0 | 0 | 0 | 0 | 0 | 0 | 0 | 0 | 0 | 0 | 0 | 0 | 0
SCE Total Roll-up E3 Calculator - With Carbon Adder | CUSTOMIZED MEASURES | [16 empty] | System | #N/A | [21 empty] | 0 | 0 | 0 | 0 | 0 | 0 | 0 | 0 | 0 | 0 | 0 | 0 | 0 | 0 | 0 | 0 | 0 | 0 | 0 | 0 | 0 | 0 | 0 | 0 | 0 | 0 | 0 | 0 | 0
SCE Total Roll-up E3 Calculator - With Carbon Adder | HVAC | [16 empty] | System | #N/A | [21 empty] | 0 | 0 | 0 | 0 | 0 | 0 | 0 | 0 | 0 | 0 | 0 | 0 | 0 | 0 | 0 | 0 | 0 | 0 | 0 | 0 | 0 | 0 | 0 | 0 | 0 | 0 | 0 | 0 | 0
SCE Total Roll-up E3 Calculator - With Carbon Adder | Chillers | DEER 2008 or SCE Workpaper | System | NON_RES | DEER:HVAC_Chillers | TRUE | 19.6 | 100% | Unit | NEW/ROB/RET | 0.91907 | 0.13912 | 0 | 0.0069617 | 0 | 0.77299 | 0.90665 | System | kWh | 0.00040095 | [9 empty] | 19.6 | 100% | 0% | 17468139.7924 | 19887115.7423 | 19032417.096 | 2302621.7147 | 904088.3342 | 112926.6523 | 22585.3305 |  | 4367034.9481 | 4367034.9481 | 4367034.9481 | 4367034.9481 | 4971778.9356 | 4971778.9356 | 4971778.9356 | 4971778.9356 | 4758104.274 | 4758104.274 | 4758104.274 | 4758104.274 | 575655.4287 | 575655.4287 | 575655.4287 | 575655.4287 | 226022.0836 | 226022.0836 | 226022.0836 | 226022.0836 | 28231.6631 | 28231.6631 | 28231.6631 | 28231.6631 | 5646.3326 | 5646.3326 | 5646.3326 | 5646.3326 | 59729894.6623
SCE Total Roll-up E3 Calculator - With Carbon Adder | Controls & VSDs | DEER 2008 or SCE Workpaper | System | Misc._Commercial | New_AC-Ret | TRUE | 14.9 | 100% | Unit | NEW/ROB/RET | 0.28808 | 0.14116 | 0 | 0 | 0 | 0.14691 | 0.8976 | System | kW | 0.0001106 | [9 empty] | 14.9 | 100% | 0% | 15349069.3663 | 21416564.8299 | 20711071.97 | 1686472.2655 | 562157.4218 | 0 | 0 |  | 3837267.3416 | 3837267.3416 | 3837267.3416 | 3837267.3416 | 5354141.2075 | 5354141.2075 | 5354141.2075 | 5354141.2075 | 5177767.9925 | 5177767.9925 | 5177767.9925 | 5177767.9925 | 421618.0664 | 421618.0664 | 421618.0664 | 421618.0664 | 140539.3555 | 140539.3555 | 140539.3555 | 140539.3555 | 0 | 0 | 0 | 0 | 0 | 0 | 0 | 0 | 59725335.8535
SCE Total Roll-up E3 Calculator - With Carbon Adder | Cool Roofs | DEER 2008 or SCE Workpaper | System | Misc._Commercial | New_AC-Ret | TRUE | 15 | 100% | Unit | NEW/ROB/RET | 6.596 | 0.14442 | 0 | 0 | 0 | 6.4516 | 0.78957 | System | kW | 0.00043032 | [9 empty] | 15 | 100% | 0% | 372176.9902 | 381481.4149 | 391018.4503 | 140905.4213 | 46968.4738 | 0 | 0 |  | 93044.2475 | 93044.2475 | 93044.2475 | 93044.2475 | 95370.3537 | 95370.3537 | 95370.3537 | 95370.3537 | 97754.6126 | 97754.6126 | 97754.6126 | 97754.6126 | 35226.3553 | 35226.3553 | 35226.3553 | 35226.3553 | 11742.1184 | 11742.1184 | 11742.1184 | 11742.1184 | 0 | 0 | 0 | 0 | 0 | 0 | 0 | 0 | 1332550.7504
SCE Total Roll-up E3 Calculator - With Carbon Adder | Cooling Towers | DEER 2008 or SCE Workpaper | System | Misc._Commercial | New_AC-Ret | TRUE | 14.7 | 100% | Unit | NEW/ROB/RET | 0.98016 | 0.14895 | 0 | 0 | 0 | 0.83122 | 0.78961 | System | kW | 0.0003856 | [9 empty] | 14.7 | 100% | 0% | 4016552.5247 | 4645949.7472 | 4597903.5141 | 593452.2721 | 197817.424 | 0 | 0 |  | 1004138.1312 | 1004138.1312 | 1004138.1312 | 1004138.1312 | 1161487.4368 | 1161487.4368 | 1161487.4368 | 1161487.4368 | 1149475.8785 | 1149475.8785 | 1149475.8785 | 1149475.8785 | 148363.068 | 148363.068 | 148363.068 | 148363.068 | 49454.356 | 49454.356 | 49454.356 | 49454.356 | 0 | 0 | 0 | 0 | 0 | 0 | 0 | 0 | 14051675.4822
SCE Total Roll-up E3 Calculator - With Carbon Adder | Fans | DEER 2008 or SCE Workpaper | System | Misc._Commercial | New_AC-Ret | TRUE | 15 | 100% | Unit | NEW/ROB/RET | 0.25358 | 0.11561 | 0 | 0 | 0 | 0.13797 | 0.78988 | System | kW | 0.00012342 | [9 empty] | 15 | 100% | 0% | 176427.5625 | 201631.5 | 126019.6875 | 0 | 0 | 0 | 0 |  | 44106.8906 | 44106.8906 | 44106.8906 | 44106.8906 | 50407.875 | 50407.875 | 50407.875 | 50407.875 | 31504.9219 | 31504.9219 | 31504.9219 | 31504.9219 | 0 | 0 | 0 | 0 | 0 | 0 | 0 | 0 | 0 | 0 | 0 | 0 | 0 | 0 | 0 | 0 | 504078.75
SCE Total Roll-up E3 Calculator - With Carbon Adder | HVAC Other | DEER 2008 or SCE Workpaper | System | Misc._Commercial | New_AC-Ret | TRUE | 14.1 | 100% | Unit | NEW/ROB/RET | 0.65717 | 0.1735 | 0.0028937 | 0.0021498 | 0.00068748 | 0.47793 | 1.0764 | System | kW | 0.0002605 | [9 empty] | 14.1 | 100% | 0% | 18960279.0332 | 36442043.4065 | 27485350.8016 | 1412932.0254 | 998874.5468 | 434293.2812 | 86858.6562 |  | 4740069.7583 | 4740069.7583 | 4740069.7583 | 4740069.7583 | 9110510.8516 | 9110510.8516 | 9110510.8516 | 9110510.8516 | 6871337.7004 | 6871337.7004 | 6871337.7004 | 6871337.7004 | 353233.0064 | 353233.0064 | 353233.0064 | 353233.0064 | 249718.6367 | 249718.6367 | 249718.6367 | 249718.6367 | 108573.3203 | 108573.3203 | 108573.3203 | 108573.3203 | 21714.6641 | 21714.6641 | 21714.6641 | 21714.6641 | 85820631.7509
SCE Total Roll-up E3 Calculator - With Carbon Adder | New AC Equipment: packaged, split, etc. | DEER 2008 or SCE Workpaper | System | NON_RES | DEER:HVAC_Split-Package_AC | TRUE | 15 | 100% | Unit | NEW/ROB/RET | 2.6418 | 0.11653 | 0 | 0 | 0 | 2.5253 | 0.87003 | System | kWh | 0.00034674 | [9 empty] | 15 | 100% | 0% | 2318296.2488 | 2804592.6528 | 3193256.5666 | 595206.7959 | 198402.2653 | 0 | 0 |  | 579574.0622 | 579574.0622 | 579574.0622 | 579574.0622 | 701148.1632 | 701148.1632 | 701148.1632 | 701148.1632 | 798314.1416 | 798314.1416 | 798314.1416 | 798314.1416 | 148801.699 | 148801.699 | 148801.699 | 148801.699 | 49600.5663 | 49600.5663 | 49600.5663 | 49600.5663 | 0 | 0 | 0 | 0 | 0 | 0 | 0 | 0 | 9109754.5293
SCE Total Roll-up E3 Calculator - With Carbon Adder | Other Ventilation | DEER 2008 or SCE Workpaper | System | Misc._Commercial | New_AC-Ret | TRUE | 13.4 | 100% | Unit | NEW/ROB/RET | 0.46883 | 0.21318 | 0 | 0 | 0 | 0.25565 | 0.96118 | System | kW | 6.6513e-05 | [9 empty] | 13.4 | 100% | 0% | 741018.2581 | 968573.0325 | 1001136.936 | 0 | 0 | 0 | 0 |  | 185254.5645 | 185254.5645 | 185254.5645 | 185254.5645 | 242143.2581 | 242143.2581 | 242143.2581 | 242143.2581 | 250284.234 | 250284.234 | 250284.234 | 250284.234 | 0 | 0 | 0 | 0 | 0 | 0 | 0 | 0 | 0 | 0 | 0 | 0 | 0 | 0 | 0 | 0 | 2710728.2267
SCE Total Roll-up E3 Calculator - With Carbon Adder | RCA | DEER 2008 or SCE Workpaper | System | NON_RES | DEER:HVAC_Refrig_Charge | TRUE | [11 empty] | System | kWh | [21 empty] | 0 | 0 | 0 | 0 | 0 | 0 | 0 | 0 | 0 | 0 | 0 | 0 | 0 | 0 | 0 | 0 | 0 | 0 | 0 | 0 | 0 | 0 | 0 | 0 | 0 | 0 | 0 | 0 | 0
SCE Total Roll-up E3 Calculator - With Carbon Adder | Retrocommissioing | DEER 2008 or SCE Workpaper | System | Misc._Commercial | New_AC-Ret | TRUE | 8.8 | 100% | Unit | NEW/ROB/RET | 0.45461 | 0.1618 | 0.054027 | 0.005779 | 0 | 0.233 | 1.2627 | System | kW | 1.7169e-05 | [9 empty] | 8.8 | 100% | 0% | 10981290.3117 | 28868064.0601 | 47501117.4755 | 2443180.0986 | 1571358.9373 | 0 | 0 |  | 2745322.5779 | 2745322.5779 | 2745322.5779 | 2745322.5779 | 7217016.015 | 7217016.015 | 7217016.015 | 7217016.015 | 11875279.3689 | 11875279.3689 | 11875279.3689 | 11875279.3689 | 610795.0246 | 610795.0246 | 610795.0246 | 610795.0246 | 392839.7343 | 392839.7343 | 392839.7343 | 392839.7343 | 0 | 0 | 0 | 0 | 0 | 0 | 0 | 0 | 91365010.8831
SCE Total Roll-up E3 Calculator - With Carbon Adder | Space Conditioning | DEER 2008 or SCE Workpaper | System | Misc._Commercial | New_AC-Ret | TRUE | 14.4 | 100% | Unit | NEW/ROB/RET | 0.76231 | 0.12147 | 0 | 0 | 0 | 0.64084 | 0.80967 | System | kW | 0.00021601 | [9 empty] | 14.4 | 100% | 0% | 15179036.5175 | 16393742.7634 | 19455225.6745 | 7670871.0585 | 1884427.4242 | 0 | 0 |  | 3794759.1294 | 3794759.1294 | 3794759.1294 | 3794759.1294 | 4098435.6909 | 4098435.6909 | 4098435.6909 | 4098435.6909 | 4863806.4186 | 4863806.4186 | 4863806.4186 | 4863806.4186 | 1917717.7646 | 1917717.7646 | 1917717.7646 | 1917717.7646 | 471106.8561 | 471106.8561 | 471106.8561 | 471106.8561 | 0 | 0 | 0 | 0 | 0 | 0 | 0 | 0 | 60583303.438
SCE Total Roll-up E3 Calculator - With Carbon Adder | Exterior Lighting | [16 empty] | System | #N/A | [21 empty] | 0 | 0 | 0 | 0 | 0 | 0 | 0 | 0 | 0 | 0 | 0 | 0 | 0 | 0 | 0 | 0 | 0 | 0 | 0 | 0 | 0 | 0 | 0 | 0 | 0 | 0 | 0 | 0 | 0
SCE Total Roll-up E3 Calculator - With Carbon Adder | Customized Exterior Lighting | DEER 2008 or SCE Workpaper | System | Misc._Commercial | Outdoor Lt | TRUE | 15 | 100% | Unit | NEW/ROB/RET | 0.3986 | 0.10823 | 0 | 0 | 0 | 0.29038 | 0.87009 | System | kW | 0 | [9 empty] | 15 | 100% | 0% | 3430003.1418 | 4367000.9002 | 4567240.3663 | 932865.0821 | 334371.3745 | 15965.6912 | 3193.1382 |  | 857500.7854 | 857500.7854 | 857500.7854 | 857500.7854 | 1091750.225 | 1091750.225 | 1091750.225 | 1091750.225 | 1141810.0916 | 1141810.0916 | 1141810.0916 | 1141810.0916 | 233216.2705 | 233216.2705 | 233216.2705 | 233216.2705 | 83592.8436 | 83592.8436 | 83592.8436 | 83592.8436 | 3991.4228 | 3991.4228 | 3991.4228 | 3991.4228 | 798.2846 | 798.2846 | 798.2846 | 798.2846 | 13650639.6943
SCE Total Roll-up E3 Calculator - With Carbon Adder | Exterior Lighting Controls | DEER 2008 or SCE Workpaper | System | Misc._Commercial | Outdoor Lt | TRUE | 14.9 | 100% | Unit | NEW/ROB/RET | 0.070211 | 0.21431 | 0 | 0 | 0 | -0.1441 | 1.0183 | System | kW | [10 empty] | 14.9 | 100% | 0% | 352391 | 704777 | 704777 | 0 | 0 | 0 | 0 |  | 88097.75 | 88097.75 | 88097.75 | 88097.75 | 176194.25 | 176194.25 | 176194.25 | 176194.25 | 176194.25 | 176194.25 | 176194.25 | 176194.25 | 0 | 0 | 0 | 0 | 0 | 0 | 0 | 0 | 0 | 0 | 0 | 0 | 0 | 0 | 0 | 0 | 1761945
SCE Total Roll-up E3 Calculator - With Carbon Adder | Interior Lighting | [16 empty] | System | #N/A | [21 empty] | 0 | 0 | 0 | 0 | 0 | 0 | 0 | 0 | 0 | 0 | 0 | 0 | 0 | 0 | 0 | 0 | 0 | 0 | 0 | 0 | 0 | 0 | 0 | 0 | 0 | 0 | 0 | 0 | 0
SCE Total Roll-up E3 Calculator - With Carbon Adder | Customized Interior Lighting | DEER 2008 or SCE Workpaper | System | NON_RES | DEER:Indoor_Non-CFL_Ltg | TRUE | 11 | 100% | Unit | NEW/ROB/RET | 0.46353 | 0.14182 | 0 | 0.00054735 | 0 | 0.32116 | 1.0404 | System | kWh | 0.00019314 | [9 empty] | 11 | 100% | 0% | 16342058.2397 | 30484495.9012 | 32587280.1021 | 5997881.7 | 0 | 0 | 0 |  | 4085514.5599 | 4085514.5599 | 4085514.5599 | 4085514.5599 | 7621123.9753 | 7621123.9753 | 7621123.9753 | 7621123.9753 | 8146820.0255 | 8146820.0255 | 8146820.0255 | 8146820.0255 | 1499470.425 | 1499470.425 | 1499470.425 | 1499470.425 | 0 | 0 | 0 | 0 | 0 | 0 | 0 | 0 | 0 | 0 | 0 | 0 | 85411715.943
SCE Total Roll-up E3 Calculator - With Carbon Adder | Daylighting | DEER 2008 or SCE Workpaper | System | NON_RES | DEER:Indoor_Non-CFL_Ltg | TRUE | 15.6 | 100% | Unit | NEW/ROB/RET | 0.20905 | 0.089698 | 0 | 0.0022838 | 0 | 0.11707 | 0.99974 | System | kWh | 0.00030343 | [9 empty] | 15.6 | 100% | 0% | 2798083.3732 | 4442334.9377 | 4352877.7605 | 3124111.8227 | 2417912.7461 | 1051266.4113 | 210253.2823 |  | 699520.8433 | 699520.8433 | 699520.8433 | 699520.8433 | 1110583.7344 | 1110583.7344 | 1110583.7344 | 1110583.7344 | 1088219.4401 | 1088219.4401 | 1088219.4401 | 1088219.4401 | 781027.9557 | 781027.9557 | 781027.9557 | 781027.9557 | 604478.1865 | 604478.1865 | 604478.1865 | 604478.1865 | 262816.6028 | 262816.6028 | 262816.6028 | 262816.6028 | 52563.3206 | 52563.3206 | 52563.3206 | 52563.3206 | 18396840.3338
SCE Total Roll-up E3 Calculator - With Carbon Adder | Interior Lighting System Modification | DEER 2008 or SCE Workpaper | System | NON_RES | DEER:Indoor_Non-CFL_Ltg | TRUE | 11 | 100% | Unit | NEW/ROB/RET | 0.19104 | 0.085739 | 0 | 0 | 0 | 0.1053 | 0.7899 | System | kWh | 0.00020356 | [9 empty] | 11 | 100% | 0% | 10820584.013 | 11095009.6384 | 11373700.9559 | 4094547.2807 | 1363516.3559 | 0 | 0 |  | 2705146.0033 | 2705146.0033 | 2705146.0033 | 2705146.0033 | 2773752.4096 | 2773752.4096 | 2773752.4096 | 2773752.4096 | 2843425.239 | 2843425.239 | 2843425.239 | 2843425.239 | 1023636.8202 | 1023636.8202 | 1023636.8202 | 1023636.8202 | 340879.089 | 340879.089 | 340879.089 | 340879.089 | 0 | 0 | 0 | 0 | 0 | 0 | 0 | 0 | 38747358.244
SCE Total Roll-up E3 Calculator - With Carbon Adder | Interior Lighting System Replacement | DEER 2008 or SCE Workpaper | System | NON_RES | DEER:Indoor_Non-CFL_Ltg | TRUE | 11 | 100% | Unit | NEW/ROB/RET | 0.22702 | 0.073391 | 0 | 0 | 0 | 0.15363 | 0.86245 | System | kWh | 0.00018378 | [9 empty] | 11 | 100% | 0% | 51763453.8706 | 61811266.0881 | 70063395.4748 | 13795299.6961 | 4589367.4279 | 0 | 0 |  | 12940863.4677 | 12940863.4677 | 12940863.4677 | 12940863.4677 | 15452816.522 | 15452816.522 | 15452816.522 | 15452816.522 | 17515848.8687 | 17515848.8687 | 17515848.8687 | 17515848.8687 | 3448824.924 | 3448824.924 | 3448824.924 | 3448824.924 | 1147341.857 | 1147341.857 | 1147341.857 | 1147341.857 | 0 | 0 | 0 | 0 | 0 | 0 | 0 | 0 | 202022782.5574
SCE Total Roll-up E3 Calculator - With Carbon Adder | Interior Controls | DEER 2008 or SCE Workpaper | System | NON_RES | DEER:Indoor_Non-CFL_Ltg | TRUE | 8.1 | 100% | Unit | NEW/ROB/RET | 0.82193 | 0.087284 | 0 | 0 | 0 | 0.73465 | 0.81514 | System | kWh | 9.6487e-05 | [9 empty] | 8.1 | 100% | 0% | 8447825.8338 | 9620931.1916 | 10067086.884 | 2860840.2708 | 941710.8922 | 0 | 0 |  | 2111956.4584 | 2111956.4584 | 2111956.4584 | 2111956.4584 | 2405232.7979 | 2405232.7979 | 2405232.7979 | 2405232.7979 | 2516771.721 | 2516771.721 | 2516771.721 | 2516771.721 | 715210.0677 | 715210.0677 | 715210.0677 | 715210.0677 | 235427.7231 | 235427.7231 | 235427.7231 | 235427.7231 | 0 | 0 | 0 | 0 | 0 | 0 | 0 | 0 | 31938395.0723
SCE Total Roll-up E3 Calculator - With Carbon Adder | LED Interior | DEER 2008 or SCE Workpaper | System | NON_RES | DEER:Indoor_Non-CFL_Ltg | TRUE | 16 | 100% | Unit | NEW/ROB/RET | 0.1038 | 0.084481 | 0 | 0 | 0 | 0.019317 | 0.78989 | System | kWh | 0.00011448 | [9 empty] | 16 | 100% | 0% | 12321.7855 | 43126.2493 | 67769.8203 | 0 | 0 | 0 | 0 |  | 3080.4464 | 3080.4464 | 3080.4464 | 3080.4464 | 10781.5623 | 10781.5623 | 10781.5623 | 10781.5623 | 16942.4551 | 16942.4551 | 16942.4551 | 16942.4551 | 0 | 0 | 0 | 0 | 0 | 0 | 0 | 0 | 0 | 0 | 0 | 0 | 0 | 0 | 0 | 0 | 123217.8551
SCE Total Roll-up E3 Calculator - With Carbon Adder | SBD - Light Power Density | DEER 2008 or SCE Workpaper | System | NON_RES | DEER:Indoor_Non-CFL_Ltg | TRUE | 11 | 100% | Unit | NEW/ROB/RET | 0.19967 | 0.086806 | 0 | 0.0036714 | 0 | 0.10919 | 0.99979 | System | kWh | 0.00025307 | [9 empty] | 11 | 100% | 0% | 7068107.0489 | 10449843.9193 | 10731401.6407 | 7397945.9917 | 5754132.9869 | 2501796.9508 | 500359.3902 |  | 1767026.7622 | 1767026.7622 | 1767026.7622 | 1767026.7622 | 2612460.9798 | 2612460.9798 | 2612460.9798 | 2612460.9798 | 2682850.4102 | 2682850.4102 | 2682850.4102 | 2682850.4102 | 1849486.4979 | 1849486.4979 | 1849486.4979 | 1849486.4979 | 1438533.2467 | 1438533.2467 | 1438533.2467 | 1438533.2467 | 625449.2377 | 625449.2377 | 625449.2377 | 625449.2377 | 125089.8475 | 125089.8475 | 125089.8475 | 125089.8475 | 44403587.9285
SCE Total Roll-up E3 Calculator - With Carbon Adder | Refrigeration | DEER 2008 or SCE Workpaper | System | Misc._Commercial | Refrigeration | TRUE | 15.1 | 100% | Unit | NEW/ROB/RET | 0.43907 | 0.14898 | 0 | 0 | 0 | 0.2901 | 0.8346 | System | kW | 0.0001167 | [9 empty] | 15.1 | 100% | 0% | 10007660.2775 | 11273297.1903 | 8788425.1768 | 1582763.065 | 523636.6142 | 0 | 0 |  | 2501915.0694 | 2501915.0694 | 2501915.0694 | 2501915.0694 | 2818324.2976 | 2818324.2976 | 2818324.2976 | 2818324.2976 | 2197106.2942 | 2197106.2942 | 2197106.2942 | 2197106.2942 | 395690.7663 | 395690.7663 | 395690.7663 | 395690.7663 | 130909.1536 | 130909.1536 | 130909.1536 | 130909.1536 | 0 | 0 | 0 | 0 | 0 | 0 | 0 | 0 | 32175782.3238
SCE Total Roll-up E3 Calculator - With Carbon Adder | Process | [14 empty] | 0 |  | System | #N/A | [21 empty] | 0 | 0 | 0 | 0 | 0 | 0 | 0 | 0 | 0 | 0 | 0 | 0 | 0 | 0 | 0 | 0 | 0 | 0 | 0 | 0 | 0 | 0 | 0 | 0 | 0 | 0 | 0 | 0 | 0
SCE Total Roll-up E3 Calculator - With Carbon Adder | Compressed Air | DEER 2008 or SCE Workpaper | System | Industrial | Industrial | TRUE | 15 | 100% | Unit | NEW/ROB/RET | 0.3203 | 0.10948 | 0 | 0 | 0 | 0.21081 | 0.7899 | System | kW | 0.0001016 | [9 empty] | 15 | 100% | 0% | 14611459.7347 | 15940011.8772 | 6456869.8896 | 47269.8951 | 0 | 0 | 0 |  | 3652864.9337 | 3652864.9337 | 3652864.9337 | 3652864.9337 | 3985002.9693 | 3985002.9693 | 3985002.9693 | 3985002.9693 | 1614217.4724 | 1614217.4724 | 1614217.4724 | 1614217.4724 | 11817.4738 | 11817.4738 | 11817.4738 | 11817.4738 | 0 | 0 | 0 | 0 | 0 | 0 | 0 | 0 | 0 | 0 | 0 | 0 | 37055611.3966
SCE Total Roll-up E3 Calculator - With Carbon Adder | Controls | DEER 2008 or SCE Workpaper | System | Industrial | Industrial | TRUE | 15 | 100% | Unit | NEW/ROB/RET | 0.36874 | 0.13401 | 0 | 0 | 0 | 0.23473 | 1.1208 | System | kW | 0.000122 | [9 empty] | 15 | 100% | 0% | 8824726.0969 | 8824726.0969 | 2 | 0 | 0 | 0 | 0 |  | 2206181.5242 | 2206181.5242 | 2206181.5242 | 2206181.5242 | 2206181.5242 | 2206181.5242 | 2206181.5242 | 2206181.5242 | 0.5 | 0.5 | 0.5 | 0.5 | 0 | 0 | 0 | 0 | 0 | 0 | 0 | 0 | 0 | 0 | 0 | 0 | 0 | 0 | 0 | 0 | 17649454.1938
SCE Total Roll-up E3 Calculator - With Carbon Adder | Cooling & Motors | DEER 2008 or SCE Workpaper | System | Misc._Commercial | New_AC-Ret | TRUE | 15 | 100% | Unit | NEW/ROB/RET | 0.58594 | 0.12648 | 0 | 0.0020339 | 0 | 0.45742 | 0.82691 | System | kW | 0.00022711 | [9 empty] | 15 | 100% | 0% | 10951816.1552 | 13352003.6167 | 13058866.7008 | 1409001.6076 | 458824.4832 | 0 | 0 |  | 2737954.0388 | 2737954.0388 | 2737954.0388 | 2737954.0388 | 3338000.9042 | 3338000.9042 | 3338000.9042 | 3338000.9042 | 3264716.6752 | 3264716.6752 | 3264716.6752 | 3264716.6752 | 352250.4019 | 352250.4019 | 352250.4019 | 352250.4019 | 114706.1208 | 114706.1208 | 114706.1208 | 114706.1208 | 0 | 0 | 0 | 0 | 0 | 0 | 0 | 0 | 39230512.5634
SCE Total Roll-up E3 Calculator - With Carbon Adder | Custom | DEER 2008 or SCE Workpaper | System | Industrial | Industrial | TRUE | 14.6 | 100% | Unit | NEW/ROB/RET | 0.48582 | 0.1084 | 9.9293e-05 | 5.9661e-07 | 0 | 0.37732 | 0.83843 | System | kW | 0.00010752 | [9 empty] | 14.6 | 100% | 0% | 137440054.8128 | 157049003.5652 | 164640239.7093 | 63920376.5675 | 23991581.3626 | 5071352.5423 | 1014270.5085 |  | 34360013.7032 | 34360013.7032 | 34360013.7032 | 34360013.7032 | 39262250.8913 | 39262250.8913 | 39262250.8913 | 39262250.8913 | 41160059.9273 | 41160059.9273 | 41160059.9273 | 41160059.9273 | 15980094.1419 | 15980094.1419 | 15980094.1419 | 15980094.1419 | 5997895.3407 | 5997895.3407 | 5997895.3407 | 5997895.3407 | 1267838.1356 | 1267838.1356 | 1267838.1356 | 1267838.1356 | 253567.6271 | 253567.6271 | 253567.6271 | 253567.6271 | 553126879.0681
SCE Total Roll-up E3 Calculator - With Carbon Adder | Oil Well Pump-Off Controllers | DEER 2008 or SCE Workpaper | System | Industrial | Industrial | TRUE | 15 | 100% | Unit | NEW/ROB/RET | 0.058665 | 0.10113 | 0 | 0 | 0 | -0.042464 | 0.78991 | System | kW | 8.7996e-05 | [9 empty] | 15 | 100% | 0% | 7520109.3878 | 7520109.3878 | 0 | 0 | 0 | 0 | 0 |  | 1880027.3469 | 1880027.3469 | 1880027.3469 | 1880027.3469 | 1880027.3469 | 1880027.3469 | 1880027.3469 | 1880027.3469 | 0 | 0 | 0 | 0 | 0 | 0 | 0 | 0 | 0 | 0 | 0 | 0 | 0 | 0 | 0 | 0 | 0 | 0 | 0 | 0 | 15040218.7756
SCE Total Roll-up E3 Calculator - With Carbon Adder | Pumps & Vacuums | DEER 2008 or SCE Workpaper | System | Industrial | Industrial | TRUE | 11.9 | 100% | Unit | NEW/ROB/RET | 0.42084 | 0.10434 | 0 | 0 | 0 | 0.3165 | 0.78989 | System | kW | 0.0001126 | [9 empty] | 11.9 | 100% | 0% | 41142007.4683 | 51572897.4922 | 54051691.7545 | 14989032.4749 | 2098546.836 | 0 | 0 |  | 10285501.8671 | 10285501.8671 | 10285501.8671 | 10285501.8671 | 12893224.373 | 12893224.373 | 12893224.373 | 12893224.373 | 13512922.9386 | 13512922.9386 | 13512922.9386 | 13512922.9386 | 3747258.1187 | 3747258.1187 | 3747258.1187 | 3747258.1187 | 524636.709 | 524636.709 | 524636.709 | 524636.709 | 0 | 0 | 0 | 0 | 0 | 0 | 0 | 0 | 163854176.0259
SCE Total Roll-up E3 Calculator - With Carbon Adder | VSD | DEER 2008 or SCE Workpaper | System | Industrial | Industrial | TRUE | 15 | 100% | Unit | NEW/ROB/RET | 0.36139 | 0.099759 | 0 | 0 | 0 | 0.26163 | 0.78994 | System | kW | 6.0007e-05 | [9 empty] | 15 | 100% | 0% | 18092873.6703 | 19999210.1667 | 20968987.6374 | 5184521.5543 | 1644051.7589 | 0 | 0 |  | 4523218.4176 | 4523218.4176 | 4523218.4176 | 4523218.4176 | 4999802.5417 | 4999802.5417 | 4999802.5417 | 4999802.5417 | 5242246.9093 | 5242246.9093 | 5242246.9093 | 5242246.9093 | 1296130.3886 | 1296130.3886 | 1296130.3886 | 1296130.3886 | 411012.9397 | 411012.9397 | 411012.9397 | 411012.9397 | 0 | 0 | 0 | 0 | 0 | 0 | 0 | 0 | 65889644.7876
SCE Total Roll-up E3 Calculator - With Carbon Adder | Whole Building | DEER 2008 or SCE Workpaper | System | Misc._Commercial | Commercial Whole Building | TRUE | 15 | 100% | Unit | NEW/ROB/RET | 0.3036 | 0.18722 | 0.0060731 | 0 | 0 | 0.11031 | 1.0313 | System | kW | 0.00025779 | [9 empty] | 15 | 100% | 0% | 11009323.4028 | 19601458.3966 | 20349362.635 | 18789645.2657 | 14559398.5784 | 6330173.2949 | 1266034.659 |  | 2752330.8507 | 2752330.8507 | 2752330.8507 | 2752330.8507 | 4900364.5991 | 4900364.5991 | 4900364.5991 | 4900364.5991 | 5087340.6587 | 5087340.6587 | 5087340.6587 | 5087340.6587 | 4697411.3164 | 4697411.3164 | 4697411.3164 | 4697411.3164 | 3639849.6446 | 3639849.6446 | 3639849.6446 | 3639849.6446 | 1582543.3237 | 1582543.3237 | 1582543.3237 | 1582543.3237 | 316508.6647 | 316508.6647 | 316508.6647 | 316508.6647 | 91905396.2324
SCE Total Roll-up E3 Calculator - With Carbon Adder | CODES & STANDARDS | [16 empty] | System | #N/A | [21 empty] | 0 | 0 | 0 | 0 | 0 | 0 | 0 | 0 | 0 | 0 | 0 | 0 | 0 | 0 | 0 | 0 | 0 | 0 | 0 | 0 | 0 | 0 | 0 | 0 | 0 | 0 | 0 | 0 | 0
SCE Total Roll-up E3 Calculator - With Carbon Adder | 2008 Title 24 | HMG Whitepaper | System | NON_RES | DEER:HVAC_Split-Package_AC | TRUE | 15 | 100% | Unit | NEW/ROB/RET | 175.8491 | 0 | 0 | 0 | 0 | 175.8491 | 1000 | System | kWh | 0.27687 | 0 | [8 empty] | 15 | 100% | 0% | 0 | 5704.1461 | 7573.8039 | 0 | 0 | 0 | 0 |  | 0 | 0 | 0 | 0 | 1426.0365 | 1426.0365 | 1426.0365 | 1426.0365 | 1893.451 | 1893.451 | 1893.451 | 1893.451 | 0 | 0 | 0 | 0 | 0 | 0 | 0 | 0 | 0 | 0 | 0 | 0 | 0 | 0 | 0 | 0 | 13277.95
SCE Total Roll-up E3 Calculator - With Carbon Adder | 2008 Title 20 | HMG Whitepaper | System | RES | DEER:Indoor_CFL_Ltg | TRUE | 3 | 100% | Unit | NEW/ROB/RET | 182.5609 | 0 | 0 | 0 | 0 | 182.5609 | 1000 | System | kWh | 0.11959 | 0 | [8 empty] | 3 | 100% | 0% | 0 | 9336.4966 | 13247.3091 | 0 | 0 | 0 | 0 |  | 0 | 0 | 0 | 0 | 2334.1242 | 2334.1242 | 2334.1242 | 2334.1242 | 3311.8273 | 3311.8273 | 3311.8273 | 3311.8273 | 0 | 0 | 0 | 0 | 0 | 0 | 0 | 0 | 0 | 0 | 0 | 0 | 0 | 0 | 0 | 0 | 22583.8058
SCE Total Roll-up E3 Calculator - With Carbon Adder | 2009 Title 20 | HMG Whitepaper | System | Residential | Refrig-RC | TRUE | 6 | 100% | Unit | NEW/ROB/RET | 61.413 | 0 | 0 | 0 | 0 | 61.413 | 1000 | System | kW | 0.12495 | 0 | [8 empty] | 6 | 100% | 0% | 0 | 0 | 41259.5505 | 0 | 0 | 0 | 0 |  | 0 | 0 | 0 | 0 | 0 | 0 | 0 | 0 | 10314.8876 | 10314.8876 | 10314.8876 | 10314.8876 | 0 | 0 | 0 | 0 | 0 | 0 | 0 | 0 | 0 | 0 | 0 | 0 | 0 | 0 | 0 | 0 | 41259.5505
SCE Total Roll-up E3 Calculator - With Carbon Adder | [17 empty] | System | #N/A | [21 empty] | 0 | 0 | 0 | 0 | 0 | 0 | 0 | 0 | 0 | 0 | 0 | 0 | 0 | 0 | 0 | 0 | 0 | 0 | 0 | 0 | 0 | 0 | 0 | 0 | 0 | 0 | 0 | 0 | 0
SCE Total Roll-up E3 Calculator - With Carbon Adder | [17 empty] | System | #N/A | [21 empty] | 0 | 0 | 0 | 0 | 0 | 0 | 0 | 0 | 0 | 0 | 0 | 0 | 0 | 0 | 0 | 0 | 0 | 0 | 0 | 0 | 0 | 0 | 0 | 0 | 0 | 0 | 0 | 0 | 0
SCE Total Roll-up E3 Calculator - With Carbon Adder | [17 empty] | System | #N/A | [21 empty] | 0 | 0 | 0 | 0 | 0 | 0 | 0 | 0 | 0 | 0 | 0 | 0 | 0 | 0 | 0 | 0 | 0 | 0 | 0 | 0 | 0 | 0 | 0 | 0 | 0 | 0 | 0 | 0 | 0
SCE Total Roll-up E3 Calculator - With Carbon Adder | [17 empty] | System | #N/A | [21 empty] | 0 | 0 | 0 | 0 | 0 | 0 | 0 | 0 | 0 | 0 | 0 | 0 | 0 | 0 | 0 | 0 | 0 | 0 | 0 | 0 | 0 | 0 | 0 | 0 | 0 | 0 | 0 | 0 | 0
SCE Total Roll-up E3 Calculator - With Carbon Adder | [17 empty] | System | #N/A | [21 empty] | 0 | 0 | 0 | 0 | 0 | 0 | 0 | 0 | 0 | 0 | 0 | 0 | 0 | 0 | 0 | 0 | 0 | 0 | 0 | 0 | 0 | 0 | 0 | 0 | 0 | 0 | 0 | 0 | 0
SCE Total Roll-up E3 Calculator - With Carbon Adder | [17 empty] | System | #N/A | [21 empty] | 0 | 0 | 0 | 0 | 0 | 0 | 0 | 0 | 0 | 0 | 0 | 0 | 0 | 0 | 0 | 0 | 0 | 0 | 0 | 0 | 0 | 0 | 0 | 0 | 0 | 0 | 0 | 0 | 0
SCE Total Roll-up E3 Calculator - With Carbon Adder | [17 empty] | System | #N/A | [21 empty] | 0 | 0 | 0 | 0 | 0 | 0 | 0 | 0 | 0 | 0 | 0 | 0 | 0 | 0 | 0 | 0 | 0 | 0 | 0 | 0 | 0 | 0 | 0 | 0 | 0 | 0 | 0 | 0 | 0
SCE Total Roll-up E3 Calculator - With Carbon Adder | [17 empty] | System | #N/A | [21 empty] | 0 | 0 | 0 | 0 | 0 | 0 | 0 | 0 | 0 | 0 | 0 | 0 | 0 | 0 | 0 | 0 | 0 | 0 | 0 | 0 | 0 | 0 | 0 | 0 | 0 | 0 | 0 | 0 | 0
SCE Total Roll-up E3 Calculator - With Carbon Adder | [17 empty] | System | #N/A | [21 empty] | 0 | 0 | 0 | 0 | 0 | 0 | 0 | 0 | 0 | 0 | 0 | 0 | 0 | 0 | 0 | 0 | 0 | 0 | 0 | 0 | 0 | 0 | 0 | 0 | 0 | 0 | 0 | 0 | 0
SCE Total Roll-up E3 Calculator - With Carbon Adder | [17 empty] | System | #N/A | [21 empty] | 0 | 0 | 0 | 0 | 0 | 0 | 0 | 0 | 0 | 0 | 0 | 0 | 0 | 0 | 0 | 0 | 0 | 0 | 0 | 0 | 0 | 0 | 0 | 0 | 0 | 0 | 0 | 0 | 0
SCE Total Roll-up E3 Calculator - With Carbon Adder | [17 empty] | System | #N/A | [21 empty] | 0 | 0 | 0 | 0 | 0 | 0 | 0 | 0 | 0 | 0 | 0 | 0 | 0 | 0 | 0 | 0 | 0 | 0 | 0 | 0 | 0 | 0 | 0 | 0 | 0 | 0 | 0 | 0 | 0
SCE Total Roll-up E3 Calculator - With Carbon Adder | [17 empty] | System | #N/A | [21 empty] | 0 | 0 | 0 | 0 | 0 | 0 | 0 | 0 | 0 | 0 | 0 | 0 | 0 | 0 | 0 | 0 | 0 | 0 | 0 | 0 | 0 | 0 | 0 | 0 | 0 | 0 | 0 | 0 | 0
SCE Total Roll-up E3 Calculator - With Carbon Adder | [17 empty] | System | #N/A | [21 empty] | 0 | 0 | 0 | 0 | 0 | 0 | 0 | 0 | 0 | 0 | 0 | 0 | 0 | 0 | 0 | 0 | 0 | 0 | 0 | 0 | 0 | 0 | 0 | 0 | 0 | 0 | 0 | 0 | 0
SCE Total Roll-up E3 Calculator - With Carbon Adder | [17 empty] | System | #N/A | [21 empty] | 0 | 0 | 0 | 0 | 0 | 0 | 0 | 0 | 0 | 0 | 0 | 0 | 0 | 0 | 0 | 0 | 0 | 0 | 0 | 0 | 0 | 0 | 0 | 0 | 0 | 0 | 0 | 0 | 0
SCE Total Roll-up E3 Calculator - With Carbon Adder | [17 empty] | System | #N/A | [21 empty] | 0 | 0 | 0 | 0 | 0 | 0 | 0 | 0 | 0 | 0 | 0 | 0 | 0 | 0 | 0 | 0 | 0 | 0 | 0 | 0 | 0 | 0 | 0 | 0 | 0 | 0 | 0 | 0 | 0
SCE Total Roll-up E3 Calculator - With Carbon Adder | [17 empty] | System | #N/A | [21 empty] | 0 | 0 | 0 | 0 | 0 | 0 | 0 | 0 | 0 | 0 | 0 | 0 | 0 | 0 | 0 | 0 | 0 | 0 | 0 | 0 | 0 | 0 | 0 | 0 | 0 | 0 | 0 | 0 | 0
SCE Total Roll-up E3 Calculator - With Carbon Adder | [17 empty] | System | #N/A | [21 empty] | 0 | 0 | 0 | 0 | 0 | 0 | 0 | 0 | 0 | 0 | 0 | 0 | 0 | 0 | 0 | 0 | 0 | 0 | 0 | 0 | 0 | 0 | 0 | 0 | 0 | 0 | 0 | 0 | 0
SCE Total Roll-up E3 Calculator - With Carbon Adder | [17 empty] | System | #N/A | [21 empty] | 0 | 0 | 0 | 0 | 0 | 0 | 0 | 0 | 0 | 0 | 0 | 0 | 0 | 0 | 0 | 0 | 0 | 0 | 0 | 0 | 0 | 0 | 0 | 0 | 0 | 0 | 0 | 0 | 0
SCE Total Roll-up E3 Calculator - With Carbon Adder | [17 empty] | System | #N/A | [21 empty] | 0 | 0 | 0 | 0 | 0 | 0 | 0 | 0 | 0 | 0 | 0 | 0 | 0 | 0 | 0 | 0 | 0 | 0 | 0 | 0 | 0 | 0 | 0 | 0 | 0 | 0 | 0 | 0 | 0
SCE Total Roll-up E3 Calculator - With Carbon Adder | [17 empty] | System | #N/A | [21 empty] | 0 | 0 | 0 | 0 | 0 | 0 | 0 | 0 | 0 | 0 | 0 | 0 | 0 | 0 | 0 | 0 | 0 | 0 | 0 | 0 | 0 | 0 | 0 | 0 | 0 | 0 | 0 | 0 | 0
SCE Total Roll-up E3 Calculator - With Carbon Adder | [17 empty] | System | #N/A | [21 empty] | 0 | 0 | 0 | 0 | 0 | 0 | 0 | 0 | 0 | 0 | 0 | 0 | 0 | 0 | 0 | 0 | 0 | 0 | 0 | 0 | 0 | 0 | 0 | 0 | 0 | 0 | 0 | 0 | 0
SCE Total Roll-up E3 Calculator - With Carbon Adder | [17 empty] | System | #N/A | [21 empty] | 0 | 0 | 0 | 0 | 0 | 0 | 0 | 0 | 0 | 0 | 0 | 0 | 0 | 0 | 0 | 0 | 0 | 0 | 0 | 0 | 0 | 0 | 0 | 0 | 0 | 0 | 0 | 0 | 0
SCE Total Roll-up E3 Calculator - With Carbon Adder | [17 empty] | System | #N/A | [21 empty] | 0 | 0 | 0 | 0 | 0 | 0 | 0 | 0 | 0 | 0 | 0 | 0 | 0 | 0 | 0 | 0 | 0 | 0 | 0 | 0 | 0 | 0 | 0 | 0 | 0 | 0 | 0 | 0 | 0
SCE Total Roll-up E3 Calculator - With Carbon Adder | [17 empty] | System | #N/A | [21 empty] | 0 | 0 | 0 | 0 | 0 | 0 | 0 | 0 | 0 | 0 | 0 | 0 | 0 | 0 | 0 | 0 | 0 | 0 | 0 | 0 | 0 | 0 | 0 | 0 | 0 | 0 | 0 | 0 | 0
SCE Total Roll-up E3 Calculator - With Carbon Adder | [17 empty] | System | #N/A | [21 empty] | 0 | 0 | 0 | 0 | 0 | 0 | 0 | 0 | 0 | 0 | 0 | 0 | 0 | 0 | 0 | 0 | 0 | 0 | 0 | 0 | 0 | 0 | 0 | 0 | 0 | 0 | 0 | 0 | 0
SCE Total Roll-up E3 Calculator - With Carbon Adder | [17 empty] | System | #N/A | [21 empty] | 0 | 0 | 0 | 0 | 0 | 0 | 0 | 0 | 0 | 0 | 0 | 0 | 0 | 0 | 0 | 0 | 0 | 0 | 0 | 0 | 0 | 0 | 0 | 0 | 0 | 0 | 0 | 0 | 0
SCE Total Roll-up E3 Calculator - With Carbon Adder | [17 empty] | System | #N/A | [21 empty] | 0 | 0 | 0 | 0 | 0 | 0 | 0 | 0 | 0 | 0 | 0 | 0 | 0 | 0 | 0 | 0 | 0 | 0 | 0 | 0 | 0 | 0 | 0 | 0 | 0 | 0 | 0 | 0 | 0
SCE Total Roll-up E3 Calculator - With Carbon Adder | [17 empty] | System | #N/A | [21 empty] | 0 | 0 | 0 | 0 | 0 | 0 | 0 | 0 | 0 | 0 | 0 | 0 | 0 | 0 | 0 | 0 | 0 | 0 | 0 | 0 | 0 | 0 | 0 | 0 | 0 | 0 | 0 | 0 | 0
SCE Total Roll-up E3 Calculator - With Carbon Adder | [17 empty] | System | #N/A | [21 empty] | 0 | 0 | 0 | 0 | 0 | 0 | 0 | 0 | 0 | 0 | 0 | 0 | 0 | 0 | 0 | 0 | 0 | 0 | 0 | 0 | 0 | 0 | 0 | 0 | 0 | 0 | 0 | 0 | 0
SCE Total Roll-up E3 Calculator - With Carbon Adder | [17 empty] | System | #N/A | [21 empty] | 0 | 0 | 0 | 0 | 0 | 0 | 0 | 0 | 0 | 0 | 0 | 0 | 0 | 0 | 0 | 0 | 0 | 0 | 0 | 0 | 0 | 0 | 0 | 0 | 0 | 0 | 0 | 0 | 0
SCE Total Roll-up E3 Calculator - With Carbon Adder | [17 empty] | System | #N/A | [21 empty] | 0 | 0 | 0 | 0 | 0 | 0 | 0 | 0 | 0 | 0 | 0 | 0 | 0 | 0 | 0 | 0 | 0 | 0 | 0 | 0 | 0 | 0 | 0 | 0 | 0 | 0 | 0 | 0 | 0
SCE Total Roll-up E3 Calculator - With Carbon Adder | [17 empty] | System | #N/A | [21 empty] | 0 | 0 | 0 | 0 | 0 | 0 | 0 | 0 | 0 | 0 | 0 | 0 | 0 | 0 | 0 | 0 | 0 | 0 | 0 | 0 | 0 | 0 | 0 | 0 | 0 | 0 | 0 | 0 | 0
SCE Total Roll-up E3 Calculator - With Carbon Adder | [17 empty] | System | #N/A | [21 empty] | 0 | 0 | 0 | 0 | 0 | 0 | 0 | 0 | 0 | 0 | 0 | 0 | 0 | 0 | 0 | 0 | 0 | 0 | 0 | 0 | 0 | 0 | 0 | 0 | 0 | 0 | 0 | 0 | 0
SCE Total Roll-up E3 Calculator - With Carbon Adder | [17 empty] | System | #N/A | [21 empty] | 0 | 0 | 0 | 0 | 0 | 0 | 0 | 0 | 0 | 0 | 0 | 0 | 0 | 0 | 0 | 0 | 0 | 0 | 0 | 0 | 0 | 0 | 0 | 0 | 0 | 0 | 0 | 0 | 0
SCE Total Roll-up E3 Calculator - With Carbon Adder | [17 empty] | System | #N/A | [21 empty] | 0 | 0 | 0 | 0 | 0 | 0 | 0 | 0 | 0 | 0 | 0 | 0 | 0 | 0 | 0 | 0 | 0 | 0 | 0 | 0 | 0 | 0 | 0 | 0 | 0 | 0 | 0 | 0 | 0
SCE Total Roll-up E3 Calculator - With Carbon Adder | [17 empty] | System | #N/A | [21 empty] | 0 | 0 | 0 | 0 | 0 | 0 | 0 | 0 | 0 | 0 | 0 | 0 | 0 | 0 | 0 | 0 | 0 | 0 | 0 | 0 | 0 | 0 | 0 | 0 | 0 | 0 | 0 | 0 | 0
SCE Total Roll-up E3 Calculator - With Carbon Adder | [17 empty] | System | #N/A | [21 empty] | 0 | 0 | 0 | 0 | 0 | 0 | 0 | 0 | 0 | 0 | 0 | 0 | 0 | 0 | 0 | 0 | 0 | 0 | 0 | 0 | 0 | 0 | 0 | 0 | 0 | 0 | 0 | 0 | 0
SCE Total Roll-up E3 Calculator - With Carbon Adder | [17 empty] | System | #N/A | [21 empty] | 0 | 0 | 0 | 0 | 0 | 0 | 0 | 0 | 0 | 0 | 0 | 0 | 0 | 0 | 0 | 0 | 0 | 0 | 0 | 0 | 0 | 0 | 0 | 0 | 0 | 0 | 0 | 0 | 0
SCE Total Roll-up E3 Calculator - With Carbon Adder | [17 empty] | System | #N/A | [21 empty] | 0 | 0 | 0 | 0 | 0 | 0 | 0 | 0 | 0 | 0 | 0 | 0 | 0 | 0 | 0 | 0 | 0 | 0 | 0 | 0 | 0 | 0 | 0 | 0 | 0 | 0 | 0 | 0 | 0
SCE Total Roll-up E3 Calculator - With Carbon Adder | [17 empty] | System | #N/A | [21 empty] | 0 | 0 | 0 | 0 | 0 | 0 | 0 | 0 | 0 | 0 | 0 | 0 | 0 | 0 | 0 | 0 | 0 | 0 | 0 | 0 | 0 | 0 | 0 | 0 | 0 | 0 | 0 | 0 | 0
SCE Total Roll-up E3 Calculator - With Carbon Adder | [17 empty] | System | #N/A | [21 empty] | 0 | 0 | 0 | 0 | 0 | 0 | 0 | 0 | 0 | 0 | 0 | 0 | 0 | 0 | 0 | 0 | 0 | 0 | 0 | 0 | 0 | 0 | 0 | 0 | 0 | 0 | 0 | 0 | 0
SCE Total Roll-up E3 Calculator - With Carbon Adder | [17 empty] | System | #N/A | [21 empty] | 0 | 0 | 0 | 0 | 0 | 0 | 0 | 0 | 0 | 0 | 0 | 0 | 0 | 0 | 0 | 0 | 0 | 0 | 0 | 0 | 0 | 0 | 0 | 0 | 0 | 0 | 0 | 0 | 0
SCE Total Roll-up E3 Calculator - With Carbon Adder | [17 empty] | System | #N/A | [21 empty] | 0 | 0 | 0 | 0 | 0 | 0 | 0 | 0 | 0 | 0 | 0 | 0 | 0 | 0 | 0 | 0 | 0 | 0 | 0 | 0 | 0 | 0 | 0 | 0 | 0 | 0 | 0 | 0 | 0
SCE Total Roll-up E3 Calculator - With Carbon Adder | [17 empty] | System | #N/A | [21 empty] | 0 | 0 | 0 | 0 | 0 | 0 | 0 | 0 | 0 | 0 | 0 | 0 | 0 | 0 | 0 | 0 | 0 | 0 | 0 | 0 | 0 | 0 | 0 | 0 | 0 | 0 | 0 | 0 | 0
SCE Total Roll-up E3 Calculator - With Carbon Adder | [6 empty] | 0 | [10 empty] | System | #N/A | [10 empty] | #N/A | [10 empty] | 0 | 0 | 0 | 0 | 0 | 0 | 0 | 0 | 0 | 0 | 0 | 0 | 0 | 0 | 0 | 0 | 0 | 0 | 0 | 0 | 0 | 0 | 0 | 0 | 0 | 0 | 0 | 0 | 0
SCE Total Roll-up E3 Calculator - With Carbon Adder | [6 empty] | 0 | [10 empty] | System | #N/A | [10 empty] | #N/A | [10 empty] | 0 | 0 | 0 | 0 | 0 | 0 | 0 | 0 | 0 | 0 | 0 | 0 | 0 | 0 | 0 | 0 | 0 | 0 | 0 | 0 | 0 | 0 | 0 | 0 | 0 | 0 | 0 | 0 | 0
SCE Total Roll-up E3 Calculator - With Carbon Adder | [6 empty] | 0 | [10 empty] | System | #N/A | [10 empty] | #N/A | [10 empty] | 0 | 0 | 0 | 0 | 0 | 0 | 0 | 0 | 0 | 0 | 0 | 0 | 0 | 0 | 0 | 0 | 0 | 0 | 0 | 0 | 0 | 0 | 0 | 0 | 0 | 0 | 0 | 0 | 0
SCE Total Roll-up E3 Calculator - With Carbon Adder | [6 empty] | 0 | [10 empty] | System | #N/A | [10 empty] | #N/A | [10 empty] | 0 | 0 | 0 | 0 | 0 | 0 | 0 | 0 | 0 | 0 | 0 | 0 | 0 | 0 | 0 | 0 | 0 | 0 | 0 | 0 | 0 | 0 | 0 | 0 | 0 | 0 | 0 | 0 | 0
SCE Total Roll-up E3 Calculator - With Carbon Adder | [6 empty] | 0 | [10 empty] | System | #N/A | [10 empty] | #N/A | [10 empty] | 0 | 0 | 0 | 0 | 0 | 0 | 0 | 0 | 0 | 0 | 0 | 0 | 0 | 0 | 0 | 0 | 0 | 0 | 0 | 0 | 0 | 0 | 0 | 0 | 0 | 0 | 0 | 0 | 0
SCE Total Roll-up E3 Calculator - With Carbon Adder | [6 empty] | 0 | [10 empty] | System | #N/A | [10 empty] | #N/A | [10 empty] | 0 | 0 | 0 | 0 | 0 | 0 | 0 | 0 | 0 | 0 | 0 | 0 | 0 | 0 | 0 | 0 | 0 | 0 | 0 | 0 | 0 | 0 | 0 | 0 | 0 | 0 | 0 | 0 | 0
SCE Total Roll-up E3 Calculator - With Carbon Adder | [6 empty] | 0 | [10 empty] | System | #N/A | [10 empty] | #N/A | [10 empty] | 0 | 0 | 0 | 0 | 0 | 0 | 0 | 0 | 0 | 0 | 0 | 0 | 0 | 0 | 0 | 0 | 0 | 0 | 0 | 0 | 0 | 0 | 0 | 0 | 0 | 0 | 0 | 0 | 0
SCE Total Roll-up E3 Calculator - With Carbon Adder | [6 empty] | 0 | [10 empty] | System | #N/A | [10 empty] | #N/A | [10 empty] | 0 | 0 | 0 | 0 | 0 | 0 | 0 | 0 | 0 | 0 | 0 | 0 | 0 | 0 | 0 | 0 | 0 | 0 | 0 | 0 | 0 | 0 | 0 | 0 | 0 | 0 | 0 | 0 | 0
SCE Total Roll-up E3 Calculator - With Carbon Adder | [6 empty] | 0 | [10 empty] | System | #N/A | [10 empty] | #N/A | [10 empty] | 0 | 0 | 0 | 0 | 0 | 0 | 0 | 0 | 0 | 0 | 0 | 0 | 0 | 0 | 0 | 0 | 0 | 0 | 0 | 0 | 0 | 0 | 0 | 0 | 0 | 0 | 0 | 0 | 0
SCE Total Roll-up E3 Calculator - With Carbon Adder | [6 empty] | 0 | [10 empty] | System | #N/A | [10 empty] | #N/A | [10 empty] | 0 | 0 | 0 | 0 | 0 | 0 | 0 | 0 | 0 | 0 | 0 | 0 | 0 | 0 | 0 | 0 | 0 | 0 | 0 | 0 | 0 | 0 | 0 | 0 | 0 | 0 | 0 | 0 | 0
SCE Total Roll-up E3 Calculator - With Carbon Adder | [6 empty] | 0 | [10 empty] | System | #N/A | [10 empty] | #N/A | [10 empty] | 0 | 0 | 0 | 0 | 0 | 0 | 0 | 0 | 0 | 0 | 0 | 0 | 0 | 0 | 0 | 0 | 0 | 0 | 0 | 0 | 0 | 0 | 0 | 0 | 0 | 0 | 0 | 0 | 0
SCE Total Roll-up E3 Calculator - With Carbon Adder | [6 empty] | 0 | [10 empty] | System | #N/A | [10 empty] | #N/A | [10 empty] | 0 | 0 | 0 | 0 | 0 | 0 | 0 | 0 | 0 | 0 | 0 | 0 | 0 | 0 | 0 | 0 | 0 | 0 | 0 | 0 | 0 | 0 | 0 | 0 | 0 | 0 | 0 | 0 | 0
SCE Total Roll-up E3 Calculator - With Carbon Adder | [6 empty] | 0 | [10 empty] | System | #N/A | [10 empty] | #N/A | [10 empty] | 0 | 0 | 0 | 0 | 0 | 0 | 0 | 0 | 0 | 0 | 0 | 0 | 0 | 0 | 0 | 0 | 0 | 0 | 0 | 0 | 0 | 0 | 0 | 0 | 0 | 0 | 0 | 0 | 0
SCE Total Roll-up E3 Calculator - With Carbon Adder | [6 empty] | 0 | [10 empty] | System | #N/A | [10 empty] | #N/A | [10 empty] | 0 | 0 | 0 | 0 | 0 | 0 | 0 | 0 | 0 | 0 | 0 | 0 | 0 | 0 | 0 | 0 | 0 | 0 | 0 | 0 | 0 | 0 | 0 | 0 | 0 | 0 | 0 | 0 | 0
SCE Total Roll-up E3 Calculator - With Carbon Adder | [6 empty] | 0 | [10 empty] | System | #N/A | [10 empty] | #N/A | [10 empty] | 0 | 0 | 0 | 0 | 0 | 0 | 0 | 0 | 0 | 0 | 0 | 0 | 0 | 0 | 0 | 0 | 0 | 0 | 0 | 0 | 0 | 0 | 0 | 0 | 0 | 0 | 0 | 0 | 0
SCE Total Roll-up E3 Calculator - With Carbon Adder | [6 empty] | 0 | [10 empty] | System | #N/A | [10 empty] | #N/A | [10 empty] | 0 | 0 | 0 | 0 | 0 | 0 | 0 | 0 | 0 | 0 | 0 | 0 | 0 | 0 | 0 | 0 | 0 | 0 | 0 | 0 | 0 | 0 | 0 | 0 | 0 | 0 | 0 | 0 | 0
SCE Total Roll-up E3 Calculator - With Carbon Adder | [6 empty] | 0 | [10 empty] | System | #N/A | [10 empty] | #N/A | [10 empty] | 0 | 0 | 0 | 0 | 0 | 0 | 0 | 0 | 0 | 0 | 0 | 0 | 0 | 0 | 0 | 0 | 0 | 0 | 0 | 0 | 0 | 0 | 0 | 0 | 0 | 0 | 0 | 0 | 0
SCE Total Roll-up E3 Calculator - With Carbon Adder | [6 empty] | 0 | [10 empty] | System | #N/A | [10 empty] | #N/A | [10 empty] | 0 | 0 | 0 | 0 | 0 | 0 | 0 | 0 | 0 | 0 | 0 | 0 | 0 | 0 | 0 | 0 | 0 | 0 | 0 | 0 | 0 | 0 | 0 | 0 | 0 | 0 | 0 | 0 | 0
SCE Total Roll-up E3 Calculator - With Carbon Adder | [6 empty] | 0 | [10 empty] | System | #N/A | [10 empty] | #N/A | [10 empty] | 0 | 0 | 0 | 0 | 0 | 0 | 0 | 0 | 0 | 0 | 0 | 0 | 0 | 0 | 0 | 0 | 0 | 0 | 0 | 0 | 0 | 0 | 0 | 0 | 0 | 0 | 0 | 0 | 0
SCE Total Roll-up E3 Calculator - With Carbon Adder | [6 empty] | 0 | [10 empty] | System | #N/A | [10 empty] | #N/A | [10 empty] | 0 | 0 | 0 | 0 | 0 | 0 | 0 | 0 | 0 | 0 | 0 | 0 | 0 | 0 | 0 | 0 | 0 | 0 | 0 | 0 | 0 | 0 | 0 | 0 | 0 | 0 | 0 | 0 | 0
SCE Total Roll-up E3 Calculator - With Carbon Adder | [6 empty] | 0 | [10 empty] | System | #N/A | [10 empty] | #N/A | [10 empty] | 0 | 0 | 0 | 0 | 0 | 0 | 0 | 0 | 0 | 0 | 0 | 0 | 0 | 0 | 0 | 0 | 0 | 0 | 0 | 0 | 0 | 0 | 0 | 0 | 0 | 0 | 0 | 0 | 0
SCE Total Roll-up E3 Calculator - With Carbon Adder | [6 empty] | 0 | [10 empty] | System | #N/A | [10 empty] | #N/A | [10 empty] | 0 | 0 | 0 | 0 | 0 | 0 | 0 | 0 | 0 | 0 | 0 | 0 | 0 | 0 | 0 | 0 | 0 | 0 | 0 | 0 | 0 | 0 | 0 | 0 | 0 | 0 | 0 | 0 | 0
SCE Total Roll-up E3 Calculator - With Carbon Adder | [6 empty] | 0 | [10 empty] | System | #N/A | [10 empty] | #N/A | [10 empty] | 0 | 0 | 0 | 0 | 0 | 0 | 0 | 0 | 0 | 0 | 0 | 0 | 0 | 0 | 0 | 0 | 0 | 0 | 0 | 0 | 0 | 0 | 0 | 0 | 0 | 0 | 0 | 0 | 0
SCE Total Roll-up E3 Calculator - With Carbon Adder | [6 empty] | 0 | [10 empty] | System | #N/A | [10 empty] | #N/A | [10 empty] | 0 | 0 | 0 | 0 | 0 | 0 | 0 | 0 | 0 | 0 | 0 | 0 | 0 | 0 | 0 | 0 | 0 | 0 | 0 | 0 | 0 | 0 | 0 | 0 | 0 | 0 | 0 | 0 | 0
SCE Total Roll-up E3 Calculator - With Carbon Adder | [6 empty] | 0 | [10 empty] | System | #N/A | [10 empty] | #N/A | [10 empty] | 0 | 0 | 0 | 0 | 0 | 0 | 0 | 0 | 0 | 0 | 0 | 0 | 0 | 0 | 0 | 0 | 0 | 0 | 0 | 0 | 0 | 0 | 0 | 0 | 0 | 0 | 0 | 0 | 0
SCE Total Roll-up E3 Calculator - With Carbon Adder | [6 empty] | 0 | [10 empty] | System | #N/A | [10 empty] | #N/A | [10 empty] | 0 | 0 | 0 | 0 | 0 | 0 | 0 | 0 | 0 | 0 | 0 | 0 | 0 | 0 | 0 | 0 | 0 | 0 | 0 | 0 | 0 | 0 | 0 | 0 | 0 | 0 | 0 | 0 | 0
SCE Total Roll-up E3 Calculator - With Carbon Adder | [6 empty] | 0 | [10 empty] | System | #N/A | [10 empty] | #N/A | [10 empty] | 0 | 0 | 0 | 0 | 0 | 0 | 0 | 0 | 0 | 0 | 0 | 0 | 0 | 0 | 0 | 0 | 0 | 0 | 0 | 0 | 0 | 0 | 0 | 0 | 0 | 0 | 0 | 0 | 0
SCE Total Roll-up E3 Calculator - With Carbon Adder | [6 empty] | 0 | [10 empty] | System | #N/A | [10 empty] | #N/A | [10 empty] | 0 | 0 | 0 | 0 | 0 | 0 | 0 | 0 | 0 | 0 | 0 | 0 | 0 | 0 | 0 | 0 | 0 | 0 | 0 | 0 | 0 | 0 | 0 | 0 | 0 | 0 | 0 | 0 | 0
SCE Total Roll-up E3 Calculator - With Carbon Adder | [6 empty] | 0 | [10 empty] | System | #N/A | [10 empty] | #N/A | [10 empty] | 0 | 0 | 0 | 0 | 0 | 0 | 0 | 0 | 0 | 0 | 0 | 0 | 0 | 0 | 0 | 0 | 0 | 0 | 0 | 0 | 0 | 0 | 0 | 0 | 0 | 0 | 0 | 0 | 0
SCE Total Roll-up E3 Calculator - With Carbon Adder | [6 empty] | 0 | [10 empty] | System | #N/A | [10 empty] | #N/A | [10 empty] | 0 | 0 | 0 | 0 | 0 | 0 | 0 | 0 | 0 | 0 | 0 | 0 | 0 | 0 | 0 | 0 | 0 | 0 | 0 | 0 | 0 | 0 | 0 | 0 | 0 | 0 | 0 | 0 | 0
SCE Total Roll-up E3 Calculator - With Carbon Adder | [6 empty] | 0 | [10 empty] | System | #N/A | [10 empty] | #N/A | [10 empty] | 0 | 0 | 0 | 0 | 0 | 0 | 0 | 0 | 0 | 0 | 0 | 0 | 0 | 0 | 0 | 0 | 0 | 0 | 0 | 0 | 0 | 0 | 0 | 0 | 0 | 0 | 0 | 0 | 0
SCE Total Roll-up E3 Calculator - With Carbon Adder | [6 empty] | 0 | [10 empty] | System | #N/A | [10 empty] | #N/A | [10 empty] | 0 | 0 | 0 | 0 | 0 | 0 | 0 | 0 | 0 | 0 | 0 | 0 | 0 | 0 | 0 | 0 | 0 | 0 | 0 | 0 | 0 | 0 | 0 | 0 | 0 | 0 | 0 | 0 | 0
SCE Total Roll-up E3 Calculator - With Carbon Adder | [6 empty] | 0 | [10 empty] | System | #N/A | [10 empty] | #N/A | [10 empty] | 0 | 0 | 0 | 0 | 0 | 0 | 0 | 0 | 0 | 0 | 0 | 0 | 0 | 0 | 0 | 0 | 0 | 0 | 0 | 0 | 0 | 0 | 0 | 0 | 0 | 0 | 0 | 0 | 0
SCE Total Roll-up E3 Calculator - With Carbon Adder | [6 empty] | 0 | [10 empty] | System | #N/A | [10 empty] | #N/A | [10 empty] | 0 | 0 | 0 | 0 | 0 | 0 | 0 | 0 | 0 | 0 | 0 | 0 | 0 | 0 | 0 | 0 | 0 | 0 | 0 | 0 | 0 | 0 | 0 | 0 | 0 | 0 | 0 | 0 | 0
SCE Total Roll-up E3 Calculator - With Carbon Adder | [6 empty] | 0 | [10 empty] | System | #N/A | [10 empty] | #N/A | [10 empty] | 0 | 0 | 0 | 0 | 0 | 0 | 0 | 0 | 0 | 0 | 0 | 0 | 0 | 0 | 0 | 0 | 0 | 0 | 0 | 0 | 0 | 0 | 0 | 0 | 0 | 0 | 0 | 0 | 0
SCE Total Roll-up E3 Calculator - With Carbon Adder | [6 empty] | 0 | [10 empty] | System | #N/A | [10 empty] | #N/A | [10 empty] | 0 | 0 | 0 | 0 | 0 | 0 | 0 | 0 | 0 | 0 | 0 | 0 | 0 | 0 | 0 | 0 | 0 | 0 | 0 | 0 | 0 | 0 | 0 | 0 | 0 | 0 | 0 | 0 | 0
SCE Total Roll-up E3 Calculator - With Carbon Adder | [6 empty] | 0 | [10 empty] | System | #N/A | [10 empty] | #N/A | [10 empty] | 0 | 0 | 0 | 0 | 0 | 0 | 0 | 0 | 0 | 0 | 0 | 0 | 0 | 0 | 0 | 0 | 0 | 0 | 0 | 0 | 0 | 0 | 0 | 0 | 0 | 0 | 0 | 0 | 0
SCE Total Roll-up E3 Calculator - With Carbon Adder | [6 empty] | 0 | [10 empty] | System | #N/A | [10 empty] | #N/A | [10 empty] | 0 | 0 | 0 | 0 | 0 | 0 | 0 | 0 | 0 | 0 | 0 | 0 | 0 | 0 | 0 | 0 | 0 | 0 | 0 | 0 | 0 | 0 | 0 | 0 | 0 | 0 | 0 | 0 | 0
SCE Total Roll-up E3 Calculator - With Carbon Adder | [6 empty] | 0 | [10 empty] | System | #N/A | [10 empty] | #N/A | [10 empty] | 0 | 0 | 0 | 0 | 0 | 0 | 0 | 0 | 0 | 0 | 0 | 0 | 0 | 0 | 0 | 0 | 0 | 0 | 0 | 0 | 0 | 0 | 0 | 0 | 0 | 0 | 0 | 0 | 0
SCE Total Roll-up E3 Calculator - With Carbon Adder | [6 empty] | 0 | [10 empty] | System | #N/A | [10 empty] | #N/A | [10 empty] | 0 | 0 | 0 | 0 | 0 | 0 | 0 | 0 | 0 | 0 | 0 | 0 | 0 | 0 | 0 | 0 | 0 | 0 | 0 | 0 | 0 | 0 | 0 | 0 | 0 | 0 | 0 | 0 | 0
SCE Total Roll-up E3 Calculator - With Carbon Adder | [6 empty] | 0 | [10 empty] | System | #N/A | [10 empty] | #N/A | [10 empty] | 0 | 0 | 0 | 0 | 0 | 0 | 0 | 0 | 0 | 0 | 0 | 0 | 0 | 0 | 0 | 0 | 0 | 0 | 0 | 0 | 0 | 0 | 0 | 0 | 0 | 0 | 0 | 0 | 0
SCE Total Roll-up E3 Calculator - With Carbon Adder | [6 empty] | 0 | [10 empty] | System | #N/A | [10 empty] | #N/A | [10 empty] | 0 | 0 | 0 | 0 | 0 | 0 | 0 | 0 | 0 | 0 | 0 | 0 | 0 | 0 | 0 | 0 | 0 | 0 | 0 | 0 | 0 | 0 | 0 | 0 | 0 | 0 | 0 | 0 | 0
SCE Total Roll-up E3 Calculator - With Carbon Adder | [6 empty] | 0 | [10 empty] | System | #N/A | [10 empty] | #N/A | [10 empty] | 0 | 0 | 0 | 0 | 0 | 0 | 0 | 0 | 0 | 0 | 0 | 0 | 0 | 0 | 0 | 0 | 0 | 0 | 0 | 0 | 0 | 0 | 0 | 0 | 0 | 0 | 0 | 0 | 0
SCE Total Roll-up E3 Calculator - With Carbon Adder | [6 empty] | 0 | [10 empty] | System | #N/A | [10 empty] | #N/A | [10 empty] | 0 | 0 | 0 | 0 | 0 | 0 | 0 | 0 | 0 | 0 | 0 | 0 | 0 | 0 | 0 | 0 | 0 | 0 | 0 | 0 | 0 | 0 | 0 | 0 | 0 | 0 | 0 | 0 | 0
SCE Total Roll-up E3 Calculator - With Carbon Adder | [6 empty] | 0 | [10 empty] | System | #N/A | [10 empty] | #N/A | [10 empty] | 0 | 0 | 0 | 0 | 0 | 0 | 0 | 0 | 0 | 0 | 0 | 0 | 0 | 0 | 0 | 0 | 0 | 0 | 0 | 0 | 0 | 0 | 0 | 0 | 0 | 0 | 0 | 0 | 0
SCE Total Roll-up E3 Calculator - With Carbon Adder | [6 empty] | 0 | [10 empty] | System | #N/A | [10 empty] | #N/A | [10 empty] | 0 | 0 | 0 | 0 | 0 | 0 | 0 | 0 | 0 | 0 | 0 | 0 | 0 | 0 | 0 | 0 | 0 | 0 | 0 | 0 | 0 | 0 | 0 | 0 | 0 | 0 | 0 | 0 | 0
SCE Total Roll-up E3 Calculator - With Carbon Adder | [6 empty] | 0 | [10 empty] | System | #N/A | [10 empty] | #N/A | [10 empty] | 0 | 0 | 0 | 0 | 0 | 0 | 0 | 0 | 0 | 0 | 0 | 0 | 0 | 0 | 0 | 0 | 0 | 0 | 0 | 0 | 0 | 0 | 0 | 0 | 0 | 0 | 0 | 0 | 0
SCE Total Roll-up E3 Calculator - With Carbon Adder | [6 empty] | 0 | [10 empty] | System | #N/A | [10 empty] | #N/A | [10 empty] | 0 | 0 | 0 | 0 | 0 | 0 | 0 | 0 | 0 | 0 | 0 | 0 | 0 | 0 | 0 | 0 | 0 | 0 | 0 | 0 | 0 | 0 | 0 | 0 | 0 | 0 | 0 | 0 | 0
SCE Total Roll-up E3 Calculator - With Carbon Adder | [6 empty] | 0 | [10 empty] | System | #N/A | [10 empty] | #N/A | [10 empty] | 0 | 0 | 0 | 0 | 0 | 0 | 0 | 0 | 0 | 0 | 0 | 0 | 0 | 0 | 0 | 0 | 0 | 0 | 0 | 0 | 0 | 0 | 0 | 0 | 0 | 0 | 0 | 0 | 0
SCE Total Roll-up E3 Calculator - With Carbon Adder | [6 empty] | 0 | [10 empty] | System | #N/A | [10 empty] | #N/A | [10 empty] | 0 | 0 | 0 | 0 | 0 | 0 | 0 | 0 | 0 | 0 | 0 | 0 | 0 | 0 | 0 | 0 | 0 | 0 | 0 | 0 | 0 | 0 | 0 | 0 | 0 | 0 | 0 | 0 | 0
SCE Total Roll-up E3 Calculator - With Carbon Adder | [6 empty] | 0 | [10 empty] | System | #N/A | [10 empty] | #N/A | [10 empty] | 0 | 0 | 0 | 0 | 0 | 0 | 0 | 0 | 0 | 0 | 0 | 0 | 0 | 0 | 0 | 0 | 0 | 0 | 0 | 0 | 0 | 0 | 0 | 0 | 0 | 0 | 0 | 0 | 0
SCE Total Roll-up E3 Calculator - With Carbon Adder | [6 empty] | 0 | [10 empty] | System | #N/A | [10 empty] | #N/A | [10 empty] | 0 | 0 | 0 | 0 | 0 | 0 | 0 | 0 | 0 | 0 | 0 | 0 | 0 | 0 | 0 | 0 | 0 | 0 | 0 | 0 | 0 | 0 | 0 | 0 | 0 | 0 | 0 | 0 | 0
SCE Total Roll-up E3 Calculator - With Carbon Adder | [6 empty] | 0 | [10 empty] | System | #N/A | [10 empty] | #N/A | [10 empty] | 0 | 0 | 0 | 0 | 0 | 0 | 0 | 0 | 0 | 0 | 0 | 0 | 0 | 0 | 0 | 0 | 0 | 0 | 0 | 0 | 0 | 0 | 0 | 0 | 0 | 0 | 0 | 0 | 0
SCE Total Roll-up E3 Calculator - With Carbon Adder | [6 empty] | 0 | [10 empty] | System | #N/A | [10 empty] | #N/A | [10 empty] | 0 | 0 | 0 | 0 | 0 | 0 | 0 | 0 | 0 | 0 | 0 | 0 | 0 | 0 | 0 | 0 | 0 | 0 | 0 | 0 | 0 | 0 | 0 | 0 | 0 | 0 | 0 | 0 | 0
SCE Total Roll-up E3 Calculator - With Carbon Adder | [6 empty] | 0 | [10 empty] | System | #N/A | [10 empty] | #N/A | [10 empty] | 0 | 0 | 0 | 0 | 0 | 0 | 0 | 0 | 0 | 0 | 0 | 0 | 0 | 0 | 0 | 0 | 0 | 0 | 0 | 0 | 0 | 0 | 0 | 0 | 0 | 0 | 0 | 0 | 0
SCE Total Roll-up E3 Calculator - With Carbon Adder | [6 empty] | 0 | [10 empty] | System | #N/A | [10 empty] | #N/A | [10 empty] | 0 | 0 | 0 | 0 | 0 | 0 | 0 | 0 | 0 | 0 | 0 | 0 | 0 | 0 | 0 | 0 | 0 | 0 | 0 | 0 | 0 | 0 | 0 | 0 | 0 | 0 | 0 | 0 | 0
SCE Total Roll-up E3 Calculator - With Carbon Adder | [6 empty] | 0 | [10 empty] | System | #N/A | [10 empty] | #N/A | [10 empty] | 0 | 0 | 0 | 0 | 0 | 0 | 0 | 0 | 0 | 0 | 0 | 0 | 0 | 0 | 0 | 0 | 0 | 0 | 0 | 0 | 0 | 0 | 0 | 0 | 0 | 0 | 0 | 0 | 0
SCE Total Roll-up E3 Calculator - With Carbon Adder | [6 empty] | 0 | [10 empty] | System | #N/A | [10 empty] | #N/A | [10 empty] | 0 | 0 | 0 | 0 | 0 | 0 | 0 | 0 | 0 | 0 | 0 | 0 | 0 | 0 | 0 | 0 | 0 | 0 | 0 | 0 | 0 | 0 | 0 | 0 | 0 | 0 | 0 | 0 | 0
SCE Total Roll-up E3 Calculator - With Carbon Adder | [6 empty] | 0 | [10 empty] | System | #N/A | [10 empty] | #N/A | [10 empty] | 0 | 0 | 0 | 0 | 0 | 0 | 0 | 0 | 0 | 0 | 0 | 0 | 0 | 0 | 0 | 0 | 0 | 0 | 0 | 0 | 0 | 0 | 0 | 0 | 0 | 0 | 0 | 0 | 0
SCE Total Roll-up E3 Calculator - With Carbon Adder | [6 empty] | 0 | [10 empty] | System | #N/A | [10 empty] | #N/A | [10 empty] | 0 | 0 | 0 | 0 | 0 | 0 | 0 | 0 | 0 | 0 | 0 | 0 | 0 | 0 | 0 | 0 | 0 | 0 | 0 | 0 | 0 | 0 | 0 | 0 | 0 | 0 | 0 | 0 | 0
SCE Total Roll-up E3 Calculator - With Carbon Adder | [6 empty] | 0 | [10 empty] | System | #N/A | [10 empty] | #N/A | [10 empty] | 0 | 0 | 0 | 0 | 0 | 0 | 0 | 0 | 0 | 0 | 0 | 0 | 0 | 0 | 0 | 0 | 0 | 0 | 0 | 0 | 0 | 0 | 0 | 0 | 0 | 0 | 0 | 0 | 0
SCE Total Roll-up E3 Calculator - With Carbon Adder | [6 empty] | 0 | [10 empty] | System | #N/A | [10 empty] | #N/A | [10 empty] | 0 | 0 | 0 | 0 | 0 | 0 | 0 | 0 | 0 | 0 | 0 | 0 | 0 | 0 | 0 | 0 | 0 | 0 | 0 | 0 | 0 | 0 | 0 | 0 | 0 | 0 | 0 | 0 | 0
SCE Total Roll-up E3 Calculator - With Carbon Adder | [6 empty] | 0 | [10 empty] | System | #N/A | [10 empty] | #N/A | [10 empty] | 0 | 0 | 0 | 0 | 0 | 0 | 0 | 0 | 0 | 0 | 0 | 0 | 0 | 0 | 0 | 0 | 0 | 0 | 0 | 0 | 0 | 0 | 0 | 0 | 0 | 0 | 0 | 0 | 0
SCE Total Roll-up E3 Calculator - With Carbon Adder | [6 empty] | 0 | [10 empty] | System | #N/A | [10 empty] | #N/A | [10 empty] | 0 | 0 | 0 | 0 | 0 | 0 | 0 | 0 | 0 | 0 | 0 | 0 | 0 | 0 | 0 | 0 | 0 | 0 | 0 | 0 | 0 | 0 | 0 | 0 | 0 | 0 | 0 | 0 | 0
SCE Total Roll-up E3 Calculator - With Carbon Adder | [6 empty] | 0 | [10 empty] | System | #N/A | [10 empty] | #N/A | [10 empty] | 0 | 0 | 0 | 0 | 0 | 0 | 0 | 0 | 0 | 0 | 0 | 0 | 0 | 0 | 0 | 0 | 0 | 0 | 0 | 0 | 0 | 0 | 0 | 0 | 0 | 0 | 0 | 0 | 0
SCE Total Roll-up E3 Calculator - With Carbon Adder | [6 empty] | 0 | [10 empty] | System | #N/A | [10 empty] | #N/A | [10 empty] | 0 | 0 | 0 | 0 | 0 | 0 | 0 | 0 | 0 | 0 | 0 | 0 | 0 | 0 | 0 | 0 | 0 | 0 | 0 | 0 | 0 | 0 | 0 | 0 | 0 | 0 | 0 | 0 | 0
SCE Total Roll-up E3 Calculator - With Carbon Adder | [6 empty] | 0 | [10 empty] | System | #N/A | [10 empty] | #N/A | [10 empty] | 0 | 0 | 0 | 0 | 0 | 0 | 0 | 0 | 0 | 0 | 0 | 0 | 0 | 0 | 0 | 0 | 0 | 0 | 0 | 0 | 0 | 0 | 0 | 0 | 0 | 0 | 0 | 0 | 0
SCE Total Roll-up E3 Calculator - With Carbon Adder | [6 empty] | 0 | [10 empty] | System | #N/A | [10 empty] | #N/A | [10 empty] | 0 | 0 | 0 | 0 | 0 | 0 | 0 | 0 | 0 | 0 | 0 | 0 | 0 | 0 | 0 | 0 | 0 | 0 | 0 | 0 | 0 | 0 | 0 | 0 | 0 | 0 | 0 | 0 | 0
SCE Total Roll-up E3 Calculator - With Carbon Adder | [6 empty] | 0 | [10 empty] | System | #N/A | [10 empty] | #N/A | [10 empty] | 0 | 0 | 0 | 0 | 0 | 0 | 0 | 0 | 0 | 0 | 0 | 0 | 0 | 0 | 0 | 0 | 0 | 0 | 0 | 0 | 0 | 0 | 0 | 0 | 0 | 0 | 0 | 0 | 0
SCE Total Roll-up E3 Calculator - With Carbon Adder | [6 empty] | 0 | [10 empty] | System | #N/A | [10 empty] | #N/A | [10 empty] | 0 | 0 | 0 | 0 | 0 | 0 | 0 | 0 | 0 | 0 | 0 | 0 | 0 | 0 | 0 | 0 | 0 | 0 | 0 | 0 | 0 | 0 | 0 | 0 | 0 | 0 | 0 | 0 | 0
SCE Total Roll-up E3 Calculator - With Carbon Adder | [6 empty] | 0 | [10 empty] | System | #N/A | [10 empty] | #N/A | [10 empty] | 0 | 0 | 0 | 0 | 0 | 0 | 0 | 0 | 0 | 0 | 0 | 0 | 0 | 0 | 0 | 0 | 0 | 0 | 0 | 0 | 0 | 0 | 0 | 0 | 0 | 0 | 0 | 0 | 0
SCE Total Roll-up E3 Calculator - With Carbon Adder | [6 empty] | 0 | [10 empty] | System | #N/A | [10 empty] | #N/A | [10 empty] | 0 | 0 | 0 | 0 | 0 | 0 | 0 | 0 | 0 | 0 | 0 | 0 | 0 | 0 | 0 | 0 | 0 | 0 | 0 | 0 | 0 | 0 | 0 | 0 | 0 | 0 | 0 | 0 | 0
SCE Total Roll-up E3 Calculator - With Carbon Adder | [6 empty] | 0 | [10 empty] | System | #N/A | [10 empty] | #N/A | [10 empty] | 0 | 0 | 0 | 0 | 0 | 0 | 0 | 0 | 0 | 0 | 0 | 0 | 0 | 0 | 0 | 0 | 0 | 0 | 0 | 0 | 0 | 0 | 0 | 0 | 0 | 0 | 0 | 0 | 0
SCE Total Roll-up E3 Calculator - With Carbon Adder | [6 empty] | 0 | [10 empty] | System | #N/A | [10 empty] | #N/A | [10 empty] | 0 | 0 | 0 | 0 | 0 | 0 | 0 | 0 | 0 | 0 | 0 | 0 | 0 | 0 | 0 | 0 | 0 | 0 | 0 | 0 | 0 | 0 | 0 | 0 | 0 | 0 | 0 | 0 | 0
SCE Total Roll-up E3 Calculator - With Carbon Adder | [6 empty] | 0 | [10 empty] | System | #N/A | [10 empty] | #N/A | [10 empty] | 0 | 0 | 0 | 0 | 0 | 0 | 0 | 0 | 0 | 0 | 0 | 0 | 0 | 0 | 0 | 0 | 0 | 0 | 0 | 0 | 0 | 0 | 0 | 0 | 0 | 0 | 0 | 0 | 0
SCE Total Roll-up E3 Calculator - With Carbon Adder | [6 empty] | 0 | [10 empty] | System | #N/A | [10 empty] | #N/A | [10 empty] | 0 | 0 | 0 | 0 | 0 | 0 | 0 | 0 | 0 | 0 | 0 | 0 | 0 | 0 | 0 | 0 | 0 | 0 | 0 | 0 | 0 | 0 | 0 | 0 | 0 | 0 | 0 | 0 | 0
SCE Total Roll-up E3 Calculator - With Carbon Adder | [6 empty] | 0 | [10 empty] | System | #N/A | [10 empty] | #N/A | [10 empty] | 0 | 0 | 0 | 0 | 0 | 0 | 0 | 0 | 0 | 0 | 0 | 0 | 0 | 0 | 0 | 0 | 0 | 0 | 0 | 0 | 0 | 0 | 0 | 0 | 0 | 0 | 0 | 0 | 0
SCE Total Roll-up E3 Calculator - With Carbon Adder | [6 empty] | 0 | [10 empty] | System | #N/A | [10 empty] | #N/A | [10 empty] | 0 | 0 | 0 | 0 | 0 | 0 | 0 | 0 | 0 | 0 | 0 | 0 | 0 | 0 | 0 | 0 | 0 | 0 | 0 | 0 | 0 | 0 | 0 | 0 | 0 | 0 | 0 | 0 | 0
SCE Total Roll-up E3 Calculator - With Carbon Adder | [6 empty] | 0 | [10 empty] | System | #N/A | [10 empty] | #N/A | [10 empty] | 0 | 0 | 0 | 0 | 0 | 0 | 0 | 0 | 0 | 0 | 0 | 0 | 0 | 0 | 0 | 0 | 0 | 0 | 0 | 0 | 0 | 0 | 0 | 0 | 0 | 0 | 0 | 0 | 0
SCE Total Roll-up E3 Calculator - With Carbon Adder | [6 empty] | 0 | [10 empty] | System | #N/A | [10 empty] | #N/A | [10 empty] | 0 | 0 | 0 | 0 | 0 | 0 | 0 | 0 | 0 | 0 | 0 | 0 | 0 | 0 | 0 | 0 | 0 | 0 | 0 | 0 | 0 | 0 | 0 | 0 | 0 | 0 | 0 | 0 | 0
SCE Total Roll-up E3 Calculator - With Carbon Adder | [6 empty] | 0 | [10 empty] | System | #N/A | [10 empty] | #N/A | [10 empty] | 0 | 0 | 0 | 0 | 0 | 0 | 0 | 0 | 0 | 0 | 0 | 0 | 0 | 0 | 0 | 0 | 0 | 0 | 0 | 0 | 0 | 0 | 0 | 0 | 0 | 0 | 0 | 0 | 0
SCE Total Roll-up E3 Calculator - With Carbon Adder | [6 empty] | 0 | [10 empty] | System | #N/A | [10 empty] | #N/A | [10 empty] | 0 | 0 | 0 | 0 | 0 | 0 | 0 | 0 | 0 | 0 | 0 | 0 | 0 | 0 | 0 | 0 | 0 | 0 | 0 | 0 | 0 | 0 | 0 | 0 | 0 | 0 | 0 | 0 | 0
SCE Total Roll-up E3 Calculator - With Carbon Adder | [6 empty] | 0 | [10 empty] | System | #N/A | [10 empty] | #N/A | [10 empty] | 0 | 0 | 0 | 0 | 0 | 0 | 0 | 0 | 0 | 0 | 0 | 0 | 0 | 0 | 0 | 0 | 0 | 0 | 0 | 0 | 0 | 0 | 0 | 0 | 0 | 0 | 0 | 0 | 0
SCE Total Roll-up E3 Calculator - With Carbon Adder | [6 empty] | 0 | [10 empty] | System | #N/A | [10 empty] | #N/A | [10 empty] | 0 | 0 | 0 | 0 | 0 | 0 | 0 | 0 | 0 | 0 | 0 | 0 | 0 | 0 | 0 | 0 | 0 | 0 | 0 | 0 | 0 | 0 | 0 | 0 | 0 | 0 | 0 | 0 | 0
SCE Total Roll-up E3 Calculator - With Carbon Adder | [6 empty] | 0 | [10 empty] | System | #N/A | [10 empty] | #N/A | [10 empty] | 0 | 0 | 0 | 0 | 0 | 0 | 0 | 0 | 0 | 0 | 0 | 0 | 0 | 0 | 0 | 0 | 0 | 0 | 0 | 0 | 0 | 0 | 0 | 0 | 0 | 0 | 0 | 0 | 0
SCE Total Roll-up E3 Calculator - With Carbon Adder | [6 empty] | 0 | [10 empty] | System | #N/A | [10 empty] | #N/A | [10 empty] | 0 | 0 | 0 | 0 | 0 | 0 | 0 | 0 | 0 | 0 | 0 | 0 | 0 | 0 | 0 | 0 | 0 | 0 | 0 | 0 | 0 | 0 | 0 | 0 | 0 | 0 | 0 | 0 | 0
SCE Total Roll-up E3 Calculator - With Carbon Adder | [6 empty] | 0 | [10 empty] | System | #N/A | [10 empty] | #N/A | [10 empty] | 0 | 0 | 0 | 0 | 0 | 0 | 0 | 0 | 0 | 0 | 0 | 0 | 0 | 0 | 0 | 0 | 0 | 0 | 0 | 0 | 0 | 0 | 0 | 0 | 0 | 0 | 0 | 0 | 0
SCE Total Roll-up E3 Calculator - With Carbon Adder | [6 empty] | 0 | [10 empty] | System | #N/A | [10 empty] | #N/A | [10 empty] | 0 | 0 | 0 | 0 | 0 | 0 | 0 | 0 | 0 | 0 | 0 | 0 | 0 | 0 | 0 | 0 | 0 | 0 | 0 | 0 | 0 | 0 | 0 | 0 | 0 | 0 | 0 | 0 | 0
SCE Total Roll-up E3 Calculator - With Carbon Adder | [6 empty] | 0 | [10 empty] | System | #N/A | [10 empty] | #N/A | [10 empty] | 0 | 0 | 0 | 0 | 0 | 0 | 0 | 0 | 0 | 0 | 0 | 0 | 0 | 0 | 0 | 0 | 0 | 0 | 0 | 0 | 0 | 0 | 0 | 0 | 0 | 0 | 0 | 0 | 0
SCE Total Roll-up E3 Calculator - With Carbon Adder | [6 empty] | 0 | [10 empty] | System | #N/A | [10 empty] | #N/A | [10 empty] | 0 | 0 | 0 | 0 | 0 | 0 | 0 | 0 | 0 | 0 | 0 | 0 | 0 | 0 | 0 | 0 | 0 | 0 | 0 | 0 | 0 | 0 | 0 | 0 | 0 | 0 | 0 | 0 | 0
SCE Total Roll-up E3 Calculator - With Carbon Adder | [6 empty] | 0 | [10 empty] | System | #N/A | [10 empty] | #N/A | [10 empty] | 0 | 0 | 0 | 0 | 0 | 0 | 0 | 0 | 0 | 0 | 0 | 0 | 0 | 0 | 0 | 0 | 0 | 0 | 0 | 0 | 0 | 0 | 0 | 0 | 0 | 0 | 0 | 0 | 0
SCE Total Roll-up E3 Calculator - With Carbon Adder | [6 empty] | 0 | [10 empty] | System | #N/A | [10 empty] | #N/A | [10 empty] | 0 | 0 | 0 | 0 | 0 | 0 | 0 | 0 | 0 | 0 | 0 | 0 | 0 | 0 | 0 | 0 | 0 | 0 | 0 | 0 | 0 | 0 | 0 | 0 | 0 | 0 | 0 | 0 | 0
SCE Total Roll-up E3 Calculator - With Carbon Adder | [6 empty] | 0 | [10 empty] | System | #N/A | [10 empty] | #N/A | [10 empty] | 0 | 0 | 0 | 0 | 0 | 0 | 0 | 0 | 0 | 0 | 0 | 0 | 0 | 0 | 0 | 0 | 0 | 0 | 0 | 0 | 0 | 0 | 0 | 0 | 0 | 0 | 0 | 0 | 0
SCE Total Roll-up E3 Calculator - With Carbon Adder | [6 empty] | 0 | [10 empty] | System | #N/A | [10 empty] | #N/A | [10 empty] | 0 | 0 | 0 | 0 | 0 | 0 | 0 | 0 | 0 | 0 | 0 | 0 | 0 | 0 | 0 | 0 | 0 | 0 | 0 | 0 | 0 | 0 | 0 | 0 | 0 | 0 | 0 | 0 | 0
SCE Total Roll-up E3 Calculator - With Carbon Adder | [6 empty] | 0 | [10 empty] | System | #N/A | [10 empty] | #N/A | [10 empty] | 0 | 0 | 0 | 0 | 0 | 0 | 0 | 0 | 0 | 0 | 0 | 0 | 0 | 0 | 0 | 0 | 0 | 0 | 0 | 0 | 0 | 0 | 0 | 0 | 0 | 0 | 0 | 0 | 0
SCE Total Roll-up E3 Calculator - With Carbon Adder | [6 empty] | 0 | [10 empty] | System | #N/A | [10 empty] | #N/A | [10 empty] | 0 | 0 | 0 | 0 | 0 | 0 | 0 | 0 | 0 | 0 | 0 | 0 | 0 | 0 | 0 | 0 | 0 | 0 | 0 | 0 | 0 | 0 | 0 | 0 | 0 | 0 | 0 | 0 | 0
SCE Total Roll-up E3 Calculator - With Carbon Adder | [6 empty] | 0 | [10 empty] | System | #N/A | [10 empty] | #N/A | [10 empty] | 0 | 0 | 0 | 0 | 0 | 0 | 0 | 0 | 0 | 0 | 0 | 0 | 0 | 0 | 0 | 0 | 0 | 0 | 0 | 0 | 0 | 0 | 0 | 0 | 0 | 0 | 0 | 0 | 0
SCE Total Roll-up E3 Calculator - With Carbon Adder | [6 empty] | 0 | [10 empty] | System | #N/A | [10 empty] | #N/A | [10 empty] | 0 | 0 | 0 | 0 | 0 | 0 | 0 | 0 | 0 | 0 | 0 | 0 | 0 | 0 | 0 | 0 | 0 | 0 | 0 | 0 | 0 | 0 | 0 | 0 | 0 | 0 | 0 | 0 | 0
SCE Total Roll-up E3 Calculator - With Carbon Adder | [6 empty] | 0 | [10 empty] | System | #N/A | [10 empty] | #N/A | [10 empty] | 0 | 0 | 0 | 0 | 0 | 0 | 0 | 0 | 0 | 0 | 0 | 0 | 0 | 0 | 0 | 0 | 0 | 0 | 0 | 0 | 0 | 0 | 0 | 0 | 0 | 0 | 0 | 0 | 0
SCE Total Roll-up E3 Calculator - With Carbon Adder | [6 empty] | 0 | [10 empty] | System | #N/A | [10 empty] | #N/A | [10 empty] | 0 | 0 | 0 | 0 | 0 | 0 | 0 | 0 | 0 | 0 | 0 | 0 | 0 | 0 | 0 | 0 | 0 | 0 | 0 | 0 | 0 | 0 | 0 | 0 | 0 | 0 | 0 | 0 | 0
SCE Total Roll-up E3 Calculator - With Carbon Adder | [6 empty] | 0 | [10 empty] | System | #N/A | [10 empty] | #N/A | [10 empty] | 0 | 0 | 0 | 0 | 0 | 0 | 0 | 0 | 0 | 0 | 0 | 0 | 0 | 0 | 0 | 0 | 0 | 0 | 0 | 0 | 0 | 0 | 0 | 0 | 0 | 0 | 0 | 0 | 0
SCE Total Roll-up E3 Calculator - With Carbon Adder | [6 empty] | 0 | [10 empty] | System | #N/A | [10 empty] | #N/A | [10 empty] | 0 | 0 | 0 | 0 | 0 | 0 | 0 | 0 | 0 | 0 | 0 | 0 | 0 | 0 | 0 | 0 | 0 | 0 | 0 | 0 | 0 | 0 | 0 | 0 | 0 | 0 | 0 | 0 | 0
SCE Total Roll-up E3 Calculator - With Carbon Adder | [6 empty] | 0 | [10 empty] | System | #N/A | [10 empty] | #N/A | [10 empty] | 0 | 0 | 0 | 0 | 0 | 0 | 0 | 0 | 0 | 0 | 0 | 0 | 0 | 0 | 0 | 0 | 0 | 0 | 0 | 0 | 0 | 0 | 0 | 0 | 0 | 0 | 0 | 0 | 0
SCE Total Roll-up E3 Calculator - With Carbon Adder | [6 empty] | 0 | [10 empty] | System | #N/A | [10 empty] | #N/A | [10 empty] | 0 | 0 | 0 | 0 | 0 | 0 | 0 | 0 | 0 | 0 | 0 | 0 | 0 | 0 | 0 | 0 | 0 | 0 | 0 | 0 | 0 | 0 | 0 | 0 | 0 | 0 | 0 | 0 | 0
SCE Total Roll-up E3 Calculator - With Carbon Adder | [6 empty] | 0 | [10 empty] | System | #N/A | [10 empty] | #N/A | [10 empty] | 0 | 0 | 0 | 0 | 0 | 0 | 0 | 0 | 0 | 0 | 0 | 0 | 0 | 0 | 0 | 0 | 0 | 0 | 0 | 0 | 0 | 0 | 0 | 0 | 0 | 0 | 0 | 0 | 0
SCE Total Roll-up E3 Calculator - With Carbon Adder | [6 empty] | 0 | [10 empty] | System | #N/A | [10 empty] | #N/A | [10 empty] | 0 | 0 | 0 | 0 | 0 | 0 | 0 | 0 | 0 | 0 | 0 | 0 | 0 | 0 | 0 | 0 | 0 | 0 | 0 | 0 | 0 | 0 | 0 | 0 | 0 | 0 | 0 | 0 | 0
SCE Total Roll-up E3 Calculator - With Carbon Adder | [6 empty] | 0 | [10 empty] | System | #N/A | [10 empty] | #N/A | [10 empty] | 0 | 0 | 0 | 0 | 0 | 0 | 0 | 0 | 0 | 0 | 0 | 0 | 0 | 0 | 0 | 0 | 0 | 0 | 0 | 0 | 0 | 0 | 0 | 0 | 0 | 0 | 0 | 0 | 0
SCE Total Roll-up E3 Calculator - With Carbon Adder | [6 empty] | 0 | [10 empty] | System | #N/A | [10 empty] | #N/A | [10 empty] | 0 | 0 | 0 | 0 | 0 | 0 | 0 | 0 | 0 | 0 | 0 | 0 | 0 | 0 | 0 | 0 | 0 | 0 | 0 | 0 | 0 | 0 | 0 | 0 | 0 | 0 | 0 | 0 | 0
SCE Total Roll-up E3 Calculator - With Carbon Adder | [6 empty] | 0 | [10 empty] | System | #N/A | [10 empty] | #N/A | [10 empty] | 0 | 0 | 0 | 0 | 0 | 0 | 0 | 0 | 0 | 0 | 0 | 0 | 0 | 0 | 0 | 0 | 0 | 0 | 0 | 0 | 0 | 0 | 0 | 0 | 0 | 0 | 0 | 0 | 0
SCE Total Roll-up E3 Calculator - With Carbon Adder | [6 empty] | 0 | [10 empty] | System | #N/A | [10 empty] | #N/A | [10 empty] | 0 | 0 | 0 | 0 | 0 | 0 | 0 | 0 | 0 | 0 | 0 | 0 | 0 | 0 | 0 | 0 | 0 | 0 | 0 | 0 | 0 | 0 | 0 | 0 | 0 | 0 | 0 | 0 | 0
SCE Total Roll-up E3 Calculator - With Carbon Adder | [6 empty] | 0 | [10 empty] | System | #N/A | [10 empty] | #N/A | [10 empty] | 0 | 0 | 0 | 0 | 0 | 0 | 0 | 0 | 0 | 0 | 0 | 0 | 0 | 0 | 0 | 0 | 0 | 0 | 0 | 0 | 0 | 0 | 0 | 0 | 0 | 0 | 0 | 0 | 0
SCE Total Roll-up E3 Calculator - With Carbon Adder | [6 empty] | 0 | [10 empty] | System | #N/A | [10 empty] | #N/A | [10 empty] | 0 | 0 | 0 | 0 | 0 | 0 | 0 | 0 | 0 | 0 | 0 | 0 | 0 | 0 | 0 | 0 | 0 | 0 | 0 | 0 | 0 | 0 | 0 | 0 | 0 | 0 | 0 | 0 | 0
SCE Total Roll-up E3 Calculator - With Carbon Adder | [6 empty] | 0 | [10 empty] | System | #N/A | [10 empty] | #N/A | [10 empty] | 0 | 0 | 0 | 0 | 0 | 0 | 0 | 0 | 0 | 0 | 0 | 0 | 0 | 0 | 0 | 0 | 0 | 0 | 0 | 0 | 0 | 0 | 0 | 0 | 0 | 0 | 0 | 0 | 0
SCE Total Roll-up E3 Calculator - With Carbon Adder | [6 empty] | 0 | [10 empty] | System | #N/A | [10 empty] | #N/A | [10 empty] | 0 | 0 | 0 | 0 | 0 | 0 | 0 | 0 | 0 | 0 | 0 | 0 | 0 | 0 | 0 | 0 | 0 | 0 | 0 | 0 | 0 | 0 | 0 | 0 | 0 | 0 | 0 | 0 | 0
SCE Total Roll-up E3 Calculator - With Carbon Adder | [6 empty] | 0 | [10 empty] | System | #N/A | [10 empty] | #N/A | [10 empty] | 0 | 0 | 0 | 0 | 0 | 0 | 0 | 0 | 0 | 0 | 0 | 0 | 0 | 0 | 0 | 0 | 0 | 0 | 0 | 0 | 0 | 0 | 0 | 0 | 0 | 0 | 0 | 0 | 0
SCE Total Roll-up E3 Calculator - With Carbon Adder | [6 empty] | 0 | [10 empty] | System | #N/A | [10 empty] | #N/A | [10 empty] | 0 | 0 | 0 | 0 | 0 | 0 | 0 | 0 | 0 | 0 | 0 | 0 | 0 | 0 | 0 | 0 | 0 | 0 | 0 | 0 | 0 | 0 | 0 | 0 | 0 | 0 | 0 | 0 | 0
SCE Total Roll-up E3 Calculator - With Carbon Adder | [6 empty] | 0 | [10 empty] | System | #N/A | [10 empty] | #N/A | [10 empty] | 0 | 0 | 0 | 0 | 0 | 0 | 0 | 0 | 0 | 0 | 0 | 0 | 0 | 0 | 0 | 0 | 0 | 0 | 0 | 0 | 0 | 0 | 0 | 0 | 0 | 0 | 0 | 0 | 0
SCE Total Roll-up E3 Calculator - With Carbon Adder | [6 empty] | 0 | [10 empty] | System | #N/A | [10 empty] | #N/A | [10 empty] | 0 | 0 | 0 | 0 | 0 | 0 | 0 | 0 | 0 | 0 | 0 | 0 | 0 | 0 | 0 | 0 | 0 | 0 | 0 | 0 | 0 | 0 | 0 | 0 | 0 | 0 | 0 | 0 | 0
SCE Total Roll-up E3 Calculator - With Carbon Adder | [6 empty] | 0 | [10 empty] | System | #N/A | [10 empty] | #N/A | [10 empty] | 0 | 0 | 0 | 0 | 0 | 0 | 0 | 0 | 0 | 0 | 0 | 0 | 0 | 0 | 0 | 0 | 0 | 0 | 0 | 0 | 0 | 0 | 0 | 0 | 0 | 0 | 0 | 0 | 0
SCE Total Roll-up E3 Calculator - With Carbon Adder | [6 empty] | 0 | [10 empty] | System | #N/A | [10 empty] | #N/A | [10 empty] | 0 | 0 | 0 | 0 | 0 | 0 | 0 | 0 | 0 | 0 | 0 | 0 | 0 | 0 | 0 | 0 | 0 | 0 | 0 | 0 | 0 | 0 | 0 | 0 | 0 | 0 | 0 | 0 | 0
SCE Total Roll-up E3 Calculator - With Carbon Adder | [6 empty] | 0 | [10 empty] | System | #N/A | [10 empty] | #N/A | [10 empty] | 0 | 0 | 0 | 0 | 0 | 0 | 0 | 0 | 0 | 0 | 0 | 0 | 0 | 0 | 0 | 0 | 0 | 0 | 0 | 0 | 0 | 0 | 0 | 0 | 0 | 0 | 0 | 0 | 0
SCE Total Roll-up E3 Calculator - With Carbon Adder | [6 empty] | 0 | [10 empty] | System | #N/A | [10 empty] | #N/A | [10 empty] | 0 | 0 | 0 | 0 | 0 | 0 | 0 | 0 | 0 | 0 | 0 | 0 | 0 | 0 | 0 | 0 | 0 | 0 | 0 | 0 | 0 | 0 | 0 | 0 | 0 | 0 | 0 | 0 | 0
SCE Total Roll-up E3 Calculator - With Carbon Adder | [6 empty] | 0 | [10 empty] | System | #N/A | [10 empty] | #N/A | [10 empty] | 0 | 0 | 0 | 0 | 0 | 0 | 0 | 0 | 0 | 0 | 0 | 0 | 0 | 0 | 0 | 0 | 0 | 0 | 0 | 0 | 0 | 0 | 0 | 0 | 0 | 0 | 0 | 0 | 0
SCE Total Roll-up E3 Calculator - With Carbon Adder | [6 empty] | 0 | [10 empty] | System | #N/A | [10 empty] | #N/A | [10 empty] | 0 | 0 | 0 | 0 | 0 | 0 | 0 | 0 | 0 | 0 | 0 | 0 | 0 | 0 | 0 | 0 | 0 | 0 | 0 | 0 | 0 | 0 | 0 | 0 | 0 | 0 | 0 | 0 | 0
SCE Total Roll-up E3 Calculator - With Carbon Adder | [6 empty] | 0 | [10 empty] | System | #N/A | [10 empty] | #N/A | [10 empty] | 0 | 0 | 0 | 0 | 0 | 0 | 0 | 0 | 0 | 0 | 0 | 0 | 0 | 0 | 0 | 0 | 0 | 0 | 0 | 0 | 0 | 0 | 0 | 0 | 0 | 0 | 0 | 0 | 0
SCE Total Roll-up E3 Calculator - With Carbon Adder | [6 empty] | 0 | [10 empty] | System | #N/A | [10 empty] | #N/A | [10 empty] | 0 | 0 | 0 | 0 | 0 | 0 | 0 | 0 | 0 | 0 | 0 | 0 | 0 | 0 | 0 | 0 | 0 | 0 | 0 | 0 | 0 | 0 | 0 | 0 | 0 | 0 | 0 | 0 | 0
SCE Total Roll-up E3 Calculator - With Carbon Adder | [6 empty] | 0 | [10 empty] | System | #N/A | [10 empty] | #N/A | [10 empty] | 0 | 0 | 0 | 0 | 0 | 0 | 0 | 0 | 0 | 0 | 0 | 0 | 0 | 0 | 0 | 0 | 0 | 0 | 0 | 0 | 0 | 0 | 0 | 0 | 0 | 0 | 0 | 0 | 0
SCE Total Roll-up E3 Calculator - With Carbon Adder | [6 empty] | 0 | [10 empty] | System | #N/A | [10 empty] | #N/A | [10 empty] | 0 | 0 | 0 | 0 | 0 | 0 | 0 | 0 | 0 | 0 | 0 | 0 | 0 | 0 | 0 | 0 | 0 | 0 | 0 | 0 | 0 | 0 | 0 | 0 | 0 | 0 | 0 | 0 | 0
SCE Total Roll-up E3 Calculator - With Carbon Adder | [6 empty] | 0 | [10 empty] | System | #N/A | [10 empty] | #N/A | [10 empty] | 0 | 0 | 0 | 0 | 0 | 0 | 0 | 0 | 0 | 0 | 0 | 0 | 0 | 0 | 0 | 0 | 0 | 0 | 0 | 0 | 0 | 0 | 0 | 0 | 0 | 0 | 0 | 0 | 0
SCE Total Roll-up E3 Calculator - With Carbon Adder | [6 empty] | 0 | [10 empty] | System | #N/A | [10 empty] | #N/A | [10 empty] | 0 | 0 | 0 | 0 | 0 | 0 | 0 | 0 | 0 | 0 | 0 | 0 | 0 | 0 | 0 | 0 | 0 | 0 | 0 | 0 | 0 | 0 | 0 | 0 | 0 | 0 | 0 | 0 | 0
SCE Total Roll-up E3 Calculator - With Carbon Adder | [6 empty] | 0 | [10 empty] | System | #N/A | [10 empty] | #N/A | [10 empty] | 0 | 0 | 0 | 0 | 0 | 0 | 0 | 0 | 0 | 0 | 0 | 0 | 0 | 0 | 0 | 0 | 0 | 0 | 0 | 0 | 0 | 0 | 0 | 0 | 0 | 0 | 0 | 0 | 0
SCE Total Roll-up E3 Calculator - With Carbon Adder | [6 empty] | 0 | [10 empty] | System | #N/A | [10 empty] | #N/A | [10 empty] | 0 | 0 | 0 | 0 | 0 | 0 | 0 | 0 | 0 | 0 | 0 | 0 | 0 | 0 | 0 | 0 | 0 | 0 | 0 | 0 | 0 | 0 | 0 | 0 | 0 | 0 | 0 | 0 | 0
SCE Total Roll-up E3 Calculator - With Carbon Adder | [6 empty] | 0 | [10 empty] | System | #N/A | [10 empty] | #N/A | [10 empty] | 0 | 0 | 0 | 0 | 0 | 0 | 0 | 0 | 0 | 0 | 0 | 0 | 0 | 0 | 0 | 0 | 0 | 0 | 0 | 0 | 0 | 0 | 0 | 0 | 0 | 0 | 0 | 0 | 0
SCE Total Roll-up E3 Calculator - With Carbon Adder | [6 empty] | 0 | [10 empty] | System | #N/A | [10 empty] | #N/A | [10 empty] | 0 | 0 | 0 | 0 | 0 | 0 | 0 | 0 | 0 | 0 | 0 | 0 | 0 | 0 | 0 | 0 | 0 | 0 | 0 | 0 | 0 | 0 | 0 | 0 | 0 | 0 | 0 | 0 | 0
SCE Total Roll-up E3 Calculator - With Carbon Adder | [6 empty] | 0 | [10 empty] | System | #N/A | [10 empty] | #N/A | [10 empty] | 0 | 0 | 0 | 0 | 0 | 0 | 0 | 0 | 0 | 0 | 0 | 0 | 0 | 0 | 0 | 0 | 0 | 0 | 0 | 0 | 0 | 0 | 0 | 0 | 0 | 0 | 0 | 0 | 0
SCE Total Roll-up E3 Calculator - With Carbon Adder | [6 empty] | 0 | [10 empty] | System | #N/A | [10 empty] | #N/A | [10 empty] | 0 | 0 | 0 | 0 | 0 | 0 | 0 | 0 | 0 | 0 | 0 | 0 | 0 | 0 | 0 | 0 | 0 | 0 | 0 | 0 | 0 | 0 | 0 | 0 | 0 | 0 | 0 | 0 | 0
SCE Total Roll-up E3 Calculator - With Carbon Adder | [6 empty] | 0 | [10 empty] | System | #N/A | [10 empty] | #N/A | [10 empty] | 0 | 0 | 0 | 0 | 0 | 0 | 0 | 0 | 0 | 0 | 0 | 0 | 0 | 0 | 0 | 0 | 0 | 0 | 0 | 0 | 0 | 0 | 0 | 0 | 0 | 0 | 0 | 0 | 0
SCE Total Roll-up E3 Calculator - With Carbon Adder | [6 empty] | 0 | [10 empty] | System | #N/A | [10 empty] | #N/A | [10 empty] | 0 | 0 | 0 | 0 | 0 | 0 | 0 | 0 | 0 | 0 | 0 | 0 | 0 | 0 | 0 | 0 | 0 | 0 | 0 | 0 | 0 | 0 | 0 | 0 | 0 | 0 | 0 | 0 | 0
SCE Total Roll-up E3 Calculator - With Carbon Adder | [6 empty] | 0 | [10 empty] | System | #N/A | [10 empty] | #N/A | [10 empty] | 0 | 0 | 0 | 0 | 0 | 0 | 0 | 0 | 0 | 0 | 0 | 0 | 0 | 0 | 0 | 0 | 0 | 0 | 0 | 0 | 0 | 0 | 0 | 0 | 0 | 0 | 0 | 0 | 0
SCE Total Roll-up E3 Calculator - With Carbon Adder | [6 empty] | 0 | [10 empty] | System | #N/A | [10 empty] | #N/A | [10 empty] | 0 | 0 | 0 | 0 | 0 | 0 | 0 | 0 | 0 | 0 | 0 | 0 | 0 | 0 | 0 | 0 | 0 | 0 | 0 | 0 | 0 | 0 | 0 | 0 | 0 | 0 | 0 | 0 | 0
SCE Total Roll-up E3 Calculator - With Carbon Adder | [6 empty] | 0 | [10 empty] | System | #N/A | [10 empty] | #N/A | [10 empty] | 0 | 0 | 0 | 0 | 0 | 0 | 0 | 0 | 0 | 0 | 0 | 0 | 0 | 0 | 0 | 0 | 0 | 0 | 0 | 0 | 0 | 0 | 0 | 0 | 0 | 0 | 0 | 0 | 0
SCE Total Roll-up E3 Calculator - With Carbon Adder | [6 empty] | 0 | [10 empty] | System | #N/A | [10 empty] | #N/A | [10 empty] | 0 | 0 | 0 | 0 | 0 | 0 | 0 | 0 | 0 | 0 | 0 | 0 | 0 | 0 | 0 | 0 | 0 | 0 | 0 | 0 | 0 | 0 | 0 | 0 | 0 | 0 | 0 | 0 | 0
SCE Total Roll-up E3 Calculator - With Carbon Adder | [6 empty] | 0 | [10 empty] | System | #N/A | [10 empty] | #N/A | [10 empty] | 0 | 0 | 0 | 0 | 0 | 0 | 0 | 0 | 0 | 0 | 0 | 0 | 0 | 0 | 0 | 0 | 0 | 0 | 0 | 0 | 0 | 0 | 0 | 0 | 0 | 0 | 0 | 0 | 0
SCE Total Roll-up E3 Calculator - With Carbon Adder | [6 empty] | 0 | [10 empty] | System | #N/A | [10 empty] | #N/A | [10 empty] | 0 | 0 | 0 | 0 | 0 | 0 | 0 | 0 | 0 | 0 | 0 | 0 | 0 | 0 | 0 | 0 | 0 | 0 | 0 | 0 | 0 | 0 | 0 | 0 | 0 | 0 | 0 | 0 | 0
SCE Total Roll-up E3 Calculator - With Carbon Adder | [6 empty] | 0 | [10 empty] | System | #N/A | [10 empty] | #N/A | [10 empty] | 0 | 0 | 0 | 0 | 0 | 0 | 0 | 0 | 0 | 0 | 0 | 0 | 0 | 0 | 0 | 0 | 0 | 0 | 0 | 0 | 0 | 0 | 0 | 0 | 0 | 0 | 0 | 0 | 0
SCE Total Roll-up E3 Calculator - With Carbon Adder | [6 empty] | 0 | [10 empty] | System | #N/A | [10 empty] | #N/A | [10 empty] | 0 | 0 | 0 | 0 | 0 | 0 | 0 | 0 | 0 | 0 | 0 | 0 | 0 | 0 | 0 | 0 | 0 | 0 | 0 | 0 | 0 | 0 | 0 | 0 | 0 | 0 | 0 | 0 | 0
SCE Total Roll-up E3 Calculator - With Carbon Adder | [6 empty] | 0 | [10 empty] | System | #N/A | [10 empty] | #N/A | [10 empty] | 0 | 0 | 0 | 0 | 0 | 0 | 0 | 0 | 0 | 0 | 0 | 0 | 0 | 0 | 0 | 0 | 0 | 0 | 0 | 0 | 0 | 0 | 0 | 0 | 0 | 0 | 0 | 0 | 0
SCE Total Roll-up E3 Calculator - With Carbon Adder | [6 empty] | 0 | [10 empty] | System | #N/A | [10 empty] | #N/A | [10 empty] | 0 | 0 | 0 | 0 | 0 | 0 | 0 | 0 | 0 | 0 | 0 | 0 | 0 | 0 | 0 | 0 | 0 | 0 | 0 | 0 | 0 | 0 | 0 | 0 | 0 | 0 | 0 | 0 | 0
SCE Total Roll-up E3 Calculator - With Carbon Adder | [6 empty] | 0 | [10 empty] | System | #N/A | [10 empty] | #N/A | [10 empty] | 0 | 0 | 0 | 0 | 0 | 0 | 0 | 0 | 0 | 0 | 0 | 0 | 0 | 0 | 0 | 0 | 0 | 0 | 0 | 0 | 0 | 0 | 0 | 0 | 0 | 0 | 0 | 0 | 0
SCE Total Roll-up E3 Calculator - With Carbon Adder | [6 empty] | 0 | [10 empty] | System | #N/A | [10 empty] | #N/A | [10 empty] | 0 | 0 | 0 | 0 | 0 | 0 | 0 | 0 | 0 | 0 | 0 | 0 | 0 | 0 | 0 | 0 | 0 | 0 | 0 | 0 | 0 | 0 | 0 | 0 | 0 | 0 | 0 | 0 | 0
SCE Total Roll-up E3 Calculator - With Carbon Adder | [6 empty] | 0 | [10 empty] | System | #N/A | [10 empty] | #N/A | [10 empty] | 0 | 0 | 0 | 0 | 0 | 0 | 0 | 0 | 0 | 0 | 0 | 0 | 0 | 0 | 0 | 0 | 0 | 0 | 0 | 0 | 0 | 0 | 0 | 0 | 0 | 0 | 0 | 0 | 0
SCE Total Roll-up E3 Calculator - With Carbon Adder | [6 empty] | 0 | [10 empty] | System | #N/A | [10 empty] | #N/A | [10 empty] | 0 | 0 | 0 | 0 | 0 | 0 | 0 | 0 | 0 | 0 | 0 | 0 | 0 | 0 | 0 | 0 | 0 | 0 | 0 | 0 | 0 | 0 | 0 | 0 | 0 | 0 | 0 | 0 | 0
SCE Total Roll-up E3 Calculator - With Carbon Adder | [6 empty] | 0 | [10 empty] | System | #N/A | [10 empty] | #N/A | [10 empty] | 0 | 0 | 0 | 0 | 0 | 0 | 0 | 0 | 0 | 0 | 0 | 0 | 0 | 0 | 0 | 0 | 0 | 0 | 0 | 0 | 0 | 0 | 0 | 0 | 0 | 0 | 0 | 0 | 0
SCE Total Roll-up E3 Calculator - With Carbon Adder | [6 empty] | 0 | [10 empty] | System | #N/A | [10 empty] | #N/A | [10 empty] | 0 | 0 | 0 | 0 | 0 | 0 | 0 | 0 | 0 | 0 | 0 | 0 | 0 | 0 | 0 | 0 | 0 | 0 | 0 | 0 | 0 | 0 | 0 | 0 | 0 | 0 | 0 | 0 | 0
SCE Total Roll-up E3 Calculator - With Carbon Adder | [6 empty] | 0 | [10 empty] | System | #N/A | [10 empty] | #N/A | [10 empty] | 0 | 0 | 0 | 0 | 0 | 0 | 0 | 0 | 0 | 0 | 0 | 0 | 0 | 0 | 0 | 0 | 0 | 0 | 0 | 0 | 0 | 0 | 0 | 0 | 0 | 0 | 0 | 0 | 0
SCE Total Roll-up E3 Calculator - With Carbon Adder | [6 empty] | 0 | [10 empty] | System | #N/A | [10 empty] | #N/A | [10 empty] | 0 | 0 | 0 | 0 | 0 | 0 | 0 | 0 | 0 | 0 | 0 | 0 | 0 | 0 | 0 | 0 | 0 | 0 | 0 | 0 | 0 | 0 | 0 | 0 | 0 | 0 | 0 | 0 | 0
SCE Total Roll-up E3 Calculator - With Carbon Adder | [6 empty] | 0 | [10 empty] | System | #N/A | [10 empty] | #N/A | [10 empty] | 0 | 0 | 0 | 0 | 0 | 0 | 0 | 0 | 0 | 0 | 0 | 0 | 0 | 0 | 0 | 0 | 0 | 0 | 0 | 0 | 0 | 0 | 0 | 0 | 0 | 0 | 0 | 0 | 0
SCE Total Roll-up E3 Calculator - With Carbon Adder | [6 empty] | 0 | [10 empty] | System | #N/A | [10 empty] | #N/A | [10 empty] | 0 | 0 | 0 | 0 | 0 | 0 | 0 | 0 | 0 | 0 | 0 | 0 | 0 | 0 | 0 | 0 | 0 | 0 | 0 | 0 | 0 | 0 | 0 | 0 | 0 | 0 | 0 | 0 | 0
SCE Total Roll-up E3 Calculator - With Carbon Adder | [6 empty] | 0 | [10 empty] | System | #N/A | [10 empty] | #N/A | [10 empty] | 0 | 0 | 0 | 0 | 0 | 0 | 0 | 0 | 0 | 0 | 0 | 0 | 0 | 0 | 0 | 0 | 0 | 0 | 0 | 0 | 0 | 0 | 0 | 0 | 0 | 0 | 0 | 0 | 0
SCE Total Roll-up E3 Calculator - With Carbon Adder | [6 empty] | 0 | [10 empty] | System | #N/A | [10 empty] | #N/A | [10 empty] | 0 | 0 | 0 | 0 | 0 | 0 | 0 | 0 | 0 | 0 | 0 | 0 | 0 | 0 | 0 | 0 | 0 | 0 | 0 | 0 | 0 | 0 | 0 | 0 | 0 | 0 | 0 | 0 | 0
SCE Total Roll-up E3 Calculator - With Carbon Adder | [6 empty] | 0 | [10 empty] | System | #N/A | [10 empty] | #N/A | [10 empty] | 0 | 0 | 0 | 0 | 0 | 0 | 0 | 0 | 0 | 0 | 0 | 0 | 0 | 0 | 0 | 0 | 0 | 0 | 0 | 0 | 0 | 0 | 0 | 0 | 0 | 0 | 0 | 0 | 0
SCE Total Roll-up E3 Calculator - With Carbon Adder | [6 empty] | 0 | [10 empty] | System | #N/A | [10 empty] | #N/A | [10 empty] | 0 | 0 | 0 | 0 | 0 | 0 | 0 | 0 | 0 | 0 | 0 | 0 | 0 | 0 | 0 | 0 | 0 | 0 | 0 | 0 | 0 | 0 | 0 | 0 | 0 | 0 | 0 | 0 | 0
SCE Total Roll-up E3 Calculator - With Carbon Adder | [6 empty] | 0 | [10 empty] | System | #N/A | [10 empty] | #N/A | [10 empty] | 0 | 0 | 0 | 0 | 0 | 0 | 0 | 0 | 0 | 0 | 0 | 0 | 0 | 0 | 0 | 0 | 0 | 0 | 0 | 0 | 0 | 0 | 0 | 0 | 0 | 0 | 0 | 0 | 0
SCE Total Roll-up E3 Calculator - With Carbon Adder | [6 empty] | 0 | [10 empty] | System | #N/A | [10 empty] | #N/A | [10 empty] | 0 | 0 | 0 | 0 | 0 | 0 | 0 | 0 | 0 | 0 | 0 | 0 | 0 | 0 | 0 | 0 | 0 | 0 | 0 | 0 | 0 | 0 | 0 | 0 | 0 | 0 | 0 | 0 | 0
SCE Total Roll-up E3 Calculator - With Carbon Adder | [6 empty] | 0 | [10 empty] | System | #N/A | [10 empty] | #N/A | [10 empty] | 0 | 0 | 0 | 0 | 0 | 0 | 0 | 0 | 0 | 0 | 0 | 0 | 0 | 0 | 0 | 0 | 0 | 0 | 0 | 0 | 0 | 0 | 0 | 0 | 0 | 0 | 0 | 0 | 0
SCE Total Roll-up E3 Calculator - With Carbon Adder | [6 empty] | 0 | [10 empty] | System | #N/A | [10 empty] | #N/A | [10 empty] | 0 | 0 | 0 | 0 | 0 | 0 | 0 | 0 | 0 | 0 | 0 | 0 | 0 | 0 | 0 | 0 | 0 | 0 | 0 | 0 | 0 | 0 | 0 | 0 | 0 | 0 | 0 | 0 | 0
SCE Total Roll-up E3 Calculator - With Carbon Adder | [6 empty] | 0 | [10 empty] | System | #N/A | [10 empty] | #N/A | [10 empty] | 0 | 0 | 0 | 0 | 0 | 0 | 0 | 0 | 0 | 0 | 0 | 0 | 0 | 0 | 0 | 0 | 0 | 0 | 0 | 0 | 0 | 0 | 0 | 0 | 0 | 0 | 0 | 0 | 0
SCE Total Roll-up E3 Calculator - With Carbon Adder | [6 empty] | 0 | [10 empty] | System | #N/A | [10 empty] | #N/A | [10 empty] | 0 | 0 | 0 | 0 | 0 | 0 | 0 | 0 | 0 | 0 | 0 | 0 | 0 | 0 | 0 | 0 | 0 | 0 | 0 | 0 | 0 | 0 | 0 | 0 | 0 | 0 | 0 | 0 | 0
SCE Total Roll-up E3 Calculator - With Carbon Adder | [6 empty] | 0 | [10 empty] | System | #N/A | [10 empty] | #N/A | [10 empty] | 0 | 0 | 0 | 0 | 0 | 0 | 0 | 0 | 0 | 0 | 0 | 0 | 0 | 0 | 0 | 0 | 0 | 0 | 0 | 0 | 0 | 0 | 0 | 0 | 0 | 0 | 0 | 0 | 0
SCE Total Roll-up E3 Calculator - With Carbon Adder | [6 empty] | 0 | [10 empty] | System | #N/A | [10 empty] | #N/A | [10 empty] | 0 | 0 | 0 | 0 | 0 | 0 | 0 | 0 | 0 | 0 | 0 | 0 | 0 | 0 | 0 | 0 | 0 | 0 | 0 | 0 | 0 | 0 | 0 | 0 | 0 | 0 | 0 | 0 | 0
SCE Total Roll-up E3 Calculator - With Carbon Adder | [6 empty] | 0 | [10 empty] | System | #N/A | [10 empty] | #N/A | [10 empty] | 0 | 0 | 0 | 0 | 0 | 0 | 0 | 0 | 0 | 0 | 0 | 0 | 0 | 0 | 0 | 0 | 0 | 0 | 0 | 0 | 0 | 0 | 0 | 0 | 0 | 0 | 0 | 0 | 0
SCE Total Roll-up E3 Calculator - With Carbon Adder | [6 empty] | 0 | [10 empty] | System | #N/A | [10 empty] | #N/A | [10 empty] | 0 | 0 | 0 | 0 | 0 | 0 | 0 | 0 | 0 | 0 | 0 | 0 | 0 | 0 | 0 | 0 | 0 | 0 | 0 | 0 | 0 | 0 | 0 | 0 | 0 | 0 | 0 | 0 | 0
SCE Total Roll-up E3 Calculator - With Carbon Adder | [6 empty] | 0 | [10 empty] | System | #N/A | [10 empty] | #N/A | [10 empty] | 0 | 0 | 0 | 0 | 0 | 0 | 0 | 0 | 0 | 0 | 0 | 0 | 0 | 0 | 0 | 0 | 0 | 0 | 0 | 0 | 0 | 0 | 0 | 0 | 0 | 0 | 0 | 0 | 0
SCE Total Roll-up E3 Calculator - With Carbon Adder | [6 empty] | 0 | [10 empty] | System | #N/A | [10 empty] | #N/A | [10 empty] | 0 | 0 | 0 | 0 | 0 | 0 | 0 | 0 | 0 | 0 | 0 | 0 | 0 | 0 | 0 | 0 | 0 | 0 | 0 | 0 | 0 | 0 | 0 | 0 | 0 | 0 | 0 | 0 | 0
SCE Total Roll-up E3 Calculator - With Carbon Adder | [6 empty] | 0 | [10 empty] | System | #N/A | [10 empty] | #N/A | [10 empty] | 0 | 0 | 0 | 0 | 0 | 0 | 0 | 0 | 0 | 0 | 0 | 0 | 0 | 0 | 0 | 0 | 0 | 0 | 0 | 0 | 0 | 0 | 0 | 0 | 0 | 0 | 0 | 0 | 0
SCE Total Roll-up E3 Calculator - With Carbon Adder | [6 empty] | 0 | [10 empty] | System | #N/A | [10 empty] | #N/A | [10 empty] | 0 | 0 | 0 | 0 | 0 | 0 | 0 | 0 | 0 | 0 | 0 | 0 | 0 | 0 | 0 | 0 | 0 | 0 | 0 | 0 | 0 | 0 | 0 | 0 | 0 | 0 | 0 | 0 | 0
SCE Total Roll-up E3 Calculator - With Carbon Adder | [6 empty] | 0 | [10 empty] | System | #N/A | [10 empty] | #N/A | [10 empty] | 0 | 0 | 0 | 0 | 0 | 0 | 0 | 0 | 0 | 0 | 0 | 0 | 0 | 0 | 0 | 0 | 0 | 0 | 0 | 0 | 0 | 0 | 0 | 0 | 0 | 0 | 0 | 0 | 0
SCE Total Roll-up E3 Calculator - With Carbon Adder | [6 empty] | 0 | [10 empty] | System | #N/A | [10 empty] | #N/A | [10 empty] | 0 | 0 | 0 | 0 | 0 | 0 | 0 | 0 | 0 | 0 | 0 | 0 | 0 | 0 | 0 | 0 | 0 | 0 | 0 | 0 | 0 | 0 | 0 | 0 | 0 | 0 | 0 | 0 | 0
SCE Total Roll-up E3 Calculator - With Carbon Adder | [6 empty] | 0 | [10 empty] | System | #N/A | [10 empty] | #N/A | [10 empty] | 0 | 0 | 0 | 0 | 0 | 0 | 0 | 0 | 0 | 0 | 0 | 0 | 0 | 0 | 0 | 0 | 0 | 0 | 0 | 0 | 0 | 0 | 0 | 0 | 0 | 0 | 0 | 0 | 0
SCE Total Roll-up E3 Calculator - With Carbon Adder | [6 empty] | 0 | [10 empty] | System | #N/A | [10 empty] | #N/A | [10 empty] | 0 | 0 | 0 | 0 | 0 | 0 | 0 | 0 | 0 | 0 | 0 | 0 | 0 | 0 | 0 | 0 | 0 | 0 | 0 | 0 | 0 | 0 | 0 | 0 | 0 | 0 | 0 | 0 | 0
SCE Total Roll-up E3 Calculator - With Carbon Adder | [6 empty] | 0 | [10 empty] | System | #N/A | [10 empty] | #N/A | [10 empty] | 0 | 0 | 0 | 0 | 0 | 0 | 0 | 0 | 0 | 0 | 0 | 0 | 0 | 0 | 0 | 0 | 0 | 0 | 0 | 0 | 0 | 0 | 0 | 0 | 0 | 0 | 0 | 0 | 0
SCE Total Roll-up E3 Calculator - With Carbon Adder | [6 empty] | 0 | [10 empty] | System | #N/A | [10 empty] | #N/A | [10 empty] | 0 | 0 | 0 | 0 | 0 | 0 | 0 | 0 | 0 | 0 | 0 | 0 | 0 | 0 | 0 | 0 | 0 | 0 | 0 | 0 | 0 | 0 | 0 | 0 | 0 | 0 | 0 | 0 | 0
SCE Total Roll-up E3 Calculator - With Carbon Adder | [6 empty] | 0 | [10 empty] | System | #N/A | [10 empty] | #N/A | [10 empty] | 0 | 0 | 0 | 0 | 0 | 0 | 0 | 0 | 0 | 0 | 0 | 0 | 0 | 0 | 0 | 0 | 0 | 0 | 0 | 0 | 0 | 0 | 0 | 0 | 0 | 0 | 0 | 0 | 0
SCE Total Roll-up E3 Calculator - With Carbon Adder | [6 empty] | 0 | [10 empty] | System | #N/A | [10 empty] | #N/A | [10 empty] | 0 | 0 | 0 | 0 | 0 | 0 | 0 | 0 | 0 | 0 | 0 | 0 | 0 | 0 | 0 | 0 | 0 | 0 | 0 | 0 | 0 | 0 | 0 | 0 | 0 | 0 | 0 | 0 | 0
SCE Total Roll-up E3 Calculator - With Carbon Adder | [6 empty] | 0 | [10 empty] | System | #N/A | [10 empty] | #N/A | [10 empty] | 0 | 0 | 0 | 0 | 0 | 0 | 0 | 0 | 0 | 0 | 0 | 0 | 0 | 0 | 0 | 0 | 0 | 0 | 0 | 0 | 0 | 0 | 0 | 0 | 0 | 0 | 0 | 0 | 0
SCE Total Roll-up E3 Calculator - With Carbon Adder | [6 empty] | 0 | [10 empty] | System | #N/A | [10 empty] | #N/A | [10 empty] | 0 | 0 | 0 | 0 | 0 | 0 | 0 | 0 | 0 | 0 | 0 | 0 | 0 | 0 | 0 | 0 | 0 | 0 | 0 | 0 | 0 | 0 | 0 | 0 | 0 | 0 | 0 | 0 | 0
SCE Total Roll-up E3 Calculator - With Carbon Adder | [6 empty] | 0 | [10 empty] | System | #N/A | [10 empty] | #N/A | [10 empty] | 0 | 0 | 0 | 0 | 0 | 0 | 0 | 0 | 0 | 0 | 0 | 0 | 0 | 0 | 0 | 0 | 0 | 0 | 0 | 0 | 0 | 0 | 0 | 0 | 0 | 0 | 0 | 0 | 0
SCE Total Roll-up E3 Calculator - With Carbon Adder | [6 empty] | 0 | [10 empty] | System | #N/A | [10 empty] | #N/A | [10 empty] | 0 | 0 | 0 | 0 | 0 | 0 | 0 | 0 | 0 | 0 | 0 | 0 | 0 | 0 | 0 | 0 | 0 | 0 | 0 | 0 | 0 | 0 | 0 | 0 | 0 | 0 | 0 | 0 | 0
SCE Total Roll-up E3 Calculator - With Carbon Adder | [6 empty] | 0 | [10 empty] | System | #N/A | [10 empty] | #N/A | [10 empty] | 0 | 0 | 0 | 0 | 0 | 0 | 0 | 0 | 0 | 0 | 0 | 0 | 0 | 0 | 0 | 0 | 0 | 0 | 0 | 0 | 0 | 0 | 0 | 0 | 0 | 0 | 0 | 0 | 0
SCE Total Roll-up E3 Calculator - With Carbon Adder | [6 empty] | 0 | [10 empty] | System | #N/A | [10 empty] | #N/A | [10 empty] | 0 | 0 | 0 | 0 | 0 | 0 | 0 | 0 | 0 | 0 | 0 | 0 | 0 | 0 | 0 | 0 | 0 | 0 | 0 | 0 | 0 | 0 | 0 | 0 | 0 | 0 | 0 | 0 | 0
SCE Total Roll-up E3 Calculator - With Carbon Adder | [6 empty] | 0 | [10 empty] | System | #N/A | [10 empty] | #N/A | [10 empty] | 0 | 0 | 0 | 0 | 0 | 0 | 0 | 0 | 0 | 0 | 0 | 0 | 0 | 0 | 0 | 0 | 0 | 0 | 0 | 0 | 0 | 0 | 0 | 0 | 0 | 0 | 0 | 0 | 0
SCE Total Roll-up E3 Calculator - With Carbon Adder | [6 empty] | 0 | [10 empty] | System | #N/A | [10 empty] | #N/A | [10 empty] | 0 | 0 | 0 | 0 | 0 | 0 | 0 | 0 | 0 | 0 | 0 | 0 | 0 | 0 | 0 | 0 | 0 | 0 | 0 | 0 | 0 | 0 | 0 | 0 | 0 | 0 | 0 | 0 | 0
SCE Total Roll-up E3 Calculator - With Carbon Adder | [6 empty] | 0 | [10 empty] | System | #N/A | [10 empty] | #N/A | [10 empty] | 0 | 0 | 0 | 0 | 0 | 0 | 0 | 0 | 0 | 0 | 0 | 0 | 0 | 0 | 0 | 0 | 0 | 0 | 0 | 0 | 0 | 0 | 0 | 0 | 0 | 0 | 0 | 0 | 0
SCE Total Roll-up E3 Calculator - With Carbon Adder | [6 empty] | 0 | [10 empty] | System | #N/A | [10 empty] | #N/A | [10 empty] | 0 | 0 | 0 | 0 | 0 | 0 | 0 | 0 | 0 | 0 | 0 | 0 | 0 | 0 | 0 | 0 | 0 | 0 | 0 | 0 | 0 | 0 | 0 | 0 | 0 | 0 | 0 | 0 | 0
SCE Total Roll-up E3 Calculator - With Carbon Adder | [6 empty] | 0 | [10 empty] | System | #N/A | [10 empty] | #N/A | [10 empty] | 0 | 0 | 0 | 0 | 0 | 0 | 0 | 0 | 0 | 0 | 0 | 0 | 0 | 0 | 0 | 0 | 0 | 0 | 0 | 0 | 0 | 0 | 0 | 0 | 0 | 0 | 0 | 0 | 0
SCE Total Roll-up E3 Calculator - With Carbon Adder | [6 empty] | 0 | [10 empty] | System | #N/A | [10 empty] | #N/A | [10 empty] | 0 | 0 | 0 | 0 | 0 | 0 | 0 | 0 | 0 | 0 | 0 | 0 | 0 | 0 | 0 | 0 | 0 | 0 | 0 | 0 | 0 | 0 | 0 | 0 | 0 | 0 | 0 | 0 | 0
SCE Total Roll-up E3 Calculator - With Carbon Adder | [6 empty] | 0 | [10 empty] | System | #N/A | [10 empty] | #N/A | [10 empty] | 0 | 0 | 0 | 0 | 0 | 0 | 0 | 0 | 0 | 0 | 0 | 0 | 0 | 0 | 0 | 0 | 0 | 0 | 0 | 0 | 0 | 0 | 0 | 0 | 0 | 0 | 0 | 0 | 0
SCE Total Roll-up E3 Calculator - With Carbon Adder | [6 empty] | 0 | [10 empty] | System | #N/A | [10 empty] | #N/A | [10 empty] | 0 | 0 | 0 | 0 | 0 | 0 | 0 | 0 | 0 | 0 | 0 | 0 | 0 | 0 | 0 | 0 | 0 | 0 | 0 | 0 | 0 | 0 | 0 | 0 | 0 | 0 | 0 | 0 | 0
SCE Total Roll-up E3 Calculator - With Carbon Adder | [6 empty] | 0 | [10 empty] | System | #N/A | [10 empty] | #N/A | [10 empty] | 0 | 0 | 0 | 0 | 0 | 0 | 0 | 0 | 0 | 0 | 0 | 0 | 0 | 0 | 0 | 0 | 0 | 0 | 0 | 0 | 0 | 0 | 0 | 0 | 0 | 0 | 0 | 0 | 0
SCE Total Roll-up E3 Calculator - With Carbon Adder | [6 empty] | 0 | [10 empty] | System | #N/A | [10 empty] | #N/A | [10 empty] | 0 | 0 | 0 | 0 | 0 | 0 | 0 | 0 | 0 | 0 | 0 | 0 | 0 | 0 | 0 | 0 | 0 | 0 | 0 | 0 | 0 | 0 | 0 | 0 | 0 | 0 | 0 | 0 | 0
SCE Total Roll-up E3 Calculator - With Carbon Adder | [6 empty] | 0 | [10 empty] | System | #N/A | [10 empty] | #N/A | [10 empty] | 0 | 0 | 0 | 0 | 0 | 0 | 0 | 0 | 0 | 0 | 0 | 0 | 0 | 0 | 0 | 0 | 0 | 0 | 0 | 0 | 0 | 0 | 0 | 0 | 0 | 0 | 0 | 0 | 0
SCE Total Roll-up E3 Calculator - With Carbon Adder | [6 empty] | 0 | [10 empty] | System | #N/A | [10 empty] | #N/A | [10 empty] | 0 | 0 | 0 | 0 | 0 | 0 | 0 | 0 | 0 | 0 | 0 | 0 | 0 | 0 | 0 | 0 | 0 | 0 | 0 | 0 | 0 | 0 | 0 | 0 | 0 | 0 | 0 | 0 | 0
SCE Total Roll-up E3 Calculator - With Carbon Adder | [6 empty] | 0 | [10 empty] | System | #N/A | [10 empty] | #N/A | [10 empty] | 0 | 0 | 0 | 0 | 0 | 0 | 0 | 0 | 0 | 0 | 0 | 0 | 0 | 0 | 0 | 0 | 0 | 0 | 0 | 0 | 0 | 0 | 0 | 0 | 0 | 0 | 0 | 0 | 0
SCE Total Roll-up E3 Calculator - With Carbon Adder | [6 empty] | 0 | [10 empty] | System | #N/A | [10 empty] | #N/A | [10 empty] | 0 | 0 | 0 | 0 | 0 | 0 | 0 | 0 | 0 | 0 | 0 | 0 | 0 | 0 | 0 | 0 | 0 | 0 | 0 | 0 | 0 | 0 | 0 | 0 | 0 | 0 | 0 | 0 | 0
SCE Total Roll-up E3 Calculator - With Carbon Adder | [6 empty] | 0 | [10 empty] | System | #N/A | [10 empty] | #N/A | [10 empty] | 0 | 0 | 0 | 0 | 0 | 0 | 0 | 0 | 0 | 0 | 0 | 0 | 0 | 0 | 0 | 0 | 0 | 0 | 0 | 0 | 0 | 0 | 0 | 0 | 0 | 0 | 0 | 0 | 0
SCE Total Roll-up E3 Calculator - With Carbon Adder | [6 empty] | 0 | [10 empty] | System | #N/A | [10 empty] | #N/A | [10 empty] | 0 | 0 | 0 | 0 | 0 | 0 | 0 | 0 | 0 | 0 | 0 | 0 | 0 | 0 | 0 | 0 | 0 | 0 | 0 | 0 | 0 | 0 | 0 | 0 | 0 | 0 | 0 | 0 | 0
SCE Total Roll-up E3 Calculator - With Carbon Adder | [6 empty] | 0 | [10 empty] | System | #N/A | [10 empty] | #N/A | [10 empty] | 0 | 0 | 0 | 0 | 0 | 0 | 0 | 0 | 0 | 0 | 0 | 0 | 0 | 0 | 0 | 0 | 0 | 0 | 0 | 0 | 0 | 0 | 0 | 0 | 0 | 0 | 0 | 0 | 0
SCE Total Roll-up E3 Calculator - With Carbon Adder | [6 empty] | 0 | [10 empty] | System | #N/A | [10 empty] | #N/A | [10 empty] | 0 | 0 | 0 | 0 | 0 | 0 | 0 | 0 | 0 | 0 | 0 | 0 | 0 | 0 | 0 | 0 | 0 | 0 | 0 | 0 | 0 | 0 | 0 | 0 | 0 | 0 | 0 | 0 | 0
SCE Total Roll-up E3 Calculator - With Carbon Adder | [6 empty] | 0 | [10 empty] | System | #N/A | [10 empty] | #N/A | [10 empty] | 0 | 0 | 0 | 0 | 0 | 0 | 0 | 0 | 0 | 0 | 0 | 0 | 0 | 0 | 0 | 0 | 0 | 0 | 0 | 0 | 0 | 0 | 0 | 0 | 0 | 0 | 0 | 0 | 0
SCE Total Roll-up E3 Calculator - With Carbon Adder | [6 empty] | 0 | [10 empty] | System | #N/A | [10 empty] | #N/A | [10 empty] | 0 | 0 | 0 | 0 | 0 | 0 | 0 | 0 | 0 | 0 | 0 | 0 | 0 | 0 | 0 | 0 | 0 | 0 | 0 | 0 | 0 | 0 | 0 | 0 | 0 | 0 | 0 | 0 | 0
SCE Total Roll-up E3 Calculator - With Carbon Adder | [6 empty] | 0 | [10 empty] | System | #N/A | [10 empty] | #N/A | [10 empty] | 0 | 0 | 0 | 0 | 0 | 0 | 0 | 0 | 0 | 0 | 0 | 0 | 0 | 0 | 0 | 0 | 0 | 0 | 0 | 0 | 0 | 0 | 0 | 0 | 0 | 0 | 0 | 0 | 0
SCE Total Roll-up E3 Calculator - With Carbon Adder | [6 empty] | 0 | [10 empty] | System | #N/A | [10 empty] | #N/A | [10 empty] | 0 | 0 | 0 | 0 | 0 | 0 | 0 | 0 | 0 | 0 | 0 | 0 | 0 | 0 | 0 | 0 | 0 | 0 | 0 | 0 | 0 | 0 | 0 | 0 | 0 | 0 | 0 | 0 | 0
SCE Total Roll-up E3 Calculator - With Carbon Adder | [6 empty] | 0 | [10 empty] | System | #N/A | [10 empty] | #N/A | [10 empty] | 0 | 0 | 0 | 0 | 0 | 0 | 0 | 0 | 0 | 0 | 0 | 0 | 0 | 0 | 0 | 0 | 0 | 0 | 0 | 0 | 0 | 0 | 0 | 0 | 0 | 0 | 0 | 0 | 0
SCE Total Roll-up E3 Calculator - With Carbon Adder | [6 empty] | 0 | [10 empty] | System | #N/A | [10 empty] | #N/A | [10 empty] | 0 | 0 | 0 | 0 | 0 | 0 | 0 | 0 | 0 | 0 | 0 | 0 | 0 | 0 | 0 | 0 | 0 | 0 | 0 | 0 | 0 | 0 | 0 | 0 | 0 | 0 | 0 | 0 | 0
SCE Total Roll-up E3 Calculator - With Carbon Adder | [6 empty] | 0 | [10 empty] | System | #N/A | [10 empty] | #N/A | [10 empty] | 0 | 0 | 0 | 0 | 0 | 0 | 0 | 0 | 0 | 0 | 0 | 0 | 0 | 0 | 0 | 0 | 0 | 0 | 0 | 0 | 0 | 0 | 0 | 0 | 0 | 0 | 0 | 0 | 0
SCE Total Roll-up E3 Calculator - With Carbon Adder | [6 empty] | 0 | [10 empty] | System | #N/A | [10 empty] | #N/A | [10 empty] | 0 | 0 | 0 | 0 | 0 | 0 | 0 | 0 | 0 | 0 | 0 | 0 | 0 | 0 | 0 | 0 | 0 | 0 | 0 | 0 | 0 | 0 | 0 | 0 | 0 | 0 | 0 | 0 | 0
SCE Total Roll-up E3 Calculator - With Carbon Adder | [6 empty] | 0 | [10 empty] | System | #N/A | [10 empty] | #N/A | [10 empty] | 0 | 0 | 0 | 0 | 0 | 0 | 0 | 0 | 0 | 0 | 0 | 0 | 0 | 0 | 0 | 0 | 0 | 0 | 0 | 0 | 0 | 0 | 0 | 0 | 0 | 0 | 0 | 0 | 0
SCE Total Roll-up E3 Calculator - With Carbon Adder | [6 empty] | 0 | [10 empty] | System | #N/A | [10 empty] | #N/A | [10 empty] | 0 | 0 | 0 | 0 | 0 | 0 | 0 | 0 | 0 | 0 | 0 | 0 | 0 | 0 | 0 | 0 | 0 | 0 | 0 | 0 | 0 | 0 | 0 | 0 | 0 | 0 | 0 | 0 | 0
SCE Total Roll-up E3 Calculator - With Carbon Adder | [6 empty] | 0 | [10 empty] | System | #N/A | [10 empty] | #N/A | [10 empty] | 0 | 0 | 0 | 0 | 0 | 0 | 0 | 0 | 0 | 0 | 0 | 0 | 0 | 0 | 0 | 0 | 0 | 0 | 0 | 0 | 0 | 0 | 0 | 0 | 0 | 0 | 0 | 0 | 0
SCE Total Roll-up E3 Calculator - With Carbon Adder | [6 empty] | 0 | [10 empty] | System | #N/A | [10 empty] | #N/A | [10 empty] | 0 | 0 | 0 | 0 | 0 | 0 | 0 | 0 | 0 | 0 | 0 | 0 | 0 | 0 | 0 | 0 | 0 | 0 | 0 | 0 | 0 | 0 | 0 | 0 | 0 | 0 | 0 | 0 | 0
SCE Total Roll-up E3 Calculator - With Carbon Adder | [6 empty] | 0 | [10 empty] | System | #N/A | [10 empty] | #N/A | [10 empty] | 0 | 0 | 0 | 0 | 0 | 0 | 0 | 0 | 0 | 0 | 0 | 0 | 0 | 0 | 0 | 0 | 0 | 0 | 0 | 0 | 0 | 0 | 0 | 0 | 0 | 0 | 0 | 0 | 0
SCE Total Roll-up E3 Calculator - With Carbon Adder | [6 empty] | 0 | [10 empty] | System | #N/A | [10 empty] | #N/A | [10 empty] | 0 | 0 | 0 | 0 | 0 | 0 | 0 | 0 | 0 | 0 | 0 | 0 | 0 | 0 | 0 | 0 | 0 | 0 | 0 | 0 | 0 | 0 | 0 | 0 | 0 | 0 | 0 | 0 | 0
SCE Total Roll-up E3 Calculator - With Carbon Adder | [6 empty] | 0 | [10 empty] | System | #N/A | [10 empty] | #N/A | [10 empty] | 0 | 0 | 0 | 0 | 0 | 0 | 0 | 0 | 0 | 0 | 0 | 0 | 0 | 0 | 0 | 0 | 0 | 0 | 0 | 0 | 0 | 0 | 0 | 0 | 0 | 0 | 0 | 0 | 0
SCE Total Roll-up E3 Calculator - With Carbon Adder | [6 empty] | 0 | [10 empty] | System | #N/A | [10 empty] | #N/A | [10 empty] | 0 | 0 | 0 | 0 | 0 | 0 | 0 | 0 | 0 | 0 | 0 | 0 | 0 | 0 | 0 | 0 | 0 | 0 | 0 | 0 | 0 | 0 | 0 | 0 | 0 | 0 | 0 | 0 | 0
SCE Total Roll-up E3 Calculator - With Carbon Adder | [6 empty] | 0 | [10 empty] | System | #N/A | [10 empty] | #N/A | [10 empty] | 0 | 0 | 0 | 0 | 0 | 0 | 0 | 0 | 0 | 0 | 0 | 0 | 0 | 0 | 0 | 0 | 0 | 0 | 0 | 0 | 0 | 0 | 0 | 0 | 0 | 0 | 0 | 0 | 0
SCE Total Roll-up E3 Calculator - With Carbon Adder | [6 empty] | 0 | [10 empty] | System | #N/A | [10 empty] | #N/A | [10 empty] | 0 | 0 | 0 | 0 | 0 | 0 | 0 | 0 | 0 | 0 | 0 | 0 | 0 | 0 | 0 | 0 | 0 | 0 | 0 | 0 | 0 | 0 | 0 | 0 | 0 | 0 | 0 | 0 | 0
SCE Total Roll-up E3 Calculator - With Carbon Adder | [6 empty] | 0 | [10 empty] | System | #N/A | [10 empty] | #N/A | [10 empty] | 0 | 0 | 0 | 0 | 0 | 0 | 0 | 0 | 0 | 0 | 0 | 0 | 0 | 0 | 0 | 0 | 0 | 0 | 0 | 0 | 0 | 0 | 0 | 0 | 0 | 0 | 0 | 0 | 0
SCE Total Roll-up E3 Calculator - With Carbon Adder | [6 empty] | 0 | [10 empty] | System | #N/A | [10 empty] | #N/A | [10 empty] | 0 | 0 | 0 | 0 | 0 | 0 | 0 | 0 | 0 | 0 | 0 | 0 | 0 | 0 | 0 | 0 | 0 | 0 | 0 | 0 | 0 | 0 | 0 | 0 | 0 | 0 | 0 | 0 | 0
SCE Total Roll-up E3 Calculator - With Carbon Adder | [6 empty] | 0 | [10 empty] | System | #N/A | [10 empty] | #N/A | [10 empty] | 0 | 0 | 0 | 0 | 0 | 0 | 0 | 0 | 0 | 0 | 0 | 0 | 0 | 0 | 0 | 0 | 0 | 0 | 0 | 0 | 0 | 0 | 0 | 0 | 0 | 0 | 0 | 0 | 0
SCE Total Roll-up E3 Calculator - With Carbon Adder | [6 empty] | 0 | [10 empty] | System | #N/A | [10 empty] | #N/A | [10 empty] | 0 | 0 | 0 | 0 | 0 | 0 | 0 | 0 | 0 | 0 | 0 | 0 | 0 | 0 | 0 | 0 | 0 | 0 | 0 | 0 | 0 | 0 | 0 | 0 | 0 | 0 | 0 | 0 | 0
SCE Total Roll-up E3 Calculator - With Carbon Adder | [6 empty] | 0 | [10 empty] | System | #N/A | [10 empty] | #N/A | [10 empty] | 0 | 0 | 0 | 0 | 0 | 0 | 0 | 0 | 0 | 0 | 0 | 0 | 0 | 0 | 0 | 0 | 0 | 0 | 0 | 0 | 0 | 0 | 0 | 0 | 0 | 0 | 0 | 0 | 0
SCE Total Roll-up E3 Calculator - With Carbon Adder | [6 empty] | 0 | [10 empty] | System | #N/A | [10 empty] | #N/A | [10 empty] | 0 | 0 | 0 | 0 | 0 | 0 | 0 | 0 | 0 | 0 | 0 | 0 | 0 | 0 | 0 | 0 | 0 | 0 | 0 | 0 | 0 | 0 | 0 | 0 | 0 | 0 | 0 | 0 | 0
SCE Total Roll-up E3 Calculator - With Carbon Adder | [6 empty] | 0 | [10 empty] | System | #N/A | [10 empty] | #N/A | [10 empty] | 0 | 0 | 0 | 0 | 0 | 0 | 0 | 0 | 0 | 0 | 0 | 0 | 0 | 0 | 0 | 0 | 0 | 0 | 0 | 0 | 0 | 0 | 0 | 0 | 0 | 0 | 0 | 0 | 0
SCE Total Roll-up E3 Calculator - With Carbon Adder | [6 empty] | 0 | [10 empty] | System | #N/A | [10 empty] | #N/A | [10 empty] | 0 | 0 | 0 | 0 | 0 | 0 | 0 | 0 | 0 | 0 | 0 | 0 | 0 | 0 | 0 | 0 | 0 | 0 | 0 | 0 | 0 | 0 | 0 | 0 | 0 | 0 | 0 | 0 | 0
SCE Total Roll-up E3 Calculator - With Carbon Adder | [6 empty] | 0 | [10 empty] | System | #N/A | [10 empty] | #N/A | [10 empty] | 0 | 0 | 0 | 0 | 0 | 0 | 0 | 0 | 0 | 0 | 0 | 0 | 0 | 0 | 0 | 0 | 0 | 0 | 0 | 0 | 0 | 0 | 0 | 0 | 0 | 0 | 0 | 0 | 0
SCE Total Roll-up E3 Calculator - With Carbon Adder | [6 empty] | 0 | [10 empty] | System | #N/A | [10 empty] | #N/A | [10 empty] | 0 | 0 | 0 | 0 | 0 | 0 | 0 | 0 | 0 | 0 | 0 | 0 | 0 | 0 | 0 | 0 | 0 | 0 | 0 | 0 | 0 | 0 | 0 | 0 | 0 | 0 | 0 | 0 | 0
SCE Total Roll-up E3 Calculator - With Carbon Adder | [6 empty] | 0 | [10 empty] | System | #N/A | [10 empty] | #N/A | [10 empty] | 0 | 0 | 0 | 0 | 0 | 0 | 0 | 0 | 0 | 0 | 0 | 0 | 0 | 0 | 0 | 0 | 0 | 0 | 0 | 0 | 0 | 0 | 0 | 0 | 0 | 0 | 0 | 0 | 0
SCE Total Roll-up E3 Calculator - With Carbon Adder | [6 empty] | 0 | [10 empty] | System | #N/A | [10 empty] | #N/A | [10 empty] | 0 | 0 | 0 | 0 | 0 | 0 | 0 | 0 | 0 | 0 | 0 | 0 | 0 | 0 | 0 | 0 | 0 | 0 | 0 | 0 | 0 | 0 | 0 | 0 | 0 | 0 | 0 | 0 | 0
SCE Total Roll-up E3 Calculator - With Carbon Adder | [6 empty] | 0 | [10 empty] | System | #N/A | [10 empty] | #N/A | [10 empty] | 0 | 0 | 0 | 0 | 0 | 0 | 0 | 0 | 0 | 0 | 0 | 0 | 0 | 0 | 0 | 0 | 0 | 0 | 0 | 0 | 0 | 0 | 0 | 0 | 0 | 0 | 0 | 0 | 0
SCE Total Roll-up E3 Calculator - With Carbon Adder | [6 empty] | 0 | [10 empty] | System | #N/A | [10 empty] | #N/A | [10 empty] | 0 | 0 | 0 | 0 | 0 | 0 | 0 | 0 | 0 | 0 | 0 | 0 | 0 | 0 | 0 | 0 | 0 | 0 | 0 | 0 | 0 | 0 | 0 | 0 | 0 | 0 | 0 | 0 | 0
SCE Total Roll-up E3 Calculator - With Carbon Adder | [6 empty] | 0 | [10 empty] | System | #N/A | [10 empty] | #N/A | [10 empty] | 0 | 0 | 0 | 0 | 0 | 0 | 0 | 0 | 0 | 0 | 0 | 0 | 0 | 0 | 0 | 0 | 0 | 0 | 0 | 0 | 0 | 0 | 0 | 0 | 0 | 0 | 0 | 0 | 0
SCE Total Roll-up E3 Calculator - With Carbon Adder | [6 empty] | 0 | [10 empty] | System | #N/A | [10 empty] | #N/A | [10 empty] | 0 | 0 | 0 | 0 | 0 | 0 | 0 | 0 | 0 | 0 | 0 | 0 | 0 | 0 | 0 | 0 | 0 | 0 | 0 | 0 | 0 | 0 | 0 | 0 | 0 | 0 | 0 | 0 | 0
SCE Total Roll-up E3 Calculator - With Carbon Adder | [6 empty] | 0 | [10 empty] | System | #N/A | [10 empty] | #N/A | [10 empty] | 0 | 0 | 0 | 0 | 0 | 0 | 0 | 0 | 0 | 0 | 0 | 0 | 0 | 0 | 0 | 0 | 0 | 0 | 0 | 0 | 0 | 0 | 0 | 0 | 0 | 0 | 0 | 0 | 0
SCE Total Roll-up E3 Calculator - With Carbon Adder | [6 empty] | 0 | [10 empty] | System | #N/A | [10 empty] | #N/A | [10 empty] | 0 | 0 | 0 | 0 | 0 | 0 | 0 | 0 | 0 | 0 | 0 | 0 | 0 | 0 | 0 | 0 | 0 | 0 | 0 | 0 | 0 | 0 | 0 | 0 | 0 | 0 | 0 | 0 | 0
SCE Total Roll-up E3 Calculator - With Carbon Adder | [6 empty] | 0 | [10 empty] | System | #N/A | [10 empty] | #N/A | [10 empty] | 0 | 0 | 0 | 0 | 0 | 0 | 0 | 0 | 0 | 0 | 0 | 0 | 0 | 0 | 0 | 0 | 0 | 0 | 0 | 0 | 0 | 0 | 0 | 0 | 0 | 0 | 0 | 0 | 0
SCE Total Roll-up E3 Calculator - With Carbon Adder | [6 empty] | 0 | [10 empty] | System | #N/A | [10 empty] | #N/A | [10 empty] | 0 | 0 | 0 | 0 | 0 | 0 | 0 | 0 | 0 | 0 | 0 | 0 | 0 | 0 | 0 | 0 | 0 | 0 | 0 | 0 | 0 | 0 | 0 | 0 | 0 | 0 | 0 | 0 | 0
SCE Total Roll-up E3 Calculator - With Carbon Adder | [6 empty] | 0 | [10 empty] | System | #N/A | [10 empty] | #N/A | [10 empty] | 0 | 0 | 0 | 0 | 0 | 0 | 0 | 0 | 0 | 0 | 0 | 0 | 0 | 0 | 0 | 0 | 0 | 0 | 0 | 0 | 0 | 0 | 0 | 0 | 0 | 0 | 0 | 0 | 0
SCE Total Roll-up E3 Calculator - With Carbon Adder | [6 empty] | 0 | [10 empty] | System | #N/A | [10 empty] | #N/A | [10 empty] | 0 | 0 | 0 | 0 | 0 | 0 | 0 | 0 | 0 | 0 | 0 | 0 | 0 | 0 | 0 | 0 | 0 | 0 | 0 | 0 | 0 | 0 | 0 | 0 | 0 | 0 | 0 | 0 | 0
SCE Total Roll-up E3 Calculator - With Carbon Adder | [6 empty] | 0 | [10 empty] | System | #N/A | [10 empty] | #N/A | [10 empty] | 0 | 0 | 0 | 0 | 0 | 0 | 0 | 0 | 0 | 0 | 0 | 0 | 0 | 0 | 0 | 0 | 0 | 0 | 0 | 0 | 0 | 0 | 0 | 0 | 0 | 0 | 0 | 0 | 0
SCE Total Roll-up E3 Calculator - With Carbon Adder | [6 empty] | 0 | [10 empty] | System | #N/A | [10 empty] | #N/A | [10 empty] | 0 | 0 | 0 | 0 | 0 | 0 | 0 | 0 | 0 | 0 | 0 | 0 | 0 | 0 | 0 | 0 | 0 | 0 | 0 | 0 | 0 | 0 | 0 | 0 | 0 | 0 | 0 | 0 | 0
SCE Total Roll-up E3 Calculator - With Carbon Adder | [6 empty] | 0 | [10 empty] | System | #N/A | [10 empty] | #N/A | [10 empty] | 0 | 0 | 0 | 0 | 0 | 0 | 0 | 0 | 0 | 0 | 0 | 0 | 0 | 0 | 0 | 0 | 0 | 0 | 0 | 0 | 0 | 0 | 0 | 0 | 0 | 0 | 0 | 0 | 0
SCE Total Roll-up E3 Calculator - With Carbon Adder | [6 empty] | 0 | [10 empty] | System | #N/A | [10 empty] | #N/A | [10 empty] | 0 | 0 | 0 | 0 | 0 | 0 | 0 | 0 | 0 | 0 | 0 | 0 | 0 | 0 | 0 | 0 | 0 | 0 | 0 | 0 | 0 | 0 | 0 | 0 | 0 | 0 | 0 | 0 | 0
SCE Total Roll-up E3 Calculator - With Carbon Adder | [6 empty] | 0 | [10 empty] | System | #N/A | [10 empty] | #N/A | [10 empty] | 0 | 0 | 0 | 0 | 0 | 0 | 0 | 0 | 0 | 0 | 0 | 0 | 0 | 0 | 0 | 0 | 0 | 0 | 0 | 0 | 0 | 0 | 0 | 0 | 0 | 0 | 0 | 0 | 0
SCE Total Roll-up E3 Calculator - With Carbon Adder | [6 empty] | 0 | [10 empty] | System | #N/A | [10 empty] | #N/A | [10 empty] | 0 | 0 | 0 | 0 | 0 | 0 | 0 | 0 | 0 | 0 | 0 | 0 | 0 | 0 | 0 | 0 | 0 | 0 | 0 | 0 | 0 | 0 | 0 | 0 | 0 | 0 | 0 | 0 | 0
SCE Total Roll-up E3 Calculator - With Carbon Adder | [6 empty] | 0 | [10 empty] | System | #N/A | [10 empty] | #N/A | [10 empty] | 0 | 0 | 0 | 0 | 0 | 0 | 0 | 0 | 0 | 0 | 0 | 0 | 0 | 0 | 0 | 0 | 0 | 0 | 0 | 0 | 0 | 0 | 0 | 0 | 0 | 0 | 0 | 0 | 0
SCE Total Roll-up E3 Calculator - With Carbon Adder | [6 empty] | 0 | [10 empty] | System | #N/A | [10 empty] | #N/A | [10 empty] | 0 | 0 | 0 | 0 | 0 | 0 | 0 | 0 | 0 | 0 | 0 | 0 | 0 | 0 | 0 | 0 | 0 | 0 | 0 | 0 | 0 | 0 | 0 | 0 | 0 | 0 | 0 | 0 | 0
SCE Total Roll-up E3 Calculator - With Carbon Adder | [6 empty] | 0 | [10 empty] | System | #N/A | [10 empty] | #N/A | [10 empty] | 0 | 0 | 0 | 0 | 0 | 0 | 0 | 0 | 0 | 0 | 0 | 0 | 0 | 0 | 0 | 0 | 0 | 0 | 0 | 0 | 0 | 0 | 0 | 0 | 0 | 0 | 0 | 0 | 0
SCE Total Roll-up E3 Calculator - With Carbon Adder | [6 empty] | 0 | [10 empty] | System | #N/A | [10 empty] | #N/A | [10 empty] | 0 | 0 | 0 | 0 | 0 | 0 | 0 | 0 | 0 | 0 | 0 | 0 | 0 | 0 | 0 | 0 | 0 | 0 | 0 | 0 | 0 | 0 | 0 | 0 | 0 | 0 | 0 | 0 | 0
SCE Total Roll-up E3 Calculator - With Carbon Adder | [6 empty] | 0 | [10 empty] | System | #N/A | [10 empty] | #N/A | [10 empty] | 0 | 0 | 0 | 0 | 0 | 0 | 0 | 0 | 0 | 0 | 0 | 0 | 0 | 0 | 0 | 0 | 0 | 0 | 0 | 0 | 0 | 0 | 0 | 0 | 0 | 0 | 0 | 0 | 0
SCE Total Roll-up E3 Calculator - With Carbon Adder | [6 empty] | 0 | [10 empty] | System | #N/A | [10 empty] | #N/A | [10 empty] | 0 | 0 | 0 | 0 | 0 | 0 | 0 | 0 | 0 | 0 | 0 | 0 | 0 | 0 | 0 | 0 | 0 | 0 | 0 | 0 | 0 | 0 | 0 | 0 | 0 | 0 | 0 | 0 | 0
SCE Total Roll-up E3 Calculator - With Carbon Adder | [6 empty] | 0 | [10 empty] | System | #N/A | [10 empty] | #N/A | [10 empty] | 0 | 0 | 0 | 0 | 0 | 0 | 0 | 0 | 0 | 0 | 0 | 0 | 0 | 0 | 0 | 0 | 0 | 0 | 0 | 0 | 0 | 0 | 0 | 0 | 0 | 0 | 0 | 0 | 0
SCE Total Roll-up E3 Calculator - With Carbon Adder | [6 empty] | 0 | [10 empty] | System | #N/A | [10 empty] | #N/A | [10 empty] | 0 | 0 | 0 | 0 | 0 | 0 | 0 | 0 | 0 | 0 | 0 | 0 | 0 | 0 | 0 | 0 | 0 | 0 | 0 | 0 | 0 | 0 | 0 | 0 | 0 | 0 | 0 | 0 | 0
SCE Total Roll-up E3 Calculator - With Carbon Adder | [6 empty] | 0 | [10 empty] | System | #N/A | [10 empty] | #N/A | [10 empty] | 0 | 0 | 0 | 0 | 0 | 0 | 0 | 0 | 0 | 0 | 0 | 0 | 0 | 0 | 0 | 0 | 0 | 0 | 0 | 0 | 0 | 0 | 0 | 0 | 0 | 0 | 0 | 0 | 0
SCE Total Roll-up E3 Calculator - With Carbon Adder | [6 empty] | 0 | [10 empty] | System | #N/A | [10 empty] | #N/A | [10 empty] | 0 | 0 | 0 | 0 | 0 | 0 | 0 | 0 | 0 | 0 | 0 | 0 | 0 | 0 | 0 | 0 | 0 | 0 | 0 | 0 | 0 | 0 | 0 | 0 | 0 | 0 | 0 | 0 | 0
SCE Total Roll-up E3 Calculator - With Carbon Adder | [6 empty] | 0 | [10 empty] | System | #N/A | [10 empty] | #N/A | [10 empty] | 0 | 0 | 0 | 0 | 0 | 0 | 0 | 0 | 0 | 0 | 0 | 0 | 0 | 0 | 0 | 0 | 0 | 0 | 0 | 0 | 0 | 0 | 0 | 0 | 0 | 0 | 0 | 0 | 0
SCE Total Roll-up E3 Calculator - With Carbon Adder | [6 empty] | 0 | [10 empty] | System | #N/A | [10 empty] | #N/A | [10 empty] | 0 | 0 | 0 | 0 | 0 | 0 | 0 | 0 | 0 | 0 | 0 | 0 | 0 | 0 | 0 | 0 | 0 | 0 | 0 | 0 | 0 | 0 | 0 | 0 | 0 | 0 | 0 | 0 | 0
SCE Total Roll-up E3 Calculator - With Carbon Adder | [6 empty] | 0 | [10 empty] | System | #N/A | [10 empty] | #N/A | [10 empty] | 0 | 0 | 0 | 0 | 0 | 0 | 0 | 0 | 0 | 0 | 0 | 0 | 0 | 0 | 0 | 0 | 0 | 0 | 0 | 0 | 0 | 0 | 0 | 0 | 0 | 0 | 0 | 0 | 0
SCE Total Roll-up E3 Calculator - With Carbon Adder | [6 empty] | 0 | [10 empty] | System | #N/A | [10 empty] | #N/A | [10 empty] | 0 | 0 | 0 | 0 | 0 | 0 | 0 | 0 | 0 | 0 | 0 | 0 | 0 | 0 | 0 | 0 | 0 | 0 | 0 | 0 | 0 | 0 | 0 | 0 | 0 | 0 | 0 | 0 | 0
SCE Total Roll-up E3 Calculator - With Carbon Adder | [6 empty] | 0 | [10 empty] | System | #N/A | [10 empty] | #N/A | [10 empty] | 0 | 0 | 0 | 0 | 0 | 0 | 0 | 0 | 0 | 0 | 0 | 0 | 0 | 0 | 0 | 0 | 0 | 0 | 0 | 0 | 0 | 0 | 0 | 0 | 0 | 0 | 0 | 0 | 0
SCE Total Roll-up E3 Calculator - With Carbon Adder | [6 empty] | 0 | [10 empty] | System | #N/A | [10 empty] | #N/A | [10 empty] | 0 | 0 | 0 | 0 | 0 | 0 | 0 | 0 | 0 | 0 | 0 | 0 | 0 | 0 | 0 | 0 | 0 | 0 | 0 | 0 | 0 | 0 | 0 | 0 | 0 | 0 | 0 | 0 | 0
SCE Total Roll-up E3 Calculator - With Carbon Adder | [6 empty] | 0 | [10 empty] | System | #N/A | [10 empty] | #N/A | [10 empty] | 0 | 0 | 0 | 0 | 0 | 0 | 0 | 0 | 0 | 0 | 0 | 0 | 0 | 0 | 0 | 0 | 0 | 0 | 0 | 0 | 0 | 0 | 0 | 0 | 0 | 0 | 0 | 0 | 0
SCE Total Roll-up E3 Calculator - With Carbon Adder | [6 empty] | 0 | [10 empty] | System | #N/A | [10 empty] | #N/A | [10 empty] | 0 | 0 | 0 | 0 | 0 | 0 | 0 | 0 | 0 | 0 | 0 | 0 | 0 | 0 | 0 | 0 | 0 | 0 | 0 | 0 | 0 | 0 | 0 | 0 | 0 | 0 | 0 | 0 | 0
SCE Total Roll-up E3 Calculator - With Carbon Adder | [6 empty] | 0 | [10 empty] | System | #N/A | [10 empty] | #N/A | [10 empty] | 0 | 0 | 0 | 0 | 0 | 0 | 0 | 0 | 0 | 0 | 0 | 0 | 0 | 0 | 0 | 0 | 0 | 0 | 0 | 0 | 0 | 0 | 0 | 0 | 0 | 0 | 0 | 0 | 0
SCE Total Roll-up E3 Calculator - With Carbon Adder | [6 empty] | 0 | [10 empty] | System | #N/A | [10 empty] | #N/A | [10 empty] | 0 | 0 | 0 | 0 | 0 | 0 | 0 | 0 | 0 | 0 | 0 | 0 | 0 | 0 | 0 | 0 | 0 | 0 | 0 | 0 | 0 | 0 | 0 | 0 | 0 | 0 | 0 | 0 | 0
SCE Total Roll-up E3 Calculator - With Carbon Adder | [6 empty] | 0 | [10 empty] | System | #N/A | [10 empty] | #N/A | [10 empty] | 0 | 0 | 0 | 0 | 0 | 0 | 0 | 0 | 0 | 0 | 0 | 0 | 0 | 0 | 0 | 0 | 0 | 0 | 0 | 0 | 0 | 0 | 0 | 0 | 0 | 0 | 0 | 0 | 0
SCE Total Roll-up E3 Calculator - With Carbon Adder | [6 empty] | 0 | [10 empty] | System | #N/A | [10 empty] | #N/A | [10 empty] | 0 | 0 | 0 | 0 | 0 | 0 | 0 | 0 | 0 | 0 | 0 | 0 | 0 | 0 | 0 | 0 | 0 | 0 | 0 | 0 | 0 | 0 | 0 | 0 | 0 | 0 | 0 | 0 | 0
SCE Total Roll-up E3 Calculator - With Carbon Adder | [6 empty] | 0 | [10 empty] | System | #N/A | [10 empty] | #N/A | [10 empty] | 0 | 0 | 0 | 0 | 0 | 0 | 0 | 0 | 0 | 0 | 0 | 0 | 0 | 0 | 0 | 0 | 0 | 0 | 0 | 0 | 0 | 0 | 0 | 0 | 0 | 0 | 0 | 0 | 0
SCE Total Roll-up E3 Calculator - With Carbon Adder | [6 empty] | 0 | [10 empty] | System | #N/A | [10 empty] | #N/A | [10 empty] | 0 | 0 | 0 | 0 | 0 | 0 | 0 | 0 | 0 | 0 | 0 | 0 | 0 | 0 | 0 | 0 | 0 | 0 | 0 | 0 | 0 | 0 | 0 | 0 | 0 | 0 | 0 | 0 | 0
SCE Total Roll-up E3 Calculator - With Carbon Adder | [6 empty] | 0 | [10 empty] | System | #N/A | [10 empty] | #N/A | [10 empty] | 0 | 0 | 0 | 0 | 0 | 0 | 0 | 0 | 0 | 0 | 0 | 0 | 0 | 0 | 0 | 0 | 0 | 0 | 0 | 0 | 0 | 0 | 0 | 0 | 0 | 0 | 0 | 0 | 0
SCE Total Roll-up E3 Calculator - With Carbon Adder | [6 empty] | 0 | [10 empty] | System | #N/A | [10 empty] | #N/A | [10 empty] | 0 | 0 | 0 | 0 | 0 | 0 | 0 | 0 | 0 | 0 | 0 | 0 | 0 | 0 | 0 | 0 | 0 | 0 | 0 | 0 | 0 | 0 | 0 | 0 | 0 | 0 | 0 | 0 | 0
SCE Total Roll-up E3 Calculator - With Carbon Adder | [6 empty] | 0 | [10 empty] | System | #N/A | [10 empty] | #N/A | [10 empty] | 0 | 0 | 0 | 0 | 0 | 0 | 0 | 0 | 0 | 0 | 0 | 0 | 0 | 0 | 0 | 0 | 0 | 0 | 0 | 0 | 0 | 0 | 0 | 0 | 0 | 0 | 0 | 0 | 0
SCE Total Roll-up E3 Calculator - With Carbon Adder | [6 empty] | 0 | [10 empty] | System | #N/A | [10 empty] | #N/A | [10 empty] | 0 | 0 | 0 | 0 | 0 | 0 | 0 | 0 | 0 | 0 | 0 | 0 | 0 | 0 | 0 | 0 | 0 | 0 | 0 | 0 | 0 | 0 | 0 | 0 | 0 | 0 | 0 | 0 | 0
SCE Total Roll-up E3 Calculator - With Carbon Adder | [6 empty] | 0 | [10 empty] | System | #N/A | [10 empty] | #N/A | [10 empty] | 0 | 0 | 0 | 0 | 0 | 0 | 0 | 0 | 0 | 0 | 0 | 0 | 0 | 0 | 0 | 0 | 0 | 0 | 0 | 0 | 0 | 0 | 0 | 0 | 0 | 0 | 0 | 0 | 0
SCE Total Roll-up E3 Calculator - With Carbon Adder | [6 empty] | 0 | [10 empty] | System | #N/A | [10 empty] | #N/A | [10 empty] | 0 | 0 | 0 | 0 | 0 | 0 | 0 | 0 | 0 | 0 | 0 | 0 | 0 | 0 | 0 | 0 | 0 | 0 | 0 | 0 | 0 | 0 | 0 | 0 | 0 | 0 | 0 | 0 | 0
SCE Total Roll-up E3 Calculator - With Carbon Adder | [6 empty] | 0 | [10 empty] | System | #N/A | [10 empty] | #N/A | [10 empty] | 0 | 0 | 0 | 0 | 0 | 0 | 0 | 0 | 0 | 0 | 0 | 0 | 0 | 0 | 0 | 0 | 0 | 0 | 0 | 0 | 0 | 0 | 0 | 0 | 0 | 0 | 0 | 0 | 0
SCE Total Roll-up E3 Calculator - With Carbon Adder | [6 empty] | 0 | [10 empty] | System | #N/A | [10 empty] | #N/A | [10 empty] | 0 | 0 | 0 | 0 | 0 | 0 | 0 | 0 | 0 | 0 | 0 | 0 | 0 | 0 | 0 | 0 | 0 | 0 | 0 | 0 | 0 | 0 | 0 | 0 | 0 | 0 | 0 | 0 | 0
SCE Total Roll-up E3 Calculator - With Carbon Adder | [6 empty] | 0 | [10 empty] | System | #N/A | [10 empty] | #N/A | [10 empty] | 0 | 0 | 0 | 0 | 0 | 0 | 0 | 0 | 0 | 0 | 0 | 0 | 0 | 0 | 0 | 0 | 0 | 0 | 0 | 0 | 0 | 0 | 0 | 0 | 0 | 0 | 0 | 0 | 0
SCE Total Roll-up E3 Calculator - With Carbon Adder | [6 empty] | 0 | [10 empty] | System | #N/A | [10 empty] | #N/A | [10 empty] | 0 | 0 | 0 | 0 | 0 | 0 | 0 | 0 | 0 | 0 | 0 | 0 | 0 | 0 | 0 | 0 | 0 | 0 | 0 | 0 | 0 | 0 | 0 | 0 | 0 | 0 | 0 | 0 | 0
SCE Total Roll-up E3 Calculator - With Carbon Adder | [6 empty] | 0 | [10 empty] | System | #N/A | [10 empty] | #N/A | [10 empty] | 0 | 0 | 0 | 0 | 0 | 0 | 0 | 0 | 0 | 0 | 0 | 0 | 0 | 0 | 0 | 0 | 0 | 0 | 0 | 0 | 0 | 0 | 0 | 0 | 0 | 0 | 0 | 0 | 0
SCE Total Roll-up E3 Calculator - With Carbon Adder | [6 empty] | 0 | [10 empty] | System | #N/A | [10 empty] | #N/A | [10 empty] | 0 | 0 | 0 | 0 | 0 | 0 | 0 | 0 | 0 | 0 | 0 | 0 | 0 | 0 | 0 | 0 | 0 | 0 | 0 | 0 | 0 | 0 | 0 | 0 | 0 | 0 | 0 | 0 | 0
SCE Total Roll-up E3 Calculator - With Carbon Adder | [6 empty] | 0 | [10 empty] | System | #N/A | [10 empty] | #N/A | [10 empty] | 0 | 0 | 0 | 0 | 0 | 0 | 0 | 0 | 0 | 0 | 0 | 0 | 0 | 0 | 0 | 0 | 0 | 0 | 0 | 0 | 0 | 0 | 0 | 0 | 0 | 0 | 0 | 0 | 0
SCE Total Roll-up E3 Calculator - With Carbon Adder | [6 empty] | 0 | [10 empty] | System | #N/A | [10 empty] | #N/A | [10 empty] | 0 | 0 | 0 | 0 | 0 | 0 | 0 | 0 | 0 | 0 | 0 | 0 | 0 | 0 | 0 | 0 | 0 | 0 | 0 | 0 | 0 | 0 | 0 | 0 | 0 | 0 | 0 | 0 | 0
SCE Total Roll-up E3 Calculator - With Carbon Adder | [6 empty] | 0 | [10 empty] | System | #N/A | [10 empty] | #N/A | [10 empty] | 0 | 0 | 0 | 0 | 0 | 0 | 0 | 0 | 0 | 0 | 0 | 0 | 0 | 0 | 0 | 0 | 0 | 0 | 0 | 0 | 0 | 0 | 0 | 0 | 0 | 0 | 0 | 0 | 0
SCE Total Roll-up E3 Calculator - With Carbon Adder | [6 empty] | 0 | [10 empty] | System | #N/A | [10 empty] | #N/A | [10 empty] | 0 | 0 | 0 | 0 | 0 | 0 | 0 | 0 | 0 | 0 | 0 | 0 | 0 | 0 | 0 | 0 | 0 | 0 | 0 | 0 | 0 | 0 | 0 | 0 | 0 | 0 | 0 | 0 | 0
SCE Total Roll-up E3 Calculator - With Carbon Adder | [6 empty] | 0 | [10 empty] | System | #N/A | [10 empty] | #N/A | [10 empty] | 0 | 0 | 0 | 0 | 0 | 0 | 0 | 0 | 0 | 0 | 0 | 0 | 0 | 0 | 0 | 0 | 0 | 0 | 0 | 0 | 0 | 0 | 0 | 0 | 0 | 0 | 0 | 0 | 0
SCE Total Roll-up E3 Calculator - With Carbon Adder | [6 empty] | 0 | [10 empty] | System | #N/A | [10 empty] | #N/A | [10 empty] | 0 | 0 | 0 | 0 | 0 | 0 | 0 | 0 | 0 | 0 | 0 | 0 | 0 | 0 | 0 | 0 | 0 | 0 | 0 | 0 | 0 | 0 | 0 | 0 | 0 | 0 | 0 | 0 | 0
SCE Total Roll-up E3 Calculator - With Carbon Adder | [6 empty] | 0 | [10 empty] | System | #N/A | [10 empty] | #N/A | [10 empty] | 0 | 0 | 0 | 0 | 0 | 0 | 0 | 0 | 0 | 0 | 0 | 0 | 0 | 0 | 0 | 0 | 0 | 0 | 0 | 0 | 0 | 0 | 0 | 0 | 0 | 0 | 0 | 0 | 0
SCE Total Roll-up E3 Calculator - With Carbon Adder | [6 empty] | 0 | [10 empty] | System | #N/A | [10 empty] | #N/A | [10 empty] | 0 | 0 | 0 | 0 | 0 | 0 | 0 | 0 | 0 | 0 | 0 | 0 | 0 | 0 | 0 | 0 | 0 | 0 | 0 | 0 | 0 | 0 | 0 | 0 | 0 | 0 | 0 | 0 | 0
SCE Total Roll-up E3 Calculator - With Carbon Adder | [6 empty] | 0 | [10 empty] | System | #N/A | [10 empty] | #N/A | [10 empty] | 0 | 0 | 0 | 0 | 0 | 0 | 0 | 0 | 0 | 0 | 0 | 0 | 0 | 0 | 0 | 0 | 0 | 0 | 0 | 0 | 0 | 0 | 0 | 0 | 0 | 0 | 0 | 0 | 0
SCE Total Roll-up E3 Calculator - With Carbon Adder | [6 empty] | 0 | [10 empty] | System | #N/A | [10 empty] | #N/A | [10 empty] | 0 | 0 | 0 | 0 | 0 | 0 | 0 | 0 | 0 | 0 | 0 | 0 | 0 | 0 | 0 | 0 | 0 | 0 | 0 | 0 | 0 | 0 | 0 | 0 | 0 | 0 | 0 | 0 | 0
SCE Total Roll-up E3 Calculator - With Carbon Adder | [6 empty] | 0 | [10 empty] | System | #N/A | [10 empty] | #N/A | [10 empty] | 0 | 0 | 0 | 0 | 0 | 0 | 0 | 0 | 0 | 0 | 0 | 0 | 0 | 0 | 0 | 0 | 0 | 0 | 0 | 0 | 0 | 0 | 0 | 0 | 0 | 0 | 0 | 0 | 0
SCE Total Roll-up E3 Calculator - With Carbon Adder | [6 empty] | 0 | [10 empty] | System | #N/A | [10 empty] | #N/A | [10 empty] | 0 | 0 | 0 | 0 | 0 | 0 | 0 | 0 | 0 | 0 | 0 | 0 | 0 | 0 | 0 | 0 | 0 | 0 | 0 | 0 | 0 | 0 | 0 | 0 | 0 | 0 | 0 | 0 | 0
SCE Total Roll-up E3 Calculator - With Carbon Adder | [6 empty] | 0 | [10 empty] | System | #N/A | [10 empty] | #N/A | [10 empty] | 0 | 0 | 0 | 0 | 0 | 0 | 0 | 0 | 0 | 0 | 0 | 0 | 0 | 0 | 0 | 0 | 0 | 0 | 0 | 0 | 0 | 0 | 0 | 0 | 0 | 0 | 0 | 0 | 0
SCE Total Roll-up E3 Calculator - With Carbon Adder | [6 empty] | 0 | [10 empty] | System | #N/A | [10 empty] | #N/A | [10 empty] | 0 | 0 | 0 | 0 | 0 | 0 | 0 | 0 | 0 | 0 | 0 | 0 | 0 | 0 | 0 | 0 | 0 | 0 | 0 | 0 | 0 | 0 | 0 | 0 | 0 | 0 | 0 | 0 | 0
SCE Total Roll-up E3 Calculator - With Carbon Adder | [6 empty] | 0 | [10 empty] | System | #N/A | [10 empty] | #N/A | [10 empty] | 0 | 0 | 0 | 0 | 0 | 0 | 0 | 0 | 0 | 0 | 0 | 0 | 0 | 0 | 0 | 0 | 0 | 0 | 0 | 0 | 0 | 0 | 0 | 0 | 0 | 0 | 0 | 0 | 0
SCE Total Roll-up E3 Calculator - With Carbon Adder | [6 empty] | 0 | [10 empty] | System | #N/A | [10 empty] | #N/A | [10 empty] | 0 | 0 | 0 | 0 | 0 | 0 | 0 | 0 | 0 | 0 | 0 | 0 | 0 | 0 | 0 | 0 | 0 | 0 | 0 | 0 | 0 | 0 | 0 | 0 | 0 | 0 | 0 | 0 | 0
SCE Total Roll-up E3 Calculator - With Carbon Adder | [6 empty] | 0 | [10 empty] | System | #N/A | [10 empty] | #N/A | [10 empty] | 0 | 0 | 0 | 0 | 0 | 0 | 0 | 0 | 0 | 0 | 0 | 0 | 0 | 0 | 0 | 0 | 0 | 0 | 0 | 0 | 0 | 0 | 0 | 0 | 0 | 0 | 0 | 0 | 0
SCE Total Roll-up E3 Calculator - With Carbon Adder | [6 empty] | 0 | [10 empty] | System | #N/A | [10 empty] | #N/A | [10 empty] | 0 | 0 | 0 | 0 | 0 | 0 | 0 | 0 | 0 | 0 | 0 | 0 | 0 | 0 | 0 | 0 | 0 | 0 | 0 | 0 | 0 | 0 | 0 | 0 | 0 | 0 | 0 | 0 | 0
SCE Total Roll-up E3 Calculator - With Carbon Adder | [6 empty] | 0 | [10 empty] | System | #N/A | [10 empty] | #N/A | [10 empty] | 0 | 0 | 0 | 0 | 0 | 0 | 0 | 0 | 0 | 0 | 0 | 0 | 0 | 0 | 0 | 0 | 0 | 0 | 0 | 0 | 0 | 0 | 0 | 0 | 0 | 0 | 0 | 0 | 0
SCE Total Roll-up E3 Calculator - With Carbon Adder | [6 empty] | 0 | [10 empty] | System | #N/A | [10 empty] | #N/A | [10 empty] | 0 | 0 | 0 | 0 | 0 | 0 | 0 | 0 | 0 | 0 | 0 | 0 | 0 | 0 | 0 | 0 | 0 | 0 | 0 | 0 | 0 | 0 | 0 | 0 | 0 | 0 | 0 | 0 | 0
SCE Total Roll-up E3 Calculator - With Carbon Adder | [6 empty] | 0 | [10 empty] | System | #N/A | [10 empty] | #N/A | [10 empty] | 0 | 0 | 0 | 0 | 0 | 0 | 0 | 0 | 0 | 0 | 0 | 0 | 0 | 0 | 0 | 0 | 0 | 0 | 0 | 0 | 0 | 0 | 0 | 0 | 0 | 0 | 0 | 0 | 0
SCE Total Roll-up E3 Calculator - With Carbon Adder | [6 empty] | 0 | [10 empty] | System | #N/A | [10 empty] | #N/A | [10 empty] | 0 | 0 | 0 | 0 | 0 | 0 | 0 | 0 | 0 | 0 | 0 | 0 | 0 | 0 | 0 | 0 | 0 | 0 | 0 | 0 | 0 | 0 | 0 | 0 | 0 | 0 | 0 | 0 | 0
SCE Total Roll-up E3 Calculator - With Carbon Adder | [6 empty] | 0 | [10 empty] | System | #N/A | [10 empty] | #N/A | [10 empty] | 0 | 0 | 0 | 0 | 0 | 0 | 0 | 0 | 0 | 0 | 0 | 0 | 0 | 0 | 0 | 0 | 0 | 0 | 0 | 0 | 0 | 0 | 0 | 0 | 0 | 0 | 0 | 0 | 0
SCE Total Roll-up E3 Calculator - With Carbon Adder | [6 empty] | 0 | [10 empty] | System | #N/A | [10 empty] | #N/A | [10 empty] | 0 | 0 | 0 | 0 | 0 | 0 | 0 | 0 | 0 | 0 | 0 | 0 | 0 | 0 | 0 | 0 | 0 | 0 | 0 | 0 | 0 | 0 | 0 | 0 | 0 | 0 | 0 | 0 | 0
SCE Total Roll-up E3 Calculator - With Carbon Adder | [6 empty] | 0 | [10 empty] | System | #N/A | [10 empty] | #N/A | [10 empty] | 0 | 0 | 0 | 0 | 0 | 0 | 0 | 0 | 0 | 0 | 0 | 0 | 0 | 0 | 0 | 0 | 0 | 0 | 0 | 0 | 0 | 0 | 0 | 0 | 0 | 0 | 0 | 0 | 0
SCE Total Roll-up E3 Calculator - With Carbon Adder | [6 empty] | 0 | [10 empty] | System | #N/A | [10 empty] | #N/A | [10 empty] | 0 | 0 | 0 | 0 | 0 | 0 | 0 | 0 | 0 | 0 | 0 | 0 | 0 | 0 | 0 | 0 | 0 | 0 | 0 | 0 | 0 | 0 | 0 | 0 | 0 | 0 | 0 | 0 | 0
SCE Total Roll-up E3 Calculator - With Carbon Adder | [6 empty] | 0 | [10 empty] | System | #N/A | [10 empty] | #N/A | [10 empty] | 0 | 0 | 0 | 0 | 0 | 0 | 0 | 0 | 0 | 0 | 0 | 0 | 0 | 0 | 0 | 0 | 0 | 0 | 0 | 0 | 0 | 0 | 0 | 0 | 0 | 0 | 0 | 0 | 0
SCE Total Roll-up E3 Calculator - With Carbon Adder | [6 empty] | 0 | [10 empty] | System | #N/A | [10 empty] | #N/A | [10 empty] | 0 | 0 | 0 | 0 | 0 | 0 | 0 | 0 | 0 | 0 | 0 | 0 | 0 | 0 | 0 | 0 | 0 | 0 | 0 | 0 | 0 | 0 | 0 | 0 | 0 | 0 | 0 | 0 | 0
SCE Total Roll-up E3 Calculator - With Carbon Adder | [6 empty] | 0 | [10 empty] | System | #N/A | [10 empty] | #N/A | [10 empty] | 0 | 0 | 0 | 0 | 0 | 0 | 0 | 0 | 0 | 0 | 0 | 0 | 0 | 0 | 0 | 0 | 0 | 0 | 0 | 0 | 0 | 0 | 0 | 0 | 0 | 0 | 0 | 0 | 0
SCE Total Roll-up E3 Calculator - With Carbon Adder | [6 empty] | 0 | [10 empty] | System | #N/A | [10 empty] | #N/A | [10 empty] | 0 | 0 | 0 | 0 | 0 | 0 | 0 | 0 | 0 | 0 | 0 | 0 | 0 | 0 | 0 | 0 | 0 | 0 | 0 | 0 | 0 | 0 | 0 | 0 | 0 | 0 | 0 | 0 | 0
SCE Total Roll-up E3 Calculator - With Carbon Adder | [6 empty] | 0 | [10 empty] | System | #N/A | [10 empty] | #N/A | [10 empty] | 0 | 0 | 0 | 0 | 0 | 0 | 0 | 0 | 0 | 0 | 0 | 0 | 0 | 0 | 0 | 0 | 0 | 0 | 0 | 0 | 0 | 0 | 0 | 0 | 0 | 0 | 0 | 0 | 0
SCE Total Roll-up E3 Calculator - With Carbon Adder | [6 empty] | 0 | [10 empty] | System | #N/A | [10 empty] | #N/A | [10 empty] | 0 | 0 | 0 | 0 | 0 | 0 | 0 | 0 | 0 | 0 | 0 | 0 | 0 | 0 | 0 | 0 | 0 | 0 | 0 | 0 | 0 | 0 | 0 | 0 | 0 | 0 | 0 | 0 | 0
SCE Total Roll-up E3 Calculator - With Carbon Adder | [6 empty] | 0 | [10 empty] | System | #N/A | [10 empty] | #N/A | [10 empty] | 0 | 0 | 0 | 0 | 0 | 0 | 0 | 0 | 0 | 0 | 0 | 0 | 0 | 0 | 0 | 0 | 0 | 0 | 0 | 0 | 0 | 0 | 0 | 0 | 0 | 0 | 0 | 0 | 0
SCE Total Roll-up E3 Calculator - With Carbon Adder | [6 empty] | 0 | [10 empty] | System | #N/A | [10 empty] | #N/A | [10 empty] | 0 | 0 | 0 | 0 | 0 | 0 | 0 | 0 | 0 | 0 | 0 | 0 | 0 | 0 | 0 | 0 | 0 | 0 | 0 | 0 | 0 | 0 | 0 | 0 | 0 | 0 | 0 | 0 | 0
SCE Total Roll-up E3 Calculator - With Carbon Adder | [6 empty] | 0 | [10 empty] | System | #N/A | [10 empty] | #N/A | [10 empty] | 0 | 0 | 0 | 0 | 0 | 0 | 0 | 0 | 0 | 0 | 0 | 0 | 0 | 0 | 0 | 0 | 0 | 0 | 0 | 0 | 0 | 0 | 0 | 0 | 0 | 0 | 0 | 0 | 0
SCE Total Roll-up E3 Calculator - With Carbon Adder | [6 empty] | 0 | [10 empty] | System | #N/A | [10 empty] | #N/A | [10 empty] | 0 | 0 | 0 | 0 | 0 | 0 | 0 | 0 | 0 | 0 | 0 | 0 | 0 | 0 | 0 | 0 | 0 | 0 | 0 | 0 | 0 | 0 | 0 | 0 | 0 | 0 | 0 | 0 | 0
SCE Total Roll-up E3 Calculator - With Carbon Adder | [6 empty] | 0 | [10 empty] | System | #N/A | [10 empty] | #N/A | [10 empty] | 0 | 0 | 0 | 0 | 0 | 0 | 0 | 0 | 0 | 0 | 0 | 0 | 0 | 0 | 0 | 0 | 0 | 0 | 0 | 0 | 0 | 0 | 0 | 0 | 0 | 0 | 0 | 0 | 0
SCE Total Roll-up E3 Calculator - With Carbon Adder | [6 empty] | 0 | [10 empty] | System | #N/A | [10 empty] | #N/A | [10 empty] | 0 | 0 | 0 | 0 | 0 | 0 | 0 | 0 | 0 | 0 | 0 | 0 | 0 | 0 | 0 | 0 | 0 | 0 | 0 | 0 | 0 | 0 | 0 | 0 | 0 | 0 | 0 | 0 | 0
SCE Total Roll-up E3 Calculator - With Carbon Adder | [6 empty] | 0 | [10 empty] | System | #N/A | [10 empty] | #N/A | [10 empty] | 0 | 0 | 0 | 0 | 0 | 0 | 0 | 0 | 0 | 0 | 0 | 0 | 0 | 0 | 0 | 0 | 0 | 0 | 0 | 0 | 0 | 0 | 0 | 0 | 0 | 0 | 0 | 0 | 0
SCE Total Roll-up E3 Calculator - With Carbon Adder | [6 empty] | 0 | [10 empty] | System | #N/A | [10 empty] | #N/A | [10 empty] | 0 | 0 | 0 | 0 | 0 | 0 | 0 | 0 | 0 | 0 | 0 | 0 | 0 | 0 | 0 | 0 | 0 | 0 | 0 | 0 | 0 | 0 | 0 | 0 | 0 | 0 | 0 | 0 | 0
SCE Total Roll-up E3 Calculator - With Carbon Adder | [6 empty] | 0 | [10 empty] | System | #N/A | [10 empty] | #N/A | [10 empty] | 0 | 0 | 0 | 0 | 0 | 0 | 0 | 0 | 0 | 0 | 0 | 0 | 0 | 0 | 0 | 0 | 0 | 0 | 0 | 0 | 0 | 0 | 0 | 0 | 0 | 0 | 0 | 0 | 0
SCE Total Roll-up E3 Calculator - With Carbon Adder | [6 empty] | 0 | [10 empty] | System | #N/A | [10 empty] | #N/A | [10 empty] | 0 | 0 | 0 | 0 | 0 | 0 | 0 | 0 | 0 | 0 | 0 | 0 | 0 | 0 | 0 | 0 | 0 | 0 | 0 | 0 | 0 | 0 | 0 | 0 | 0 | 0 | 0 | 0 | 0
SCE Total Roll-up E3 Calculator - With Carbon Adder | [6 empty] | 0 | [10 empty] | System | #N/A | [10 empty] | #N/A | [10 empty] | 0 | 0 | 0 | 0 | 0 | 0 | 0 | 0 | 0 | 0 | 0 | 0 | 0 | 0 | 0 | 0 | 0 | 0 | 0 | 0 | 0 | 0 | 0 | 0 | 0 | 0 | 0 | 0 | 0
SCE Total Roll-up E3 Calculator - With Carbon Adder | [6 empty] | 0 | [10 empty] | System | #N/A | [10 empty] | #N/A | [10 empty] | 0 | 0 | 0 | 0 | 0 | 0 | 0 | 0 | 0 | 0 | 0 | 0 | 0 | 0 | 0 | 0 | 0 | 0 | 0 | 0 | 0 | 0 | 0 | 0 | 0 | 0 | 0 | 0 | 0
SCE Total Roll-up E3 Calculator - With Carbon Adder | [6 empty] | 0 | [10 empty] | System | #N/A | [10 empty] | #N/A | [10 empty] | 0 | 0 | 0 | 0 | 0 | 0 | 0 | 0 | 0 | 0 | 0 | 0 | 0 | 0 | 0 | 0 | 0 | 0 | 0 | 0 | 0 | 0 | 0 | 0 | 0 | 0 | 0 | 0 | 0
SCE Total Roll-up E3 Calculator - With Carbon Adder | [6 empty] | 0 | [10 empty] | System | #N/A | [10 empty] | #N/A | [10 empty] | 0 | 0 | 0 | 0 | 0 | 0 | 0 | 0 | 0 | 0 | 0 | 0 | 0 | 0 | 0 | 0 | 0 | 0 | 0 | 0 | 0 | 0 | 0 | 0 | 0 | 0 | 0 | 0 | 0
SCE Total Roll-up E3 Calculator - With Carbon Adder | [6 empty] | 0 | [10 empty] | System | #N/A | [10 empty] | #N/A | [10 empty] | 0 | 0 | 0 | 0 | 0 | 0 | 0 | 0 | 0 | 0 | 0 | 0 | 0 | 0 | 0 | 0 | 0 | 0 | 0 | 0 | 0 | 0 | 0 | 0 | 0 | 0 | 0 | 0 | 0
SCE Total Roll-up E3 Calculator - With Carbon Adder | [6 empty] | 0 | [10 empty] | System | #N/A | [10 empty] | #N/A | [10 empty] | 0 | 0 | 0 | 0 | 0 | 0 | 0 | 0 | 0 | 0 | 0 | 0 | 0 | 0 | 0 | 0 | 0 | 0 | 0 | 0 | 0 | 0 | 0 | 0 | 0 | 0 | 0 | 0 | 0
SCE Total Roll-up E3 Calculator - With Carbon Adder | [6 empty] | 0 | [10 empty] | System | #N/A | [10 empty] | #N/A | [10 empty] | 0 | 0 | 0 | 0 | 0 | 0 | 0 | 0 | 0 | 0 | 0 | 0 | 0 | 0 | 0 | 0 | 0 | 0 | 0 | 0 | 0 | 0 | 0 | 0 | 0 | 0 | 0 | 0 | 0
SCE Total Roll-up E3 Calculator - With Carbon Adder | [6 empty] | 0 | [10 empty] | System | #N/A | [10 empty] | #N/A | [10 empty] | 0 | 0 | 0 | 0 | 0 | 0 | 0 | 0 | 0 | 0 | 0 | 0 | 0 | 0 | 0 | 0 | 0 | 0 | 0 | 0 | 0 | 0 | 0 | 0 | 0 | 0 | 0 | 0 | 0
SCE Total Roll-up E3 Calculator - With Carbon Adder | [6 empty] | 0 | [10 empty] | System | #N/A | [10 empty] | #N/A | [10 empty] | 0 | 0 | 0 | 0 | 0 | 0 | 0 | 0 | 0 | 0 | 0 | 0 | 0 | 0 | 0 | 0 | 0 | 0 | 0 | 0 | 0 | 0 | 0 | 0 | 0 | 0 | 0 | 0 | 0
SCE Total Roll-up E3 Calculator - With Carbon Adder | [6 empty] | 0 | [10 empty] | System | #N/A | [10 empty] | #N/A | [10 empty] | 0 | 0 | 0 | 0 | 0 | 0 | 0 | 0 | 0 | 0 | 0 | 0 | 0 | 0 | 0 | 0 | 0 | 0 | 0 | 0 | 0 | 0 | 0 | 0 | 0 | 0 | 0 | 0 | 0
SCE Total Roll-up E3 Calculator - With Carbon Adder | [6 empty] | 0 | [10 empty] | System | #N/A | [10 empty] | #N/A | [10 empty] | 0 | 0 | 0 | 0 | 0 | 0 | 0 | 0 | 0 | 0 | 0 | 0 | 0 | 0 | 0 | 0 | 0 | 0 | 0 | 0 | 0 | 0 | 0 | 0 | 0 | 0 | 0 | 0 | 0
SCE Total Roll-up E3 Calculator - With Carbon Adder | [6 empty] | 0 | [10 empty] | System | #N/A | [10 empty] | #N/A | [10 empty] | 0 | 0 | 0 | 0 | 0 | 0 | 0 | 0 | 0 | 0 | 0 | 0 | 0 | 0 | 0 | 0 | 0 | 0 | 0 | 0 | 0 | 0 | 0 | 0 | 0 | 0 | 0 | 0 | 0
SCE Total Roll-up E3 Calculator - With Carbon Adder | [6 empty] | 0 | [10 empty] | System | #N/A | [10 empty] | #N/A | [10 empty] | 0 | 0 | 0 | 0 | 0 | 0 | 0 | 0 | 0 | 0 | 0 | 0 | 0 | 0 | 0 | 0 | 0 | 0 | 0 | 0 | 0 | 0 | 0 | 0 | 0 | 0 | 0 | 0 | 0
SCE Total Roll-up E3 Calculator - With Carbon Adder | [6 empty] | 0 | [10 empty] | System | #N/A | [10 empty] | #N/A | [10 empty] | 0 | 0 | 0 | 0 | 0 | 0 | 0 | 0 | 0 | 0 | 0 | 0 | 0 | 0 | 0 | 0 | 0 | 0 | 0 | 0 | 0 | 0 | 0 | 0 | 0 | 0 | 0 | 0 | 0
SCE Total Roll-up E3 Calculator - With Carbon Adder | [6 empty] | 0 | [10 empty] | System | #N/A | [10 empty] | #N/A | [10 empty] | 0 | 0 | 0 | 0 | 0 | 0 | 0 | 0 | 0 | 0 | 0 | 0 | 0 | 0 | 0 | 0 | 0 | 0 | 0 | 0 | 0 | 0 | 0 | 0 | 0 | 0 | 0 | 0 | 0
SCE Total Roll-up E3 Calculator - With Carbon Adder | [6 empty] | 0 | [10 empty] | System | #N/A | [10 empty] | #N/A | [10 empty] | 0 | 0 | 0 | 0 | 0 | 0 | 0 | 0 | 0 | 0 | 0 | 0 | 0 | 0 | 0 | 0 | 0 | 0 | 0 | 0 | 0 | 0 | 0 | 0 | 0 | 0 | 0 | 0 | 0
SCE Total Roll-up E3 Calculator - With Carbon Adder | [6 empty] | 0 | [10 empty] | System | #N/A | [10 empty] | #N/A | [10 empty] | 0 | 0 | 0 | 0 | 0 | 0 | 0 | 0 | 0 | 0 | 0 | 0 | 0 | 0 | 0 | 0 | 0 | 0 | 0 | 0 | 0 | 0 | 0 | 0 | 0 | 0 | 0 | 0 | 0
SCE Total Roll-up E3 Calculator - With Carbon Adder | [6 empty] | 0 | [10 empty] | System | #N/A | [10 empty] | #N/A | [10 empty] | 0 | 0 | 0 | 0 | 0 | 0 | 0 | 0 | 0 | 0 | 0 | 0 | 0 | 0 | 0 | 0 | 0 | 0 | 0 | 0 | 0 | 0 | 0 | 0 | 0 | 0 | 0 | 0 | 0
SCE Total Roll-up E3 Calculator - With Carbon Adder | [6 empty] | 0 | [10 empty] | System | #N/A | [10 empty] | #N/A | [10 empty] | 0 | 0 | 0 | 0 | 0 | 0 | 0 | 0 | 0 | 0 | 0 | 0 | 0 | 0 | 0 | 0 | 0 | 0 | 0 | 0 | 0 | 0 | 0 | 0 | 0 | 0 | 0 | 0 | 0
SCE Total Roll-up E3 Calculator - With Carbon Adder | [6 empty] | 0 | [10 empty] | System | #N/A | [10 empty] | #N/A | [10 empty] | 0 | 0 | 0 | 0 | 0 | 0 | 0 | 0 | 0 | 0 | 0 | 0 | 0 | 0 | 0 | 0 | 0 | 0 | 0 | 0 | 0 | 0 | 0 | 0 | 0 | 0 | 0 | 0 | 0
SCE Total Roll-up E3 Calculator - With Carbon Adder | [6 empty] | 0 | [10 empty] | System | #N/A | [10 empty] | #N/A | [10 empty] | 0 | 0 | 0 | 0 | 0 | 0 | 0 | 0 | 0 | 0 | 0 | 0 | 0 | 0 | 0 | 0 | 0 | 0 | 0 | 0 | 0 | 0 | 0 | 0 | 0 | 0 | 0 | 0 | 0
SCE Total Roll-up E3 Calculator - With Carbon Adder | [6 empty] | 0 | [10 empty] | System | #N/A | [10 empty] | #N/A | [10 empty] | 0 | 0 | 0 | 0 | 0 | 0 | 0 | 0 | 0 | 0 | 0 | 0 | 0 | 0 | 0 | 0 | 0 | 0 | 0 | 0 | 0 | 0 | 0 | 0 | 0 | 0 | 0 | 0 | 0
SCE Total Roll-up E3 Calculator - With Carbon Adder | [6 empty] | 0 | [10 empty] | System | #N/A | [10 empty] | #N/A | [10 empty] | 0 | 0 | 0 | 0 | 0 | 0 | 0 | 0 | 0 | 0 | 0 | 0 | 0 | 0 | 0 | 0 | 0 | 0 | 0 | 0 | 0 | 0 | 0 | 0 | 0 | 0 | 0 | 0 | 0
SCE Total Roll-up E3 Calculator - With Carbon Adder | [6 empty] | 0 | [10 empty] | System | #N/A | [10 empty] | #N/A | [10 empty] | 0 | 0 | 0 | 0 | 0 | 0 | 0 | 0 | 0 | 0 | 0 | 0 | 0 | 0 | 0 | 0 | 0 | 0 | 0 | 0 | 0 | 0 | 0 | 0 | 0 | 0 | 0 | 0 | 0
SCE Total Roll-up E3 Calculator - With Carbon Adder | [6 empty] | 0 | [10 empty] | System | #N/A | [10 empty] | #N/A | [10 empty] | 0 | 0 | 0 | 0 | 0 | 0 | 0 | 0 | 0 | 0 | 0 | 0 | 0 | 0 | 0 | 0 | 0 | 0 | 0 | 0 | 0 | 0 | 0 | 0 | 0 | 0 | 0 | 0 | 0
SCE Total Roll-up E3 Calculator - With Carbon Adder | [6 empty] | 0 | [10 empty] | System | #N/A | [10 empty] | #N/A | [10 empty] | 0 | 0 | 0 | 0 | 0 | 0 | 0 | 0 | 0 | 0 | 0 | 0 | 0 | 0 | 0 | 0 | 0 | 0 | 0 | 0 | 0 | 0 | 0 | 0 | 0 | 0 | 0 | 0 | 0
SCE Total Roll-up E3 Calculator - With Carbon Adder | [6 empty] | 0 | [10 empty] | System | #N/A | [10 empty] | #N/A | [10 empty] | 0 | 0 | 0 | 0 | 0 | 0 | 0 | 0 | 0 | 0 | 0 | 0 | 0 | 0 | 0 | 0 | 0 | 0 | 0 | 0 | 0 | 0 | 0 | 0 | 0 | 0 | 0 | 0 | 0
SCE Total Roll-up E3 Calculator - With Carbon Adder | [6 empty] | 0 | [10 empty] | System | #N/A | [10 empty] | #N/A | [10 empty] | 0 | 0 | 0 | 0 | 0 | 0 | 0 | 0 | 0 | 0 | 0 | 0 | 0 | 0 | 0 | 0 | 0 | 0 | 0 | 0 | 0 | 0 | 0 | 0 | 0 | 0 | 0 | 0 | 0
SCE Total Roll-up E3 Calculator - With Carbon Adder | [6 empty] | 0 | [10 empty] | System | #N/A | [10 empty] | #N/A | [10 empty] | 0 | 0 | 0 | 0 | 0 | 0 | 0 | 0 | 0 | 0 | 0 | 0 | 0 | 0 | 0 | 0 | 0 | 0 | 0 | 0 | 0 | 0 | 0 | 0 | 0 | 0 | 0 | 0 | 0
SCE Total Roll-up E3 Calculator - With Carbon Adder | [6 empty] | 0 | [10 empty] | System | #N/A | [10 empty] | #N/A | [10 empty] | 0 | 0 | 0 | 0 | 0 | 0 | 0 | 0 | 0 | 0 | 0 | 0 | 0 | 0 | 0 | 0 | 0 | 0 | 0 | 0 | 0 | 0 | 0 | 0 | 0 | 0 | 0 | 0 | 0
SCE Total Roll-up E3 Calculator - With Carbon Adder | [6 empty] | 0 | [10 empty] | System | #N/A | [10 empty] | #N/A | [10 empty] | 0 | 0 | 0 | 0 | 0 | 0 | 0 | 0 | 0 | 0 | 0 | 0 | 0 | 0 | 0 | 0 | 0 | 0 | 0 | 0 | 0 | 0 | 0 | 0 | 0 | 0 | 0 | 0 | 0
SCE Total Roll-up E3 Calculator - With Carbon Adder | [6 empty] | 0 | [10 empty] | System | #N/A | [10 empty] | #N/A | [10 empty] | 0 | 0 | 0 | 0 | 0 | 0 | 0 | 0 | 0 | 0 | 0 | 0 | 0 | 0 | 0 | 0 | 0 | 0 | 0 | 0 | 0 | 0 | 0 | 0 | 0 | 0 | 0 | 0 | 0
SCE Total Roll-up E3 Calculator - With Carbon Adder | [6 empty] | 0 | [10 empty] | System | #N/A | [10 empty] | #N/A | [10 empty] | 0 | 0 | 0 | 0 | 0 | 0 | 0 | 0 | 0 | 0 | 0 | 0 | 0 | 0 | 0 | 0 | 0 | 0 | 0 | 0 | 0 | 0 | 0 | 0 | 0 | 0 | 0 | 0 | 0
SCE Total Roll-up E3 Calculator - With Carbon Adder | [6 empty] | 0 | [10 empty] | System | #N/A | [10 empty] | #N/A | [10 empty] | 0 | 0 | 0 | 0 | 0 | 0 | 0 | 0 | 0 | 0 | 0 | 0 | 0 | 0 | 0 | 0 | 0 | 0 | 0 | 0 | 0 | 0 | 0 | 0 | 0 | 0 | 0 | 0 | 0
SCE Total Roll-up E3 Calculator - With Carbon Adder | [6 empty] | 0 | [10 empty] | System | #N/A | [10 empty] | #N/A | [10 empty] | 0 | 0 | 0 | 0 | 0 | 0 | 0 | 0 | 0 | 0 | 0 | 0 | 0 | 0 | 0 | 0 | 0 | 0 | 0 | 0 | 0 | 0 | 0 | 0 | 0 | 0 | 0 | 0 | 0
SCE Total Roll-up E3 Calculator - With Carbon Adder | [6 empty] | 0 | [10 empty] | System | #N/A | [10 empty] | #N/A | [10 empty] | 0 | 0 | 0 | 0 | 0 | 0 | 0 | 0 | 0 | 0 | 0 | 0 | 0 | 0 | 0 | 0 | 0 | 0 | 0 | 0 | 0 | 0 | 0 | 0 | 0 | 0 | 0 | 0 | 0
SCE Total Roll-up E3 Calculator - With Carbon Adder | [6 empty] | 0 | [10 empty] | System | #N/A | [10 empty] | #N/A | [10 empty] | 0 | 0 | 0 | 0 | 0 | 0 | 0 | 0 | 0 | 0 | 0 | 0 | 0 | 0 | 0 | 0 | 0 | 0 | 0 | 0 | 0 | 0 | 0 | 0 | 0 | 0 | 0 | 0 | 0
SCE Total Roll-up E3 Calculator - With Carbon Adder | [6 empty] | 0 | [10 empty] | System | #N/A | [10 empty] | #N/A | [10 empty] | 0 | 0 | 0 | 0 | 0 | 0 | 0 | 0 | 0 | 0 | 0 | 0 | 0 | 0 | 0 | 0 | 0 | 0 | 0 | 0 | 0 | 0 | 0 | 0 | 0 | 0 | 0 | 0 | 0
SCE Total Roll-up E3 Calculator - With Carbon Adder | [6 empty] | 0 | [10 empty] | System | #N/A | [10 empty] | #N/A | [10 empty] | 0 | 0 | 0 | 0 | 0 | 0 | 0 | 0 | 0 | 0 | 0 | 0 | 0 | 0 | 0 | 0 | 0 | 0 | 0 | 0 | 0 | 0 | 0 | 0 | 0 | 0 | 0 | 0 | 0
SCE Total Roll-up E3 Calculator - With Carbon Adder | [6 empty] | 0 | [10 empty] | System | #N/A | [10 empty] | #N/A | [10 empty] | 0 | 0 | 0 | 0 | 0 | 0 | 0 | 0 | 0 | 0 | 0 | 0 | 0 | 0 | 0 | 0 | 0 | 0 | 0 | 0 | 0 | 0 | 0 | 0 | 0 | 0 | 0 | 0 | 0
SCE Total Roll-up E3 Calculator - With Carbon Adder | [6 empty] | 0 | [10 empty] | System | #N/A | [10 empty] | #N/A | [10 empty] | 0 | 0 | 0 | 0 | 0 | 0 | 0 | 0 | 0 | 0 | 0 | 0 | 0 | 0 | 0 | 0 | 0 | 0 | 0 | 0 | 0 | 0 | 0 | 0 | 0 | 0 | 0 | 0 | 0
SCE Total Roll-up E3 Calculator - With Carbon Adder | [6 empty] | 0 | [10 empty] | System | #N/A | [10 empty] | #N/A | [10 empty] | 0 | 0 | 0 | 0 | 0 | 0 | 0 | 0 | 0 | 0 | 0 | 0 | 0 | 0 | 0 | 0 | 0 | 0 | 0 | 0 | 0 | 0 | 0 | 0 | 0 | 0 | 0 | 0 | 0
SCE Total Roll-up E3 Calculator - With Carbon Adder | [6 empty] | 0 | [10 empty] | System | #N/A | [10 empty] | #N/A | [10 empty] | 0 | 0 | 0 | 0 | 0 | 0 | 0 | 0 | 0 | 0 | 0 | 0 | 0 | 0 | 0 | 0 | 0 | 0 | 0 | 0 | 0 | 0 | 0 | 0 | 0 | 0 | 0 | 0 | 0
SCE Total Roll-up E3 Calculator - With Carbon Adder | [6 empty] | 0 | [10 empty] | System | #N/A | [10 empty] | #N/A | [10 empty] | 0 | 0 | 0 | 0 | 0 | 0 | 0 | 0 | 0 | 0 | 0 | 0 | 0 | 0 | 0 | 0 | 0 | 0 | 0 | 0 | 0 | 0 | 0 | 0 | 0 | 0 | 0 | 0 | 0
SCE Total Roll-up E3 Calculator - With Carbon Adder | [6 empty] | 0 | [10 empty] | System | #N/A | [10 empty] | #N/A | [10 empty] | 0 | 0 | 0 | 0 | 0 | 0 | 0 | 0 | 0 | 0 | 0 | 0 | 0 | 0 | 0 | 0 | 0 | 0 | 0 | 0 | 0 | 0 | 0 | 0 | 0 | 0 | 0 | 0 | 0
SCE Total Roll-up E3 Calculator - With Carbon Adder | [6 empty] | 0 | [10 empty] | System | #N/A | [10 empty] | #N/A | [10 empty] | 0 | 0 | 0 | 0 | 0 | 0 | 0 | 0 | 0 | 0 | 0 | 0 | 0 | 0 | 0 | 0 | 0 | 0 | 0 | 0 | 0 | 0 | 0 | 0 | 0 | 0 | 0 | 0 | 0
SCE Total Roll-up E3 Calculator - With Carbon Adder | [6 empty] | 0 | [10 empty] | System | #N/A | [10 empty] | #N/A | [10 empty] | 0 | 0 | 0 | 0 | 0 | 0 | 0 | 0 | 0 | 0 | 0 | 0 | 0 | 0 | 0 | 0 | 0 | 0 | 0 | 0 | 0 | 0 | 0 | 0 | 0 | 0 | 0 | 0 | 0
SCE Total Roll-up E3 Calculator - With Carbon Adder | [6 empty] | 0 | [10 empty] | System | #N/A | [10 empty] | #N/A | [10 empty] | 0 | 0 | 0 | 0 | 0 | 0 | 0 | 0 | 0 | 0 | 0 | 0 | 0 | 0 | 0 | 0 | 0 | 0 | 0 | 0 | 0 | 0 | 0 | 0 | 0 | 0 | 0 | 0 | 0
SCE Total Roll-up E3 Calculator - With Carbon Adder | [6 empty] | 0 | [10 empty] | System | #N/A | [10 empty] | #N/A | [10 empty] | 0 | 0 | 0 | 0 | 0 | 0 | 0 | 0 | 0 | 0 | 0 | 0 | 0 | 0 | 0 | 0 | 0 | 0 | 0 | 0 | 0 | 0 | 0 | 0 | 0 | 0 | 0 | 0 | 0
SCE Total Roll-up E3 Calculator - With Carbon Adder | [6 empty] | 0 | [10 empty] | System | #N/A | [10 empty] | #N/A | [10 empty] | 0 | 0 | 0 | 0 | 0 | 0 | 0 | 0 | 0 | 0 | 0 | 0 | 0 | 0 | 0 | 0 | 0 | 0 | 0 | 0 | 0 | 0 | 0 | 0 | 0 | 0 | 0 | 0 | 0
SCE Total Roll-up E3 Calculator - With Carbon Adder | [6 empty] | 0 | [10 empty] | System | #N/A | [10 empty] | #N/A | [10 empty] | 0 | 0 | 0 | 0 | 0 | 0 | 0 | 0 | 0 | 0 | 0 | 0 | 0 | 0 | 0 | 0 | 0 | 0 | 0 | 0 | 0 | 0 | 0 | 0 | 0 | 0 | 0 | 0 | 0
SCE Total Roll-up E3 Calculator - With Carbon Adder | [6 empty] | 0 | [10 empty] | System | #N/A | [10 empty] | #N/A | [10 empty] | 0 | 0 | 0 | 0 | 0 | 0 | 0 | 0 | 0 | 0 | 0 | 0 | 0 | 0 | 0 | 0 | 0 | 0 | 0 | 0 | 0 | 0 | 0 | 0 | 0 | 0 | 0 | 0 | 0
SCE Total Roll-up E3 Calculator - With Carbon Adder | [6 empty] | 0 | [10 empty] | System | #N/A | [10 empty] | #N/A | [10 empty] | 0 | 0 | 0 | 0 | 0 | 0 | 0 | 0 | 0 | 0 | 0 | 0 | 0 | 0 | 0 | 0 | 0 | 0 | 0 | 0 | 0 | 0 | 0 | 0 | 0 | 0 | 0 | 0 | 0
SCE Total Roll-up E3 Calculator - With Carbon Adder | [6 empty] | 0 | [10 empty] | System | #N/A | [10 empty] | #N/A | [10 empty] | 0 | 0 | 0 | 0 | 0 | 0 | 0 | 0 | 0 | 0 | 0 | 0 | 0 | 0 | 0 | 0 | 0 | 0 | 0 | 0 | 0 | 0 | 0 | 0 | 0 | 0 | 0 | 0 | 0
SCE Total Roll-up E3 Calculator - With Carbon Adder | [6 empty] | 0 | [10 empty] | System | #N/A | [10 empty] | #N/A | [10 empty] | 0 | 0 | 0 | 0 | 0 | 0 | 0 | 0 | 0 | 0 | 0 | 0 | 0 | 0 | 0 | 0 | 0 | 0 | 0 | 0 | 0 | 0 | 0 | 0 | 0 | 0 | 0 | 0 | 0
SCE Total Roll-up E3 Calculator - With Carbon Adder | [6 empty] | 0 | [10 empty] | System | #N/A | [10 empty] | #N/A | [10 empty] | 0 | 0 | 0 | 0 | 0 | 0 | 0 | 0 | 0 | 0 | 0 | 0 | 0 | 0 | 0 | 0 | 0 | 0 | 0 | 0 | 0 | 0 | 0 | 0 | 0 | 0 | 0 | 0 | 0
SCE Total Roll-up E3 Calculator - With Carbon Adder | [6 empty] | 0 | [10 empty] | System | #N/A | [10 empty] | #N/A | [10 empty] | 0 | 0 | 0 | 0 | 0 | 0 | 0 | 0 | 0 | 0 | 0 | 0 | 0 | 0 | 0 | 0 | 0 | 0 | 0 | 0 | 0 | 0 | 0 | 0 | 0 | 0 | 0 | 0 | 0
SCE Total Roll-up E3 Calculator - With Carbon Adder | [6 empty] | 0 | [10 empty] | System | #N/A | [10 empty] | #N/A | [10 empty] | 0 | 0 | 0 | 0 | 0 | 0 | 0 | 0 | 0 | 0 | 0 | 0 | 0 | 0 | 0 | 0 | 0 | 0 | 0 | 0 | 0 | 0 | 0 | 0 | 0 | 0 | 0 | 0 | 0
SCE Total Roll-up E3 Calculator - With Carbon Adder | [6 empty] | 0 | [10 empty] | System | #N/A | [10 empty] | #N/A | [10 empty] | 0 | 0 | 0 | 0 | 0 | 0 | 0 | 0 | 0 | 0 | 0 | 0 | 0 | 0 | 0 | 0 | 0 | 0 | 0 | 0 | 0 | 0 | 0 | 0 | 0 | 0 | 0 | 0 | 0
SCE Total Roll-up E3 Calculator - With Carbon Adder | [6 empty] | 0 | [10 empty] | System | #N/A | [10 empty] | #N/A | [10 empty] | 0 | 0 | 0 | 0 | 0 | 0 | 0 | 0 | 0 | 0 | 0 | 0 | 0 | 0 | 0 | 0 | 0 | 0 | 0 | 0 | 0 | 0 | 0 | 0 | 0 | 0 | 0 | 0 | 0
SCE Total Roll-up E3 Calculator - With Carbon Adder | [6 empty] | 0 | [10 empty] | System | #N/A | [10 empty] | #N/A | [10 empty] | 0 | 0 | 0 | 0 | 0 | 0 | 0 | 0 | 0 | 0 | 0 | 0 | 0 | 0 | 0 | 0 | 0 | 0 | 0 | 0 | 0 | 0 | 0 | 0 | 0 | 0 | 0 | 0 | 0
SCE Total Roll-up E3 Calculator - With Carbon Adder | [6 empty] | 0 | [10 empty] | System | #N/A | [10 empty] | #N/A | [10 empty] | 0 | 0 | 0 | 0 | 0 | 0 | 0 | 0 | 0 | 0 | 0 | 0 | 0 | 0 | 0 | 0 | 0 | 0 | 0 | 0 | 0 | 0 | 0 | 0 | 0 | 0 | 0 | 0 | 0
SCE Total Roll-up E3 Calculator - With Carbon Adder | [6 empty] | 0 | [10 empty] | System | #N/A | [10 empty] | #N/A | [10 empty] | 0 | 0 | 0 | 0 | 0 | 0 | 0 | 0 | 0 | 0 | 0 | 0 | 0 | 0 | 0 | 0 | 0 | 0 | 0 | 0 | 0 | 0 | 0 | 0 | 0 | 0 | 0 | 0 | 0
SCE Total Roll-up E3 Calculator - With Carbon Adder | [6 empty] | 0 | [10 empty] | System | #N/A | [10 empty] | #N/A | [10 empty] | 0 | 0 | 0 | 0 | 0 | 0 | 0 | 0 | 0 | 0 | 0 | 0 | 0 | 0 | 0 | 0 | 0 | 0 | 0 | 0 | 0 | 0 | 0 | 0 | 0 | 0 | 0 | 0 | 0
SCE Total Roll-up E3 Calculator - With Carbon Adder | [6 empty] | 0 | [10 empty] | System | #N/A | [10 empty] | #N/A | [10 empty] | 0 | 0 | 0 | 0 | 0 | 0 | 0 | 0 | 0 | 0 | 0 | 0 | 0 | 0 | 0 | 0 | 0 | 0 | 0 | 0 | 0 | 0 | 0 | 0 | 0 | 0 | 0 | 0 | 0
SCE Total Roll-up E3 Calculator - With Carbon Adder | [6 empty] | 0 | [10 empty] | System | #N/A | [10 empty] | #N/A | [10 empty] | 0 | 0 | 0 | 0 | 0 | 0 | 0 | 0 | 0 | 0 | 0 | 0 | 0 | 0 | 0 | 0 | 0 | 0 | 0 | 0 | 0 | 0 | 0 | 0 | 0 | 0 | 0 | 0 | 0
SCE Total Roll-up E3 Calculator - With Carbon Adder | [6 empty] | 0 | [10 empty] | System | #N/A | [10 empty] | #N/A | [10 empty] | 0 | 0 | 0 | 0 | 0 | 0 | 0 | 0 | 0 | 0 | 0 | 0 | 0 | 0 | 0 | 0 | 0 | 0 | 0 | 0 | 0 | 0 | 0 | 0 | 0 | 0 | 0 | 0 | 0
SCE Total Roll-up E3 Calculator - With Carbon Adder | [6 empty] | 0 | [10 empty] | System | #N/A | [10 empty] | #N/A | [10 empty] | 0 | 0 | 0 | 0 | 0 | 0 | 0 | 0 | 0 | 0 | 0 | 0 | 0 | 0 | 0 | 0 | 0 | 0 | 0 | 0 | 0 | 0 | 0 | 0 | 0 | 0 | 0 | 0 | 0
SCE Total Roll-up E3 Calculator - With Carbon Adder | [6 empty] | 0 | [10 empty] | System | #N/A | [10 empty] | #N/A | [10 empty] | 0 | 0 | 0 | 0 | 0 | 0 | 0 | 0 | 0 | 0 | 0 | 0 | 0 | 0 | 0 | 0 | 0 | 0 | 0 | 0 | 0 | 0 | 0 | 0 | 0 | 0 | 0 | 0 | 0
SCE Total Roll-up E3 Calculator - With Carbon Adder | [6 empty] | 0 | [10 empty] | System | #N/A | [10 empty] | #N/A | [10 empty] | 0 | 0 | 0 | 0 | 0 | 0 | 0 | 0 | 0 | 0 | 0 | 0 | 0 | 0 | 0 | 0 | 0 | 0 | 0 | 0 | 0 | 0 | 0 | 0 | 0 | 0 | 0 | 0 | 0
SCE Total Roll-up E3 Calculator - With Carbon Adder | [6 empty] | 0 | [10 empty] | System | #N/A | [10 empty] | #N/A | [10 empty] | 0 | 0 | 0 | 0 | 0 | 0 | 0 | 0 | 0 | 0 | 0 | 0 | 0 | 0 | 0 | 0 | 0 | 0 | 0 | 0 | 0 | 0 | 0 | 0 | 0 | 0 | 0 | 0 | 0
SCE Total Roll-up E3 Calculator - With Carbon Adder | [6 empty] | 0 | [10 empty] | System | #N/A | [10 empty] | #N/A | [10 empty] | 0 | 0 | 0 | 0 | 0 | 0 | 0 | 0 | 0 | 0 | 0 | 0 | 0 | 0 | 0 | 0 | 0 | 0 | 0 | 0 | 0 | 0 | 0 | 0 | 0 | 0 | 0 | 0 | 0
SCE Total Roll-up E3 Calculator - With Carbon Adder | [6 empty] | 0 | [10 empty] | System | #N/A | [10 empty] | #N/A | [10 empty] | 0 | 0 | 0 | 0 | 0 | 0 | 0 | 0 | 0 | 0 | 0 | 0 | 0 | 0 | 0 | 0 | 0 | 0 | 0 | 0 | 0 | 0 | 0 | 0 | 0 | 0 | 0 | 0 | 0
SCE Total Roll-up E3 Calculator - With Carbon Adder | [6 empty] | 0 | [10 empty] | System | #N/A | [10 empty] | #N/A | [10 empty] | 0 | 0 | 0 | 0 | 0 | 0 | 0 | 0 | 0 | 0 | 0 | 0 | 0 | 0 | 0 | 0 | 0 | 0 | 0 | 0 | 0 | 0 | 0 | 0 | 0 | 0 | 0 | 0 | 0
SCE Total Roll-up E3 Calculator - With Carbon Adder | [6 empty] | 0 | [10 empty] | System | #N/A | [10 empty] | #N/A | [10 empty] | 0 | 0 | 0 | 0 | 0 | 0 | 0 | 0 | 0 | 0 | 0 | 0 | 0 | 0 | 0 | 0 | 0 | 0 | 0 | 0 | 0 | 0 | 0 | 0 | 0 | 0 | 0 | 0 | 0
SCE Total Roll-up E3 Calculator - With Carbon Adder | [6 empty] | 0 | [10 empty] | System | #N/A | [10 empty] | #N/A | [10 empty] | 0 | 0 | 0 | 0 | 0 | 0 | 0 | 0 | 0 | 0 | 0 | 0 | 0 | 0 | 0 | 0 | 0 | 0 | 0 | 0 | 0 | 0 | 0 | 0 | 0 | 0 | 0 | 0 | 0
SCE Total Roll-up E3 Calculator - With Carbon Adder | [6 empty] | 0 | [10 empty] | System | #N/A | [10 empty] | #N/A | [10 empty] | 0 | 0 | 0 | 0 | 0 | 0 | 0 | 0 | 0 | 0 | 0 | 0 | 0 | 0 | 0 | 0 | 0 | 0 | 0 | 0 | 0 | 0 | 0 | 0 | 0 | 0 | 0 | 0 | 0
SCE Total Roll-up E3 Calculator - With Carbon Adder | [6 empty] | 0 | [10 empty] | System | #N/A | [10 empty] | #N/A | [10 empty] | 0 | 0 | 0 | 0 | 0 | 0 | 0 | 0 | 0 | 0 | 0 | 0 | 0 | 0 | 0 | 0 | 0 | 0 | 0 | 0 | 0 | 0 | 0 | 0 | 0 | 0 | 0 | 0 | 0
SCE Total Roll-up E3 Calculator - With Carbon Adder | [6 empty] | 0 | [10 empty] | System | #N/A | [10 empty] | #N/A | [10 empty] | 0 | 0 | 0 | 0 | 0 | 0 | 0 | 0 | 0 | 0 | 0 | 0 | 0 | 0 | 0 | 0 | 0 | 0 | 0 | 0 | 0 | 0 | 0 | 0 | 0 | 0 | 0 | 0 | 0
SCE Total Roll-up E3 Calculator - With Carbon Adder | [6 empty] | 0 | [10 empty] | System | #N/A | [10 empty] | #N/A | [10 empty] | 0 | 0 | 0 | 0 | 0 | 0 | 0 | 0 | 0 | 0 | 0 | 0 | 0 | 0 | 0 | 0 | 0 | 0 | 0 | 0 | 0 | 0 | 0 | 0 | 0 | 0 | 0 | 0 | 0
SCE Total Roll-up E3 Calculator - With Carbon Adder | [6 empty] | 0 | [10 empty] | System | #N/A | [10 empty] | #N/A | [10 empty] | 0 | 0 | 0 | 0 | 0 | 0 | 0 | 0 | 0 | 0 | 0 | 0 | 0 | 0 | 0 | 0 | 0 | 0 | 0 | 0 | 0 | 0 | 0 | 0 | 0 | 0 | 0 | 0 | 0
SCE Total Roll-up E3 Calculator - With Carbon Adder | [6 empty] | 0 | [10 empty] | System | #N/A | [10 empty] | #N/A | [10 empty] | 0 | 0 | 0 | 0 | 0 | 0 | 0 | 0 | 0 | 0 | 0 | 0 | 0 | 0 | 0 | 0 | 0 | 0 | 0 | 0 | 0 | 0 | 0 | 0 | 0 | 0 | 0 | 0 | 0
SCE Total Roll-up E3 Calculator - With Carbon Adder | [6 empty] | 0 | [10 empty] | System | #N/A | [10 empty] | #N/A | [10 empty] | 0 | 0 | 0 | 0 | 0 | 0 | 0 | 0 | 0 | 0 | 0 | 0 | 0 | 0 | 0 | 0 | 0 | 0 | 0 | 0 | 0 | 0 | 0 | 0 | 0 | 0 | 0 | 0 | 0
SCE Total Roll-up E3 Calculator - With Carbon Adder | [6 empty] | 0 | [10 empty] | System | #N/A | [10 empty] | #N/A | [10 empty] | 0 | 0 | 0 | 0 | 0 | 0 | 0 | 0 | 0 | 0 | 0 | 0 | 0 | 0 | 0 | 0 | 0 | 0 | 0 | 0 | 0 | 0 | 0 | 0 | 0 | 0 | 0 | 0 | 0
SCE Total Roll-up E3 Calculator - With Carbon Adder | [6 empty] | 0 | [10 empty] | System | #N/A | [10 empty] | #N/A | [10 empty] | 0 | 0 | 0 | 0 | 0 | 0 | 0 | 0 | 0 | 0 | 0 | 0 | 0 | 0 | 0 | 0 | 0 | 0 | 0 | 0 | 0 | 0 | 0 | 0 | 0 | 0 | 0 | 0 | 0
SCE Total Roll-up E3 Calculator - With Carbon Adder | [6 empty] | 0 | [10 empty] | System | #N/A | [10 empty] | #N/A | [10 empty] | 0 | 0 | 0 | 0 | 0 | 0 | 0 | 0 | 0 | 0 | 0 | 0 | 0 | 0 | 0 | 0 | 0 | 0 | 0 | 0 | 0 | 0 | 0 | 0 | 0 | 0 | 0 | 0 | 0
SCE Total Roll-up E3 Calculator - With Carbon Adder | [6 empty] | 0 | [10 empty] | System | #N/A | [10 empty] | #N/A | [10 empty] | 0 | 0 | 0 | 0 | 0 | 0 | 0 | 0 | 0 | 0 | 0 | 0 | 0 | 0 | 0 | 0 | 0 | 0 | 0 | 0 | 0 | 0 | 0 | 0 | 0 | 0 | 0 | 0 | 0
SCE Total Roll-up E3 Calculator - With Carbon Adder | [6 empty] | 0 | [10 empty] | System | #N/A | [10 empty] | #N/A | [10 empty] | 0 | 0 | 0 | 0 | 0 | 0 | 0 | 0 | 0 | 0 | 0 | 0 | 0 | 0 | 0 | 0 | 0 | 0 | 0 | 0 | 0 | 0 | 0 | 0 | 0 | 0 | 0 | 0 | 0
SCE Total Roll-up E3 Calculator - With Carbon Adder | [6 empty] | 0 | [10 empty] | System | #N/A | [10 empty] | #N/A | [10 empty] | 0 | 0 | 0 | 0 | 0 | 0 | 0 | 0 | 0 | 0 | 0 | 0 | 0 | 0 | 0 | 0 | 0 | 0 | 0 | 0 | 0 | 0 | 0 | 0 | 0 | 0 | 0 | 0 | 0
SCE Total Roll-up E3 Calculator - With Carbon Adder | [6 empty] | 0 | [10 empty] | System | #N/A | [10 empty] | #N/A | [10 empty] | 0 | 0 | 0 | 0 | 0 | 0 | 0 | 0 | 0 | 0 | 0 | 0 | 0 | 0 | 0 | 0 | 0 | 0 | 0 | 0 | 0 | 0 | 0 | 0 | 0 | 0 | 0 | 0 | 0
SCE Total Roll-up E3 Calculator - With Carbon Adder | [6 empty] | 0 | [10 empty] | System | #N/A | [10 empty] | #N/A | [10 empty] | 0 | 0 | 0 | 0 | 0 | 0 | 0 | 0 | 0 | 0 | 0 | 0 | 0 | 0 | 0 | 0 | 0 | 0 | 0 | 0 | 0 | 0 | 0 | 0 | 0 | 0 | 0 | 0 | 0
SCE Total Roll-up E3 Calculator - With Carbon Adder | [6 empty] | 0 | [10 empty] | System | #N/A | [10 empty] | #N/A | [10 empty] | 0 | 0 | 0 | 0 | 0 | 0 | 0 | 0 | 0 | 0 | 0 | 0 | 0 | 0 | 0 | 0 | 0 | 0 | 0 | 0 | 0 | 0 | 0 | 0 | 0 | 0 | 0 | 0 | 0
SCE Total Roll-up E3 Calculator - With Carbon Adder | [6 empty] | 0 | [10 empty] | System | #N/A | [10 empty] | #N/A | [10 empty] | 0 | 0 | 0 | 0 | 0 | 0 | 0 | 0 | 0 | 0 | 0 | 0 | 0 | 0 | 0 | 0 | 0 | 0 | 0 | 0 | 0 | 0 | 0 | 0 | 0 | 0 | 0 | 0 | 0
SCE Total Roll-up E3 Calculator - With Carbon Adder | [6 empty] | 0 | [10 empty] | System | #N/A | [10 empty] | #N/A | [10 empty] | 0 | 0 | 0 | 0 | 0 | 0 | 0 | 0 | 0 | 0 | 0 | 0 | 0 | 0 | 0 | 0 | 0 | 0 | 0 | 0 | 0 | 0 | 0 | 0 | 0 | 0 | 0 | 0 | 0
SCE Total Roll-up E3 Calculator - With Carbon Adder | [6 empty] | 0 | [10 empty] | System | #N/A | [10 empty] | #N/A | [10 empty] | 0 | 0 | 0 | 0 | 0 | 0 | 0 | 0 | 0 | 0 | 0 | 0 | 0 | 0 | 0 | 0 | 0 | 0 | 0 | 0 | 0 | 0 | 0 | 0 | 0 | 0 | 0 | 0 | 0
SCE Total Roll-up E3 Calculator - With Carbon Adder | [6 empty] | 0 | [10 empty] | System | #N/A | [10 empty] | #N/A | [10 empty] | 0 | 0 | 0 | 0 | 0 | 0 | 0 | 0 | 0 | 0 | 0 | 0 | 0 | 0 | 0 | 0 | 0 | 0 | 0 | 0 | 0 | 0 | 0 | 0 | 0 | 0 | 0 | 0 | 0
SCE Total Roll-up E3 Calculator - With Carbon Adder | [6 empty] | 0 | [10 empty] | System | #N/A | [10 empty] | #N/A | [10 empty] | 0 | 0 | 0 | 0 | 0 | 0 | 0 | 0 | 0 | 0 | 0 | 0 | 0 | 0 | 0 | 0 | 0 | 0 | 0 | 0 | 0 | 0 | 0 | 0 | 0 | 0 | 0 | 0 | 0
SCE Total Roll-up E3 Calculator - With Carbon Adder | [6 empty] | 0 | [10 empty] | System | #N/A | [10 empty] | #N/A | [10 empty] | 0 | 0 | 0 | 0 | 0 | 0 | 0 | 0 | 0 | 0 | 0 | 0 | 0 | 0 | 0 | 0 | 0 | 0 | 0 | 0 | 0 | 0 | 0 | 0 | 0 | 0 | 0 | 0 | 0
SCE Total Roll-up E3 Calculator - With Carbon Adder | [6 empty] | 0 | [10 empty] | System | #N/A | [10 empty] | #N/A | [10 empty] | 0 | 0 | 0 | 0 | 0 | 0 | 0 | 0 | 0 | 0 | 0 | 0 | 0 | 0 | 0 | 0 | 0 | 0 | 0 | 0 | 0 | 0 | 0 | 0 | 0 | 0 | 0 | 0 | 0
SCE Total Roll-up E3 Calculator - With Carbon Adder | [6 empty] | 0 | [10 empty] | System | #N/A | [10 empty] | #N/A | [10 empty] | 0 | 0 | 0 | 0 | 0 | 0 | 0 | 0 | 0 | 0 | 0 | 0 | 0 | 0 | 0 | 0 | 0 | 0 | 0 | 0 | 0 | 0 | 0 | 0 | 0 | 0 | 0 | 0 | 0
SCE Total Roll-up E3 Calculator - With Carbon Adder | [6 empty] | 0 | [10 empty] | System | #N/A | [10 empty] | #N/A | [10 empty] | 0 | 0 | 0 | 0 | 0 | 0 | 0 | 0 | 0 | 0 | 0 | 0 | 0 | 0 | 0 | 0 | 0 | 0 | 0 | 0 | 0 | 0 | 0 | 0 | 0 | 0 | 0 | 0 | 0
SCE Total Roll-up E3 Calculator - With Carbon Adder | [6 empty] | 0 | [10 empty] | System | #N/A | [10 empty] | #N/A | [10 empty] | 0 | 0 | 0 | 0 | 0 | 0 | 0 | 0 | 0 | 0 | 0 | 0 | 0 | 0 | 0 | 0 | 0 | 0 | 0 | 0 | 0 | 0 | 0 | 0 | 0 | 0 | 0 | 0 | 0
SCE Total Roll-up E3 Calculator - With Carbon Adder | [6 empty] | 0 | [10 empty] | System | #N/A | [10 empty] | #N/A | [10 empty] | 0 | 0 | 0 | 0 | 0 | 0 | 0 | 0 | 0 | 0 | 0 | 0 | 0 | 0 | 0 | 0 | 0 | 0 | 0 | 0 | 0 | 0 | 0 | 0 | 0 | 0 | 0 | 0 | 0
SCE Total Roll-up E3 Calculator - With Carbon Adder | [6 empty] | 0 | [10 empty] | System | #N/A | [10 empty] | #N/A | [10 empty] | 0 | 0 | 0 | 0 | 0 | 0 | 0 | 0 | 0 | 0 | 0 | 0 | 0 | 0 | 0 | 0 | 0 | 0 | 0 | 0 | 0 | 0 | 0 | 0 | 0 | 0 | 0 | 0 | 0
SCE Total Roll-up E3 Calculator - With Carbon Adder | [6 empty] | 0 | [10 empty] | System | #N/A | [10 empty] | #N/A | [10 empty] | 0 | 0 | 0 | 0 | 0 | 0 | 0 | 0 | 0 | 0 | 0 | 0 | 0 | 0 | 0 | 0 | 0 | 0 | 0 | 0 | 0 | 0 | 0 | 0 | 0 | 0 | 0 | 0 | 0
SCE Total Roll-up E3 Calculator - With Carbon Adder | [6 empty] | 0 | [10 empty] | System | #N/A | [10 empty] | #N/A | [10 empty] | 0 | 0 | 0 | 0 | 0 | 0 | 0 | 0 | 0 | 0 | 0 | 0 | 0 | 0 | 0 | 0 | 0 | 0 | 0 | 0 | 0 | 0 | 0 | 0 | 0 | 0 | 0 | 0 | 0
SCE Total Roll-up E3 Calculator - With Carbon Adder | [6 empty] | 0 | [10 empty] | System | #N/A | [10 empty] | #N/A | [10 empty] | 0 | 0 | 0 | 0 | 0 | 0 | 0 | 0 | 0 | 0 | 0 | 0 | 0 | 0 | 0 | 0 | 0 | 0 | 0 | 0 | 0 | 0 | 0 | 0 | 0 | 0 | 0 | 0 | 0
SCE Total Roll-up E3 Calculator - With Carbon Adder | [6 empty] | 0 | [10 empty] | System | #N/A | [10 empty] | #N/A | [10 empty] | 0 | 0 | 0 | 0 | 0 | 0 | 0 | 0 | 0 | 0 | 0 | 0 | 0 | 0 | 0 | 0 | 0 | 0 | 0 | 0 | 0 | 0 | 0 | 0 | 0 | 0 | 0 | 0 | 0
SCE Total Roll-up E3 Calculator - With Carbon Adder | [6 empty] | 0 | [10 empty] | System | #N/A | [10 empty] | #N/A | [10 empty] | 0 | 0 | 0 | 0 | 0 | 0 | 0 | 0 | 0 | 0 | 0 | 0 | 0 | 0 | 0 | 0 | 0 | 0 | 0 | 0 | 0 | 0 | 0 | 0 | 0 | 0 | 0 | 0 | 0
SCE Total Roll-up E3 Calculator - With Carbon Adder | [6 empty] | 0 | [10 empty] | System | #N/A | [10 empty] | #N/A | [10 empty] | 0 | 0 | 0 | 0 | 0 | 0 | 0 | 0 | 0 | 0 | 0 | 0 | 0 | 0 | 0 | 0 | 0 | 0 | 0 | 0 | 0 | 0 | 0 | 0 | 0 | 0 | 0 | 0 | 0
SCE Total Roll-up E3 Calculator - With Carbon Adder | [6 empty] | 0 | [10 empty] | System | #N/A | [10 empty] | #N/A | [10 empty] | 0 | 0 | 0 | 0 | 0 | 0 | 0 | 0 | 0 | 0 | 0 | 0 | 0 | 0 | 0 | 0 | 0 | 0 | 0 | 0 | 0 | 0 | 0 | 0 | 0 | 0 | 0 | 0 | 0
SCE Total Roll-up E3 Calculator - With Carbon Adder | [6 empty] | 0 | [10 empty] | System | #N/A | [10 empty] | #N/A | [10 empty] | 0 | 0 | 0 | 0 | 0 | 0 | 0 | 0 | 0 | 0 | 0 | 0 | 0 | 0 | 0 | 0 | 0 | 0 | 0 | 0 | 0 | 0 | 0 | 0 | 0 | 0 | 0 | 0 | 0
SCE Total Roll-up E3 Calculator - With Carbon Adder | [6 empty] | 0 | [10 empty] | System | #N/A | [10 empty] | #N/A | [10 empty] | 0 | 0 | 0 | 0 | 0 | 0 | 0 | 0 | 0 | 0 | 0 | 0 | 0 | 0 | 0 | 0 | 0 | 0 | 0 | 0 | 0 | 0 | 0 | 0 | 0 | 0 | 0 | 0 | 0
SCE Total Roll-up E3 Calculator - With Carbon Adder | [6 empty] | 0 | [10 empty] | System | #N/A | [10 empty] | #N/A | [10 empty] | 0 | 0 | 0 | 0 | 0 | 0 | 0 | 0 | 0 | 0 | 0 | 0 | 0 | 0 | 0 | 0 | 0 | 0 | 0 | 0 | 0 | 0 | 0 | 0 | 0 | 0 | 0 | 0 | 0
SCE Total Roll-up E3 Calculator - With Carbon Adder | [6 empty] | 0 | [10 empty] | System | #N/A | [10 empty] | #N/A | [10 empty] | 0 | 0 | 0 | 0 | 0 | 0 | 0 | 0 | 0 | 0 | 0 | 0 | 0 | 0 | 0 | 0 | 0 | 0 | 0 | 0 | 0 | 0 | 0 | 0 | 0 | 0 | 0 | 0 | 0
SCE Total Roll-up E3 Calculator - With Carbon Adder | [6 empty] | 0 | [10 empty] | System | #N/A | [10 empty] | #N/A | [10 empty] | 0 | 0 | 0 | 0 | 0 | 0 | 0 | 0 | 0 | 0 | 0 | 0 | 0 | 0 | 0 | 0 | 0 | 0 | 0 | 0 | 0 | 0 | 0 | 0 | 0 | 0 | 0 | 0 | 0
SCE Total Roll-up E3 Calculator - With Carbon Adder | [6 empty] | 0 | [10 empty] | System | #N/A | [10 empty] | #N/A | [10 empty] | 0 | 0 | 0 | 0 | 0 | 0 | 0 | 0 | 0 | 0 | 0 | 0 | 0 | 0 | 0 | 0 | 0 | 0 | 0 | 0 | 0 | 0 | 0 | 0 | 0 | 0 | 0 | 0 | 0
SCE Total Roll-up E3 Calculator - With Carbon Adder | [6 empty] | 0 | [10 empty] | System | #N/A | [10 empty] | #N/A | [10 empty] | 0 | 0 | 0 | 0 | 0 | 0 | 0 | 0 | 0 | 0 | 0 | 0 | 0 | 0 | 0 | 0 | 0 | 0 | 0 | 0 | 0 | 0 | 0 | 0 | 0 | 0 | 0 | 0 | 0
SCE Total Roll-up E3 Calculator - With Carbon Adder | [6 empty] | 0 | [10 empty] | System | #N/A | [10 empty] | #N/A | [10 empty] | 0 | 0 | 0 | 0 | 0 | 0 | 0 | 0 | 0 | 0 | 0 | 0 | 0 | 0 | 0 | 0 | 0 | 0 | 0 | 0 | 0 | 0 | 0 | 0 | 0 | 0 | 0 | 0 | 0
SCE Total Roll-up E3 Calculator - With Carbon Adder | [6 empty] | 0 | [10 empty] | System | #N/A | [10 empty] | #N/A | [10 empty] | 0 | 0 | 0 | 0 | 0 | 0 | 0 | 0 | 0 | 0 | 0 | 0 | 0 | 0 | 0 | 0 | 0 | 0 | 0 | 0 | 0 | 0 | 0 | 0 | 0 | 0 | 0 | 0 | 0
SCE Total Roll-up E3 Calculator - With Carbon Adder | [6 empty] | 0 | [10 empty] | System | #N/A | [10 empty] | #N/A | [10 empty] | 0 | 0 | 0 | 0 | 0 | 0 | 0 | 0 | 0 | 0 | 0 | 0 | 0 | 0 | 0 | 0 | 0 | 0 | 0 | 0 | 0 | 0 | 0 | 0 | 0 | 0 | 0 | 0 | 0
SCE Total Roll-up E3 Calculator - With Carbon Adder | [6 empty] | 0 | [10 empty] | System | #N/A | [10 empty] | #N/A | [10 empty] | 0 | 0 | 0 | 0 | 0 | 0 | 0 | 0 | 0 | 0 | 0 | 0 | 0 | 0 | 0 | 0 | 0 | 0 | 0 | 0 | 0 | 0 | 0 | 0 | 0 | 0 | 0 | 0 | 0
SCE Total Roll-up E3 Calculator - With Carbon Adder | [6 empty] | 0 | [10 empty] | System | #N/A | [10 empty] | #N/A | [10 empty] | 0 | 0 | 0 | 0 | 0 | 0 | 0 | 0 | 0 | 0 | 0 | 0 | 0 | 0 | 0 | 0 | 0 | 0 | 0 | 0 | 0 | 0 | 0 | 0 | 0 | 0 | 0 | 0 | 0
SCE Total Roll-up E3 Calculator - With Carbon Adder | [6 empty] | 0 | [10 empty] | System | #N/A | [10 empty] | #N/A | [10 empty] | 0 | 0 | 0 | 0 | 0 | 0 | 0 | 0 | 0 | 0 | 0 | 0 | 0 | 0 | 0 | 0 | 0 | 0 | 0 | 0 | 0 | 0 | 0 | 0 | 0 | 0 | 0 | 0 | 0
SCE Total Roll-up E3 Calculator - With Carbon Adder | [6 empty] | 0 | [10 empty] | System | #N/A | [10 empty] | #N/A | [10 empty] | 0 | 0 | 0 | 0 | 0 | 0 | 0 | 0 | 0 | 0 | 0 | 0 | 0 | 0 | 0 | 0 | 0 | 0 | 0 | 0 | 0 | 0 | 0 | 0 | 0 | 0 | 0 | 0 | 0
SCE Total Roll-up E3 Calculator - With Carbon Adder | [6 empty] | 0 | [10 empty] | System | #N/A | [10 empty] | #N/A | [10 empty] | 0 | 0 | 0 | 0 | 0 | 0 | 0 | 0 | 0 | 0 | 0 | 0 | 0 | 0 | 0 | 0 | 0 | 0 | 0 | 0 | 0 | 0 | 0 | 0 | 0 | 0 | 0 | 0 | 0
SCE Total Roll-up E3 Calculator - With Carbon Adder | [6 empty] | 0 | [10 empty] | System | #N/A | [10 empty] | #N/A | [10 empty] | 0 | 0 | 0 | 0 | 0 | 0 | 0 | 0 | 0 | 0 | 0 | 0 | 0 | 0 | 0 | 0 | 0 | 0 | 0 | 0 | 0 | 0 | 0 | 0 | 0 | 0 | 0 | 0 | 0
SCE Total Roll-up E3 Calculator - With Carbon Adder | [6 empty] | 0 | [10 empty] | System | #N/A | [10 empty] | #N/A | [10 empty] | 0 | 0 | 0 | 0 | 0 | 0 | 0 | 0 | 0 | 0 | 0 | 0 | 0 | 0 | 0 | 0 | 0 | 0 | 0 | 0 | 0 | 0 | 0 | 0 | 0 | 0 | 0 | 0 | 0
SCE Total Roll-up E3 Calculator - With Carbon Adder | [6 empty] | 0 | [10 empty] | System | #N/A | [10 empty] | #N/A | [10 empty] | 0 | 0 | 0 | 0 | 0 | 0 | 0 | 0 | 0 | 0 | 0 | 0 | 0 | 0 | 0 | 0 | 0 | 0 | 0 | 0 | 0 | 0 | 0 | 0 | 0 | 0 | 0 | 0 | 0
SCE Total Roll-up E3 Calculator - With Carbon Adder | [6 empty] | 0 | [10 empty] | System | #N/A | [10 empty] | #N/A | [10 empty] | 0 | 0 | 0 | 0 | 0 | 0 | 0 | 0 | 0 | 0 | 0 | 0 | 0 | 0 | 0 | 0 | 0 | 0 | 0 | 0 | 0 | 0 | 0 | 0 | 0 | 0 | 0 | 0 | 0
SCE Total Roll-up E3 Calculator - With Carbon Adder | [6 empty] | 0 | [10 empty] | System | #N/A | [10 empty] | #N/A | [10 empty] | 0 | 0 | 0 | 0 | 0 | 0 | 0 | 0 | 0 | 0 | 0 | 0 | 0 | 0 | 0 | 0 | 0 | 0 | 0 | 0 | 0 | 0 | 0 | 0 | 0 | 0 | 0 | 0 | 0
SCE Total Roll-up E3 Calculator - With Carbon Adder | [6 empty] | 0 | [10 empty] | System | #N/A | [10 empty] | #N/A | [10 empty] | 0 | 0 | 0 | 0 | 0 | 0 | 0 | 0 | 0 | 0 | 0 | 0 | 0 | 0 | 0 | 0 | 0 | 0 | 0 | 0 | 0 | 0 | 0 | 0 | 0 | 0 | 0 | 0 | 0
SCE Total Roll-up E3 Calculator - With Carbon Adder | [6 empty] | 0 | [10 empty] | System | #N/A | [10 empty] | #N/A | [10 empty] | 0 | 0 | 0 | 0 | 0 | 0 | 0 | 0 | 0 | 0 | 0 | 0 | 0 | 0 | 0 | 0 | 0 | 0 | 0 | 0 | 0 | 0 | 0 | 0 | 0 | 0 | 0 | 0 | 0
SCE Total Roll-up E3 Calculator - With Carbon Adder | [6 empty] | 0 | [10 empty] | System | #N/A | [10 empty] | #N/A | [10 empty] | 0 | 0 | 0 | 0 | 0 | 0 | 0 | 0 | 0 | 0 | 0 | 0 | 0 | 0 | 0 | 0 | 0 | 0 | 0 | 0 | 0 | 0 | 0 | 0 | 0 | 0 | 0 | 0 | 0
SCE Total Roll-up E3 Calculator - With Carbon Adder | [6 empty] | 0 | [10 empty] | System | #N/A | [10 empty] | #N/A | [10 empty] | 0 | 0 | 0 | 0 | 0 | 0 | 0 | 0 | 0 | 0 | 0 | 0 | 0 | 0 | 0 | 0 | 0 | 0 | 0 | 0 | 0 | 0 | 0 | 0 | 0 | 0 | 0 | 0 | 0
SCE Total Roll-up E3 Calculator - With Carbon Adder | [6 empty] | 0 | [10 empty] | System | #N/A | [10 empty] | #N/A | [10 empty] | 0 | 0 | 0 | 0 | 0 | 0 | 0 | 0 | 0 | 0 | 0 | 0 | 0 | 0 | 0 | 0 | 0 | 0 | 0 | 0 | 0 | 0 | 0 | 0 | 0 | 0 | 0 | 0 | 0
SCE Total Roll-up E3 Calculator - With Carbon Adder | [6 empty] | 0 | [10 empty] | System | #N/A | [10 empty] | #N/A | [10 empty] | 0 | 0 | 0 | 0 | 0 | 0 | 0 | 0 | 0 | 0 | 0 | 0 | 0 | 0 | 0 | 0 | 0 | 0 | 0 | 0 | 0 | 0 | 0 | 0 | 0 | 0 | 0 | 0 | 0
SCE Total Roll-up E3 Calculator - With Carbon Adder | [6 empty] | 0 | [10 empty] | System | #N/A | [10 empty] | #N/A | [10 empty] | 0 | 0 | 0 | 0 | 0 | 0 | 0 | 0 | 0 | 0 | 0 | 0 | 0 | 0 | 0 | 0 | 0 | 0 | 0 | 0 | 0 | 0 | 0 | 0 | 0 | 0 | 0 | 0 | 0
SCE Total Roll-up E3 Calculator - With Carbon Adder | [6 empty] | 0 | [10 empty] | System | #N/A | [10 empty] | #N/A | [10 empty] | 0 | 0 | 0 | 0 | 0 | 0 | 0 | 0 | 0 | 0 | 0 | 0 | 0 | 0 | 0 | 0 | 0 | 0 | 0 | 0 | 0 | 0 | 0 | 0 | 0 | 0 | 0 | 0 | 0
SCE Total Roll-up E3 Calculator - With Carbon Adder | [6 empty] | 0 | [10 empty] | System | #N/A | [10 empty] | #N/A | [10 empty] | 0 | 0 | 0 | 0 | 0 | 0 | 0 | 0 | 0 | 0 | 0 | 0 | 0 | 0 | 0 | 0 | 0 | 0 | 0 | 0 | 0 | 0 | 0 | 0 | 0 | 0 | 0 | 0 | 0
SCE Total Roll-up E3 Calculator - With Carbon Adder | [6 empty] | 0 | [10 empty] | System | #N/A | [10 empty] | #N/A | [10 empty] | 0 | 0 | 0 | 0 | 0 | 0 | 0 | 0 | 0 | 0 | 0 | 0 | 0 | 0 | 0 | 0 | 0 | 0 | 0 | 0 | 0 | 0 | 0 | 0 | 0 | 0 | 0 | 0 | 0
SCE Total Roll-up E3 Calculator - With Carbon Adder | [6 empty] | 0 | [10 empty] | System | #N/A | [10 empty] | #N/A | [10 empty] | 0 | 0 | 0 | 0 | 0 | 0 | 0 | 0 | 0 | 0 | 0 | 0 | 0 | 0 | 0 | 0 | 0 | 0 | 0 | 0 | 0 | 0 | 0 | 0 | 0 | 0 | 0 | 0 | 0
SCE Total Roll-up E3 Calculator - With Carbon Adder | [6 empty] | 0 | [10 empty] | System | #N/A | [10 empty] | #N/A | [10 empty] | 0 | 0 | 0 | 0 | 0 | 0 | 0 | 0 | 0 | 0 | 0 | 0 | 0 | 0 | 0 | 0 | 0 | 0 | 0 | 0 | 0 | 0 | 0 | 0 | 0 | 0 | 0 | 0 | 0
SCE Total Roll-up E3 Calculator - With Carbon Adder | [6 empty] | 0 | [10 empty] | System | #N/A | [10 empty] | #N/A | [10 empty] | 0 | 0 | 0 | 0 | 0 | 0 | 0 | 0 | 0 | 0 | 0 | 0 | 0 | 0 | 0 | 0 | 0 | 0 | 0 | 0 | 0 | 0 | 0 | 0 | 0 | 0 | 0 | 0 | 0
SCE Total Roll-up E3 Calculator - With Carbon Adder | [6 empty] | 0 | [10 empty] | System | #N/A | [10 empty] | #N/A | [10 empty] | 0 | 0 | 0 | 0 | 0 | 0 | 0 | 0 | 0 | 0 | 0 | 0 | 0 | 0 | 0 | 0 | 0 | 0 | 0 | 0 | 0 | 0 | 0 | 0 | 0 | 0 | 0 | 0 | 0
SCE Total Roll-up E3 Calculator - With Carbon Adder | [6 empty] | 0 | [10 empty] | System | #N/A | [10 empty] | #N/A | [10 empty] | 0 | 0 | 0 | 0 | 0 | 0 | 0 | 0 | 0 | 0 | 0 | 0 | 0 | 0 | 0 | 0 | 0 | 0 | 0 | 0 | 0 | 0 | 0 | 0 | 0 | 0 | 0 | 0 | 0
SCE Total Roll-up E3 Calculator - With Carbon Adder | [6 empty] | 0 | [10 empty] | System | #N/A | [10 empty] | #N/A | [10 empty] | 0 | 0 | 0 | 0 | 0 | 0 | 0 | 0 | 0 | 0 | 0 | 0 | 0 | 0 | 0 | 0 | 0 | 0 | 0 | 0 | 0 | 0 | 0 | 0 | 0 | 0 | 0 | 0 | 0
SCE Total Roll-up E3 Calculator - With Carbon Adder | [6 empty] | 0 | [10 empty] | System | #N/A | [10 empty] | #N/A | [10 empty] | 0 | 0 | 0 | 0 | 0 | 0 | 0 | 0 | 0 | 0 | 0 | 0 | 0 | 0 | 0 | 0 | 0 | 0 | 0 | 0 | 0 | 0 | 0 | 0 | 0 | 0 | 0 | 0 | 0
SCE Total Roll-up E3 Calculator - With Carbon Adder | [6 empty] | 0 | [10 empty] | System | #N/A | [10 empty] | #N/A | [10 empty] | 0 | 0 | 0 | 0 | 0 | 0 | 0 | 0 | 0 | 0 | 0 | 0 | 0 | 0 | 0 | 0 | 0 | 0 | 0 | 0 | 0 | 0 | 0 | 0 | 0 | 0 | 0 | 0 | 0
SCE Total Roll-up E3 Calculator - With Carbon Adder | [6 empty] | 0 | [10 empty] | System | #N/A | [10 empty] | #N/A | [10 empty] | 0 | 0 | 0 | 0 | 0 | 0 | 0 | 0 | 0 | 0 | 0 | 0 | 0 | 0 | 0 | 0 | 0 | 0 | 0 | 0 | 0 | 0 | 0 | 0 | 0 | 0 | 0 | 0 | 0
SCE Total Roll-up E3 Calculator - With Carbon Adder | [6 empty] | 0 | [10 empty] | System | #N/A | [10 empty] | #N/A | [10 empty] | 0 | 0 | 0 | 0 | 0 | 0 | 0 | 0 | 0 | 0 | 0 | 0 | 0 | 0 | 0 | 0 | 0 | 0 | 0 | 0 | 0 | 0 | 0 | 0 | 0 | 0 | 0 | 0 | 0
SCE Total Roll-up E3 Calculator - With Carbon Adder | [6 empty] | 0 | [10 empty] | System | #N/A | [10 empty] | #N/A | [10 empty] | 0 | 0 | 0 | 0 | 0 | 0 | 0 | 0 | 0 | 0 | 0 | 0 | 0 | 0 | 0 | 0 | 0 | 0 | 0 | 0 | 0 | 0 | 0 | 0 | 0 | 0 | 0 | 0 | 0
SCE Total Roll-up E3 Calculator - With Carbon Adder | [6 empty] | 0 | [10 empty] | System | #N/A | [10 empty] | #N/A | [10 empty] | 0 | 0 | 0 | 0 | 0 | 0 | 0 | 0 | 0 | 0 | 0 | 0 | 0 | 0 | 0 | 0 | 0 | 0 | 0 | 0 | 0 | 0 | 0 | 0 | 0 | 0 | 0 | 0 | 0
SCE Total Roll-up E3 Calculator - With Carbon Adder | [6 empty] | 0 | [10 empty] | System | #N/A | [10 empty] | #N/A | [10 empty] | 0 | 0 | 0 | 0 | 0 | 0 | 0 | 0 | 0 | 0 | 0 | 0 | 0 | 0 | 0 | 0 | 0 | 0 | 0 | 0 | 0 | 0 | 0 | 0 | 0 | 0 | 0 | 0 | 0
SCE Total Roll-up E3 Calculator - With Carbon Adder | [6 empty] | 0 | [10 empty] | System | #N/A | [10 empty] | #N/A | [10 empty] | 0 | 0 | 0 | 0 | 0 | 0 | 0 | 0 | 0 | 0 | 0 | 0 | 0 | 0 | 0 | 0 | 0 | 0 | 0 | 0 | 0 | 0 | 0 | 0 | 0 | 0 | 0 | 0 | 0
SCE Total Roll-up E3 Calculator - With Carbon Adder | [6 empty] | 0 | [10 empty] | System | #N/A | [10 empty] | #N/A | [10 empty] | 0 | 0 | 0 | 0 | 0 | 0 | 0 | 0 | 0 | 0 | 0 | 0 | 0 | 0 | 0 | 0 | 0 | 0 | 0 | 0 | 0 | 0 | 0 | 0 | 0 | 0 | 0 | 0 | 0
SCE Total Roll-up E3 Calculator - With Carbon Adder | [6 empty] | 0 | [10 empty] | System | #N/A | [10 empty] | #N/A | [10 empty] | 0 | 0 | 0 | 0 | 0 | 0 | 0 | 0 | 0 | 0 | 0 | 0 | 0 | 0 | 0 | 0 | 0 | 0 | 0 | 0 | 0 | 0 | 0 | 0 | 0 | 0 | 0 | 0 | 0
SCE Total Roll-up E3 Calculator - With Carbon Adder | [6 empty] | 0 | [10 empty] | System | #N/A | [10 empty] | #N/A | [10 empty] | 0 | 0 | 0 | 0 | 0 | 0 | 0 | 0 | 0 | 0 | 0 | 0 | 0 | 0 | 0 | 0 | 0 | 0 | 0 | 0 | 0 | 0 | 0 | 0 | 0 | 0 | 0 | 0 | 0
SCE Total Roll-up E3 Calculator - With Carbon Adder | [6 empty] | 0 | [10 empty] | System | #N/A | [10 empty] | #N/A | [10 empty] | 0 | 0 | 0 | 0 | 0 | 0 | 0 | 0 | 0 | 0 | 0 | 0 | 0 | 0 | 0 | 0 | 0 | 0 | 0 | 0 | 0 | 0 | 0 | 0 | 0 | 0 | 0 | 0 | 0
SCE Total Roll-up E3 Calculator - With Carbon Adder | [6 empty] | 0 | [10 empty] | System | #N/A | [10 empty] | #N/A | [10 empty] | 0 | 0 | 0 | 0 | 0 | 0 | 0 | 0 | 0 | 0 | 0 | 0 | 0 | 0 | 0 | 0 | 0 | 0 | 0 | 0 | 0 | 0 | 0 | 0 | 0 | 0 | 0 | 0 | 0
SCE Total Roll-up E3 Calculator - With Carbon Adder | [6 empty] | 0 | [10 empty] | System | #N/A | [10 empty] | #N/A | [10 empty] | 0 | 0 | 0 | 0 | 0 | 0 | 0 | 0 | 0 | 0 | 0 | 0 | 0 | 0 | 0 | 0 | 0 | 0 | 0 | 0 | 0 | 0 | 0 | 0 | 0 | 0 | 0 | 0 | 0
SCE Total Roll-up E3 Calculator - With Carbon Adder | [6 empty] | 0 | [10 empty] | System | #N/A | [10 empty] | #N/A | [10 empty] | 0 | 0 | 0 | 0 | 0 | 0 | 0 | 0 | 0 | 0 | 0 | 0 | 0 | 0 | 0 | 0 | 0 | 0 | 0 | 0 | 0 | 0 | 0 | 0 | 0 | 0 | 0 | 0 | 0
SCE Total Roll-up E3 Calculator - With Carbon Adder | [6 empty] | 0 | [10 empty] | System | #N/A | [10 empty] | #N/A | [10 empty] | 0 | 0 | 0 | 0 | 0 | 0 | 0 | 0 | 0 | 0 | 0 | 0 | 0 | 0 | 0 | 0 | 0 | 0 | 0 | 0 | 0 | 0 | 0 | 0 | 0 | 0 | 0 | 0 | 0
SCE Total Roll-up E3 Calculator - With Carbon Adder | [6 empty] | 0 | [10 empty] | System | #N/A | [10 empty] | #N/A | [10 empty] | 0 | 0 | 0 | 0 | 0 | 0 | 0 | 0 | 0 | 0 | 0 | 0 | 0 | 0 | 0 | 0 | 0 | 0 | 0 | 0 | 0 | 0 | 0 | 0 | 0 | 0 | 0 | 0 | 0
SCE Total Roll-up E3 Calculator - With Carbon Adder | [6 empty] | 0 | [10 empty] | System | #N/A | [10 empty] | #N/A | [10 empty] | 0 | 0 | 0 | 0 | 0 | 0 | 0 | 0 | 0 | 0 | 0 | 0 | 0 | 0 | 0 | 0 | 0 | 0 | 0 | 0 | 0 | 0 | 0 | 0 | 0 | 0 | 0 | 0 | 0
SCE Total Roll-up E3 Calculator - With Carbon Adder | [6 empty] | 0 | [10 empty] | System | #N/A | [10 empty] | #N/A | [10 empty] | 0 | 0 | 0 | 0 | 0 | 0 | 0 | 0 | 0 | 0 | 0 | 0 | 0 | 0 | 0 | 0 | 0 | 0 | 0 | 0 | 0 | 0 | 0 | 0 | 0 | 0 | 0 | 0 | 0
SCE Total Roll-up E3 Calculator - With Carbon Adder | [6 empty] | 0 | [10 empty] | System | #N/A | [10 empty] | #N/A | [10 empty] | 0 | 0 | 0 | 0 | 0 | 0 | 0 | 0 | 0 | 0 | 0 | 0 | 0 | 0 | 0 | 0 | 0 | 0 | 0 | 0 | 0 | 0 | 0 | 0 | 0 | 0 | 0 | 0 | 0
SCE Total Roll-up E3 Calculator - With Carbon Adder | [6 empty] | 0 | [10 empty] | System | #N/A | [10 empty] | #N/A | [10 empty] | 0 | 0 | 0 | 0 | 0 | 0 | 0 | 0 | 0 | 0 | 0 | 0 | 0 | 0 | 0 | 0 | 0 | 0 | 0 | 0 | 0 | 0 | 0 | 0 | 0 | 0 | 0 | 0 | 0
SCE Total Roll-up E3 Calculator - With Carbon Adder | [6 empty] | 0 | [10 empty] | System | #N/A | [10 empty] | #N/A | [10 empty] | 0 | 0 | 0 | 0 | 0 | 0 | 0 | 0 | 0 | 0 | 0 | 0 | 0 | 0 | 0 | 0 | 0 | 0 | 0 | 0 | 0 | 0 | 0 | 0 | 0 | 0 | 0 | 0 | 0
SCE Total Roll-up E3 Calculator - With Carbon Adder | [6 empty] | 0 | [10 empty] | System | #N/A | [10 empty] | #N/A | [10 empty] | 0 | 0 | 0 | 0 | 0 | 0 | 0 | 0 | 0 | 0 | 0 | 0 | 0 | 0 | 0 | 0 | 0 | 0 | 0 | 0 | 0 | 0 | 0 | 0 | 0 | 0 | 0 | 0 | 0
SCE Total Roll-up E3 Calculator - With Carbon Adder | [6 empty] | 0 | [10 empty] | System | #N/A | [10 empty] | #N/A | [10 empty] | 0 | 0 | 0 | 0 | 0 | 0 | 0 | 0 | 0 | 0 | 0 | 0 | 0 | 0 | 0 | 0 | 0 | 0 | 0 | 0 | 0 | 0 | 0 | 0 | 0 | 0 | 0 | 0 | 0
SCE Total Roll-up E3 Calculator - With Carbon Adder | [6 empty] | 0 | [10 empty] | System | #N/A | [10 empty] | #N/A | [10 empty] | 0 | 0 | 0 | 0 | 0 | 0 | 0 | 0 | 0 | 0 | 0 | 0 | 0 | 0 | 0 | 0 | 0 | 0 | 0 | 0 | 0 | 0 | 0 | 0 | 0 | 0 | 0 | 0 | 0
SCE Total Roll-up E3 Calculator - With Carbon Adder | [6 empty] | 0 | [10 empty] | System | #N/A | [10 empty] | #N/A | [10 empty] | 0 | 0 | 0 | 0 | 0 | 0 | 0 | 0 | 0 | 0 | 0 | 0 | 0 | 0 | 0 | 0 | 0 | 0 | 0 | 0 | 0 | 0 | 0 | 0 | 0 | 0 | 0 | 0 | 0
SCE Total Roll-up E3 Calculator - With Carbon Adder | [6 empty] | 0 | [10 empty] | System | #N/A | [10 empty] | #N/A | [10 empty] | 0 | 0 | 0 | 0 | 0 | 0 | 0 | 0 | 0 | 0 | 0 | 0 | 0 | 0 | 0 | 0 | 0 | 0 | 0 | 0 | 0 | 0 | 0 | 0 | 0 | 0 | 0 | 0 | 0
SCE Total Roll-up E3 Calculator - With Carbon Adder | [6 empty] | 0 | [10 empty] | System | #N/A | [10 empty] | #N/A | [10 empty] | 0 | 0 | 0 | 0 | 0 | 0 | 0 | 0 | 0 | 0 | 0 | 0 | 0 | 0 | 0 | 0 | 0 | 0 | 0 | 0 | 0 | 0 | 0 | 0 | 0 | 0 | 0 | 0 | 0
SCE Total Roll-up E3 Calculator - With Carbon Adder | [6 empty] | 0 | [10 empty] | System | #N/A | [10 empty] | #N/A | [10 empty] | 0 | 0 | 0 | 0 | 0 | 0 | 0 | 0 | 0 | 0 | 0 | 0 | 0 | 0 | 0 | 0 | 0 | 0 | 0 | 0 | 0 | 0 | 0 | 0 | 0 | 0 | 0 | 0 | 0
SCE Total Roll-up E3 Calculator - With Carbon Adder | [6 empty] | 0 | [10 empty] | System | #N/A | [10 empty] | #N/A | [10 empty] | 0 | 0 | 0 | 0 | 0 | 0 | 0 | 0 | 0 | 0 | 0 | 0 | 0 | 0 | 0 | 0 | 0 | 0 | 0 | 0 | 0 | 0 | 0 | 0 | 0 | 0 | 0 | 0 | 0
SCE Total Roll-up E3 Calculator - With Carbon Adder | [6 empty] | 0 | [10 empty] | System | #N/A | [10 empty] | #N/A | [10 empty] | 0 | 0 | 0 | 0 | 0 | 0 | 0 | 0 | 0 | 0 | 0 | 0 | 0 | 0 | 0 | 0 | 0 | 0 | 0 | 0 | 0 | 0 | 0 | 0 | 0 | 0 | 0 | 0 | 0
SCE Total Roll-up E3 Calculator - With Carbon Adder | [6 empty] | 0 | [10 empty] | System | #N/A | [10 empty] | #N/A | [10 empty] | 0 | 0 | 0 | 0 | 0 | 0 | 0 | 0 | 0 | 0 | 0 | 0 | 0 | 0 | 0 | 0 | 0 | 0 | 0 | 0 | 0 | 0 | 0 | 0 | 0 | 0 | 0 | 0 | 0
SCE Total Roll-up E3 Calculator - With Carbon Adder | [6 empty] | 0 | [10 empty] | System | #N/A | [10 empty] | #N/A | [10 empty] | 0 | 0 | 0 | 0 | 0 | 0 | 0 | 0 | 0 | 0 | 0 | 0 | 0 | 0 | 0 | 0 | 0 | 0 | 0 | 0 | 0 | 0 | 0 | 0 | 0 | 0 | 0 | 0 | 0
SCE Total Roll-up E3 Calculator - With Carbon Adder | [6 empty] | 0 | [10 empty] | System | #N/A | [10 empty] | #N/A | [10 empty] | 0 | 0 | 0 | 0 | 0 | 0 | 0 | 0 | 0 | 0 | 0 | 0 | 0 | 0 | 0 | 0 | 0 | 0 | 0 | 0 | 0 | 0 | 0 | 0 | 0 | 0 | 0 | 0 | 0
SCE Total Roll-up E3 Calculator - With Carbon Adder | [6 empty] | 0 | [10 empty] | System | #N/A | [10 empty] | #N/A | [10 empty] | 0 | 0 | 0 | 0 | 0 | 0 | 0 | 0 | 0 | 0 | 0 | 0 | 0 | 0 | 0 | 0 | 0 | 0 | 0 | 0 | 0 | 0 | 0 | 0 | 0 | 0 | 0 | 0 | 0
SCE Total Roll-up E3 Calculator - With Carbon Adder | [6 empty] | 0 | [10 empty] | System | #N/A | [10 empty] | #N/A | [10 empty] | 0 | 0 | 0 | 0 | 0 | 0 | 0 | 0 | 0 | 0 | 0 | 0 | 0 | 0 | 0 | 0 | 0 | 0 | 0 | 0 | 0 | 0 | 0 | 0 | 0 | 0 | 0 | 0 | 0
SCE Total Roll-up E3 Calculator - With Carbon Adder | [6 empty] | 0 | [10 empty] | System | #N/A | [10 empty] | #N/A | [10 empty] | 0 | 0 | 0 | 0 | 0 | 0 | 0 | 0 | 0 | 0 | 0 | 0 | 0 | 0 | 0 | 0 | 0 | 0 | 0 | 0 | 0 | 0 | 0 | 0 | 0 | 0 | 0 | 0 | 0
SCE Total Roll-up E3 Calculator - With Carbon Adder | [6 empty] | 0 | [10 empty] | System | #N/A | [10 empty] | #N/A | [10 empty] | 0 | 0 | 0 | 0 | 0 | 0 | 0 | 0 | 0 | 0 | 0 | 0 | 0 | 0 | 0 | 0 | 0 | 0 | 0 | 0 | 0 | 0 | 0 | 0 | 0 | 0 | 0 | 0 | 0
SCE Total Roll-up E3 Calculator - With Carbon Adder | [6 empty] | 0 | [10 empty] | System | #N/A | [10 empty] | #N/A | [10 empty] | 0 | 0 | 0 | 0 | 0 | 0 | 0 | 0 | 0 | 0 | 0 | 0 | 0 | 0 | 0 | 0 | 0 | 0 | 0 | 0 | 0 | 0 | 0 | 0 | 0 | 0 | 0 | 0 | 0
SCE Total Roll-up E3 Calculator - With Carbon Adder | [6 empty] | 0 | [10 empty] | System | #N/A | [10 empty] | #N/A | [10 empty] | 0 | 0 | 0 | 0 | 0 | 0 | 0 | 0 | 0 | 0 | 0 | 0 | 0 | 0 | 0 | 0 | 0 | 0 | 0 | 0 | 0 | 0 | 0 | 0 | 0 | 0 | 0 | 0 | 0
SCE Total Roll-up E3 Calculator - With Carbon Adder | [6 empty] | 0 | [10 empty] | System | #N/A | [10 empty] | #N/A | [10 empty] | 0 | 0 | 0 | 0 | 0 | 0 | 0 | 0 | 0 | 0 | 0 | 0 | 0 | 0 | 0 | 0 | 0 | 0 | 0 | 0 | 0 | 0 | 0 | 0 | 0 | 0 | 0 | 0 | 0
SCE Total Roll-up E3 Calculator - With Carbon Adder | [6 empty] | 0 | [10 empty] | System | #N/A | [10 empty] | #N/A | [10 empty] | 0 | 0 | 0 | 0 | 0 | 0 | 0 | 0 | 0 | 0 | 0 | 0 | 0 | 0 | 0 | 0 | 0 | 0 | 0 | 0 | 0 | 0 | 0 | 0 | 0 | 0 | 0 | 0 | 0
SCE Total Roll-up E3 Calculator - With Carbon Adder | [6 empty] | 0 | [10 empty] | System | #N/A | [10 empty] | #N/A | [10 empty] | 0 | 0 | 0 | 0 | 0 | 0 | 0 | 0 | 0 | 0 | 0 | 0 | 0 | 0 | 0 | 0 | 0 | 0 | 0 | 0 | 0 | 0 | 0 | 0 | 0 | 0 | 0 | 0 | 0
SCE Total Roll-up E3 Calculator - With Carbon Adder | [6 empty] | 0 | [10 empty] | System | #N/A | [10 empty] | #N/A | [10 empty] | 0 | 0 | 0 | 0 | 0 | 0 | 0 | 0 | 0 | 0 | 0 | 0 | 0 | 0 | 0 | 0 | 0 | 0 | 0 | 0 | 0 | 0 | 0 | 0 | 0 | 0 | 0 | 0 | 0
SCE Total Roll-up E3 Calculator - With Carbon Adder | [6 empty] | 0 | [10 empty] | System | #N/A | [10 empty] | #N/A | [10 empty] | 0 | 0 | 0 | 0 | 0 | 0 | 0 | 0 | 0 | 0 | 0 | 0 | 0 | 0 | 0 | 0 | 0 | 0 | 0 | 0 | 0 | 0 | 0 | 0 | 0 | 0 | 0 | 0 | 0
SCE Total Roll-up E3 Calculator - With Carbon Adder | [6 empty] | 0 | [10 empty] | System | #N/A | [10 empty] | #N/A | [10 empty] | 0 | 0 | 0 | 0 | 0 | 0 | 0 | 0 | 0 | 0 | 0 | 0 | 0 | 0 | 0 | 0 | 0 | 0 | 0 | 0 | 0 | 0 | 0 | 0 | 0 | 0 | 0 | 0 | 0
SCE Total Roll-up E3 Calculator - With Carbon Adder | [6 empty] | 0 | [10 empty] | System | #N/A | [10 empty] | #N/A | [10 empty] | 0 | 0 | 0 | 0 | 0 | 0 | 0 | 0 | 0 | 0 | 0 | 0 | 0 | 0 | 0 | 0 | 0 | 0 | 0 | 0 | 0 | 0 | 0 | 0 | 0 | 0 | 0 | 0 | 0
SCE Total Roll-up E3 Calculator - With Carbon Adder | [6 empty] | 0 | [10 empty] | System | #N/A | [10 empty] | #N/A | [10 empty] | 0 | 0 | 0 | 0 | 0 | 0 | 0 | 0 | 0 | 0 | 0 | 0 | 0 | 0 | 0 | 0 | 0 | 0 | 0 | 0 | 0 | 0 | 0 | 0 | 0 | 0 | 0 | 0 | 0
SCE Total Roll-up E3 Calculator - With Carbon Adder | [6 empty] | 0 | [10 empty] | System | #N/A | [10 empty] | #N/A | [10 empty] | 0 | 0 | 0 | 0 | 0 | 0 | 0 | 0 | 0 | 0 | 0 | 0 | 0 | 0 | 0 | 0 | 0 | 0 | 0 | 0 | 0 | 0 | 0 | 0 | 0 | 0 | 0 | 0 | 0
SCE Total Roll-up E3 Calculator - With Carbon Adder | [6 empty] | 0 | [10 empty] | System | #N/A | [10 empty] | #N/A | [10 empty] | 0 | 0 | 0 | 0 | 0 | 0 | 0 | 0 | 0 | 0 | 0 | 0 | 0 | 0 | 0 | 0 | 0 | 0 | 0 | 0 | 0 | 0 | 0 | 0 | 0 | 0 | 0 | 0 | 0
SCE Total Roll-up E3 Calculator - With Carbon Adder | [6 empty] | 0 | [10 empty] | System | #N/A | [10 empty] | #N/A | [10 empty] | 0 | 0 | 0 | 0 | 0 | 0 | 0 | 0 | 0 | 0 | 0 | 0 | 0 | 0 | 0 | 0 | 0 | 0 | 0 | 0 | 0 | 0 | 0 | 0 | 0 | 0 | 0 | 0 | 0
SCE Total Roll-up E3 Calculator - With Carbon Adder | [6 empty] | 0 | [10 empty] | System | #N/A | [10 empty] | #N/A | [10 empty] | 0 | 0 | 0 | 0 | 0 | 0 | 0 | 0 | 0 | 0 | 0 | 0 | 0 | 0 | 0 | 0 | 0 | 0 | 0 | 0 | 0 | 0 | 0 | 0 | 0 | 0 | 0 | 0 | 0
SCE Total Roll-up E3 Calculator - With Carbon Adder | [6 empty] | 0 | [10 empty] | System | #N/A | [10 empty] | #N/A | [10 empty] | 0 | 0 | 0 | 0 | 0 | 0 | 0 | 0 | 0 | 0 | 0 | 0 | 0 | 0 | 0 | 0 | 0 | 0 | 0 | 0 | 0 | 0 | 0 | 0 | 0 | 0 | 0 | 0 | 0
SCE Total Roll-up E3 Calculator - With Carbon Adder | [6 empty] | 0 | [10 empty] | System | #N/A | [10 empty] | #N/A | [10 empty] | 0 | 0 | 0 | 0 | 0 | 0 | 0 | 0 | 0 | 0 | 0 | 0 | 0 | 0 | 0 | 0 | 0 | 0 | 0 | 0 | 0 | 0 | 0 | 0 | 0 | 0 | 0 | 0 | 0
SCE Total Roll-up E3 Calculator - With Carbon Adder | [6 empty] | 0 | [10 empty] | System | #N/A | [10 empty] | #N/A | [10 empty] | 0 | 0 | 0 | 0 | 0 | 0 | 0 | 0 | 0 | 0 | 0 | 0 | 0 | 0 | 0 | 0 | 0 | 0 | 0 | 0 | 0 | 0 | 0 | 0 | 0 | 0 | 0 | 0 | 0
SCE Total Roll-up E3 Calculator - With Carbon Adder | [6 empty] | 0 | [10 empty] | System | #N/A | [10 empty] | #N/A | [10 empty] | 0 | 0 | 0 | 0 | 0 | 0 | 0 | 0 | 0 | 0 | 0 | 0 | 0 | 0 | 0 | 0 | 0 | 0 | 0 | 0 | 0 | 0 | 0 | 0 | 0 | 0 | 0 | 0 | 0
SCE Total Roll-up E3 Calculator - With Carbon Adder | [6 empty] | 0 | [10 empty] | System | #N/A | [10 empty] | #N/A | [10 empty] | 0 | 0 | 0 | 0 | 0 | 0 | 0 | 0 | 0 | 0 | 0 | 0 | 0 | 0 | 0 | 0 | 0 | 0 | 0 | 0 | 0 | 0 | 0 | 0 | 0 | 0 | 0 | 0 | 0
SCE Total Roll-up E3 Calculator - With Carbon Adder | [6 empty] | 0 | [10 empty] | System | #N/A | [10 empty] | #N/A | [10 empty] | 0 | 0 | 0 | 0 | 0 | 0 | 0 | 0 | 0 | 0 | 0 | 0 | 0 | 0 | 0 | 0 | 0 | 0 | 0 | 0 | 0 | 0 | 0 | 0 | 0 | 0 | 0 | 0 | 0
SCE Total Roll-up E3 Calculator - With Carbon Adder | [6 empty] | 0 | [10 empty] | System | #N/A | [10 empty] | #N/A | [10 empty] | 0 | 0 | 0 | 0 | 0 | 0 | 0 | 0 | 0 | 0 | 0 | 0 | 0 | 0 | 0 | 0 | 0 | 0 | 0 | 0 | 0 | 0 | 0 | 0 | 0 | 0 | 0 | 0 | 0
SCE Total Roll-up E3 Calculator - With Carbon Adder | [6 empty] | 0 | [10 empty] | System | #N/A | [10 empty] | #N/A | [10 empty] | 0 | 0 | 0 | 0 | 0 | 0 | 0 | 0 | 0 | 0 | 0 | 0 | 0 | 0 | 0 | 0 | 0 | 0 | 0 | 0 | 0 | 0 | 0 | 0 | 0 | 0 | 0 | 0 | 0
SCE Total Roll-up E3 Calculator - With Carbon Adder | [6 empty] | 0 | [10 empty] | System | #N/A | [10 empty] | #N/A | [10 empty] | 0 | 0 | 0 | 0 | 0 | 0 | 0 | 0 | 0 | 0 | 0 | 0 | 0 | 0 | 0 | 0 | 0 | 0 | 0 | 0 | 0 | 0 | 0 | 0 | 0 | 0 | 0 | 0 | 0
SCE Total Roll-up E3 Calculator - With Carbon Adder | [6 empty] | 0 | [10 empty] | System | #N/A | [10 empty] | #N/A | [10 empty] | 0 | 0 | 0 | 0 | 0 | 0 | 0 | 0 | 0 | 0 | 0 | 0 | 0 | 0 | 0 | 0 | 0 | 0 | 0 | 0 | 0 | 0 | 0 | 0 | 0 | 0 | 0 | 0 | 0
SCE Total Roll-up E3 Calculator - With Carbon Adder | [6 empty] | 0 | [10 empty] | System | #N/A | [10 empty] | #N/A | [10 empty] | 0 | 0 | 0 | 0 | 0 | 0 | 0 | 0 | 0 | 0 | 0 | 0 | 0 | 0 | 0 | 0 | 0 | 0 | 0 | 0 | 0 | 0 | 0 | 0 | 0 | 0 | 0 | 0 | 0
SCE Total Roll-up E3 Calculator - With Carbon Adder | [6 empty] | 0 | [10 empty] | System | #N/A | [10 empty] | #N/A | [10 empty] | 0 | 0 | 0 | 0 | 0 | 0 | 0 | 0 | 0 | 0 | 0 | 0 | 0 | 0 | 0 | 0 | 0 | 0 | 0 | 0 | 0 | 0 | 0 | 0 | 0 | 0 | 0 | 0 | 0
SCE Total Roll-up E3 Calculator - With Carbon Adder | [6 empty] | 0 | [10 empty] | System | #N/A | [10 empty] | #N/A | [10 empty] | 0 | 0 | 0 | 0 | 0 | 0 | 0 | 0 | 0 | 0 | 0 | 0 | 0 | 0 | 0 | 0 | 0 | 0 | 0 | 0 | 0 | 0 | 0 | 0 | 0 | 0 | 0 | 0 | 0
SCE Total Roll-up E3 Calculator - With Carbon Adder | [6 empty] | 0 | [10 empty] | System | #N/A | [10 empty] | #N/A | [10 empty] | 0 | 0 | 0 | 0 | 0 | 0 | 0 | 0 | 0 | 0 | 0 | 0 | 0 | 0 | 0 | 0 | 0 | 0 | 0 | 0 | 0 | 0 | 0 | 0 | 0 | 0 | 0 | 0 | 0
SCE Total Roll-up E3 Calculator - With Carbon Adder | [6 empty] | 0 | [10 empty] | System | #N/A | [10 empty] | #N/A | [10 empty] | 0 | 0 | 0 | 0 | 0 | 0 | 0 | 0 | 0 | 0 | 0 | 0 | 0 | 0 | 0 | 0 | 0 | 0 | 0 | 0 | 0 | 0 | 0 | 0 | 0 | 0 | 0 | 0 | 0
SCE Total Roll-up E3 Calculator - With Carbon Adder | [6 empty] | 0 | [10 empty] | System | #N/A | [10 empty] | #N/A | [10 empty] | 0 | 0 | 0 | 0 | 0 | 0 | 0 | 0 | 0 | 0 | 0 | 0 | 0 | 0 | 0 | 0 | 0 | 0 | 0 | 0 | 0 | 0 | 0 | 0 | 0 | 0 | 0 | 0 | 0
SCE Total Roll-up E3 Calculator - With Carbon Adder | [6 empty] | 0 | [10 empty] | System | #N/A | [10 empty] | #N/A | [10 empty] | 0 | 0 | 0 | 0 | 0 | 0 | 0 | 0 | 0 | 0 | 0 | 0 | 0 | 0 | 0 | 0 | 0 | 0 | 0 | 0 | 0 | 0 | 0 | 0 | 0 | 0 | 0 | 0 | 0
SCE Total Roll-up E3 Calculator - With Carbon Adder | [6 empty] | 0 | [10 empty] | System | #N/A | [10 empty] | #N/A | [10 empty] | 0 | 0 | 0 | 0 | 0 | 0 | 0 | 0 | 0 | 0 | 0 | 0 | 0 | 0 | 0 | 0 | 0 | 0 | 0 | 0 | 0 | 0 | 0 | 0 | 0 | 0 | 0 | 0 | 0
SCE Total Roll-up E3 Calculator - With Carbon Adder | [6 empty] | 0 | [10 empty] | System | #N/A | [10 empty] | #N/A | [10 empty] | 0 | 0 | 0 | 0 | 0 | 0 | 0 | 0 | 0 | 0 | 0 | 0 | 0 | 0 | 0 | 0 | 0 | 0 | 0 | 0 | 0 | 0 | 0 | 0 | 0 | 0 | 0 | 0 | 0
SCE Total Roll-up E3 Calculator - With Carbon Adder | [6 empty] | 0 | [10 empty] | System | #N/A | [10 empty] | #N/A | [10 empty] | 0 | 0 | 0 | 0 | 0 | 0 | 0 | 0 | 0 | 0 | 0 | 0 | 0 | 0 | 0 | 0 | 0 | 0 | 0 | 0 | 0 | 0 | 0 | 0 | 0 | 0 | 0 | 0 | 0
SCE Total Roll-up E3 Calculator - With Carbon Adder | [6 empty] | 0 | [10 empty] | System | #N/A | [10 empty] | #N/A | [10 empty] | 0 | 0 | 0 | 0 | 0 | 0 | 0 | 0 | 0 | 0 | 0 | 0 | 0 | 0 | 0 | 0 | 0 | 0 | 0 | 0 | 0 | 0 | 0 | 0 | 0 | 0 | 0 | 0 | 0
SCE Total Roll-up E3 Calculator - With Carbon Adder | [6 empty] | 0 | [10 empty] | System | #N/A | [10 empty] | #N/A | [10 empty] | 0 | 0 | 0 | 0 | 0 | 0 | 0 | 0 | 0 | 0 | 0 | 0 | 0 | 0 | 0 | 0 | 0 | 0 | 0 | 0 | 0 | 0 | 0 | 0 | 0 | 0 | 0 | 0 | 0
SCE Total Roll-up E3 Calculator - With Carbon Adder | [6 empty] | 0 | [10 empty] | System | #N/A | [10 empty] | #N/A | [10 empty] | 0 | 0 | 0 | 0 | 0 | 0 | 0 | 0 | 0 | 0 | 0 | 0 | 0 | 0 | 0 | 0 | 0 | 0 | 0 | 0 | 0 | 0 | 0 | 0 | 0 | 0 | 0 | 0 | 0
SCE Total Roll-up E3 Calculator - With Carbon Adder | [6 empty] | 0 | [10 empty] | System | #N/A | [10 empty] | #N/A | [10 empty] | 0 | 0 | 0 | 0 | 0 | 0 | 0 | 0 | 0 | 0 | 0 | 0 | 0 | 0 | 0 | 0 | 0 | 0 | 0 | 0 | 0 | 0 | 0 | 0 | 0 | 0 | 0 | 0 | 0
SCE Total Roll-up E3 Calculator - With Carbon Adder | [6 empty] | 0 | [10 empty] | System | #N/A | [10 empty] | #N/A | [10 empty] | 0 | 0 | 0 | 0 | 0 | 0 | 0 | 0 | 0 | 0 | 0 | 0 | 0 | 0 | 0 | 0 | 0 | 0 | 0 | 0 | 0 | 0 | 0 | 0 | 0 | 0 | 0 | 0 | 0
SCE Total Roll-up E3 Calculator - With Carbon Adder | [6 empty] | 0 | [10 empty] | System | #N/A | [10 empty] | #N/A | [10 empty] | 0 | 0 | 0 | 0 | 0 | 0 | 0 | 0 | 0 | 0 | 0 | 0 | 0 | 0 | 0 | 0 | 0 | 0 | 0 | 0 | 0 | 0 | 0 | 0 | 0 | 0 | 0 | 0 | 0
SCE Total Roll-up E3 Calculator - With Carbon Adder | [6 empty] | 0 | [10 empty] | System | #N/A | [10 empty] | #N/A | [10 empty] | 0 | 0 | 0 | 0 | 0 | 0 | 0 | 0 | 0 | 0 | 0 | 0 | 0 | 0 | 0 | 0 | 0 | 0 | 0 | 0 | 0 | 0 | 0 | 0 | 0 | 0 | 0 | 0 | 0
SCE Total Roll-up E3 Calculator - With Carbon Adder | [6 empty] | 0 | [10 empty] | System | #N/A | [10 empty] | #N/A | [10 empty] | 0 | 0 | 0 | 0 | 0 | 0 | 0 | 0 | 0 | 0 | 0 | 0 | 0 | 0 | 0 | 0 | 0 | 0 | 0 | 0 | 0 | 0 | 0 | 0 | 0 | 0 | 0 | 0 | 0
SCE Total Roll-up E3 Calculator - With Carbon Adder | [6 empty] | 0 | [10 empty] | System | #N/A | [10 empty] | #N/A | [10 empty] | 0 | 0 | 0 | 0 | 0 | 0 | 0 | 0 | 0 | 0 | 0 | 0 | 0 | 0 | 0 | 0 | 0 | 0 | 0 | 0 | 0 | 0 | 0 | 0 | 0 | 0 | 0 | 0 | 0
SCE Total Roll-up E3 Calculator - With Carbon Adder | [6 empty] | 0 | [10 empty] | System | #N/A | [10 empty] | #N/A | [10 empty] | 0 | 0 | 0 | 0 | 0 | 0 | 0 | 0 | 0 | 0 | 0 | 0 | 0 | 0 | 0 | 0 | 0 | 0 | 0 | 0 | 0 | 0 | 0 | 0 | 0 | 0 | 0 | 0 | 0
SCE Total Roll-up E3 Calculator - With Carbon Adder | [6 empty] | 0 | [10 empty] | System | #N/A | [10 empty] | #N/A | [10 empty] | 0 | 0 | 0 | 0 | 0 | 0 | 0 | 0 | 0 | 0 | 0 | 0 | 0 | 0 | 0 | 0 | 0 | 0 | 0 | 0 | 0 | 0 | 0 | 0 | 0 | 0 | 0 | 0 | 0
SCE Total Roll-up E3 Calculator - With Carbon Adder | [6 empty] | 0 | [10 empty] | System | #N/A | [10 empty] | #N/A | [10 empty] | 0 | 0 | 0 | 0 | 0 | 0 | 0 | 0 | 0 | 0 | 0 | 0 | 0 | 0 | 0 | 0 | 0 | 0 | 0 | 0 | 0 | 0 | 0 | 0 | 0 | 0 | 0 | 0 | 0
SCE Total Roll-up E3 Calculator - With Carbon Adder | [6 empty] | 0 | [10 empty] | System | #N/A | [10 empty] | #N/A | [10 empty] | 0 | 0 | 0 | 0 | 0 | 0 | 0 | 0 | 0 | 0 | 0 | 0 | 0 | 0 | 0 | 0 | 0 | 0 | 0 | 0 | 0 | 0 | 0 | 0 | 0 | 0 | 0 | 0 | 0
SCE Total Roll-up E3 Calculator - With Carbon Adder | [6 empty] | 0 | [10 empty] | System | #N/A | [10 empty] | #N/A | [10 empty] | 0 | 0 | 0 | 0 | 0 | 0 | 0 | 0 | 0 | 0 | 0 | 0 | 0 | 0 | 0 | 0 | 0 | 0 | 0 | 0 | 0 | 0 | 0 | 0 | 0 | 0 | 0 | 0 | 0
SCE Total Roll-up E3 Calculator - With Carbon Adder | [6 empty] | 0 | [10 empty] | System | #N/A | [10 empty] | #N/A | [10 empty] | 0 | 0 | 0 | 0 | 0 | 0 | 0 | 0 | 0 | 0 | 0 | 0 | 0 | 0 | 0 | 0 | 0 | 0 | 0 | 0 | 0 | 0 | 0 | 0 | 0 | 0 | 0 | 0 | 0
SCE Total Roll-up E3 Calculator - With Carbon Adder | [6 empty] | 0 | [10 empty] | System | #N/A | [10 empty] | #N/A | [10 empty] | 0 | 0 | 0 | 0 | 0 | 0 | 0 | 0 | 0 | 0 | 0 | 0 | 0 | 0 | 0 | 0 | 0 | 0 | 0 | 0 | 0 | 0 | 0 | 0 | 0 | 0 | 0 | 0 | 0
SCE Total Roll-up E3 Calculator - With Carbon Adder | [6 empty] | 0 | [10 empty] | System | #N/A | [10 empty] | #N/A | [10 empty] | 0 | 0 | 0 | 0 | 0 | 0 | 0 | 0 | 0 | 0 | 0 | 0 | 0 | 0 | 0 | 0 | 0 | 0 | 0 | 0 | 0 | 0 | 0 | 0 | 0 | 0 | 0 | 0 | 0
SCE Total Roll-up E3 Calculator - With Carbon Adder | [6 empty] | 0 | [10 empty] | System | #N/A | [10 empty] | #N/A | [10 empty] | 0 | 0 | 0 | 0 | 0 | 0 | 0 | 0 | 0 | 0 | 0 | 0 | 0 | 0 | 0 | 0 | 0 | 0 | 0 | 0 | 0 | 0 | 0 | 0 | 0 | 0 | 0 | 0 | 0
SCE Total Roll-up E3 Calculator - With Carbon Adder | [6 empty] | 0 | [10 empty] | System | #N/A | [10 empty] | #N/A | [10 empty] | 0 | 0 | 0 | 0 | 0 | 0 | 0 | 0 | 0 | 0 | 0 | 0 | 0 | 0 | 0 | 0 | 0 | 0 | 0 | 0 | 0 | 0 | 0 | 0 | 0 | 0 | 0 | 0 | 0
SCE Total Roll-up E3 Calculator - With Carbon Adder | [6 empty] | 0 | [10 empty] | System | #N/A | [10 empty] | #N/A | [10 empty] | 0 | 0 | 0 | 0 | 0 | 0 | 0 | 0 | 0 | 0 | 0 | 0 | 0 | 0 | 0 | 0 | 0 | 0 | 0 | 0 | 0 | 0 | 0 | 0 | 0 | 0 | 0 | 0 | 0
SCE Total Roll-up E3 Calculator - With Carbon Adder | [6 empty] | 0 | [10 empty] | System | #N/A | [10 empty] | #N/A | [10 empty] | 0 | 0 | 0 | 0 | 0 | 0 | 0 | 0 | 0 | 0 | 0 | 0 | 0 | 0 | 0 | 0 | 0 | 0 | 0 | 0 | 0 | 0 | 0 | 0 | 0 | 0 | 0 | 0 | 0
SCE Total Roll-up E3 Calculator - With Carbon Adder | [6 empty] | 0 | [10 empty] | System | #N/A | [10 empty] | #N/A | [10 empty] | 0 | 0 | 0 | 0 | 0 | 0 | 0 | 0 | 0 | 0 | 0 | 0 | 0 | 0 | 0 | 0 | 0 | 0 | 0 | 0 | 0 | 0 | 0 | 0 | 0 | 0 | 0 | 0 | 0
SCE Total Roll-up E3 Calculator - With Carbon Adder | [6 empty] | 0 | [10 empty] | System | #N/A | [10 empty] | #N/A | [10 empty] | 0 | 0 | 0 | 0 | 0 | 0 | 0 | 0 | 0 | 0 | 0 | 0 | 0 | 0 | 0 | 0 | 0 | 0 | 0 | 0 | 0 | 0 | 0 | 0 | 0 | 0 | 0 | 0 | 0
SCE Total Roll-up E3 Calculator - With Carbon Adder | [6 empty] | 0 | [10 empty] | System | #N/A | [10 empty] | #N/A | [10 empty] | 0 | 0 | 0 | 0 | 0 | 0 | 0 | 0 | 0 | 0 | 0 | 0 | 0 | 0 | 0 | 0 | 0 | 0 | 0 | 0 | 0 | 0 | 0 | 0 | 0 | 0 | 0 | 0 | 0
SCE Total Roll-up E3 Calculator - With Carbon Adder | [6 empty] | 0 | [10 empty] | System | #N/A | [10 empty] | #N/A | [10 empty] | 0 | 0 | 0 | 0 | 0 | 0 | 0 | 0 | 0 | 0 | 0 | 0 | 0 | 0 | 0 | 0 | 0 | 0 | 0 | 0 | 0 | 0 | 0 | 0 | 0 | 0 | 0 | 0 | 0
SCE Total Roll-up E3 Calculator - With Carbon Adder | [6 empty] | 0 | [10 empty] | System | #N/A | [10 empty] | #N/A | [10 empty] | 0 | 0 | 0 | 0 | 0 | 0 | 0 | 0 | 0 | 0 | 0 | 0 | 0 | 0 | 0 | 0 | 0 | 0 | 0 | 0 | 0 | 0 | 0 | 0 | 0 | 0 | 0 | 0 | 0
SCE Total Roll-up E3 Calculator - With Carbon Adder | [6 empty] | 0 | [10 empty] | System | #N/A | [10 empty] | #N/A | [10 empty] | 0 | 0 | 0 | 0 | 0 | 0 | 0 | 0 | 0 | 0 | 0 | 0 | 0 | 0 | 0 | 0 | 0 | 0 | 0 | 0 | 0 | 0 | 0 | 0 | 0 | 0 | 0 | 0 | 0
SCE Total Roll-up E3 Calculator - With Carbon Adder | [6 empty] | 0 | [10 empty] | System | #N/A | [10 empty] | #N/A | [10 empty] | 0 | 0 | 0 | 0 | 0 | 0 | 0 | 0 | 0 | 0 | 0 | 0 | 0 | 0 | 0 | 0 | 0 | 0 | 0 | 0 | 0 | 0 | 0 | 0 | 0 | 0 | 0 | 0 | 0
SCE Total Roll-up E3 Calculator - With Carbon Adder | [6 empty] | 0 | [10 empty] | System | #N/A | [10 empty] | #N/A | [10 empty] | 0 | 0 | 0 | 0 | 0 | 0 | 0 | 0 | 0 | 0 | 0 | 0 | 0 | 0 | 0 | 0 | 0 | 0 | 0 | 0 | 0 | 0 | 0 | 0 | 0 | 0 | 0 | 0 | 0
SCE Total Roll-up E3 Calculator - With Carbon Adder | [6 empty] | 0 | [10 empty] | System | #N/A | [10 empty] | #N/A | [10 empty] | 0 | 0 | 0 | 0 | 0 | 0 | 0 | 0 | 0 | 0 | 0 | 0 | 0 | 0 | 0 | 0 | 0 | 0 | 0 | 0 | 0 | 0 | 0 | 0 | 0 | 0 | 0 | 0 | 0
SCE Total Roll-up E3 Calculator - With Carbon Adder | [6 empty] | 0 | [10 empty] | System | #N/A | [10 empty] | #N/A | [10 empty] | 0 | 0 | 0 | 0 | 0 | 0 | 0 | 0 | 0 | 0 | 0 | 0 | 0 | 0 | 0 | 0 | 0 | 0 | 0 | 0 | 0 | 0 | 0 | 0 | 0 | 0 | 0 | 0 | 0
SCE Total Roll-up E3 Calculator - With Carbon Adder | [6 empty] | 0 | [10 empty] | System | #N/A | [10 empty] | #N/A | [10 empty] | 0 | 0 | 0 | 0 | 0 | 0 | 0 | 0 | 0 | 0 | 0 | 0 | 0 | 0 | 0 | 0 | 0 | 0 | 0 | 0 | 0 | 0 | 0 | 0 | 0 | 0 | 0 | 0 | 0
SCE Total Roll-up E3 Calculator - With Carbon Adder | [6 empty] | 0 | [10 empty] | System | #N/A | [10 empty] | #N/A | [10 empty] | 0 | 0 | 0 | 0 | 0 | 0 | 0 | 0 | 0 | 0 | 0 | 0 | 0 | 0 | 0 | 0 | 0 | 0 | 0 | 0 | 0 | 0 | 0 | 0 | 0 | 0 | 0 | 0 | 0
SCE Total Roll-up E3 Calculator - With Carbon Adder | [6 empty] | 0 | [10 empty] | System | #N/A | [10 empty] | #N/A | [10 empty] | 0 | 0 | 0 | 0 | 0 | 0 | 0 | 0 | 0 | 0 | 0 | 0 | 0 | 0 | 0 | 0 | 0 | 0 | 0 | 0 | 0 | 0 | 0 | 0 | 0 | 0 | 0 | 0 | 0
SCE Total Roll-up E3 Calculator - With Carbon Adder | [6 empty] | 0 | [10 empty] | System | #N/A | [10 empty] | #N/A | [10 empty] | 0 | 0 | 0 | 0 | 0 | 0 | 0 | 0 | 0 | 0 | 0 | 0 | 0 | 0 | 0 | 0 | 0 | 0 | 0 | 0 | 0 | 0 | 0 | 0 | 0 | 0 | 0 | 0 | 0
SCE Total Roll-up E3 Calculator - With Carbon Adder | [6 empty] | 0 | [10 empty] | System | #N/A | [10 empty] | #N/A | [10 empty] | 0 | 0 | 0 | 0 | 0 | 0 | 0 | 0 | 0 | 0 | 0 | 0 | 0 | 0 | 0 | 0 | 0 | 0 | 0 | 0 | 0 | 0 | 0 | 0 | 0 | 0 | 0 | 0 | 0
SCE Total Roll-up E3 Calculator - With Carbon Adder | [6 empty] | 0 | [10 empty] | System | #N/A | [10 empty] | #N/A | [10 empty] | 0 | 0 | 0 | 0 | 0 | 0 | 0 | 0 | 0 | 0 | 0 | 0 | 0 | 0 | 0 | 0 | 0 | 0 | 0 | 0 | 0 | 0 | 0 | 0 | 0 | 0 | 0 | 0 | 0
SCE Total Roll-up E3 Calculator - With Carbon Adder | [6 empty] | 0 | [10 empty] | System | #N/A | [10 empty] | #N/A | [10 empty] | 0 | 0 | 0 | 0 | 0 | 0 | 0 | 0 | 0 | 0 | 0 | 0 | 0 | 0 | 0 | 0 | 0 | 0 | 0 | 0 | 0 | 0 | 0 | 0 | 0 | 0 | 0 | 0 | 0
SCE Total Roll-up E3 Calculator - With Carbon Adder | [6 empty] | 0 | [10 empty] | System | #N/A | [10 empty] | #N/A | [10 empty] | 0 | 0 | 0 | 0 | 0 | 0 | 0 | 0 | 0 | 0 | 0 | 0 | 0 | 0 | 0 | 0 | 0 | 0 | 0 | 0 | 0 | 0 | 0 | 0 | 0 | 0 | 0 | 0 | 0
SCE Total Roll-up E3 Calculator - With Carbon Adder | [6 empty] | 0 | [10 empty] | System | #N/A | [10 empty] | #N/A | [10 empty] | 0 | 0 | 0 | 0 | 0 | 0 | 0 | 0 | 0 | 0 | 0 | 0 | 0 | 0 | 0 | 0 | 0 | 0 | 0 | 0 | 0 | 0 | 0 | 0 | 0 | 0 | 0 | 0 | 0
SCE Total Roll-up E3 Calculator - With Carbon Adder | [6 empty] | 0 | [10 empty] | System | #N/A | [10 empty] | #N/A | [10 empty] | 0 | 0 | 0 | 0 | 0 | 0 | 0 | 0 | 0 | 0 | 0 | 0 | 0 | 0 | 0 | 0 | 0 | 0 | 0 | 0 | 0 | 0 | 0 | 0 | 0 | 0 | 0 | 0 | 0
SCE Total Roll-up E3 Calculator - With Carbon Adder | [6 empty] | 0 | [10 empty] | System | #N/A | [10 empty] | #N/A | [10 empty] | 0 | 0 | 0 | 0 | 0 | 0 | 0 | 0 | 0 | 0 | 0 | 0 | 0 | 0 | 0 | 0 | 0 | 0 | 0 | 0 | 0 | 0 | 0 | 0 | 0 | 0 | 0 | 0 | 0
SCE Total Roll-up E3 Calculator - With Carbon Adder | [6 empty] | 0 | [10 empty] | System | #N/A | [10 empty] | #N/A | [10 empty] | 0 | 0 | 0 | 0 | 0 | 0 | 0 | 0 | 0 | 0 | 0 | 0 | 0 | 0 | 0 | 0 | 0 | 0 | 0 | 0 | 0 | 0 | 0 | 0 | 0 | 0 | 0 | 0 | 0
SCE Total Roll-up E3 Calculator - With Carbon Adder | [6 empty] | 0 | [10 empty] | System | #N/A | [10 empty] | #N/A | [10 empty] | 0 | 0 | 0 | 0 | 0 | 0 | 0 | 0 | 0 | 0 | 0 | 0 | 0 | 0 | 0 | 0 | 0 | 0 | 0 | 0 | 0 | 0 | 0 | 0 | 0 | 0 | 0 | 0 | 0
SCE Total Roll-up E3 Calculator - With Carbon Adder | [6 empty] | 0 | [10 empty] | System | #N/A | [10 empty] | #N/A | [10 empty] | 0 | 0 | 0 | 0 | 0 | 0 | 0 | 0 | 0 | 0 | 0 | 0 | 0 | 0 | 0 | 0 | 0 | 0 | 0 | 0 | 0 | 0 | 0 | 0 | 0 | 0 | 0 | 0 | 0
SCE Total Roll-up E3 Calculator - With Carbon Adder | [6 empty] | 0 | [10 empty] | System | #N/A | [10 empty] | #N/A | [10 empty] | 0 | 0 | 0 | 0 | 0 | 0 | 0 | 0 | 0 | 0 | 0 | 0 | 0 | 0 | 0 | 0 | 0 | 0 | 0 | 0 | 0 | 0 | 0 | 0 | 0 | 0 | 0 | 0 | 0
SCE Total Roll-up E3 Calculator - With Carbon Adder | [6 empty] | 0 | [10 empty] | System | #N/A | [10 empty] | #N/A | [10 empty] | 0 | 0 | 0 | 0 | 0 | 0 | 0 | 0 | 0 | 0 | 0 | 0 | 0 | 0 | 0 | 0 | 0 | 0 | 0 | 0 | 0 | 0 | 0 | 0 | 0 | 0 | 0 | 0 | 0
SCE Total Roll-up E3 Calculator - With Carbon Adder | [6 empty] | 0 | [10 empty] | System | #N/A | [10 empty] | #N/A | [10 empty] | 0 | 0 | 0 | 0 | 0 | 0 | 0 | 0 | 0 | 0 | 0 | 0 | 0 | 0 | 0 | 0 | 0 | 0 | 0 | 0 | 0 | 0 | 0 | 0 | 0 | 0 | 0 | 0 | 0
SCE Total Roll-up E3 Calculator - With Carbon Adder | [6 empty] | 0 | [10 empty] | System | #N/A | [10 empty] | #N/A | [10 empty] | 0 | 0 | 0 | 0 | 0 | 0 | 0 | 0 | 0 | 0 | 0 | 0 | 0 | 0 | 0 | 0 | 0 | 0 | 0 | 0 | 0 | 0 | 0 | 0 | 0 | 0 | 0 | 0 | 0
SCE Total Roll-up E3 Calculator - With Carbon Adder | [6 empty] | 0 | [10 empty] | System | #N/A | [10 empty] | #N/A | [10 empty] | 0 | 0 | 0 | 0 | 0 | 0 | 0 | 0 | 0 | 0 | 0 | 0 | 0 | 0 | 0 | 0 | 0 | 0 | 0 | 0 | 0 | 0 | 0 | 0 | 0 | 0 | 0 | 0 | 0
SCE Total Roll-up E3 Calculator - With Carbon Adder | [6 empty] | 0 | [10 empty] | System | #N/A | [10 empty] | #N/A | [10 empty] | 0 | 0 | 0 | 0 | 0 | 0 | 0 | 0 | 0 | 0 | 0 | 0 | 0 | 0 | 0 | 0 | 0 | 0 | 0 | 0 | 0 | 0 | 0 | 0 | 0 | 0 | 0 | 0 | 0
SCE Total Roll-up E3 Calculator - With Carbon Adder | [6 empty] | 0 | [10 empty] | System | #N/A | [10 empty] | #N/A | [10 empty] | 0 | 0 | 0 | 0 | 0 | 0 | 0 | 0 | 0 | 0 | 0 | 0 | 0 | 0 | 0 | 0 | 0 | 0 | 0 | 0 | 0 | 0 | 0 | 0 | 0 | 0 | 0 | 0 | 0
SCE Total Roll-up E3 Calculator - With Carbon Adder | [6 empty] | 0 | [10 empty] | System | #N/A | [10 empty] | #N/A | [10 empty] | 0 | 0 | 0 | 0 | 0 | 0 | 0 | 0 | 0 | 0 | 0 | 0 | 0 | 0 | 0 | 0 | 0 | 0 | 0 | 0 | 0 | 0 | 0 | 0 | 0 | 0 | 0 | 0 | 0
SCE Total Roll-up E3 Calculator - With Carbon Adder | [6 empty] | 0 | [10 empty] | System | #N/A | [10 empty] | #N/A | [10 empty] | 0 | 0 | 0 | 0 | 0 | 0 | 0 | 0 | 0 | 0 | 0 | 0 | 0 | 0 | 0 | 0 | 0 | 0 | 0 | 0 | 0 | 0 | 0 | 0 | 0 | 0 | 0 | 0 | 0
SCE Total Roll-up E3 Calculator - With Carbon Adder | [6 empty] | 0 | [10 empty] | System | #N/A | [10 empty] | #N/A | [10 empty] | 0 | 0 | 0 | 0 | 0 | 0 | 0 | 0 | 0 | 0 | 0 | 0 | 0 | 0 | 0 | 0 | 0 | 0 | 0 | 0 | 0 | 0 | 0 | 0 | 0 | 0 | 0 | 0 | 0
SCE Total Roll-up E3 Calculator - With Carbon Adder | [6 empty] | 0 | [10 empty] | System | #N/A | [10 empty] | #N/A | [10 empty] | 0 | 0 | 0 | 0 | 0 | 0 | 0 | 0 | 0 | 0 | 0 | 0 | 0 | 0 | 0 | 0 | 0 | 0 | 0 | 0 | 0 | 0 | 0 | 0 | 0 | 0 | 0 | 0 | 0
SCE Total Roll-up E3 Calculator - With Carbon Adder | [6 empty] | 0 | [10 empty] | System | #N/A | [10 empty] | #N/A | [10 empty] | 0 | 0 | 0 | 0 | 0 | 0 | 0 | 0 | 0 | 0 | 0 | 0 | 0 | 0 | 0 | 0 | 0 | 0 | 0 | 0 | 0 | 0 | 0 | 0 | 0 | 0 | 0 | 0 | 0
SCE Total Roll-up E3 Calculator - With Carbon Adder | [6 empty] | 0 | [10 empty] | System | #N/A | [10 empty] | #N/A | [10 empty] | 0 | 0 | 0 | 0 | 0 | 0 | 0 | 0 | 0 | 0 | 0 | 0 | 0 | 0 | 0 | 0 | 0 | 0 | 0 | 0 | 0 | 0 | 0 | 0 | 0 | 0 | 0 | 0 | 0
SCE Total Roll-up E3 Calculator - With Carbon Adder | [6 empty] | 0 | [10 empty] | System | #N/A | [10 empty] | #N/A | [10 empty] | 0 | 0 | 0 | 0 | 0 | 0 | 0 | 0 | 0 | 0 | 0 | 0 | 0 | 0 | 0 | 0 | 0 | 0 | 0 | 0 | 0 | 0 | 0 | 0 | 0 | 0 | 0 | 0 | 0
SCE Total Roll-up E3 Calculator - With Carbon Adder | [6 empty] | 0 | [10 empty] | System | #N/A | [10 empty] | #N/A | [10 empty] | 0 | 0 | 0 | 0 | 0 | 0 | 0 | 0 | 0 | 0 | 0 | 0 | 0 | 0 | 0 | 0 | 0 | 0 | 0 | 0 | 0 | 0 | 0 | 0 | 0 | 0 | 0 | 0 | 0
SCE Total Roll-up E3 Calculator - With Carbon Adder | [6 empty] | 0 | [10 empty] | System | #N/A | [10 empty] | #N/A | [10 empty] | 0 | 0 | 0 | 0 | 0 | 0 | 0 | 0 | 0 | 0 | 0 | 0 | 0 | 0 | 0 | 0 | 0 | 0 | 0 | 0 | 0 | 0 | 0 | 0 | 0 | 0 | 0 | 0 | 0
SCE Total Roll-up E3 Calculator - With Carbon Adder | [6 empty] | 0 | [10 empty] | System | #N/A | [10 empty] | #N/A | [10 empty] | 0 | 0 | 0 | 0 | 0 | 0 | 0 | 0 | 0 | 0 | 0 | 0 | 0 | 0 | 0 | 0 | 0 | 0 | 0 | 0 | 0 | 0 | 0 | 0 | 0 | 0 | 0 | 0 | 0
SCE Total Roll-up E3 Calculator - With Carbon Adder | [6 empty] | 0 | [10 empty] | System | #N/A | [10 empty] | #N/A | [10 empty] | 0 | 0 | 0 | 0 | 0 | 0 | 0 | 0 | 0 | 0 | 0 | 0 | 0 | 0 | 0 | 0 | 0 | 0 | 0 | 0 | 0 | 0 | 0 | 0 | 0 | 0 | 0 | 0 | 0
SCE Total Roll-up E3 Calculator - With Carbon Adder | [6 empty] | 0 | [10 empty] | System | #N/A | [10 empty] | #N/A | [10 empty] | 0 | 0 | 0 | 0 | 0 | 0 | 0 | 0 | 0 | 0 | 0 | 0 | 0 | 0 | 0 | 0 | 0 | 0 | 0 | 0 | 0 | 0 | 0 | 0 | 0 | 0 | 0 | 0 | 0
SCE Total Roll-up E3 Calculator - With Carbon Adder | [6 empty] | 0 | [10 empty] | System | #N/A | [10 empty] | #N/A | [10 empty] | 0 | 0 | 0 | 0 | 0 | 0 | 0 | 0 | 0 | 0 | 0 | 0 | 0 | 0 | 0 | 0 | 0 | 0 | 0 | 0 | 0 | 0 | 0 | 0 | 0 | 0 | 0 | 0 | 0
SCE Total Roll-up E3 Calculator - With Carbon Adder | [6 empty] | 0 | [10 empty] | System | #N/A | [10 empty] | #N/A | [10 empty] | 0 | 0 | 0 | 0 | 0 | 0 | 0 | 0 | 0 | 0 | 0 | 0 | 0 | 0 | 0 | 0 | 0 | 0 | 0 | 0 | 0 | 0 | 0 | 0 | 0 | 0 | 0 | 0 | 0
SCE Total Roll-up E3 Calculator - With Carbon Adder | [6 empty] | 0 | [10 empty] | System | #N/A | [10 empty] | #N/A | [10 empty] | 0 | 0 | 0 | 0 | 0 | 0 | 0 | 0 | 0 | 0 | 0 | 0 | 0 | 0 | 0 | 0 | 0 | 0 | 0 | 0 | 0 | 0 | 0 | 0 | 0 | 0 | 0 | 0 | 0
SCE Total Roll-up E3 Calculator - With Carbon Adder | [6 empty] | 0 | [10 empty] | System | #N/A | [10 empty] | #N/A | [10 empty] | 0 | 0 | 0 | 0 | 0 | 0 | 0 | 0 | 0 | 0 | 0 | 0 | 0 | 0 | 0 | 0 | 0 | 0 | 0 | 0 | 0 | 0 | 0 | 0 | 0 | 0 | 0 | 0 | 0
SCE Total Roll-up E3 Calculator - With Carbon Adder | [6 empty] | 0 | [10 empty] | System | #N/A | [10 empty] | #N/A | [10 empty] | 0 | 0 | 0 | 0 | 0 | 0 | 0 | 0 | 0 | 0 | 0 | 0 | 0 | 0 | 0 | 0 | 0 | 0 | 0 | 0 | 0 | 0 | 0 | 0 | 0 | 0 | 0 | 0 | 0
SCE Total Roll-up E3 Calculator - With Carbon Adder | [6 empty] | 0 | [10 empty] | System | #N/A | [10 empty] | #N/A | [10 empty] | 0 | 0 | 0 | 0 | 0 | 0 | 0 | 0 | 0 | 0 | 0 | 0 | 0 | 0 | 0 | 0 | 0 | 0 | 0 | 0 | 0 | 0 | 0 | 0 | 0 | 0 | 0 | 0 | 0
SCE Total Roll-up E3 Calculator - With Carbon Adder | [6 empty] | 0 | [10 empty] | System | #N/A | [10 empty] | #N/A | [10 empty] | 0 | 0 | 0 | 0 | 0 | 0 | 0 | 0 | 0 | 0 | 0 | 0 | 0 | 0 | 0 | 0 | 0 | 0 | 0 | 0 | 0 | 0 | 0 | 0 | 0 | 0 | 0 | 0 | 0
SCE Total Roll-up E3 Calculator - With Carbon Adder | [6 empty] | 0 | [10 empty] | System | #N/A | [10 empty] | #N/A | [10 empty] | 0 | 0 | 0 | 0 | 0 | 0 | 0 | 0 | 0 | 0 | 0 | 0 | 0 | 0 | 0 | 0 | 0 | 0 | 0 | 0 | 0 | 0 | 0 | 0 | 0 | 0 | 0 | 0 | 0
SCE Total Roll-up E3 Calculator - With Carbon Adder | [6 empty] | 0 | [10 empty] | System | #N/A | [10 empty] | #N/A | [10 empty] | 0 | 0 | 0 | 0 | 0 | 0 | 0 | 0 | 0 | 0 | 0 | 0 | 0 | 0 | 0 | 0 | 0 | 0 | 0 | 0 | 0 | 0 | 0 | 0 | 0 | 0 | 0 | 0 | 0
SCE Total Roll-up E3 Calculator - With Carbon Adder | [6 empty] | 0 | [10 empty] | System | #N/A | [10 empty] | #N/A | [10 empty] | 0 | 0 | 0 | 0 | 0 | 0 | 0 | 0 | 0 | 0 | 0 | 0 | 0 | 0 | 0 | 0 | 0 | 0 | 0 | 0 | 0 | 0 | 0 | 0 | 0 | 0 | 0 | 0 | 0
SCE Total Roll-up E3 Calculator - With Carbon Adder | [6 empty] | 0 | [10 empty] | System | #N/A | [10 empty] | #N/A | [10 empty] | 0 | 0 | 0 | 0 | 0 | 0 | 0 | 0 | 0 | 0 | 0 | 0 | 0 | 0 | 0 | 0 | 0 | 0 | 0 | 0 | 0 | 0 | 0 | 0 | 0 | 0 | 0 | 0 | 0
SCE Total Roll-up E3 Calculator - With Carbon Adder | [6 empty] | 0 | [10 empty] | System | #N/A | [10 empty] | #N/A | [10 empty] | 0 | 0 | 0 | 0 | 0 | 0 | 0 | 0 | 0 | 0 | 0 | 0 | 0 | 0 | 0 | 0 | 0 | 0 | 0 | 0 | 0 | 0 | 0 | 0 | 0 | 0 | 0 | 0 | 0
SCE Total Roll-up E3 Calculator - With Carbon Adder | [6 empty] | 0 | [10 empty] | System | #N/A | [10 empty] | #N/A | [10 empty] | 0 | 0 | 0 | 0 | 0 | 0 | 0 | 0 | 0 | 0 | 0 | 0 | 0 | 0 | 0 | 0 | 0 | 0 | 0 | 0 | 0 | 0 | 0 | 0 | 0 | 0 | 0 | 0 | 0
SCE Total Roll-up E3 Calculator - With Carbon Adder | [6 empty] | 0 | [10 empty] | System | #N/A | [10 empty] | #N/A | [10 empty] | 0 | 0 | 0 | 0 | 0 | 0 | 0 | 0 | 0 | 0 | 0 | 0 | 0 | 0 | 0 | 0 | 0 | 0 | 0 | 0 | 0 | 0 | 0 | 0 | 0 | 0 | 0 | 0 | 0
SCE Total Roll-up E3 Calculator - With Carbon Adder | [6 empty] | 0 | [10 empty] | System | #N/A | [10 empty] | #N/A | [10 empty] | 0 | 0 | 0 | 0 | 0 | 0 | 0 | 0 | 0 | 0 | 0 | 0 | 0 | 0 | 0 | 0 | 0 | 0 | 0 | 0 | 0 | 0 | 0 | 0 | 0 | 0 | 0 | 0 | 0
SCE Total Roll-up E3 Calculator - With Carbon Adder | [6 empty] | 0 | [10 empty] | System | #N/A | [10 empty] | #N/A | [10 empty] | 0 | 0 | 0 | 0 | 0 | 0 | 0 | 0 | 0 | 0 | 0 | 0 | 0 | 0 | 0 | 0 | 0 | 0 | 0 | 0 | 0 | 0 | 0 | 0 | 0 | 0 | 0 | 0 | 0
SCE Total Roll-up E3 Calculator - With Carbon Adder | [6 empty] | 0 | [10 empty] | System | #N/A | [10 empty] | #N/A | [10 empty] | 0 | 0 | 0 | 0 | 0 | 0 | 0 | 0 | 0 | 0 | 0 | 0 | 0 | 0 | 0 | 0 | 0 | 0 | 0 | 0 | 0 | 0 | 0 | 0 | 0 | 0 | 0 | 0 | 0
SCE Total Roll-up E3 Calculator - With Carbon Adder | [6 empty] | 0 | [10 empty] | System | #N/A | [10 empty] | #N/A | [10 empty] | 0 | 0 | 0 | 0 | 0 | 0 | 0 | 0 | 0 | 0 | 0 | 0 | 0 | 0 | 0 | 0 | 0 | 0 | 0 | 0 | 0 | 0 | 0 | 0 | 0 | 0 | 0 | 0 | 0
SCE Total Roll-up E3 Calculator - With Carbon Adder | [6 empty] | 0 | [10 empty] | System | #N/A | [10 empty] | #N/A | [10 empty] | 0 | 0 | 0 | 0 | 0 | 0 | 0 | 0 | 0 | 0 | 0 | 0 | 0 | 0 | 0 | 0 | 0 | 0 | 0 | 0 | 0 | 0 | 0 | 0 | 0 | 0 | 0 | 0 | 0
SCE Total Roll-up E3 Calculator - With Carbon Adder | [6 empty] | 0 | [10 empty] | System | #N/A | [10 empty] | #N/A | [10 empty] | 0 | 0 | 0 | 0 | 0 | 0 | 0 | 0 | 0 | 0 | 0 | 0 | 0 | 0 | 0 | 0 | 0 | 0 | 0 | 0 | 0 | 0 | 0 | 0 | 0 | 0 | 0 | 0 | 0
SCE Total Roll-up E3 Calculator - With Carbon Adder | [6 empty] | 0 | [10 empty] | System | #N/A | [10 empty] | #N/A | [10 empty] | 0 | 0 | 0 | 0 | 0 | 0 | 0 | 0 | 0 | 0 | 0 | 0 | 0 | 0 | 0 | 0 | 0 | 0 | 0 | 0 | 0 | 0 | 0 | 0 | 0 | 0 | 0 | 0 | 0
SCE Total Roll-up E3 Calculator - With Carbon Adder | [6 empty] | 0 | [10 empty] | System | #N/A | [10 empty] | #N/A | [10 empty] | 0 | 0 | 0 | 0 | 0 | 0 | 0 | 0 | 0 | 0 | 0 | 0 | 0 | 0 | 0 | 0 | 0 | 0 | 0 | 0 | 0 | 0 | 0 | 0 | 0 | 0 | 0 | 0 | 0
SCE Total Roll-up E3 Calculator - With Carbon Adder | [6 empty] | 0 | [10 empty] | System | #N/A | [10 empty] | #N/A | [10 empty] | 0 | 0 | 0 | 0 | 0 | 0 | 0 | 0 | 0 | 0 | 0 | 0 | 0 | 0 | 0 | 0 | 0 | 0 | 0 | 0 | 0 | 0 | 0 | 0 | 0 | 0 | 0 | 0 | 0
SCE Total Roll-up E3 Calculator - With Carbon Adder | [6 empty] | 0 | [10 empty] | System | #N/A | [10 empty] | #N/A | [10 empty] | 0 | 0 | 0 | 0 | 0 | 0 | 0 | 0 | 0 | 0 | 0 | 0 | 0 | 0 | 0 | 0 | 0 | 0 | 0 | 0 | 0 | 0 | 0 | 0 | 0 | 0 | 0 | 0 | 0
SCE Total Roll-up E3 Calculator - With Carbon Adder | [6 empty] | 0 | [10 empty] | System | #N/A | [10 empty] | #N/A | [10 empty] | 0 | 0 | 0 | 0 | 0 | 0 | 0 | 0 | 0 | 0 | 0 | 0 | 0 | 0 | 0 | 0 | 0 | 0 | 0 | 0 | 0 | 0 | 0 | 0 | 0 | 0 | 0 | 0 | 0
SCE Total Roll-up E3 Calculator - With Carbon Adder | [6 empty] | 0 | [10 empty] | System | #N/A | [10 empty] | #N/A | [10 empty] | 0 | 0 | 0 | 0 | 0 | 0 | 0 | 0 | 0 | 0 | 0 | 0 | 0 | 0 | 0 | 0 | 0 | 0 | 0 | 0 | 0 | 0 | 0 | 0 | 0 | 0 | 0 | 0 | 0
SCE Total Roll-up E3 Calculator - With Carbon Adder | [6 empty] | 0 | [10 empty] | System | #N/A | [10 empty] | #N/A | [10 empty] | 0 | 0 | 0 | 0 | 0 | 0 | 0 | 0 | 0 | 0 | 0 | 0 | 0 | 0 | 0 | 0 | 0 | 0 | 0 | 0 | 0 | 0 | 0 | 0 | 0 | 0 | 0 | 0 | 0
SCE Total Roll-up E3 Calculator - With Carbon Adder | [6 empty] | 0 | [10 empty] | System | #N/A | [10 empty] | #N/A | [10 empty] | 0 | 0 | 0 | 0 | 0 | 0 | 0 | 0 | 0 | 0 | 0 | 0 | 0 | 0 | 0 | 0 | 0 | 0 | 0 | 0 | 0 | 0 | 0 | 0 | 0 | 0 | 0 | 0 | 0
SCE Total Roll-up E3 Calculator - With Carbon Adder | [6 empty] | 0 | [10 empty] | System | #N/A | [10 empty] | #N/A | [10 empty] | 0 | 0 | 0 | 0 | 0 | 0 | 0 | 0 | 0 | 0 | 0 | 0 | 0 | 0 | 0 | 0 | 0 | 0 | 0 | 0 | 0 | 0 | 0 | 0 | 0 | 0 | 0 | 0 | 0
SCE Total Roll-up E3 Calculator - With Carbon Adder | [6 empty] | 0 | [10 empty] | System | #N/A | [10 empty] | #N/A | [10 empty] | 0 | 0 | 0 | 0 | 0 | 0 | 0 | 0 | 0 | 0 | 0 | 0 | 0 | 0 | 0 | 0 | 0 | 0 | 0 | 0 | 0 | 0 | 0 | 0 | 0 | 0 | 0 | 0 | 0
SCE Total Roll-up E3 Calculator - With Carbon Adder | [6 empty] | 0 | [10 empty] | System | #N/A | [10 empty] | #N/A | [10 empty] | 0 | 0 | 0 | 0 | 0 | 0 | 0 | 0 | 0 | 0 | 0 | 0 | 0 | 0 | 0 | 0 | 0 | 0 | 0 | 0 | 0 | 0 | 0 | 0 | 0 | 0 | 0 | 0 | 0
SCE Total Roll-up E3 Calculator - With Carbon Adder | [6 empty] | 0 | [10 empty] | System | #N/A | [10 empty] | #N/A | [10 empty] | 0 | 0 | 0 | 0 | 0 | 0 | 0 | 0 | 0 | 0 | 0 | 0 | 0 | 0 | 0 | 0 | 0 | 0 | 0 | 0 | 0 | 0 | 0 | 0 | 0 | 0 | 0 | 0 | 0
SCE Total Roll-up E3 Calculator - With Carbon Adder | [6 empty] | 0 | [10 empty] | System | #N/A | [10 empty] | #N/A | [10 empty] | 0 | 0 | 0 | 0 | 0 | 0 | 0 | 0 | 0 | 0 | 0 | 0 | 0 | 0 | 0 | 0 | 0 | 0 | 0 | 0 | 0 | 0 | 0 | 0 | 0 | 0 | 0 | 0 | 0
SCE Total Roll-up E3 Calculator - With Carbon Adder | [6 empty] | 0 | [10 empty] | System | #N/A | [10 empty] | #N/A | [10 empty] | 0 | 0 | 0 | 0 | 0 | 0 | 0 | 0 | 0 | 0 | 0 | 0 | 0 | 0 | 0 | 0 | 0 | 0 | 0 | 0 | 0 | 0 | 0 | 0 | 0 | 0 | 0 | 0 | 0
SCE Total Roll-up E3 Calculator - With Carbon Adder | [6 empty] | 0 | [10 empty] | System | #N/A | [10 empty] | #N/A | [10 empty] | 0 | 0 | 0 | 0 | 0 | 0 | 0 | 0 | 0 | 0 | 0 | 0 | 0 | 0 | 0 | 0 | 0 | 0 | 0 | 0 | 0 | 0 | 0 | 0 | 0 | 0 | 0 | 0 | 0
SCE Total Roll-up E3 Calculator - With Carbon Adder | [6 empty] | 0 | [10 empty] | System | #N/A | [10 empty] | #N/A | [10 empty] | 0 | 0 | 0 | 0 | 0 | 0 | 0 | 0 | 0 | 0 | 0 | 0 | 0 | 0 | 0 | 0 | 0 | 0 | 0 | 0 | 0 | 0 | 0 | 0 | 0 | 0 | 0 | 0 | 0
SCE Total Roll-up E3 Calculator - With Carbon Adder | [6 empty] | 0 | [10 empty] | System | #N/A | [10 empty] | #N/A | [10 empty] | 0 | 0 | 0 | 0 | 0 | 0 | 0 | 0 | 0 | 0 | 0 | 0 | 0 | 0 | 0 | 0 | 0 | 0 | 0 | 0 | 0 | 0 | 0 | 0 | 0 | 0 | 0 | 0 | 0
SCE Total Roll-up E3 Calculator - With Carbon Adder | [6 empty] | 0 | [10 empty] | System | #N/A | [10 empty] | #N/A | [10 empty] | 0 | 0 | 0 | 0 | 0 | 0 | 0 | 0 | 0 | 0 | 0 | 0 | 0 | 0 | 0 | 0 | 0 | 0 | 0 | 0 | 0 | 0 | 0 | 0 | 0 | 0 | 0 | 0 | 0
SCE Total Roll-up E3 Calculator - With Carbon Adder | [6 empty] | 0 | [10 empty] | System | #N/A | [10 empty] | #N/A | [10 empty] | 0 | 0 | 0 | 0 | 0 | 0 | 0 | 0 | 0 | 0 | 0 | 0 | 0 | 0 | 0 | 0 | 0 | 0 | 0 | 0 | 0 | 0 | 0 | 0 | 0 | 0 | 0 | 0 | 0
SCE Total Roll-up E3 Calculator - With Carbon Adder | [6 empty] | 0 | [10 empty] | System | #N/A | [10 empty] | #N/A | [10 empty] | 0 | 0 | 0 | 0 | 0 | 0 | 0 | 0 | 0 | 0 | 0 | 0 | 0 | 0 | 0 | 0 | 0 | 0 | 0 | 0 | 0 | 0 | 0 | 0 | 0 | 0 | 0 | 0 | 0
SCE Total Roll-up E3 Calculator - With Carbon Adder | [6 empty] | 0 | [10 empty] | System | #N/A | [10 empty] | #N/A | [10 empty] | 0 | 0 | 0 | 0 | 0 | 0 | 0 | 0 | 0 | 0 | 0 | 0 | 0 | 0 | 0 | 0 | 0 | 0 | 0 | 0 | 0 | 0 | 0 | 0 | 0 | 0 | 0 | 0 | 0
SCE Total Roll-up E3 Calculator - With Carbon Adder | [6 empty] | 0 | [10 empty] | System | #N/A | [10 empty] | #N/A | [10 empty] | 0 | 0 | 0 | 0 | 0 | 0 | 0 | 0 | 0 | 0 | 0 | 0 | 0 | 0 | 0 | 0 | 0 | 0 | 0 | 0 | 0 | 0 | 0 | 0 | 0 | 0 | 0 | 0 | 0
SCE Total Roll-up E3 Calculator - With Carbon Adder | [6 empty] | 0 | [10 empty] | System | #N/A | [10 empty] | #N/A | [10 empty] | 0 | 0 | 0 | 0 | 0 | 0 | 0 | 0 | 0 | 0 | 0 | 0 | 0 | 0 | 0 | 0 | 0 | 0 | 0 | 0 | 0 | 0 | 0 | 0 | 0 | 0 | 0 | 0 | 0
SCE Total Roll-up E3 Calculator - With Carbon Adder | [6 empty] | 0 | [10 empty] | System | #N/A | [10 empty] | #N/A | [10 empty] | 0 | 0 | 0 | 0 | 0 | 0 | 0 | 0 | 0 | 0 | 0 | 0 | 0 | 0 | 0 | 0 | 0 | 0 | 0 | 0 | 0 | 0 | 0 | 0 | 0 | 0 | 0 | 0 | 0
SCE Total Roll-up E3 Calculator - With Carbon Adder | [6 empty] | 0 | [10 empty] | System | #N/A | [10 empty] | #N/A | [10 empty] | 0 | 0 | 0 | 0 | 0 | 0 | 0 | 0 | 0 | 0 | 0 | 0 | 0 | 0 | 0 | 0 | 0 | 0 | 0 | 0 | 0 | 0 | 0 | 0 | 0 | 0 | 0 | 0 | 0
SCE Total Roll-up E3 Calculator - With Carbon Adder | [6 empty] | 0 | [10 empty] | System | #N/A | [10 empty] | #N/A | [10 empty] | 0 | 0 | 0 | 0 | 0 | 0 | 0 | 0 | 0 | 0 | 0 | 0 | 0 | 0 | 0 | 0 | 0 | 0 | 0 | 0 | 0 | 0 | 0 | 0 | 0 | 0 | 0 | 0 | 0
SCE Total Roll-up E3 Calculator - With Carbon Adder | [6 empty] | 0 | [10 empty] | System | #N/A | [10 empty] | #N/A | [10 empty] | 0 | 0 | 0 | 0 | 0 | 0 | 0 | 0 | 0 | 0 | 0 | 0 | 0 | 0 | 0 | 0 | 0 | 0 | 0 | 0 | 0 | 0 | 0 | 0 | 0 | 0 | 0 | 0 | 0
SCE Total Roll-up E3 Calculator - With Carbon Adder | [6 empty] | 0 | [10 empty] | System | #N/A | [10 empty] | #N/A | [10 empty] | 0 | 0 | 0 | 0 | 0 | 0 | 0 | 0 | 0 | 0 | 0 | 0 | 0 | 0 | 0 | 0 | 0 | 0 | 0 | 0 | 0 | 0 | 0 | 0 | 0 | 0 | 0 | 0 | 0
SCE Total Roll-up E3 Calculator - With Carbon Adder | [6 empty] | 0 | [10 empty] | System | #N/A | [10 empty] | #N/A | [10 empty] | 0 | 0 | 0 | 0 | 0 | 0 | 0 | 0 | 0 | 0 | 0 | 0 | 0 | 0 | 0 | 0 | 0 | 0 | 0 | 0 | 0 | 0 | 0 | 0 | 0 | 0 | 0 | 0 | 0
SCE Total Roll-up E3 Calculator - With Carbon Adder | [6 empty] | 0 | [10 empty] | System | #N/A | [10 empty] | #N/A | [10 empty] | 0 | 0 | 0 | 0 | 0 | 0 | 0 | 0 | 0 | 0 | 0 | 0 | 0 | 0 | 0 | 0 | 0 | 0 | 0 | 0 | 0 | 0 | 0 | 0 | 0 | 0 | 0 | 0 | 0
SCE Total Roll-up E3 Calculator - With Carbon Adder | [6 empty] | 0 | [10 empty] | System | #N/A | [10 empty] | #N/A | [10 empty] | 0 | 0 | 0 | 0 | 0 | 0 | 0 | 0 | 0 | 0 | 0 | 0 | 0 | 0 | 0 | 0 | 0 | 0 | 0 | 0 | 0 | 0 | 0 | 0 | 0 | 0 | 0 | 0 | 0
SCE Total Roll-up E3 Calculator - With Carbon Adder | [6 empty] | 0 | [10 empty] | System | #N/A | [10 empty] | #N/A | [10 empty] | 0 | 0 | 0 | 0 | 0 | 0 | 0 | 0 | 0 | 0 | 0 | 0 | 0 | 0 | 0 | 0 | 0 | 0 | 0 | 0 | 0 | 0 | 0 | 0 | 0 | 0 | 0 | 0 | 0
SCE Total Roll-up E3 Calculator - With Carbon Adder | [6 empty] | 0 | [10 empty] | System | #N/A | [10 empty] | #N/A | [10 empty] | 0 | 0 | 0 | 0 | 0 | 0 | 0 | 0 | 0 | 0 | 0 | 0 | 0 | 0 | 0 | 0 | 0 | 0 | 0 | 0 | 0 | 0 | 0 | 0 | 0 | 0 | 0 | 0 | 0
SCE Total Roll-up E3 Calculator - With Carbon Adder | [6 empty] | 0 | [10 empty] | System | #N/A | [10 empty] | #N/A | [10 empty] | 0 | 0 | 0 | 0 | 0 | 0 | 0 | 0 | 0 | 0 | 0 | 0 | 0 | 0 | 0 | 0 | 0 | 0 | 0 | 0 | 0 | 0 | 0 | 0 | 0 | 0 | 0 | 0 | 0
SCE Total Roll-up E3 Calculator - With Carbon Adder | [6 empty] | 0 | [10 empty] | System | #N/A | [10 empty] | #N/A | [10 empty] | 0 | 0 | 0 | 0 | 0 | 0 | 0 | 0 | 0 | 0 | 0 | 0 | 0 | 0 | 0 | 0 | 0 | 0 | 0 | 0 | 0 | 0 | 0 | 0 | 0 | 0 | 0 | 0 | 0
SCE Total Roll-up E3 Calculator - With Carbon Adder | [6 empty] | 0 | [10 empty] | System | #N/A | [10 empty] | #N/A | [10 empty] | 0 | 0 | 0 | 0 | 0 | 0 | 0 | 0 | 0 | 0 | 0 | 0 | 0 | 0 | 0 | 0 | 0 | 0 | 0 | 0 | 0 | 0 | 0 | 0 | 0 | 0 | 0 | 0 | 0
SCE Total Roll-up E3 Calculator - With Carbon Adder | [6 empty] | 0 | [10 empty] | System | #N/A | [10 empty] | #N/A | [10 empty] | 0 | 0 | 0 | 0 | 0 | 0 | 0 | 0 | 0 | 0 | 0 | 0 | 0 | 0 | 0 | 0 | 0 | 0 | 0 | 0 | 0 | 0 | 0 | 0 | 0 | 0 | 0 | 0 | 0
SCE Total Roll-up E3 Calculator - With Carbon Adder | [6 empty] | 0 | [10 empty] | System | #N/A | [10 empty] | #N/A | [10 empty] | 0 | 0 | 0 | 0 | 0 | 0 | 0 | 0 | 0 | 0 | 0 | 0 | 0 | 0 | 0 | 0 | 0 | 0 | 0 | 0 | 0 | 0 | 0 | 0 | 0 | 0 | 0 | 0 | 0
SCE Total Roll-up E3 Calculator - With Carbon Adder | [6 empty] | 0 | [10 empty] | System | #N/A | [10 empty] | #N/A | [10 empty] | 0 | 0 | 0 | 0 | 0 | 0 | 0 | 0 | 0 | 0 | 0 | 0 | 0 | 0 | 0 | 0 | 0 | 0 | 0 | 0 | 0 | 0 | 0 | 0 | 0 | 0 | 0 | 0 | 0
SCE Total Roll-up E3 Calculator - With Carbon Adder | [6 empty] | 0 | [10 empty] | System | #N/A | [10 empty] | #N/A | [10 empty] | 0 | 0 | 0 | 0 | 0 | 0 | 0 | 0 | 0 | 0 | 0 | 0 | 0 | 0 | 0 | 0 | 0 | 0 | 0 | 0 | 0 | 0 | 0 | 0 | 0 | 0 | 0 | 0 | 0
SCE Total Roll-up E3 Calculator - With Carbon Adder | [6 empty] | 0 | [10 empty] | System | #N/A | [10 empty] | #N/A | [10 empty] | 0 | 0 | 0 | 0 | 0 | 0 | 0 | 0 | 0 | 0 | 0 | 0 | 0 | 0 | 0 | 0 | 0 | 0 | 0 | 0 | 0 | 0 | 0 | 0 | 0 | 0 | 0 | 0 | 0
SCE Total Roll-up E3 Calculator - With Carbon Adder | [6 empty] | 0 | [10 empty] | System | #N/A | [10 empty] | #N/A | [10 empty] | 0 | 0 | 0 | 0 | 0 | 0 | 0 | 0 | 0 | 0 | 0 | 0 | 0 | 0 | 0 | 0 | 0 | 0 | 0 | 0 | 0 | 0 | 0 | 0 | 0 | 0 | 0 | 0 | 0
SCE Total Roll-up E3 Calculator - With Carbon Adder | [6 empty] | 0 | [10 empty] | System | #N/A | [10 empty] | #N/A | [10 empty] | 0 | 0 | 0 | 0 | 0 | 0 | 0 | 0 | 0 | 0 | 0 | 0 | 0 | 0 | 0 | 0 | 0 | 0 | 0 | 0 | 0 | 0 | 0 | 0 | 0 | 0 | 0 | 0 | 0
SCE Total Roll-up E3 Calculator - With Carbon Adder | [6 empty] | 0 | [10 empty] | System | #N/A | [10 empty] | #N/A | [10 empty] | 0 | 0 | 0 | 0 | 0 | 0 | 0 | 0 | 0 | 0 | 0 | 0 | 0 | 0 | 0 | 0 | 0 | 0 | 0 | 0 | 0 | 0 | 0 | 0 | 0 | 0 | 0 | 0 | 0
SCE Total Roll-up E3 Calculator - With Carbon Adder | [6 empty] | 0 | [10 empty] | System | #N/A | [10 empty] | #N/A | [10 empty] | 0 | 0 | 0 | 0 | 0 | 0 | 0 | 0 | 0 | 0 | 0 | 0 | 0 | 0 | 0 | 0 | 0 | 0 | 0 | 0 | 0 | 0 | 0 | 0 | 0 | 0 | 0 | 0 | 0
SCE Total Roll-up E3 Calculator - With Carbon Adder | [6 empty] | 0 | [10 empty] | System | #N/A | [10 empty] | #N/A | [10 empty] | 0 | 0 | 0 | 0 | 0 | 0 | 0 | 0 | 0 | 0 | 0 | 0 | 0 | 0 | 0 | 0 | 0 | 0 | 0 | 0 | 0 | 0 | 0 | 0 | 0 | 0 | 0 | 0 | 0
SCE Total Roll-up E3 Calculator - With Carbon Adder | [6 empty] | 0 | [10 empty] | System | #N/A | [10 empty] | #N/A | [10 empty] | 0 | 0 | 0 | 0 | 0 | 0 | 0 | 0 | 0 | 0 | 0 | 0 | 0 | 0 | 0 | 0 | 0 | 0 | 0 | 0 | 0 | 0 | 0 | 0 | 0 | 0 | 0 | 0 | 0
SCE Total Roll-up E3 Calculator - With Carbon Adder | [6 empty] | 0 | [10 empty] | System | #N/A | [10 empty] | #N/A | [10 empty] | 0 | 0 | 0 | 0 | 0 | 0 | 0 | 0 | 0 | 0 | 0 | 0 | 0 | 0 | 0 | 0 | 0 | 0 | 0 | 0 | 0 | 0 | 0 | 0 | 0 | 0 | 0 | 0 | 0
SCE Total Roll-up E3 Calculator - With Carbon Adder | [6 empty] | 0 | [10 empty] | System | #N/A | [10 empty] | #N/A | [10 empty] | 0 | 0 | 0 | 0 | 0 | 0 | 0 | 0 | 0 | 0 | 0 | 0 | 0 | 0 | 0 | 0 | 0 | 0 | 0 | 0 | 0 | 0 | 0 | 0 | 0 | 0 | 0 | 0 | 0
SCE Total Roll-up E3 Calculator - With Carbon Adder | [6 empty] | 0 | [10 empty] | System | #N/A | [10 empty] | #N/A | [10 empty] | 0 | 0 | 0 | 0 | 0 | 0 | 0 | 0 | 0 | 0 | 0 | 0 | 0 | 0 | 0 | 0 | 0 | 0 | 0 | 0 | 0 | 0 | 0 | 0 | 0 | 0 | 0 | 0 | 0
SCE Total Roll-up E3 Calculator - With Carbon Adder | [6 empty] | 0 | [10 empty] | System | #N/A | [10 empty] | #N/A | [10 empty] | 0 | 0 | 0 | 0 | 0 | 0 | 0 | 0 | 0 | 0 | 0 | 0 | 0 | 0 | 0 | 0 | 0 | 0 | 0 | 0 | 0 | 0 | 0 | 0 | 0 | 0 | 0 | 0 | 0
SCE Total Roll-up E3 Calculator - With Carbon Adder | [6 empty] | 0 | [10 empty] | System | #N/A | [10 empty] | #N/A | [10 empty] | 0 | 0 | 0 | 0 | 0 | 0 | 0 | 0 | 0 | 0 | 0 | 0 | 0 | 0 | 0 | 0 | 0 | 0 | 0 | 0 | 0 | 0 | 0 | 0 | 0 | 0 | 0 | 0 | 0
SCE Total Roll-up E3 Calculator - With Carbon Adder | [6 empty] | 0 | [10 empty] | System | #N/A | [10 empty] | #N/A | [10 empty] | 0 | 0 | 0 | 0 | 0 | 0 | 0 | 0 | 0 | 0 | 0 | 0 | 0 | 0 | 0 | 0 | 0 | 0 | 0 | 0 | 0 | 0 | 0 | 0 | 0 | 0 | 0 | 0 | 0
SCE Total Roll-up E3 Calculator - With Carbon Adder | [6 empty] | 0 | [10 empty] | System | #N/A | [10 empty] | #N/A | [10 empty] | 0 | 0 | 0 | 0 | 0 | 0 | 0 | 0 | 0 | 0 | 0 | 0 | 0 | 0 | 0 | 0 | 0 | 0 | 0 | 0 | 0 | 0 | 0 | 0 | 0 | 0 | 0 | 0 | 0
SCE Total Roll-up E3 Calculator - With Carbon Adder | [6 empty] | 0 | [10 empty] | System | #N/A | [10 empty] | #N/A | [10 empty] | 0 | 0 | 0 | 0 | 0 | 0 | 0 | 0 | 0 | 0 | 0 | 0 | 0 | 0 | 0 | 0 | 0 | 0 | 0 | 0 | 0 | 0 | 0 | 0 | 0 | 0 | 0 | 0 | 0
SCE Total Roll-up E3 Calculator - With Carbon Adder | [6 empty] | 0 | [10 empty] | System | #N/A | [10 empty] | #N/A | [10 empty] | 0 | 0 | 0 | 0 | 0 | 0 | 0 | 0 | 0 | 0 | 0 | 0 | 0 | 0 | 0 | 0 | 0 | 0 | 0 | 0 | 0 | 0 | 0 | 0 | 0 | 0 | 0 | 0 | 0
SCE Total Roll-up E3 Calculator - With Carbon Adder | [6 empty] | 0 | [10 empty] | System | #N/A | [10 empty] | #N/A | [10 empty] | 0 | 0 | 0 | 0 | 0 | 0 | 0 | 0 | 0 | 0 | 0 | 0 | 0 | 0 | 0 | 0 | 0 | 0 | 0 | 0 | 0 | 0 | 0 | 0 | 0 | 0 | 0 | 0 | 0
SCE Total Roll-up E3 Calculator - With Carbon Adder | [6 empty] | 0 | [10 empty] | System | #N/A | [10 empty] | #N/A | [10 empty] | 0 | 0 | 0 | 0 | 0 | 0 | 0 | 0 | 0 | 0 | 0 | 0 | 0 | 0 | 0 | 0 | 0 | 0 | 0 | 0 | 0 | 0 | 0 | 0 | 0 | 0 | 0 | 0 | 0
SCE Total Roll-up E3 Calculator - With Carbon Adder | [6 empty] | 0 | [10 empty] | System | #N/A | [10 empty] | #N/A | [10 empty] | 0 | 0 | 0 | 0 | 0 | 0 | 0 | 0 | 0 | 0 | 0 | 0 | 0 | 0 | 0 | 0 | 0 | 0 | 0 | 0 | 0 | 0 | 0 | 0 | 0 | 0 | 0 | 0 | 0
SCE Total Roll-up E3 Calculator - With Carbon Adder | [6 empty] | 0 | [10 empty] | System | #N/A | [10 empty] | #N/A | [10 empty] | 0 | 0 | 0 | 0 | 0 | 0 | 0 | 0 | 0 | 0 | 0 | 0 | 0 | 0 | 0 | 0 | 0 | 0 | 0 | 0 | 0 | 0 | 0 | 0 | 0 | 0 | 0 | 0 | 0
SCE Total Roll-up E3 Calculator - With Carbon Adder | [6 empty] | 0 | [10 empty] | System | #N/A | [10 empty] | #N/A | [10 empty] | 0 | 0 | 0 | 0 | 0 | 0 | 0 | 0 | 0 | 0 | 0 | 0 | 0 | 0 | 0 | 0 | 0 | 0 | 0 | 0 | 0 | 0 | 0 | 0 | 0 | 0 | 0 | 0 | 0
SCE Total Roll-up E3 Calculator - With Carbon Adder | [6 empty] | 0 | [10 empty] | System | #N/A | [10 empty] | #N/A | [10 empty] | 0 | 0 | 0 | 0 | 0 | 0 | 0 | 0 | 0 | 0 | 0 | 0 | 0 | 0 | 0 | 0 | 0 | 0 | 0 | 0 | 0 | 0 | 0 | 0 | 0 | 0 | 0 | 0 | 0
SCE Total Roll-up E3 Calculator - With Carbon Adder | [6 empty] | 0 | [10 empty] | System | #N/A | [10 empty] | #N/A | [10 empty] | 0 | 0 | 0 | 0 | 0 | 0 | 0 | 0 | 0 | 0 | 0 | 0 | 0 | 0 | 0 | 0 | 0 | 0 | 0 | 0 | 0 | 0 | 0 | 0 | 0 | 0 | 0 | 0 | 0
SCE Total Roll-up E3 Calculator - With Carbon Adder | [6 empty] | 0 | [10 empty] | System | #N/A | [10 empty] | #N/A | [10 empty] | 0 | 0 | 0 | 0 | 0 | 0 | 0 | 0 | 0 | 0 | 0 | 0 | 0 | 0 | 0 | 0 | 0 | 0 | 0 | 0 | 0 | 0 | 0 | 0 | 0 | 0 | 0 | 0 | 0
SCE Total Roll-up E3 Calculator - With Carbon Adder | [6 empty] | 0 | [10 empty] | System | #N/A | [10 empty] | #N/A | [10 empty] | 0 | 0 | 0 | 0 | 0 | 0 | 0 | 0 | 0 | 0 | 0 | 0 | 0 | 0 | 0 | 0 | 0 | 0 | 0 | 0 | 0 | 0 | 0 | 0 | 0 | 0 | 0 | 0 | 0
SCE Total Roll-up E3 Calculator - With Carbon Adder | [6 empty] | 0 | [10 empty] | System | #N/A | [10 empty] | #N/A | [10 empty] | 0 | 0 | 0 | 0 | 0 | 0 | 0 | 0 | 0 | 0 | 0 | 0 | 0 | 0 | 0 | 0 | 0 | 0 | 0 | 0 | 0 | 0 | 0 | 0 | 0 | 0 | 0 | 0 | 0
SCE Total Roll-up E3 Calculator - With Carbon Adder | [6 empty] | 0 | [10 empty] | System | #N/A | [10 empty] | #N/A | [10 empty] | 0 | 0 | 0 | 0 | 0 | 0 | 0 | 0 | 0 | 0 | 0 | 0 | 0 | 0 | 0 | 0 | 0 | 0 | 0 | 0 | 0 | 0 | 0 | 0 | 0 | 0 | 0 | 0 | 0
SCE Total Roll-up E3 Calculator - With Carbon Adder | [6 empty] | 0 | [10 empty] | System | #N/A | [10 empty] | #N/A | [10 empty] | 0 | 0 | 0 | 0 | 0 | 0 | 0 | 0 | 0 | 0 | 0 | 0 | 0 | 0 | 0 | 0 | 0 | 0 | 0 | 0 | 0 | 0 | 0 | 0 | 0 | 0 | 0 | 0 | 0
SCE Total Roll-up E3 Calculator - With Carbon Adder | [6 empty] | 0 | [10 empty] | System | #N/A | [10 empty] | #N/A | [10 empty] | 0 | 0 | 0 | 0 | 0 | 0 | 0 | 0 | 0 | 0 | 0 | 0 | 0 | 0 | 0 | 0 | 0 | 0 | 0 | 0 | 0 | 0 | 0 | 0 | 0 | 0 | 0 | 0 | 0
SCE Total Roll-up E3 Calculator - With Carbon Adder | [6 empty] | 0 | [10 empty] | System | #N/A | [10 empty] | #N/A | [10 empty] | 0 | 0 | 0 | 0 | 0 | 0 | 0 | 0 | 0 | 0 | 0 | 0 | 0 | 0 | 0 | 0 | 0 | 0 | 0 | 0 | 0 | 0 | 0 | 0 | 0 | 0 | 0 | 0 | 0
SCE Total Roll-up E3 Calculator - With Carbon Adder | [6 empty] | 0 | [10 empty] | System | #N/A | [10 empty] | #N/A | [10 empty] | 0 | 0 | 0 | 0 | 0 | 0 | 0 | 0 | 0 | 0 | 0 | 0 | 0 | 0 | 0 | 0 | 0 | 0 | 0 | 0 | 0 | 0 | 0 | 0 | 0 | 0 | 0 | 0 | 0
SCE Total Roll-up E3 Calculator - With Carbon Adder | [6 empty] | 0 | [10 empty] | System | #N/A | [10 empty] | #N/A | [10 empty] | 0 | 0 | 0 | 0 | 0 | 0 | 0 | 0 | 0 | 0 | 0 | 0 | 0 | 0 | 0 | 0 | 0 | 0 | 0 | 0 | 0 | 0 | 0 | 0 | 0 | 0 | 0 | 0 | 0
SCE Total Roll-up E3 Calculator - With Carbon Adder | [6 empty] | 0 | [10 empty] | System | #N/A | [10 empty] | #N/A | [10 empty] | 0 | 0 | 0 | 0 | 0 | 0 | 0 | 0 | 0 | 0 | 0 | 0 | 0 | 0 | 0 | 0 | 0 | 0 | 0 | 0 | 0 | 0 | 0 | 0 | 0 | 0 | 0 | 0 | 0
SCE Total Roll-up E3 Calculator - With Carbon Adder | [6 empty] | 0 | [10 empty] | System | #N/A | [10 empty] | #N/A | [10 empty] | 0 | 0 | 0 | 0 | 0 | 0 | 0 | 0 | 0 | 0 | 0 | 0 | 0 | 0 | 0 | 0 | 0 | 0 | 0 | 0 | 0 | 0 | 0 | 0 | 0 | 0 | 0 | 0 | 0
SCE Total Roll-up E3 Calculator - With Carbon Adder | [6 empty] | 0 | [10 empty] | System | #N/A | [10 empty] | #N/A | [10 empty] | 0 | 0 | 0 | 0 | 0 | 0 | 0 | 0 | 0 | 0 | 0 | 0 | 0 | 0 | 0 | 0 | 0 | 0 | 0 | 0 | 0 | 0 | 0 | 0 | 0 | 0 | 0 | 0 | 0
SCE Total Roll-up E3 Calculator - With Carbon Adder | [6 empty] | 0 | [10 empty] | System | #N/A | [10 empty] | #N/A | [10 empty] | 0 | 0 | 0 | 0 | 0 | 0 | 0 | 0 | 0 | 0 | 0 | 0 | 0 | 0 | 0 | 0 | 0 | 0 | 0 | 0 | 0 | 0 | 0 | 0 | 0 | 0 | 0 | 0 | 0
SCE Total Roll-up E3 Calculator - With Carbon Adder | [6 empty] | 0 | [10 empty] | System | #N/A | [10 empty] | #N/A | [10 empty] | 0 | 0 | 0 | 0 | 0 | 0 | 0 | 0 | 0 | 0 | 0 | 0 | 0 | 0 | 0 | 0 | 0 | 0 | 0 | 0 | 0 | 0 | 0 | 0 | 0 | 0 | 0 | 0 | 0
SCE Total Roll-up E3 Calculator - With Carbon Adder | [6 empty] | 0 | [10 empty] | System | #N/A | [10 empty] | #N/A | [10 empty] | 0 | 0 | 0 | 0 | 0 | 0 | 0 | 0 | 0 | 0 | 0 | 0 | 0 | 0 | 0 | 0 | 0 | 0 | 0 | 0 | 0 | 0 | 0 | 0 | 0 | 0 | 0 | 0 | 0
SCE Total Roll-up E3 Calculator - With Carbon Adder | [6 empty] | 0 | [10 empty] | System | #N/A | [10 empty] | #N/A | [10 empty] | 0 | 0 | 0 | 0 | 0 | 0 | 0 | 0 | 0 | 0 | 0 | 0 | 0 | 0 | 0 | 0 | 0 | 0 | 0 | 0 | 0 | 0 | 0 | 0 | 0 | 0 | 0 | 0 | 0
SCE Total Roll-up E3 Calculator - With Carbon Adder | [6 empty] | 0 | [10 empty] | System | #N/A | [10 empty] | #N/A | [10 empty] | 0 | 0 | 0 | 0 | 0 | 0 | 0 | 0 | 0 | 0 | 0 | 0 | 0 | 0 | 0 | 0 | 0 | 0 | 0 | 0 | 0 | 0 | 0 | 0 | 0 | 0 | 0 | 0 | 0
SCE Total Roll-up E3 Calculator - With Carbon Adder | [6 empty] | 0 | [10 empty] | System | #N/A | [10 empty] | #N/A | [10 empty] | 0 | 0 | 0 | 0 | 0 | 0 | 0 | 0 | 0 | 0 | 0 | 0 | 0 | 0 | 0 | 0 | 0 | 0 | 0 | 0 | 0 | 0 | 0 | 0 | 0 | 0 | 0 | 0 | 0
SCE Total Roll-up E3 Calculator - With Carbon Adder | [6 empty] | 0 | [10 empty] | System | #N/A | [10 empty] | #N/A | [10 empty] | 0 | 0 | 0 | 0 | 0 | 0 | 0 | 0 | 0 | 0 | 0 | 0 | 0 | 0 | 0 | 0 | 0 | 0 | 0 | 0 | 0 | 0 | 0 | 0 | 0 | 0 | 0 | 0 | 0
SCE Total Roll-up E3 Calculator - With Carbon Adder | [6 empty] | 0 | [10 empty] | System | #N/A | [10 empty] | #N/A | [10 empty] | 0 | 0 | 0 | 0 | 0 | 0 | 0 | 0 | 0 | 0 | 0 | 0 | 0 | 0 | 0 | 0 | 0 | 0 | 0 | 0 | 0 | 0 | 0 | 0 | 0 | 0 | 0 | 0 | 0
SCE Total Roll-up E3 Calculator - With Carbon Adder | [6 empty] | 0 | [10 empty] | System | #N/A | [10 empty] | #N/A | [10 empty] | 0 | 0 | 0 | 0 | 0 | 0 | 0 | 0 | 0 | 0 | 0 | 0 | 0 | 0 | 0 | 0 | 0 | 0 | 0 | 0 | 0 | 0 | 0 | 0 | 0 | 0 | 0 | 0 | 0
SCE Total Roll-up E3 Calculator - With Carbon Adder | [6 empty] | 0 | [10 empty] | System | #N/A | [10 empty] | #N/A | [10 empty] | 0 | 0 | 0 | 0 | 0 | 0 | 0 | 0 | 0 | 0 | 0 | 0 | 0 | 0 | 0 | 0 | 0 | 0 | 0 | 0 | 0 | 0 | 0 | 0 | 0 | 0 | 0 | 0 | 0
SCE Total Roll-up E3 Calculator - With Carbon Adder | [6 empty] | 0 | [10 empty] | System | #N/A | [10 empty] | #N/A | [10 empty] | 0 | 0 | 0 | 0 | 0 | 0 | 0 | 0 | 0 | 0 | 0 | 0 | 0 | 0 | 0 | 0 | 0 | 0 | 0 | 0 | 0 | 0 | 0 | 0 | 0 | 0 | 0 | 0 | 0
SCE Total Roll-up E3 Calculator - With Carbon Adder | [6 empty] | 0 | [10 empty] | System | #N/A | [10 empty] | #N/A | [10 empty] | 0 | 0 | 0 | 0 | 0 | 0 | 0 | 0 | 0 | 0 | 0 | 0 | 0 | 0 | 0 | 0 | 0 | 0 | 0 | 0 | 0 | 0 | 0 | 0 | 0 | 0 | 0 | 0 | 0
SCE Total Roll-up E3 Calculator - With Carbon Adder | [6 empty] | 0 | [10 empty] | System | #N/A | [10 empty] | #N/A | [10 empty] | 0 | 0 | 0 | 0 | 0 | 0 | 0 | 0 | 0 | 0 | 0 | 0 | 0 | 0 | 0 | 0 | 0 | 0 | 0 | 0 | 0 | 0 | 0 | 0 | 0 | 0 | 0 | 0 | 0
SCE Total Roll-up E3 Calculator - With Carbon Adder | [6 empty] | 0 | [10 empty] | System | #N/A | [10 empty] | #N/A | [10 empty] | 0 | 0 | 0 | 0 | 0 | 0 | 0 | 0 | 0 | 0 | 0 | 0 | 0 | 0 | 0 | 0 | 0 | 0 | 0 | 0 | 0 | 0 | 0 | 0 | 0 | 0 | 0 | 0 | 0
SCE Total Roll-up E3 Calculator - With Carbon Adder | [6 empty] | 0 | [10 empty] | System | #N/A | [10 empty] | #N/A | [10 empty] | 0 | 0 | 0 | 0 | 0 | 0 | 0 | 0 | 0 | 0 | 0 | 0 | 0 | 0 | 0 | 0 | 0 | 0 | 0 | 0 | 0 | 0 | 0 | 0 | 0 | 0 | 0 | 0 | 0
SCE Total Roll-up E3 Calculator - With Carbon Adder | [6 empty] | 0 | [10 empty] | System | #N/A | [10 empty] | #N/A | [10 empty] | 0 | 0 | 0 | 0 | 0 | 0 | 0 | 0 | 0 | 0 | 0 | 0 | 0 | 0 | 0 | 0 | 0 | 0 | 0 | 0 | 0 | 0 | 0 | 0 | 0 | 0 | 0 | 0 | 0
SCE Total Roll-up E3 Calculator - With Carbon Adder | [6 empty] | 0 | [10 empty] | System | #N/A | [10 empty] | #N/A | [10 empty] | 0 | 0 | 0 | 0 | 0 | 0 | 0 | 0 | 0 | 0 | 0 | 0 | 0 | 0 | 0 | 0 | 0 | 0 | 0 | 0 | 0 | 0 | 0 | 0 | 0 | 0 | 0 | 0 | 0
SCE Total Roll-up E3 Calculator - With Carbon Adder | [6 empty] | 0 | [10 empty] | System | #N/A | [10 empty] | #N/A | [10 empty] | 0 | 0 | 0 | 0 | 0 | 0 | 0 | 0 | 0 | 0 | 0 | 0 | 0 | 0 | 0 | 0 | 0 | 0 | 0 | 0 | 0 | 0 | 0 | 0 | 0 | 0 | 0 | 0 | 0
SCE Total Roll-up E3 Calculator - With Carbon Adder | [6 empty] | 0 | [10 empty] | System | #N/A | [10 empty] | #N/A | [10 empty] | 0 | 0 | 0 | 0 | 0 | 0 | 0 | 0 | 0 | 0 | 0 | 0 | 0 | 0 | 0 | 0 | 0 | 0 | 0 | 0 | 0 | 0 | 0 | 0 | 0 | 0 | 0 | 0 | 0
SCE Total Roll-up E3 Calculator - With Carbon Adder | [6 empty] | 0 | [10 empty] | System | #N/A | [10 empty] | #N/A | [10 empty] | 0 | 0 | 0 | 0 | 0 | 0 | 0 | 0 | 0 | 0 | 0 | 0 | 0 | 0 | 0 | 0 | 0 | 0 | 0 | 0 | 0 | 0 | 0 | 0 | 0 | 0 | 0 | 0 | 0
SCE Total Roll-up E3 Calculator - With Carbon Adder | [6 empty] | 0 | [10 empty] | System | #N/A | [10 empty] | #N/A | [10 empty] | 0 | 0 | 0 | 0 | 0 | 0 | 0 | 0 | 0 | 0 | 0 | 0 | 0 | 0 | 0 | 0 | 0 | 0 | 0 | 0 | 0 | 0 | 0 | 0 | 0 | 0 | 0 | 0 | 0
SCE Total Roll-up E3 Calculator - With Carbon Adder | [6 empty] | 0 | [10 empty] | System | #N/A | [10 empty] | #N/A | [10 empty] | 0 | 0 | 0 | 0 | 0 | 0 | 0 | 0 | 0 | 0 | 0 | 0 | 0 | 0 | 0 | 0 | 0 | 0 | 0 | 0 | 0 | 0 | 0 | 0 | 0 | 0 | 0 | 0 | 0
SCE Total Roll-up E3 Calculator - With Carbon Adder | [6 empty] | 0 | [10 empty] | System | #N/A | [10 empty] | #N/A | [10 empty] | 0 | 0 | 0 | 0 | 0 | 0 | 0 | 0 | 0 | 0 | 0 | 0 | 0 | 0 | 0 | 0 | 0 | 0 | 0 | 0 | 0 | 0 | 0 | 0 | 0 | 0 | 0 | 0 | 0
SCE Total Roll-up E3 Calculator - With Carbon Adder | [6 empty] | 0 | [10 empty] | System | #N/A | [10 empty] | #N/A | [10 empty] | 0 | 0 | 0 | 0 | 0 | 0 | 0 | 0 | 0 | 0 | 0 | 0 | 0 | 0 | 0 | 0 | 0 | 0 | 0 | 0 | 0 | 0 | 0 | 0 | 0 | 0 | 0 | 0 | 0
SCE Total Roll-up E3 Calculator - With Carbon Adder | [6 empty] | 0 | [10 empty] | System | #N/A | [10 empty] | #N/A | [10 empty] | 0 | 0 | 0 | 0 | 0 | 0 | 0 | 0 | 0 | 0 | 0 | 0 | 0 | 0 | 0 | 0 | 0 | 0 | 0 | 0 | 0 | 0 | 0 | 0 | 0 | 0 | 0 | 0 | 0
SCE Total Roll-up E3 Calculator - With Carbon Adder | [6 empty] | 0 | [10 empty] | System | #N/A | [10 empty] | #N/A | [10 empty] | 0 | 0 | 0 | 0 | 0 | 0 | 0 | 0 | 0 | 0 | 0 | 0 | 0 | 0 | 0 | 0 | 0 | 0 | 0 | 0 | 0 | 0 | 0 | 0 | 0 | 0 | 0 | 0 | 0
SCE Total Roll-up E3 Calculator - With Carbon Adder | [6 empty] | 0 | [10 empty] | System | #N/A | [10 empty] | #N/A | [10 empty] | 0 | 0 | 0 | 0 | 0 | 0 | 0 | 0 | 0 | 0 | 0 | 0 | 0 | 0 | 0 | 0 | 0 | 0 | 0 | 0 | 0 | 0 | 0 | 0 | 0 | 0 | 0 | 0 | 0
SCE Total Roll-up E3 Calculator - With Carbon Adder | [6 empty] | 0 | [10 empty] | System | #N/A | [10 empty] | #N/A | [10 empty] | 0 | 0 | 0 | 0 | 0 | 0 | 0 | 0 | 0 | 0 | 0 | 0 | 0 | 0 | 0 | 0 | 0 | 0 | 0 | 0 | 0 | 0 | 0 | 0 | 0 | 0 | 0 | 0 | 0
SCE Total Roll-up E3 Calculator - With Carbon Adder | [6 empty] | 0 | [10 empty] | System | #N/A | [10 empty] | #N/A | [10 empty] | 0 | 0 | 0 | 0 | 0 | 0 | 0 | 0 | 0 | 0 | 0 | 0 | 0 | 0 | 0 | 0 | 0 | 0 | 0 | 0 | 0 | 0 | 0 | 0 | 0 | 0 | 0 | 0 | 0
SCE Total Roll-up E3 Calculator - With Carbon Adder | [6 empty] | 0 | [10 empty] | System | #N/A | [10 empty] | #N/A | [10 empty] | 0 | 0 | 0 | 0 | 0 | 0 | 0 | 0 | 0 | 0 | 0 | 0 | 0 | 0 | 0 | 0 | 0 | 0 | 0 | 0 | 0 | 0 | 0 | 0 | 0 | 0 | 0 | 0 | 0
SCE Total Roll-up E3 Calculator - With Carbon Adder | [6 empty] | 0 | [10 empty] | System | #N/A | [10 empty] | #N/A | [10 empty] | 0 | 0 | 0 | 0 | 0 | 0 | 0 | 0 | 0 | 0 | 0 | 0 | 0 | 0 | 0 | 0 | 0 | 0 | 0 | 0 | 0 | 0 | 0 | 0 | 0 | 0 | 0 | 0 | 0
SCE Total Roll-up E3 Calculator - With Carbon Adder | [6 empty] | 0 | [10 empty] | System | #N/A | [10 empty] | #N/A | [10 empty] | 0 | 0 | 0 | 0 | 0 | 0 | 0 | 0 | 0 | 0 | 0 | 0 | 0 | 0 | 0 | 0 | 0 | 0 | 0 | 0 | 0 | 0 | 0 | 0 | 0 | 0 | 0 | 0 | 0
SCE Total Roll-up E3 Calculator - With Carbon Adder | [6 empty] | 0 | [10 empty] | System | #N/A | [10 empty] | #N/A | [10 empty] | 0 | 0 | 0 | 0 | 0 | 0 | 0 | 0 | 0 | 0 | 0 | 0 | 0 | 0 | 0 | 0 | 0 | 0 | 0 | 0 | 0 | 0 | 0 | 0 | 0 | 0 | 0 | 0 | 0
SCE Total Roll-up E3 Calculator - With Carbon Adder | [6 empty] | 0 | [10 empty] | System | #N/A | [10 empty] | #N/A | [10 empty] | 0 | 0 | 0 | 0 | 0 | 0 | 0 | 0 | 0 | 0 | 0 | 0 | 0 | 0 | 0 | 0 | 0 | 0 | 0 | 0 | 0 | 0 | 0 | 0 | 0 | 0 | 0 | 0 | 0
SCE Total Roll-up E3 Calculator - With Carbon Adder | [6 empty] | 0 | [10 empty] | System | #N/A | [10 empty] | #N/A | [10 empty] | 0 | 0 | 0 | 0 | 0 | 0 | 0 | 0 | 0 | 0 | 0 | 0 | 0 | 0 | 0 | 0 | 0 | 0 | 0 | 0 | 0 | 0 | 0 | 0 | 0 | 0 | 0 | 0 | 0
SCE Total Roll-up E3 Calculator - With Carbon Adder | [6 empty] | 0 | [10 empty] | System | #N/A | [10 empty] | #N/A | [10 empty] | 0 | 0 | 0 | 0 | 0 | 0 | 0 | 0 | 0 | 0 | 0 | 0 | 0 | 0 | 0 | 0 | 0 | 0 | 0 | 0 | 0 | 0 | 0 | 0 | 0 | 0 | 0 | 0 | 0
SCE Total Roll-up E3 Calculator - With Carbon Adder | [6 empty] | 0 | [10 empty] | System | #N/A | [10 empty] | #N/A | [10 empty] | 0 | 0 | 0 | 0 | 0 | 0 | 0 | 0 | 0 | 0 | 0 | 0 | 0 | 0 | 0 | 0 | 0 | 0 | 0 | 0 | 0 | 0 | 0 | 0 | 0 | 0 | 0 | 0 | 0
SCE Total Roll-up E3 Calculator - With Carbon Adder | [6 empty] | 0 | [10 empty] | System | #N/A | [10 empty] | #N/A | [10 empty] | 0 | 0 | 0 | 0 | 0 | 0 | 0 | 0 | 0 | 0 | 0 | 0 | 0 | 0 | 0 | 0 | 0 | 0 | 0 | 0 | 0 | 0 | 0 | 0 | 0 | 0 | 0 | 0 | 0
SCE Total Roll-up E3 Calculator - With Carbon Adder | [6 empty] | 0 | [10 empty] | System | #N/A | [10 empty] | #N/A | [10 empty] | 0 | 0 | 0 | 0 | 0 | 0 | 0 | 0 | 0 | 0 | 0 | 0 | 0 | 0 | 0 | 0 | 0 | 0 | 0 | 0 | 0 | 0 | 0 | 0 | 0 | 0 | 0 | 0 | 0
SCE Total Roll-up E3 Calculator - With Carbon Adder | [6 empty] | 0 | [10 empty] | System | #N/A | [10 empty] | #N/A | [10 empty] | 0 | 0 | 0 | 0 | 0 | 0 | 0 | 0 | 0 | 0 | 0 | 0 | 0 | 0 | 0 | 0 | 0 | 0 | 0 | 0 | 0 | 0 | 0 | 0 | 0 | 0 | 0 | 0 | 0
SCE Total Roll-up E3 Calculator - With Carbon Adder | [6 empty] | 0 | [10 empty] | System | #N/A | [10 empty] | #N/A | [10 empty] | 0 | 0 | 0 | 0 | 0 | 0 | 0 | 0 | 0 | 0 | 0 | 0 | 0 | 0 | 0 | 0 | 0 | 0 | 0 | 0 | 0 | 0 | 0 | 0 | 0 | 0 | 0 | 0 | 0
SCE Total Roll-up E3 Calculator - With Carbon Adder | [6 empty] | 0 | [10 empty] | System | #N/A | [10 empty] | #N/A | [10 empty] | 0 | 0 | 0 | 0 | 0 | 0 | 0 | 0 | 0 | 0 | 0 | 0 | 0 | 0 | 0 | 0 | 0 | 0 | 0 | 0 | 0 | 0 | 0 | 0 | 0 | 0 | 0 | 0 | 0
SCE Total Roll-up E3 Calculator - With Carbon Adder | [6 empty] | 0 | [10 empty] | System | #N/A | [10 empty] | #N/A | [10 empty] | 0 | 0 | 0 | 0 | 0 | 0 | 0 | 0 | 0 | 0 | 0 | 0 | 0 | 0 | 0 | 0 | 0 | 0 | 0 | 0 | 0 | 0 | 0 | 0 | 0 | 0 | 0 | 0 | 0
SCE Total Roll-up E3 Calculator - With Carbon Adder | [6 empty] | 0 | [10 empty] | System | #N/A | [10 empty] | #N/A | [10 empty] | 0 | 0 | 0 | 0 | 0 | 0 | 0 | 0 | 0 | 0 | 0 | 0 | 0 | 0 | 0 | 0 | 0 | 0 | 0 | 0 | 0 | 0 | 0 | 0 | 0 | 0 | 0 | 0 | 0
SCE Total Roll-up E3 Calculator - With Carbon Adder | [6 empty] | 0 | [10 empty] | System | #N/A | [10 empty] | #N/A | [10 empty] | 0 | 0 | 0 | 0 | 0 | 0 | 0 | 0 | 0 | 0 | 0 | 0 | 0 | 0 | 0 | 0 | 0 | 0 | 0 | 0 | 0 | 0 | 0 | 0 | 0 | 0 | 0 | 0 | 0
SCE Total Roll-up E3 Calculator - With Carbon Adder | [6 empty] | 0 | [10 empty] | System | #N/A | [10 empty] | #N/A | [10 empty] | 0 | 0 | 0 | 0 | 0 | 0 | 0 | 0 | 0 | 0 | 0 | 0 | 0 | 0 | 0 | 0 | 0 | 0 | 0 | 0 | 0 | 0 | 0 | 0 | 0 | 0 | 0 | 0 | 0
SCE Total Roll-up E3 Calculator - With Carbon Adder | [6 empty] | 0 | [10 empty] | System | #N/A | [10 empty] | #N/A | [10 empty] | 0 | 0 | 0 | 0 | 0 | 0 | 0 | 0 | 0 | 0 | 0 | 0 | 0 | 0 | 0 | 0 | 0 | 0 | 0 | 0 | 0 | 0 | 0 | 0 | 0 | 0 | 0 | 0 | 0
SCE Total Roll-up E3 Calculator - With Carbon Adder | [6 empty] | 0 | [10 empty] | System | #N/A | [10 empty] | #N/A | [10 empty] | 0 | 0 | 0 | 0 | 0 | 0 | 0 | 0 | 0 | 0 | 0 | 0 | 0 | 0 | 0 | 0 | 0 | 0 | 0 | 0 | 0 | 0 | 0 | 0 | 0 | 0 | 0 | 0 | 0
SCE Total Roll-up E3 Calculator - With Carbon Adder | [6 empty] | 0 | [10 empty] | System | #N/A | [10 empty] | #N/A | [10 empty] | 0 | 0 | 0 | 0 | 0 | 0 | 0 | 0 | 0 | 0 | 0 | 0 | 0 | 0 | 0 | 0 | 0 | 0 | 0 | 0 | 0 | 0 | 0 | 0 | 0 | 0 | 0 | 0 | 0
SCE Total Roll-up E3 Calculator - With Carbon Adder | [6 empty] | 0 | [10 empty] | System | #N/A | [10 empty] | #N/A | [10 empty] | 0 | 0 | 0 | 0 | 0 | 0 | 0 | 0 | 0 | 0 | 0 | 0 | 0 | 0 | 0 | 0 | 0 | 0 | 0 | 0 | 0 | 0 | 0 | 0 | 0 | 0 | 0 | 0 | 0
SCE Total Roll-up E3 Calculator - With Carbon Adder | [6 empty] | 0 | [10 empty] | System | #N/A | [10 empty] | #N/A | [10 empty] | 0 | 0 | 0 | 0 | 0 | 0 | 0 | 0 | 0 | 0 | 0 | 0 | 0 | 0 | 0 | 0 | 0 | 0 | 0 | 0 | 0 | 0 | 0 | 0 | 0 | 0 | 0 | 0 | 0
SCE Total Roll-up E3 Calculator - With Carbon Adder | [6 empty] | 0 | [10 empty] | System | #N/A | [10 empty] | #N/A | [10 empty] | 0 | 0 | 0 | 0 | 0 | 0 | 0 | 0 | 0 | 0 | 0 | 0 | 0 | 0 | 0 | 0 | 0 | 0 | 0 | 0 | 0 | 0 | 0 | 0 | 0 | 0 | 0 | 0 | 0
SCE Total Roll-up E3 Calculator - With Carbon Adder | [6 empty] | 0 | [10 empty] | System | #N/A | [10 empty] | #N/A | [10 empty] | 0 | 0 | 0 | 0 | 0 | 0 | 0 | 0 | 0 | 0 | 0 | 0 | 0 | 0 | 0 | 0 | 0 | 0 | 0 | 0 | 0 | 0 | 0 | 0 | 0 | 0 | 0 | 0 | 0
SCE Total Roll-up E3 Calculator - With Carbon Adder | [6 empty] | 0 | [10 empty] | System | #N/A | [10 empty] | #N/A | [10 empty] | 0 | 0 | 0 | 0 | 0 | 0 | 0 | 0 | 0 | 0 | 0 | 0 | 0 | 0 | 0 | 0 | 0 | 0 | 0 | 0 | 0 | 0 | 0 | 0 | 0 | 0 | 0 | 0 | 0
SCE Total Roll-up E3 Calculator - With Carbon Adder | [6 empty] | 0 | [10 empty] | System | #N/A | [10 empty] | #N/A | [10 empty] | 0 | 0 | 0 | 0 | 0 | 0 | 0 | 0 | 0 | 0 | 0 | 0 | 0 | 0 | 0 | 0 | 0 | 0 | 0 | 0 | 0 | 0 | 0 | 0 | 0 | 0 | 0 | 0 | 0
SCE Total Roll-up E3 Calculator - With Carbon Adder | [6 empty] | 0 | [10 empty] | System | #N/A | [10 empty] | #N/A | [10 empty] | 0 | 0 | 0 | 0 | 0 | 0 | 0 | 0 | 0 | 0 | 0 | 0 | 0 | 0 | 0 | 0 | 0 | 0 | 0 | 0 | 0 | 0 | 0 | 0 | 0 | 0 | 0 | 0 | 0
SCE Total Roll-up E3 Calculator - With Carbon Adder | [6 empty] | 0 | [10 empty] | System | #N/A | [10 empty] | #N/A | [10 empty] | 0 | 0 | 0 | 0 | 0 | 0 | 0 | 0 | 0 | 0 | 0 | 0 | 0 | 0 | 0 | 0 | 0 | 0 | 0 | 0 | 0 | 0 | 0 | 0 | 0 | 0 | 0 | 0 | 0
SCE Total Roll-up E3 Calculator - With Carbon Adder | [6 empty] | 0 | [10 empty] | System | #N/A | [10 empty] | #N/A | [10 empty] | 0 | 0 | 0 | 0 | 0 | 0 | 0 | 0 | 0 | 0 | 0 | 0 | 0 | 0 | 0 | 0 | 0 | 0 | 0 | 0 | 0 | 0 | 0 | 0 | 0 | 0 | 0 | 0 | 0
SCE Total Roll-up E3 Calculator - With Carbon Adder | [6 empty] | 0 | [10 empty] | System | #N/A | [10 empty] | #N/A | [10 empty] | 0 | 0 | 0 | 0 | 0 | 0 | 0 | 0 | 0 | 0 | 0 | 0 | 0 | 0 | 0 | 0 | 0 | 0 | 0 | 0 | 0 | 0 | 0 | 0 | 0 | 0 | 0 | 0 | 0
SCE Total Roll-up E3 Calculator - With Carbon Adder | [6 empty] | 0 | [10 empty] | System | #N/A | [10 empty] | #N/A | [10 empty] | 0 | 0 | 0 | 0 | 0 | 0 | 0 | 0 | 0 | 0 | 0 | 0 | 0 | 0 | 0 | 0 | 0 | 0 | 0 | 0 | 0 | 0 | 0 | 0 | 0 | 0 | 0 | 0 | 0
SCE Total Roll-up E3 Calculator - With Carbon Adder | [6 empty] | 0 | [10 empty] | System | #N/A | [10 empty] | #N/A | [10 empty] | 0 | 0 | 0 | 0 | 0 | 0 | 0 | 0 | 0 | 0 | 0 | 0 | 0 | 0 | 0 | 0 | 0 | 0 | 0 | 0 | 0 | 0 | 0 | 0 | 0 | 0 | 0 | 0 | 0
SCE Total Roll-up E3 Calculator - With Carbon Adder | [6 empty] | 0 | [10 empty] | System | #N/A | [10 empty] | #N/A | [10 empty] | 0 | 0 | 0 | 0 | 0 | 0 | 0 | 0 | 0 | 0 | 0 | 0 | 0 | 0 | 0 | 0 | 0 | 0 | 0 | 0 | 0 | 0 | 0 | 0 | 0 | 0 | 0 | 0 | 0
SCE Total Roll-up E3 Calculator - With Carbon Adder | [6 empty] | 0 | [10 empty] | System | #N/A | [10 empty] | #N/A | [10 empty] | 0 | 0 | 0 | 0 | 0 | 0 | 0 | 0 | 0 | 0 | 0 | 0 | 0 | 0 | 0 | 0 | 0 | 0 | 0 | 0 | 0 | 0 | 0 | 0 | 0 | 0 | 0 | 0 | 0
SCE Total Roll-up E3 Calculator - With Carbon Adder | [6 empty] | 0 | [10 empty] | System | #N/A | [10 empty] | #N/A | [10 empty] | 0 | 0 | 0 | 0 | 0 | 0 | 0 | 0 | 0 | 0 | 0 | 0 | 0 | 0 | 0 | 0 | 0 | 0 | 0 | 0 | 0 | 0 | 0 | 0 | 0 | 0 | 0 | 0 | 0
SCE Total Roll-up E3 Calculator - With Carbon Adder | [6 empty] | 0 | [10 empty] | System | #N/A | [10 empty] | #N/A | [10 empty] | 0 | 0 | 0 | 0 | 0 | 0 | 0 | 0 | 0 | 0 | 0 | 0 | 0 | 0 | 0 | 0 | 0 | 0 | 0 | 0 | 0 | 0 | 0 | 0 | 0 | 0 | 0 | 0 | 0
SCE Total Roll-up E3 Calculator - With Carbon Adder | [6 empty] | 0 | [10 empty] | System | #N/A | [10 empty] | #N/A | [10 empty] | 0 | 0 | 0 | 0 | 0 | 0 | 0 | 0 | 0 | 0 | 0 | 0 | 0 | 0 | 0 | 0 | 0 | 0 | 0 | 0 | 0 | 0 | 0 | 0 | 0 | 0 | 0 | 0 | 0
SCE Total Roll-up E3 Calculator - With Carbon Adder | [6 empty] | 0 | [10 empty] | System | #N/A | [10 empty] | #N/A | [10 empty] | 0 | 0 | 0 | 0 | 0 | 0 | 0 | 0 | 0 | 0 | 0 | 0 | 0 | 0 | 0 | 0 | 0 | 0 | 0 | 0 | 0 | 0 | 0 | 0 | 0 | 0 | 0 | 0 | 0
SCE Total Roll-up E3 Calculator - With Carbon Adder | [6 empty] | 0 | [10 empty] | System | #N/A | [10 empty] | #N/A | [10 empty] | 0 | 0 | 0 | 0 | 0 | 0 | 0 | 0 | 0 | 0 | 0 | 0 | 0 | 0 | 0 | 0 | 0 | 0 | 0 | 0 | 0 | 0 | 0 | 0 | 0 | 0 | 0 | 0 | 0
SCE Total Roll-up E3 Calculator - With Carbon Adder | [6 empty] | 0 | [10 empty] | System | #N/A | [10 empty] | #N/A | [10 empty] | 0 | 0 | 0 | 0 | 0 | 0 | 0 | 0 | 0 | 0 | 0 | 0 | 0 | 0 | 0 | 0 | 0 | 0 | 0 | 0 | 0 | 0 | 0 | 0 | 0 | 0 | 0 | 0 | 0
SCE Total Roll-up E3 Calculator - With Carbon Adder | [6 empty] | 0 | [10 empty] | System | #N/A | [10 empty] | #N/A | [10 empty] | 0 | 0 | 0 | 0 | 0 | 0 | 0 | 0 | 0 | 0 | 0 | 0 | 0 | 0 | 0 | 0 | 0 | 0 | 0 | 0 | 0 | 0 | 0 | 0 | 0 | 0 | 0 | 0 | 0
SCE Total Roll-up E3 Calculator - With Carbon Adder | [6 empty] | 0 | [10 empty] | System | #N/A | [10 empty] | #N/A | [10 empty] | 0 | 0 | 0 | 0 | 0 | 0 | 0 | 0 | 0 | 0 | 0 | 0 | 0 | 0 | 0 | 0 | 0 | 0 | 0 | 0 | 0 | 0 | 0 | 0 | 0 | 0 | 0 | 0 | 0
SCE Total Roll-up E3 Calculator - With Carbon Adder | [6 empty] | 0 | [10 empty] | System | #N/A | [10 empty] | #N/A | [10 empty] | 0 | 0 | 0 | 0 | 0 | 0 | 0 | 0 | 0 | 0 | 0 | 0 | 0 | 0 | 0 | 0 | 0 | 0 | 0 | 0 | 0 | 0 | 0 | 0 | 0 | 0 | 0 | 0 | 0
SCE Total Roll-up E3 Calculator - With Carbon Adder | [6 empty] | 0 | [10 empty] | System | #N/A | [10 empty] | #N/A | [10 empty] | 0 | 0 | 0 | 0 | 0 | 0 | 0 | 0 | 0 | 0 | 0 | 0 | 0 | 0 | 0 | 0 | 0 | 0 | 0 | 0 | 0 | 0 | 0 | 0 | 0 | 0 | 0 | 0 | 0
SCE Total Roll-up E3 Calculator - With Carbon Adder | [6 empty] | 0 | [10 empty] | System | #N/A | [10 empty] | #N/A | [10 empty] | 0 | 0 | 0 | 0 | 0 | 0 | 0 | 0 | 0 | 0 | 0 | 0 | 0 | 0 | 0 | 0 | 0 | 0 | 0 | 0 | 0 | 0 | 0 | 0 | 0 | 0 | 0 | 0 | 0
SCE Total Roll-up E3 Calculator - With Carbon Adder | [6 empty] | 0 | [10 empty] | System | #N/A | [10 empty] | #N/A | [10 empty] | 0 | 0 | 0 | 0 | 0 | 0 | 0 | 0 | 0 | 0 | 0 | 0 | 0 | 0 | 0 | 0 | 0 | 0 | 0 | 0 | 0 | 0 | 0 | 0 | 0 | 0 | 0 | 0 | 0
SCE Total Roll-up E3 Calculator - With Carbon Adder | [6 empty] | 0 | [10 empty] | System | #N/A | [10 empty] | #N/A | [10 empty] | 0 | 0 | 0 | 0 | 0 | 0 | 0 | 0 | 0 | 0 | 0 | 0 | 0 | 0 | 0 | 0 | 0 | 0 | 0 | 0 | 0 | 0 | 0 | 0 | 0 | 0 | 0 | 0 | 0
SCE Total Roll-up E3 Calculator - With Carbon Adder | [6 empty] | 0 | [10 empty] | System | #N/A | [10 empty] | #N/A | [10 empty] | 0 | 0 | 0 | 0 | 0 | 0 | 0 | 0 | 0 | 0 | 0 | 0 | 0 | 0 | 0 | 0 | 0 | 0 | 0 | 0 | 0 | 0 | 0 | 0 | 0 | 0 | 0 | 0 | 0
SCE Total Roll-up E3 Calculator - With Carbon Adder | [6 empty] | 0 | [10 empty] | System | #N/A | [10 empty] | #N/A | [10 empty] | 0 | 0 | 0 | 0 | 0 | 0 | 0 | 0 | 0 | 0 | 0 | 0 | 0 | 0 | 0 | 0 | 0 | 0 | 0 | 0 | 0 | 0 | 0 | 0 | 0 | 0 | 0 | 0 | 0
SCE Total Roll-up E3 Calculator - With Carbon Adder | Last Measure | [5 empty] | 0 | [10 empty] | System | #N/A | [10 empty] | #N/A | [10 empty] | 0 | 0 | 0 | 0 | 0 | 0 | 0 | 0 | 0 | 0 | 0 | 0 | 0 | 0 | 0 | 0 | 0 | 0 | 0 | 0 | 0 | 0 | 0 | 0 | 0 | 0 | 0 | 0 | 0
SCE Total Roll-up E3 Calculator - With Carbon Adder | Do NOT enter program data in this row or below. The Spreadsheet will not evaluate any such data.
Lists of Dimensions and their Labels
|  |  | Climate Zones |  |  |  | Measure Types for Measure Life | Measure Types for NTGR | Gas Sector | Gas Savings Profile | Combustor Type |  | RES | DEER:Indoor_CFL_Ltg | DEER:RefgFrzr_HighEff | DEER:RefgFrzr_Recyc-Conditioned | DEER:RefgFrzr_Recyc-UnConditioned | DEER:HVAC_Eff_AC | DEER:HVAC_Duct_Sealing | DEER:HVAC_Refrig_Charge | DEER:Refg_Chrg_Duct_Seal | DEER:RefgFrzr_Recycling
|  |  | 6 |  |  |  | NONRESIDENTIAL MEASURES: |  | Residential | Summer Only | Large Boilers (>100 MMBtu/hr Heat Input):Uncontrolled |  | NON_RES | DEER:Indoor_CFL_Ltg | DEER:Indoor_Non-CFL_Ltg | DEER:HVAC_Chillers | DEER:HVAC_Refrig_Charge | DEER:HVAC_Split-Package_AC | DEER:HVAC_Duct_Sealing
|  |  | 8 |  |  |  | **************************************************************** | Appliance early retirement and replacement 0.80 | Commercial | Winter Only | Large Boilers (>100 MMBtu/hr Heat Input):Controlled Low NOx Burner |  | Residential | AC-NC | Heat_Pump-NC | Refrig-RC | AC_Cooling-RC | HeatPump_Heating_Only-RC | HeatPump_ThroughWall-RC | HeatPump_WtrHt-RC | HorizAxisClothesWasher-RC | CFL-RC | Residential Pool Pumps
|  |  | 9 |  |  |  | Ballast – Dimmable: NR - 11 | California Home Energy Efficiency Rating System (CHEERS) | Core | Annual | Large Boilers (>100 MMBtu/hr Heat Input):Controlled – Flue Gas Recirculation |  | Small_Office | Hi_Perf_Glass-NC | Lo_Gain_Wndw-NC | Wtr_Cool_Chiller-NC | Package_AC-NC | <65K_AC_Split-NC | <65K_AC_Pckg-NC | <65K_EvapCool-NC | 65K-135K_Air_AC-NC | 65K-135_Wtr_AC-NC | >135K_Air_AC-NC | >135K_Wtr_AC-NC | Hi_Eff_AC_Mtr-NC | Var_Spd_AC_Mtr-NC | DayLt_Cntrl-NC | Lighting-NC | Economy_cycle-Ret | New_AC-Ret | New_HtPmp-Ret | Roof_insul-Ret | Wall_insul-Ret | Window_Tint-Ret | Reduce_Cooling_Load-Ret | IndoorLt | Occupancy Sensor | Refrigeration | DayLt & Controls | Perimter Lt Control | 2009 Qtr 1: Pool HtPmp; 2009 Qtr 2: DHW HtPmp
|  |  | 10 |  |  |  | Ballast – Electronic: NR - 11 | Residential Audits 0.72 |  |  | Small Boilers (<100 MMBtu/hr Heat Input):Uncontrolled |  | Large_Office | Hi_Perf_Glass-NC | Lo_Gain_Wndw-NC | Wtr_Cool_Chiller-NC | >135K_Air_AC-NC | >135K_Wtr_AC-NC | Hi_Eff_AC_Mtr-NC | Var_Spd_AC_Mtr-NC | DayLt_Cntrl-NC | Lighting-NC | Economy_cycle-Ret | New_AC-Ret | New_HtPmp-Ret | Roof_insul-Ret | Wall_insul-Ret | Window_Tint-Ret | Reduce_Cooling_Load-Ret | IndoorLt | Occupancy Sensor | Refrigeration | DayLt & Controls | Perimter Lt Control | Pool HtPmp | DHW HtPmp | bar: 2009 Qtr 1 to 2009 Qtr 2
|  |  | 13 |  |  |  | Fluorescent Fixture – T8: C/I/A - 11 | Refrigerator Recycling 0.35 |  |  | Small Boilers (<100 MMBtu/hr Heat Input):Controlled Low NOx Burner |  | Small_Retail_Store | Package_AC-NC | <65K_AC_Split-NC | <65K_AC_Pckg-NC | <65K_EvapCool-NC | 65K-135K_Air_AC-NC | 65K-135_Wtr_AC-NC | Lighting-NC | Economy_cycle-Ret | Evap_Cooling-Ret | Replace_Chiller-Ret | New_AC-Ret | New_HtPmp-Ret | Roof_insul-Ret | Wall_insul-Ret | Reduce_Cooling_Load-Ret | IndoorLt | Occupancy Sensor | Refrigeration | DayLt & Controls | Perimter Lt Control | Pool HtPmp | DHW HtPmp | bar: 2009 Qtr 1 to 2009 Qtr 2
|  |  | 14 |  |  |  | Fixture: T8 Lamp & Electronic Ballast: C/I/A - 11 | Freezer Recycling 0.54 |  |  | Small Boilers (<100 MMBtu/hr Heat Input):Controlled – Flue Gas Recirculation |  | Large_Retail_Store | Wtr_Cool_Chiller-NC | >135K_Air_AC-NC | >135K_Wtr_AC-NC | Hi_Eff_AC_Mtr-NC | Var_Spd_AC_Mtr-NC | Lighting-NC | Economy_cycle-Ret | Evap_Cooling-Ret | Replace_Chiller-Ret | New_AC-Ret | New_HtPmp-Ret | Roof_insul-Ret | Wall_insul-Ret | Reduce_Cooling_Load-Ret | IndoorLt | Occupancy Sensor | Refrigeration | DayLt & Controls | Perimter Lt Control | Pool HtPmp | DHW HtPmp | bar: 2009 Qtr 1 to 2009 Qtr 2
|  |  | 15 |  |  |  | T8 Fixtures – 17 Watt Lamp, 2ft or 32-watt Lamp, 4ft 11 | Residential Contractor Program 0.89 |  |  | Residential Furnaces (<0.3):Uncontrolled |  | Grocery_Store | Hi_Perf_Glass-NC | Lo_Gain_Wndw-NC | Wtr_Cool_Chiller-NC | 65K-135_Wtr_AC-NC | >135K_Air_AC-NC | >135K_Wtr_AC-NC | Hi_Eff_AC_Mtr-NC | Var_Spd_AC_Mtr-NC | DayLt_Cntrl-NC | Lighting-NC | Refrigeration | DayLt & Controls | Perimter Lt Control | Pool HtPmp | DHW HtPmp | bar: 2009 Qtr 1 to 2009 Qtr 2
|  |  | 16 |  |  |  | T8 Lamps: C/I/A - 5 | Emerging Technologies 0.83 |  |  |  |  | Food_Store | New_AC-Ret | New_HtPmp-Ret | Roof_insul-Ret | Wall_insul-Ret | Reduce_Cooling_Load-Ret | Lower_Cond_temp-Ret | IndoorLt | Refrigeration | DayLt & Controls | Perimter Lt Control | Pool HtPmp | DHW HtPmp | bar: 2009 Qtr 1 to 2009 Qtr 2
|  |  | System |  |  |  | High Efficiency Lighting (HID): NR - 16 | All other residential programs 0.80 |  |  |  |  | Restaurant | Economy_cycle-Ret | Evap_Cooling-Ret | New_AC-Ret | New_HtPmp-Ret | IndoorLt | Refrigeration | DayLt & Controls | Perimter Lt Control | Pool HtPmp | DHW HtPmp | bar: 2009 Qtr 1 to 2009 Qtr 2
[7 empty] | High Output T5 Fixture: NR - 16 |  | Electric Rate | Gas Rate |  |  | Fast_Food_Restaurant | Hi_Perf_Glass-NC | Lo_Gain_Wndw-NC | Package_AC-NC | <65K_AC_Split-NC | <65K_AC_Pckg-NC | <65K_EvapCool-NC | 65K-135K_Air_AC-NC | 65K-135_Wtr_AC-NC | DayLt_Cntrl-NC | Lighting-NC | Refrigeration | DayLt & Controls | Perimter Lt Control | Pool HtPmp | DHW HtPmp | bar: 2009 Qtr 1 to 2009 Qtr 2
[7 empty] | Indoor or Outdoor Lighting System Modification: NR - 13.5 | Advanced water heating systems 1.00 | System | System |  |  | Sit_Down_Restaurant | Hi_Perf_Glass-NC | Lo_Gain_Wndw-NC | <65K_AC_Split-NC | <65K_AC_Pckg-NC | <65K_EvapCool-NC | 65K-135K_Air_AC-NC | 65K-135_Wtr_AC-NC | >135K_Air_AC-NC | >135K_Wtr_AC-NC | DayLt_Cntrl-NC | Lighting-NC | Refrigeration | DayLt & Controls | Perimter Lt Control | Pool HtPmp | DHW HtPmp | bar: 2009 Qtr 1 to 2009 Qtr 2
[7 empty] | Lighting Controls: NR - 16 | Agricultural and Dairy Incentives 0.75 | System | System |  |  | Storage_Building | <65K_AC_Split-NC | <65K_AC_Pckg-NC | <65K_EvapCool-NC | >135K_Air_AC-NC | >135K_Wtr_AC-NC | Lighting-NC | Refrigeration | DayLt & Controls | Perimter Lt Control | Pool HtPmp | DHW HtPmp | bar: 2009 Qtr 1 to 2009 Qtr 2
[7 empty] | Daylighting Controls; NR - 16 | Coin Laundry and Dry Cleaner Education 0.70 | System | 0 |  |  | Refrigerated_Warehouse | New_AC-Ret | New_HtPmp-Ret | IndoorLt | Refrigeration | DayLt & Controls | Perimter Lt Control | Pool HtPmp | DHW HtPmp | bar: 2009 Qtr 1 to 2009 Qtr 2
[7 empty] | Lighting Power Density: NR - 11 | Commercial and agricultural information, tools, or design assistance services | System |  |  |  | Non-Refrig._Warehouse | New_AC-Ret | New_HtPmp-Ret | Roof_insul-Ret | Wall_insul-Ret | Reduce_Cooling_Load-Ret | IndoorLt | Occupancy Sensor | Refrigeration | DayLt & Controls | Perimter Lt Control | Pool HtPmp | DHW HtPmp | bar: 2009 Qtr 1 to 2009 Qtr 2
[7 empty] | Exit Sign – CF Hardware Kit/LED/ Electro-Luminescent: NR - 16 | Comprehensive Space Conditioning 1.00 | System |  |  |  | Hotel_Motel | Wtr_Cool_Chiller-NC | Package_AC-NC | >135K_Air_AC-NC | >135K_Wtr_AC-NC | Var_Spd_AC_Mtr-NC | Lighting-NC | Replace_Chiller-Ret | New_AC-Ret | New_HtPmp-Ret | Roof_insul-Ret | Wall_insul-Ret | Reduce_Cooling_Load-Ret | IndoorLt | Occupancy Sensor | Refrigeration | DayLt & Controls | Perimter Lt Control | Pool HtPmp | DHW HtPmp | bar: 2009 Qtr 1 to 2009 Qtr 2
[7 empty] | Occupancy Sensor: NR - 8 | Lodging Education 0.70 |  |  |  |  | Medical_Clinic | Replace_Chiller-Ret | New_AC-Ret | New_HtPmp-Ret | Roof_insul-Ret | Wall_insul-Ret | IndoorLt | Refrigeration | DayLt & Controls | Perimter Lt Control | Pool HtPmp | DHW HtPmp | bar: 2009 Qtr 1 to 2009 Qtr 2
[7 empty] | Photocell: NR - 8 | Express Efficiency (rebates) 0.96 |  |  |  |  | School | Hi_Perf_Glass-NC | Lo_Gain_Wndw-NC | Wtr_Cool_Chiller-NC | Package_AC-NC | >135K_Air_AC-NC | >135K_Wtr_AC-NC | Hi_Eff_AC_Mtr-NC | Var_Spd_AC_Mtr-NC | DayLt_Cntrl-NC | Lighting-NC | Refrigeration | DayLt & Controls | Perimter Lt Control | Pool HtPmp | DHW HtPmp | bar: 2009 Qtr 1 to 2009 Qtr 2
[7 empty] | Time Clock – Lighting: NR - 8 | Energy Management Services, including audits (for small and medium customers) |  |  |  |  | K_thru_12_School | New_AC-Ret | New_HtPmp-Ret | Roof_insul-Ret | Wall_insul-Ret | IndoorLt | Occupancy Sensor | Refrigeration | DayLt & Controls | Perimter Lt Control | Pool HtPmp | DHW HtPmp | bar: 2009 Qtr 1 to 2009 Qtr 2
[7 empty] | Induction Lamps: NR - 2 | Food Services Equipment Retrofit 1.00 |  |  |  |  | College_University | Hi_Perf_Glass-NC | Lo_Gain_Wndw-NC | Wtr_Cool_Chiller-NC | 65K-135K_Air_AC-NC | 65K-135_Wtr_AC-NC | >135K_Air_AC-NC | >135K_Wtr_AC-NC | Hi_Eff_AC_Mtr-NC | Var_Spd_AC_Mtr-NC | DayLt_Cntrl-NC | Lighting-NC | Economy_cycle-Ret | Evap_Cooling-Ret | New_AC-Ret | New_HtPmp-Ret | Roof_insul-Ret | Wall_insul-Ret | Reduce_Cooling_Load-Ret | IndoorLt | Refrigeration | DayLt & Controls | Perimter Lt Control | Pool HtPmp | DHW HtPmp | bar: 2009 Qtr 1 to 2009 Qtr 2
[7 empty] | Induction Fixture: NR - 16 | Industrial Information and Services 0.74 |  |  |  |  | Assembly | Hi_Perf_Glass-NC | Lo_Gain_Wndw-NC | Wtr_Cool_Chiller-NC | >135K_Air_AC-NC | >135K_Wtr_AC-NC | Hi_Eff_AC_Mtr-NC | Var_Spd_AC_Mtr-NC | DayLt_Cntrl-NC | Lighting-NC | Refrigeration | DayLt & Controls | Perimter Lt Control | Pool HtPmp | DHW HtPmp | bar: 2009 Qtr 1 to 2009 Qtr 2
[7 empty] | Delamp/reflectors: C/I - 11 | Large Standard Performance Contract 0.70 |  |  |  |  | Trans_Comm_Util | Replace_Chiller-Ret | New_AC-Ret | New_HtPmp-Ret | Roof_insul-Ret | Wall_insul-Ret | Reduce_Cooling_Load-Ret | IndoorLt | Occupancy Sensor | Refrigeration | DayLt & Controls | Perimter Lt Control | Pool HtPmp | DHW HtPmp | bar: 2009 Qtr 1 to 2009 Qtr 2
[7 empty] | Optical Reflectors- new construction: Ind, NRNC - 12 | All other nonresidential programs 0.80 |  |  |  |  | Misc._Commercial | Economy_cycle-Ret | New_AC-Ret | New_HtPmp-Ret | Roof_insul-Ret | Wall_insul-Ret | Reduce_Cooling_Load-Ret | IndoorLt | Outdoor Lt | DayLt & Controls | Perimter Lt Control | Pool HtPmp | DHW HtPmp | Frig Barrier | Refrigeration | Commercial Whole Building | Occupancy Sensor | bar: 2009 Qtr 1 to 2009 Qtr 2
[7 empty] | Optical Reflectors- retrofit: NR - 10 | New Construction |  |  |  |  | Industrial | Replace_Chiller-Ret | New_AC-Ret | New_HtPmp-Ret | Roof_insul-Ret | Wall_insul-Ret | Reduce_Cooling_Load-Ret | IndoorLt | Industrial | Occupancy Sensor | Refrigeration | DayLt & Controls | Perimter Lt Control | Pool HtPmp | DHW HtPmp | bar: 2009 Qtr 1 to 2009 Qtr 2
[7 empty] | HID fixture: Interior, >= 176 Watts lamp: Ind - 16 | Industrial and Agricultural Process 0.94 |  |  |  |  | Agricultural | Replace_Chiller-Ret | New_AC-Ret | New_HtPmp-Ret | Roof_insul-Ret | Wall_insul-Ret | Reduce_Cooling_Load-Ret | IndoorLt | Ag & Water Pumping | Occupancy Sensor | Refrigeration | DayLt & Controls | Perimter Lt Control | Pool HtPmp | DHW HtPmp | bar: 2009 Qtr 1 to 2009 Qtr 2
[7 empty] | HID fixture: Interior, 251-400 Watt lamp: Com - 16 | Industrial new construction incentives 0.62 |  |  |  |  | Hospital | Hi_Perf_Glass-NC | Lo_Gain_Wndw-NC | Wtr_Cool_Chiller-NC | >135K_Air_AC-NC | >135K_Wtr_AC-NC | Hi_Eff_AC_Mtr-NC | Var_Spd_AC_Mtr-NC | DayLt_Cntrl-NC | Lighting-NC | Replace_Chiller-Ret | New_AC-Ret | New_HtPmp-Ret | Roof_insul-Ret | Wall_insul-Ret | IndoorLt | Refrigeration | DayLt & Controls | Perimter Lt Control | Pool HtPmp | DHW HtPmp | bar: 2009 Qtr 1 to 2009 Qtr 2
[7 empty] | CFL Fixture: Pin based CFL fixture: Com - 12.0 | Savings by Design 0.82
[7 empty] | Screw-in CFL: Education - Primary School: NR - 5.6 | All other new construction programs 0.80
[7 empty] | Screw-in CFL: Education - Secondary School: NR - 3.5 | Large Standard Performance Contract 0.7011
[7 empty] | Screw-in CFL: Education - Community College: NR - 2.1 | Savings by Design 0.8212
Screw-in CFL: Education - University: NR - 2.6
Screw-in CFL: Grocery: NR - 1.4
Screw-in CFL: Health/Medical - Hospital: NR - 0.9
Screw-in CFL: Health/Medical - Nursing Home: NR - 0.9
Screw-in CFL: Lodging - Hotel: NR - 0.9
Screw-in CFL: Lodging - Motel: NR - 0.9
Screw-in CFL: Lodging - Guest Rooms: NR - 7.0
Screw-in CFL: Manufacturing - Light Industrial: NR - 2.8
Screw-in CFL: Office - Large: NR - 2.9
Screw-in CFL: Office - Small: NR - 3.2
Screw-in CFL: Restaurant - Sit-Down: NR - 2.3
Screw-in CFL: Restaurant - Fast-Food: NR - 1.3
Screw-in CFL: Retail - 3-Story Large: NR - 1.9
Screw-in CFL: Retail - Single-Story Large: NR - 1.8
Screw-in CFL: Retail - Small: NR - 2.1
Screw-in CFL: Storage - Conditioned: NR - 2.8
Screw-in CFL: Storage - Unconditioned: NR - 2.8
Screw-in CFL: Warehouse - Refrigerated: NR - 3.1
HVAC/Refrigeration – SPC: NR - 16
Chiller – High Efficiency: NR - 20
Chiller – Variable Speed Drive: NR - 20
Water Cooled Chillers: NR - 20
Air Conditioners – High Efficiency: NR - 15
Packaged HVAC Systems: NR - 15
Install HVAC EMS: Com - 14
AC Packaged Terminal Units: NR - 15
Evaporative Coolers: NR - 15
Boiler – High Efficiency: NR - 20
Cooling Towers/Evaporative Condenser: NR - 15
Heat Pump – Split System: NR - 15
Heat Pump with Integrated Water Heating: NR - 10
Ground Source Heat Pump: NR - 15
Reduce Internal Load: NR - 15
Insulation: NR - 20
Insulation Package: NR - 20
Reflective Window Film: NR - 10
Bypass/Delay Timer(lighting): NR - 8
Set-Back Thermostat: NR - 11
Time Clock - HVAC: NR - 10
HVAC/Space Heating/Efficiency (Gas): NR - 18
Nonresidential Gas – AC: NR - 20
Adjustable speed drive, application unknown: Ag - 10
Adjustable speed drive, application unknown: Com - 10
Adjustable Speed Drive: HVAC fan, 50 HP Max: Com - 10
Pump repair: Ag - 11
Injection molding machines: Ind - 15
Plastic extusion equipment: Ind - 15
Process cooling: Ind - 15
Process equipment insulation: Ind - 15
Horizontal Clothes Washer: NR - 10
Efficient Dishwashing: NR - 5
Water Heater Controls: NR - 15
Cooking measures , Assorted: Com - 12
Water Heater – Gas: NR - 15
Domestic Hot Water Boiler (Gas): NR - 20
Auto Closer for Cooler/Freezer: NR - 8
Door Gaskets: NR - 4
Floating Head Pressure: NR - 16
Heatless Door: NR - 16
Humidistat Control for Anti-Sweat Heater: NR - 12
Insulation on Refrigeration Suction Line: NR - 11
Night Covers for Display Cases: NR - 5
PSC Evaporator Motor – Walkin/ Display: NR - 15
Refrigeration Case Doors – Glass/Acrylic: NR - 12
Refrigerator Case with Doors: NR - 12
Refrigerator Condensate Evaporator – Elec/Non Elec: NR - 8
Strip Curtains for Walk-Ins: NR - 4
Ballast: Electronic, for display case: NR - 11
Defrost: NR - 16
FHP & EFF Conditioner: NR - 16
High-efficiency Liquid Suction Heat Exchangers: NR - 16
Night Shields on Refrigerator and Freezer Cases: NR - 5
Walk-in Refrigerator or Freezer: Evaporative Fan Controller: NR - 5
Multiplec Refrigeration Systems/Supermarket Systems: NR - 10
Kiln/Oven/Furnace: NR - 18
Thermal Night Curtains: NR - 5
Custom Measures – SPC: NR - 15
Local Government Partnership: NR - 11
Audits: NR - 3
Plug Load Sensor: NR - 10
Information: NR - 1
High Efficiency Motors: NR - 15
Process Overhaul: NR - 20
System Controls: NR - 15
RESIDENTIAL MEASURES
****************************************************************
T8 Fixtures ; lamp or ballast: Res - 15
Pin based CFL Fixture: Res - 16
CFL: Indoor Screw in: Res - 9.4
CFL: Outdoor Screw in: Res - 7
Torchiere: Res - 9
Air Conditioners with SEER >= 11.0: Res - 18
Central Air Conditioners: Res - 18
Duct Testing: Res NC - 18
High Energy Efficiency Ducts: Res - 18
Whole House Fan: Res - 15
Evaporative Cooler: Res - 15
Glazing - Low E Double / Low Shade Coefficient: Res - 20
Heat Pump - Electric: Res - 15
Insulation - Ceiling / Floor / Walls: Res - 20
A/C with Integrated Water Heating: Res - 10
Programmable Thermostat: Res - 12
Audits: Res - 3
Gas Cooktops: Res - 20
Gas Dryer Stub: Res - 18
Energy-Efficient Furnaces: Res - 18
Refrigerator Recycling: Res - 10
Refrigerator - Energy Efficient; 20% more efficient: Res - 18
Refrigerators: Res - 18
GENERIC USEFUL LIVES:
****************************************************************
0.1
0.2
0.3
0.4
0.5
0.6
0.7
0.8
0.9
1
1.1
1.2
1.3
1.4
1.5
1.6
1.7
1.8
1.9
2
2.1
2.2
2.3
2.4
2.5
2.6
2.7
2.8
2.9
3
3.1
3.2
3.3
3.4
3.5
3.6
3.7
3.8
3.9
4
4.1
4.2
4.3
4.4
4.5
4.6
4.7
4.8
4.9
5
5.1
5.2
5.3
5.4
5.5
5.6
5.7
5.8
5.9
6
6.1
6.2
6.3
6.4
6.5
6.6
6.7
6.8
6.9
7
7.1
7.2
7.3
7.4
7.5
7.6
7.7
7.8
7.9
8
8.1
8.2
8.3
8.4
8.5
8.6
8.7
8.8
8.9
9
9.1
9.2
9.3
9.4
9.5
9.6
9.7
9.8
9.9
10
10.1
10.2
10.3
10.4
10.5
10.6
10.7
10.8
10.9
11
11.1
11.2
11.3
11.4
11.5
11.6
11.7
11.8
11.9
12
12.1
12.2
12.3
12.4
12.5
12.6
12.7
12.8
12.9
13
13.1
13.2
13.3
13.4
13.5
13.6
13.7
13.8
13.9
14
14.1
14.2
14.3
14.4
14.5
14.6
14.7
14.8
14.9
15
15.1
15.2
15.3
15.4
15.5
15.6
15.7
15.8
15.9
16
16.1
16.2
16.3
16.4
16.5
16.6
16.7
16.8
16.9
17
17.1
17.2
17.3
17.4
17.5
17.6
17.7
17.8
17.9
18
18.1
18.2
18.3
18.4
18.5
18.6
18.7
18.8
18.9
19
19.1
19.2
19.3
19.4
19.5
19.6
19.7
19.8
19.9
20
21
22
23
24
25
26
27
28
29
30