## Export
PROGRAM NAME | SCE Partnership Roll-up E3 Calculator - With Carbon Adder
BUDGET
Administrative Costs
Overhead and G&A | 9387270.9078
Other Administrative Costs | 8127103
Marketing/Outreach | 1940811
Incentives and Rebates
d.i. User Input Incentive | 8281944.1906
d.ii. Rebate | 49229061.8531
d.iii. Direct Install Labor | 0
d.iv. Direct Install Materials | 0
d.v. Upstream payments | 0
Activity | 27012986
Installation | 0
Hardware & Materials | 0
Rebate Processing & Inspection | 2516823
EM&V Costs | 7614263.7032
Budget | 114110263.6548
Costs recovered from other sources | 0
Budget (plus other costs) | 114110263.6548
PROGRAM IMPACTS
Program Reductions for Measures installed through 2011
User Entered kW (kW) | 39986.2387
Net Jul-Sept Peak (kW) | 42362.3269
Net Dec-Feb Peak (kW) | 24390.8631
Net NCP (kW) | 46461.9744
Net CEC (kW) | 43933.2803
Annual Net kWh | 202457512.6816
Lifecycle Net kWh | 2776925082.038
Annual Net Therms | -3977007.7582
Lifecycle Net Therms | -55501691.0476
Program Reductions for Measures installed through 2015
User Entered kW (kW) | 40058.4308
Net Jul-Sept Peak (kW) | 42430.9603
Net Dec-Feb Peak (kW) | 24442.0862
Net NCP (kW) | 58195.342
Net CEC (kW) | 43985.1991
Annual Net kWh | 202696769.8816
Lifecycle Net kWh | 2780366938.638
Annual Net Therms | -3981330.5043
Lifecycle Net Therms | -55562177.5795
Cost Effectiveness for all measures installed through 2015
TRC
Costs | 175481120.1538
Electric Benefits | 219536611.4304
Gas Benefits | -25434962.4057
Net Benefits (NPV) | 18620528.8709
BC Ratio | 1.1061
PAC
Costs | 107151443.8248
Electric Benefits | 219536611.4304
Gas Benefits | -25434962.4057
Net Benefits (NPV) | 86950205.2
BC Ratio | 1.8115
Levelized Cost
Levelized Cost TRC ($/kWh )
Discounted kWh | 1453201866.7778
Cost | 0.12769
Benefits | 0.15107
Benefit-Cost | 0.023386
Levelized Cost PAC ($/kWh)
Discounted kWh | 1453201866.7778
Cost | 0.083026
Benefits | 0.15107
Benefit-Cost | 0.068045
Levelized Cost TRC ($/therm)
Discounted Therms | -28896444.2552
Cost | 0.63513
Benefits | 0.88021
Benefit-Cost | 0.24508
Levelized Cost PAC ($/therm)
Discounted Therms | -28896444.2552
Cost | 0.46725
Benefits | 0.88021
Benefit-Cost | 0.41296
Emission Annual Reductions (2009-2011)
Electric Annual CO2 (tons) - 2009 | 28023.5976
2010 | 45332.304
2011 | 48918.7978
Electric Lifecycle CO2 (tons) - 2009 | 380203.3997
2010 | 618338.8476
2011 | 675267.2459
Electric Annual NOX (tons) - 2009 | 3.9432
2010 | 6.3967
2011 | 6.8871
Electric Lifecycle NOX (tons) - 2009 | 53.4577
2010 | 87.109
2011 | 94.9127
Electric Annual SO2 (lbs) - 2009
2010
2011
Electric Lifecycle SO2 (lbs) - 2009
2010
2011
Gas Annual CO2 (tons) - 2009 | -4866.5302
2010 | -8639.78
2011 | -9759.1852
Gas Lifecycle CO2 (tons) - 2009 | -68105.5847
2010 | -119795.1106
2011 | -136784.1973
Gas Annual NOX (tons) - 2009 | -4.0856
2010 | -7.2488
2011 | -8.1864
Gas Lifecycle NOX (tons) - 2009 | -57.1778
2010 | -100.5166
2011 | -114.7468
Gas Annual SO2 (lbs) - 2009
2010
2011
Gas Lifecycle SO2 (lbs) - 2009
2010
2011
Data below not currently used in Energy Division workbook
Levelized Cost RIM ($/therm)
Discounted Therms | -28896444.2552
Cost | 1.3834
Benefits | 0.88021
Benefit-Cost | -0.50324
Levelized Cost RIM ($/kWh)
Discounted kWh | 1453201866.7778
Cost | 0.23744
Benefits | 0.15107
Benefit-Cost | -0.50324
RIM
Costs | 305074515.7063
Electric Benefits | 219536611.4304
Gas Benefits | -25434962.4057
Net Benefits (NPV) | -110972866.6816
BC Ratio | 0.63624
Impacts for all programs installed through 2015
Net July-Sept Peak (kW)
Clothes Dryer | 0
Clothes Washer | 0
Consumer Electronics | 0
Cooking | 0
Dishwasher | 0
Net Dec-Feb Pk (kW)
Clothes Dryer | 0
Clothes Washer | 0
Consumer Electronics | 0
Cooking | 0
Dishwasher | 0
Net CEC (kW)
Clothes Dryer | 0
Clothes Washer | 0
Consumer Electronics | 0
Cooking | 0
Dishwasher | 0
Annual Net kWh
Clothes Dryer | 0
Clothes Washer | 0
Consumer Electronics | 0
Cooking | 0
Dishwasher | 0
Lifecycle Net kWh
Clothes Dryer | 0
Clothes Washer | 0
Consumer Electronics | 0
Cooking | 0
Dishwasher | 0
Annual Net Therms
Clothes Dryer | 0
Clothes Washer | 0
Consumer Electronics | 0
Cooking | 0
Dishwasher | 0
Lifecycle Net Therms
Clothes Dryer | 0
Clothes Washer | 0
Consumer Electronics | 0
Cooking | 0
Dishwasher | 0

## Output by Measure
Southern California Edison
SCE Partnership Roll-up E3 Calculator - With Carbon Adder
SCE | [8 empty] | Levelized Benefits less Costs (TRC) |  |  |  | Levelized Benefits less Costs (PAC) |  |  |  | Benefit Cost Ratios
Net Impacts by Measure | [8 empty] | No Allocated Admin |  | w/ Allocated Admin |  | No Allocated Admin |  | w/ Allocated Admin |  | No Allocated Admin |  | w/ Allocated Admin
| Net Avg Jul-Sep (kW) | Net Dec-Feb Pk (kW) | Net CEC (kW) | Net User Entered kW | Annual kWh adj for Net to gross | Lifecycle kWh (Annual * Measure Life) | Annual Therms | Lifecycle Therms | Electric ($/kWh) | Gas ($/Th) | Electric ($/kWh) | Gas ($/Th) | Electric ($/kWh) | Gas ($/Th) | Electric ($/kWh) | Gas ($/Th) | TRC | PAC | TRC | PAC
Total or Average | 42430.9603 | 24442.0862 | 43985.1991 | 40058.4308 | 202696769.8816 | 2780366938.638 | -3981330.5043 | -55562177.5795 | 0.067438 | 0.50175 | 0.023386 | 0.24508 | 0.11854 | 0.70719 | 0.068045 | 0.41296
RESIDENTIAL | 0 | 0 | 0 | 0 | 0 | 0 | 0 | 0 | 0 | 0 | 0 | 0 | 0 | 0 | 0 | 0 | 0 | 0 | 0 | 0
DEEMED MEASURES | 0 | 0 | 0 | 0 | 0 | 0 | 0 | 0 | 0 | 0 | 0 | 0 | 0 | 0 | 0 | 0 | 0 | 0 | 0 | 0
Appliances | 0 | 0 | 0 | 0 | 0 | 0 | 0 | 0 | 0 | 0 | 0 | 0 | 0 | 0 | 0 | 0 | 0 | 0 | 0 | 0
Laundry & Kitchen | 0 | 0 | 0 | 0 | 0 | 0 | 0 | 0 | 0 | 0 | 0 | 0 | 0 | 0 | 0 | 0 | 0 | 0 | 0 | 0
Refrigerators | 0 | 0 | 0 | 0 | 0 | 0 | 0 | 0 | 0 | 0 | 0 | 0 | 0 | 0 | 0 | 0 | 0 | 0 | 0 | 0
Appliances Recycling | 0 | 0 | 0 | 0 | 0 | 0 | 0 | 0 | 0 | 0 | 0 | 0 | 0 | 0 | 0 | 0 | 0 | 0 | 0 | 0
Refrigerators/Freezers | 0 | 0 | 0 | 0 | 0 | 0 | 0 | 0 | 0 | 0 | 0 | 0 | 0 | 0 | 0 | 0 | 0 | 0 | 0 | 0
Room A/C | 0 | 0 | 0 | 0 | 0 | 0 | 0 | 0 | 0 | 0 | 0 | 0 | 0 | 0 | 0 | 0 | 0 | 0 | 0 | 0
Other | 0 | 0 | 0 | 0 | 0 | 0 | 0 | 0 | 0 | 0 | 0 | 0 | 0 | 0 | 0 | 0 | 0 | 0 | 0 | 0
Residential Audits | 82.5669 | 82.382 | 130.0841 | 129.36 | 599466 | 1798398 | 0 | 0 | 0.13155 | 0 | 0.093193 | 0 | 0.13155 | 0 | 0.08758 | 0 | 0 | 0 | 3.4294 | 2.9916
Consumer Electronics | 0 | 0 | 0 | 0 | 0 | 0 | 0 | 0 | 0 | 0 | 0 | 0 | 0 | 0 | 0 | 0 | 0 | 0 | 0 | 0
Entertainment | 0 | 0 | 0 | 0 | 0 | 0 | 0 | 0 | 0 | 0 | 0 | 0 | 0 | 0 | 0 | 0 | 0 | 0 | 0 | 0
Home Office | 0 | 0 | 0 | 0 | 0 | 0 | 0 | 0 | 0 | 0 | 0 | 0 | 0 | 0 | 0 | 0 | 0 | 0 | 0 | 0
Other | 0 | 0 | 0 | 0 | 0 | 0 | 0 | 0 | 0 | 0 | 0 | 0 | 0 | 0 | 0 | 0 | 0 | 0 | 0 | 0
Water Heating | 0 | 0 | 0 | 0 | 0 | 0 | 0 | 0 | 0 | 0 | 0 | 0 | 0 | 0 | 0 | 0 | 0 | 0 | 0 | 0
Efficiency | 0 | 0 | 0 | 0 | 0 | 0 | 0 | 0 | 0 | 0 | 0 | 0 | 0 | 0 | 0 | 0 | 0 | 0 | 0 | 0
Use Reduction | 0 | 0 | 0 | 0 | 0 | 0 | 0 | 0 | 0 | 0 | 0 | 0 | 0 | 0 | 0 | 0 | 0 | 0 | 0 | 0
Pool Pump | 554.68 | 554.68 | 888.9796 | 554.68 | 4096680 | 40966800 | 0 | 0 | -0.077126 | 0 | -0.11895 | 0 | 0.053509 | 0 | 0.0055599 | 0 | 0.65034 | 1.595 | 0.54667 | 1.0403
Residential Other | 366.8765 | 33.3858 | 114.1961 | 366.8765 | 526249.4361 | 9419864.9067 | 0 | 0 | -0.52987 | 0 | -0.58183 | 0 | -0.017192 | 0 | -0.076756 | 0 | 0.25166 | 0.91201 | 0.23446 | 0.69894
HVAC | 0 | 0 | 0 | 0 | 0 | 0 | 0 | 0 | 0 | 0 | 0 | 0 | 0 | 0 | 0 | 0 | 0 | 0 | 0 | 0
New Room AC | 289.4497 | 2.2898 | 78.0196 | 161.7 | 359537.5 | 3235837.5 | -794.3304 | -7148.9738 | 0.039057 | 0.21399 | -0.014249 | -0.078071 | 0.12671 | 0.69421 | 0.0656 | 0.35941 | 1.2717 | 3.2585 | 0.92769 | 1.5597
New Package, Split System AC, etc. | 3162.9152 | 25.0212 | 852.5471 | 2120.9583 | 3928788.5377 | 58931828.0662 | -9424.3901 | -141365.851 | -0.015978 | -0.09232 | -0.070634 | -0.40811 | 0.10644 | 0.61496 | 0.043782 | 0.25296 | 0.92145 | 2.314 | 0.7263 | 1.3048
Repair & Maintenance | 2286.9209 | 73.7111 | 647.8585 | 2129.7342 | 2985522.974 | 29855229.74 | 66278.1742 | 662781.742 | 0.1798 | 0.92727 | 0.12275 | 0.63307 | 0.18225 | 0.93992 | 0.11686 | 0.60266 | 12.3537 | 14.6172 | 2.6843 | 2.4834
HVAC Ducts | 604.9408 | 24.617 | 171.6502 | 768.8738 | 791014.56 | 14238262.08 | 67536.2029 | 1215651.6515 | 0.01755 | 0.10887 | -0.03828 | -0.23747 | 0.09287 | 0.57611 | 0.02887 | 0.1791 | 1.1009 | 1.9419 | 0.83338 | 1.1776
HVAC Envelope | 0 | 0 | 0 | 0 | 0 | 0 | 0 | 0 | 0 | 0 | 0 | 0 | 0 | 0 | 0 | 0 | 0 | 0 | 0 | 0
HVAC Install - Operation | 0 | 0 | 0 | 0 | 0 | 0 | 0 | 0 | 0 | 0 | 0 | 0 | 0 | 0 | 0 | 0 | 0 | 0 | 0 | 0
HVAC Controls | 0 | 0 | 0 | 0 | 0 | 0 | 0 | 0 | 0 | 0 | 0 | 0 | 0 | 0 | 0 | 0 | 0 | 0 | 0 | 0
New Evap Coolers & Whole House Fans | 0 | 0 | 0 | 0 | 0 | 0 | 0 | 0 | 0 | 0 | 0 | 0 | 0 | 0 | 0 | 0 | 0 | 0 | 0 | 0
Lighting | 0 | 0 | 0 | 0 | 0 | 0 | 0 | 0 | 0 | 0 | 0 | 0 | 0 | 0 | 0 | 0 | 0 | 0 | 0 | 0
Screw-in CFL Interior (Downstream) | 0 | 0 | 0 | 0 | 0 | 0 | 0 | 0 | 0 | 0 | 0 | 0 | 0 | 0 | 0 | 0 | 0 | 0 | 0 | 0
Screw-in CFL Interior (Upstream - Traditional) | 0 | 0 | 0 | 0 | 0 | 0 | 0 | 0 | 0 | 0 | 0 | 0 | 0 | 0 | 0 | 0 | 0 | 0 | 0 | 0
Screw-in CFL Interior (Upstream - Specialty) | 0 | 0 | 0 | 0 | 0 | 0 | 0 | 0 | 0 | 0 | 0 | 0 | 0 | 0 | 0 | 0 | 0 | 0 | 0 | 0
Screw-in CFL Interior (Direct Install) | 0 | 0 | 0 | 0 | 0 | 0 | 0 | 0 | 0 | 0 | 0 | 0 | 0 | 0 | 0 | 0 | 0 | 0 | 0 | 0
Screw-in CFL Interior (Midstream) | 0 | 0 | 0 | 0 | 0 | 0 | 0 | 0 | 0 | 0 | 0 | 0 | 0 | 0 | 0 | 0 | 0 | 0 | 0 | 0
Screw-in CFL Interior (Giveaway) | 0 | 0 | 0 | 0 | 0 | 0 | 0 | 0 | 0 | 0 | 0 | 0 | 0 | 0 | 0 | 0 | 0 | 0 | 0 | 0
CFL Fixture Interior (Midstream) | 0 | 0 | 0 | 0 | 0 | 0 | 0 | 0 | 0 | 0 | 0 | 0 | 0 | 0 | 0 | 0 | 0 | 0 | 0 | 0
CFL Fixture Interior (Upstream) | 0 | 0 | 0 | 0 | 0 | 0 | 0 | 0 | 0 | 0 | 0 | 0 | 0 | 0 | 0 | 0 | 0 | 0 | 0 | 0
CFL Fixture Interior (Direct Install) | 0 | 0 | 0 | 0 | 0 | 0 | 0 | 0 | 0 | 0 | 0 | 0 | 0 | 0 | 0 | 0 | 0 | 0 | 0 | 0
CFL Fixture Interior (Giveaway) | 0 | 0 | 0 | 0 | 0 | 0 | 0 | 0 | 0 | 0 | 0 | 0 | 0 | 0 | 0 | 0 | 0 | 0 | 0 | 0
CFL Exterior | 0 | 0 | 0 | 0 | 0 | 0 | 0 | 0 | 0 | 0 | 0 | 0 | 0 | 0 | 0 | 0 | 0 | 0 | 0 | 0
CFL Fixture Exterior (Midstream) | 0 | 0 | 0 | 0 | 0 | 0 | 0 | 0 | 0 | 0 | 0 | 0 | 0 | 0 | 0 | 0 | 0 | 0 | 0 | 0
CFL Fixture Exterior (Upstream) | 0 | 0 | 0 | 0 | 0 | 0 | 0 | 0 | 0 | 0 | 0 | 0 | 0 | 0 | 0 | 0 | 0 | 0 | 0 | 0
CFL Fixture Exterior (Direct Install) | 0 | 0 | 0 | 0 | 0 | 0 | 0 | 0 | 0 | 0 | 0 | 0 | 0 | 0 | 0 | 0 | 0 | 0 | 0 | 0
LED Interior | 0 | 0 | 0 | 0 | 0 | 0 | 0 | 0 | 0 | 0 | 0 | 0 | 0 | 0 | 0 | 0 | 0 | 0 | 0 | 0
Interior Controls | 0 | 0 | 0 | 0 | 0 | 0 | 0 | 0 | 0 | 0 | 0 | 0 | 0 | 0 | 0 | 0 | 0 | 0 | 0 | 0
Interior Exit Signs | 0 | 0 | 0 | 0 | 0 | 0 | 0 | 0 | 0 | 0 | 0 | 0 | 0 | 0 | 0 | 0 | 0 | 0 | 0 | 0
Linear Flourescents Interior | 0 | 0 | 0 | 0 | 0 | 0 | 0 | 0 | 0 | 0 | 0 | 0 | 0 | 0 | 0 | 0 | 0 | 0 | 0 | 0
Linear Flourescents (parking structures) Exterior | 0 | 0 | 0 | 0 | 0 | 0 | 0 | 0 | 0 | 0 | 0 | 0 | 0 | 0 | 0 | 0 | 0 | 0 | 0 | 0
Other Interior Lighting | 0 | 0 | 0 | 0 | 0 | 0 | 0 | 0 | 0 | 0 | 0 | 0 | 0 | 0 | 0 | 0 | 0 | 0 | 0 | 0
Other Exterior Lighting | 0 | 0 | 0 | 0 | 0 | 0 | 0 | 0 | 0 | 0 | 0 | 0 | 0 | 0 | 0 | 0 | 0 | 0 | 0 | 0
Refrigeration | 0 | 0 | 0 | 0 | 0 | 0 | 0 | 0 | 0 | 0 | 0 | 0 | 0 | 0 | 0 | 0 | 0 | 0 | 0 | 0
CUSTOMIZED MEASURES | 0 | 0 | 0 | 0 | 0 | 0 | 0 | 0 | 0 | 0 | 0 | 0 | 0 | 0 | 0 | 0 | 0 | 0 | 0 | 0
HVAC Equipment | 0 | 0 | 0 | 0 | 0 | 0 | 0 | 0 | 0 | 0 | 0 | 0 | 0 | 0 | 0 | 0 | 0 | 0 | 0 | 0
HVAC Envelope | 0 | 0 | 0 | 0 | 0 | 0 | 0 | 0 | 0 | 0 | 0 | 0 | 0 | 0 | 0 | 0 | 0 | 0 | 0 | 0
Interior Lighting | 0 | 0 | 0 | 0 | 0 | 0 | 0 | 0 | 0 | 0 | 0 | 0 | 0 | 0 | 0 | 0 | 0 | 0 | 0 | 0
Exterior Lighting | 0 | 0 | 0 | 0 | 0 | 0 | 0 | 0 | 0 | 0 | 0 | 0 | 0 | 0 | 0 | 0 | 0 | 0 | 0 | 0
Whole Building | 0 | 0 | 0 | 0 | 0 | 0 | 0 | 0 | 0 | 0 | 0 | 0 | 0 | 0 | 0 | 0 | 0 | 0 | 0 | 0
Other | 0 | 0 | 0 | 0 | 0 | 0 | 0 | 0 | 0 | 0 | 0 | 0 | 0 | 0 | 0 | 0 | 0 | 0 | 0 | 0
NONRESIDENTIAL | 0 | 0 | 0 | 0 | 0 | 0 | 0 | 0 | 0 | 0 | 0 | 0 | 0 | 0 | 0 | 0 | 0 | 0 | 0 | 0
DEEMED MEASURES | 0 | 0 | 0 | 0 | 0 | 0 | 0 | 0 | 0 | 0 | 0 | 0 | 0 | 0 | 0 | 0 | 0 | 0 | 0 | 0
Nonresidential Audits | 1253.07 | 1235.2883 | 878.8936 | 1253.07 | 4050200.7 | 12150602.1 | 0 | 0 | 0.066045 | 0 | 0.027824 | 0 | 0.13108 | 0 | 0.087263 | 0 | 2.0156 | 0 | 1.2695 | 2.9916
Food Service | 12.754 | 12.573 | 13.2025 | 12.754 | 60841.2 | 608412 | -12044.6766 | -120446.7661 | 0.63741 | 5.0535 | 0.6003 | 4.7593 | 0.1789 | 1.4183 | 0.13636 | 1.0811 | -0.24947 | -2.4649 | -0.26904 | -13.9996
Laundry General | 0 | 0 | 0 | 0 | 0 | 0 | 0 | 0 | 0 | 0 | 0 | 0 | 0 | 0 | 0 | 0 | 0 | 0 | 0 | 0
Agricultural | 0 | 0 | 0 | 0 | 0 | 0 | 0 | 0 | 0 | 0 | 0 | 0 | 0 | 0 | 0 | 0 | 0 | 0 | 0 | 0
Greenhouse | 0 | 0 | 0 | 0 | 0 | 0 | 0 | 0 | 0 | 0 | 0 | 0 | 0 | 0 | 0 | 0 | 0 | 0 | 0 | 0
Process | 0 | 0 | 0 | 0 | 0 | 0 | 0 | 0 | 0 | 0 | 0 | 0 | 0 | 0 | 0 | 0 | 0 | 0 | 0 | 0
Pumping | 0 | 0 | 0 | 0 | 0 | 0 | 0 | 0 | 0 | 0 | 0 | 0 | 0 | 0 | 0 | 0 | 0 | 0 | 0 | 0
Municipal Water | 0 | 0 | 0 | 0 | 0 | 0 | 0 | 0 | 0 | 0 | 0 | 0 | 0 | 0 | 0 | 0 | 0 | 0 | 0 | 0
Process | 0 | 0 | 0 | 0 | 0 | 0 | 0 | 0 | 0 | 0 | 0 | 0 | 0 | 0 | 0 | 0 | 0 | 0 | 0 | 0
Pumping | 0 | 0 | 0 | 0 | 0 | 0 | 0 | 0 | 0 | 0 | 0 | 0 | 0 | 0 | 0 | 0 | 0 | 0 | 0 | 0
Refrigeration | 0 | 0 | 0 | 0 | 0 | 0 | 0 | 0 | 0 | 0 | 0 | 0 | 0 | 0 | 0 | 0 | 0 | 0 | 0 | 0
Casework | 13.8989 | 12.926 | 48.2721 | 13.8989 | 222451.9219 | 2691668.2554 | -393.6382 | -4763.0227 | 0.049543 | 0.34806 | 0.013603 | 0.095572 | 0.089825 | 0.63107 | 0.048627 | 0.34163 | 1.6722 | 3.6874 | 1.1241 | 1.6516
Compressors | 17.5077 | 16.2822 | 9.0679 | 17.5077 | 41787.543 | 626813.145 | 0 | 0 | 0.10866 | 0 | 0.0671 | 0 | 0.12133 | 0 | 0.073694 | 0 | 4.2092 | 6.7281 | 1.8898 | 2.0708
Condenser | 6.9271 | 6.4422 | 5.2471 | 6.9271 | 24180.135 | 362702.025 | 0 | 0 | 0.098654 | 0 | 0.058958 | 0 | 0.11972 | 0 | 0.074214 | 0 | 3.6322 | 8.2934 | 1.7639 | 2.1986
Controls & VSDs | 0 | 0 | 0 | 0 | 0 | 0 | 0 | 0 | 0 | 0 | 0 | 0 | 0 | 0 | 0 | 0 | 0 | 0 | 0 | 0
Dist to others | 4.432 | 4.1218 | 13.4113 | 4.432 | 61803 | 927045 | -49.8198 | -747.2976 | 0.062946 | 0.44875 | 0.026447 | 0.18855 | 0.11961 | 0.85275 | 0.077773 | 0.55447 | 2.0116 | 22.5281 | 1.2679 | 2.6409
Nonresidential Other (Downstream) | 1078.8926 | 1037.5979 | 1479.382 | 1078.8926 | 6817428.4369 | 92035283.8979 | 0 | 0 | 0.099603 | 0 | 0.063477 | 0 | 0.11428 | 0 | 0.072867 | 0 | 5.1011 | 12.8899 | 2.0507 | 2.4281
Nonresidential Other (Upstream) | 0 | 0 | 0 | 0 | 0 | 0 | 0 | 0 | 0 | 0 | 0 | 0 | 0 | 0 | 0 | 0 | 0 | 0 | 0 | 0
Nonresidential Other (Direct Install) | 0 | 0 | 0 | 0 | 0 | 0 | 0 | 0 | 0 | 0 | 0 | 0 | 0 | 0 | 0 | 0 | 0 | 0 | 0 | 0
Nonresidential Other (Pump Tests) | 0 | 0 | 0 | 0 | 0 | 0 | 0 | 0 | 0 | 0 | 0 | 0 | 0 | 0 | 0 | 0 | 0 | 0 | 0 | 0
HVAC | 0 | 0 | 0 | 0 | 0 | 0 | 0 | 0 | 0 | 0 | 0 | 0 | 0 | 0 | 0 | 0 | 0 | 0 | 0 | 0
Commissioning | 0 | 0 | 0 | 0 | 0 | 0 | 0 | 0 | 0 | 0 | 0 | 0 | 0 | 0 | 0 | 0 | 0 | 0 | 0 | 0
Retrocommissioing | 0 | 0 | 0 | 0 | 0 | 0 | 0 | 0 | 0 | 0 | 0 | 0 | 0 | 0 | 0 | 0 | 0 | 0 | 0 | 0
New AC Equipment: packaged, split, etc. (Downstream) | 2827.8491 | 524.1252 | 1452.8163 | 1744.2234 | 6695006.027 | 100425090.4044 | -1355.4534 | -20331.8013 | 0.051703 | 0.26864 | 0.0016804 | 0.0087312 | 0.15921 | 0.82723 | 0.10187 | 0.52929 | 1.4314 | 13.9063 | 1.0099 | 2.462
New AC Equipment: packaged, split, etc. (Upstream) | 0 | 0 | 0 | 0 | 0 | 0 | 0 | 0 | 0 | 0 | 0 | 0 | 0 | 0 | 0 | 0 | 0 | 0 | 0 | 0
New AC Equipment: packaged, split, etc. (Direct Install) | 0 | 0 | 0 | 0 | 0 | 0 | 0 | 0 | 0 | 0 | 0 | 0 | 0 | 0 | 0 | 0 | 0 | 0 | 0 | 0
Chillers | 0 | 0 | 0 | 0 | 0 | 0 | 0 | 0 | 0 | 0 | 0 | 0 | 0 | 0 | 0 | 0 | 0 | 0 | 0 | 0
Controls & VSDs | 576.3631 | 357.8197 | 1145.6314 | 576.3631 | 5279407.3827 | 79191110.7399 | 0 | 0 | 0.051655 | 0 | 0.006484 | 0 | 0.10481 | 0 | 0.053031 | 0 | 1.5003 | 3.0921 | 1.0437 | 1.5205
Cooling Towers | 0 | 0 | 0 | 0 | 0 | 0 | 0 | 0 | 0 | 0 | 0 | 0 | 0 | 0 | 0 | 0 | 0 | 0 | 0 | 0
RCA (Direct Install) | 0 | 0 | 0 | 0 | 0 | 0 | 0 | 0 | 0 | 0 | 0 | 0 | 0 | 0 | 0 | 0 | 0 | 0 | 0 | 0
RCA (Midstream) | 0 | 0 | 0 | 0 | 0 | 0 | 0 | 0 | 0 | 0 | 0 | 0 | 0 | 0 | 0 | 0 | 0 | 0 | 0 | 0
Fans | 0 | 0 | 0 | 0 | 0 | 0 | 0 | 0 | 0 | 0 | 0 | 0 | 0 | 0 | 0 | 0 | 0 | 0 | 0 | 0
Ducts | 0 | 0 | 0 | 0 | 0 | 0 | 0 | 0 | 0 | 0 | 0 | 0 | 0 | 0 | 0 | 0 | 0 | 0 | 0 | 0
Other Ventilation | 0 | 0 | 0 | 0 | 0 | 0 | 0 | 0 | 0 | 0 | 0 | 0 | 0 | 0 | 0 | 0 | 0 | 0 | 0 | 0
Economizers | 0 | 0 | 0 | 0 | 0 | 0 | 0 | 0 | 0 | 0 | 0 | 0 | 0 | 0 | 0 | 0 | 0 | 0 | 0 | 0
Envelope (Downsteam) | 0 | 0 | 0 | 0 | 0 | 0 | 0 | 0 | 0 | 0 | 0 | 0 | 0 | 0 | 0 | 0 | 0 | 0 | 0 | 0
Envelope (Direct Install) | 0 | 0 | 0 | 0 | 0 | 0 | 0 | 0 | 0 | 0 | 0 | 0 | 0 | 0 | 0 | 0 | 0 | 0 | 0 | 0
HVAC Other (Downstream) | 594.0519 | 368.8013 | 110.0112 | 594.0519 | 506964.1768 | 5069641.768 | 0 | 0 | 0.089775 | 0 | 0.030749 | 0 | 0.13789 | 0 | 0.070223 | 0 | 1.7969 | 3.1365 | 1.1791 | 1.5312
HVAC Other (Direct Install) | 0 | 0 | 0 | 0 | 0 | 0 | 0 | 0 | 0 | 0 | 0 | 0 | 0 | 0 | 0 | 0 | 0 | 0 | 0 | 0
HVAC Other (Midstream) | 0 | 0 | 0 | 0 | 0 | 0 | 0 | 0 | 0 | 0 | 0 | 0 | 0 | 0 | 0 | 0 | 0 | 0 | 0 | 0
Lighting | 0 | 0 | 0 | 0 | 0 | 0 | 0 | 0 | 0 | 0 | 0 | 0 | 0 | 0 | 0 | 0 | 0 | 0 | 0 | 0
Screw-in CFL Interior (Downstream) | 198.5103 | 166.9619 | 239.8695 | 209.351 | 1105389.6133 | 3537246.7626 | -3148.1722 | -10074.1511 | 0.11975 | 0.75293 | 0.079711 | 0.50117 | 0.12671 | 0.79664 | 0.080805 | 0.50804 | 7.8165 | 12.9362 | 2.3836 | 2.4297
Screw-in CFL Interior (Upstream - Traditional) | 0 | 0 | 0 | 0 | 0 | 0 | 0 | 0 | 0 | 0 | 0 | 0 | 0 | 0 | 0 | 0 | 0 | 0 | 0 | 0
Screw-in CFL Interior (Upstream - Specialty) | 0 | 0 | 0 | 0 | 0 | 0 | 0 | 0 | 0 | 0 | 0 | 0 | 0 | 0 | 0 | 0 | 0 | 0 | 0 | 0
Screw-in CFL Interior (Direct Install) | 0 | 0 | 0 | 0 | 0 | 0 | 0 | 0 | 0 | 0 | 0 | 0 | 0 | 0 | 0 | 0 | 0 | 0 | 0 | 0
CFL Fixture Interior | 222.4963 | 187.1359 | 268.853 | 295.6997 | 1238953.8916 | 14867446.6987 | -5211.1104 | -62533.3244 | 0.12563 | 0.78791 | 0.085405 | 0.53564 | 0.12519 | 0.78513 | 0.079076 | 0.49595 | 11.2014 | 10.8128 | 2.6256 | 2.3433
Interior Exit Signs | 25.1517 | 21.1159 | 26.6869 | 15.6155 | 122981.2164 | 1967699.4624 | -2489.4927 | -39831.8837 | 0.12219 | 0.74714 | 0.079293 | 0.48483 | 0.1303 | 0.79674 | 0.081127 | 0.49605 | 5.9015 | 8.7479 | 2.169 | 2.2293
Linear Flourescents Interior (Downstream) | 588.2132 | 493.8282 | 624.1158 | 545.8676 | 2876109.6057 | 40840756.4015 | -119403.9087 | -1695535.5031 | -0.038586 | -0.23387 | -0.081128 | -0.49172 | 0.11797 | 0.71505 | 0.069207 | 0.41947 | 0.79084 | 5.2256 | 0.64264 | 1.9025
Linear Flourescents Interior (Direct Install) | 0 | 0 | 0 | 0 | 0 | 0 | 0 | 0 | 0 | 0 | 0 | 0 | 0 | 0 | 0 | 0 | 0 | 0 | 0 | 0
HID Interior | 56.7706 | 47.6611 | 60.2357 | 76.2386 | 277583.67 | 4163755.05 | -1021.0473 | -15315.7095 | 0.12708 | 0.77358 | 0.084383 | 0.51367 | 0.14021 | 0.8535 | 0.091264 | 0.55557 | 7.5701 | 23.5671 | 2.3602 | 2.6547
LED Interior | 0 | 0 | 0 | 0 | 0 | 0 | 0 | 0 | 0 | 0 | 0 | 0 | 0 | 0 | 0 | 0 | 0 | 0 | 0 | 0
Interior Controls (Downstream) | 30.134 | 25.2987 | 31.9732 | 8.4384 | 147342.1291 | 1178737.0324 | -3142.6075 | -25140.8597 | 0.06727 | 0.39392 | 0.02549 | 0.14926 | 0.12358 | 0.72363 | 0.075683 | 0.44318 | 1.885 | 7.2716 | 1.2164 | 2.1196
Interior Controls (Direct Install) | 0 | 0 | 0 | 0 | 0 | 0 | 0 | 0 | 0 | 0 | 0 | 0 | 0 | 0 | 0 | 0 | 0 | 0 | 0 | 0
Interior Day Lighting | 0 | 0 | 0 | 0 | 0 | 0 | 0 | 0 | 0 | 0 | 0 | 0 | 0 | 0 | 0 | 0 | 0 | 0 | 0 | 0
Other Interior Lighting | 1.632 | 1.3701 | 1.7316 | 2.2911 | 7979.58 | 110916.162 | -4.746 | -65.9691 | 0.051006 | 0.30876 | 0.008505 | 0.051483 | 0.11499 | 0.69608 | 0.066272 | 0.40116 | 1.5383 | 4.7382 | 1.062 | 1.8338
CFL Lamp Exterior | 0 | 0 | 0 | 0 | 0 | 0 | 0 | 0 | 0 | 0 | 0 | 0 | 0 | 0 | 0 | 0 | 0 | 0 | 0 | 0
CFL Fixture Exterior | 0 | 0 | 0 | 0 | 0 | 0 | 0 | 0 | 0 | 0 | 0 | 0 | 0 | 0 | 0 | 0 | 0 | 0 | 0 | 0
Other Exterior Lighting | 0 | 0 | 15.6853 | 0 | 72282.7 | 1084240.5 | 0 | 0 | 0.083548 | 0 | 0.054184 | 0 | 0.090818 | 0 | 0.057157 | 0 | 5.8711 | 10.1902 | 2.1649 | 2.3127
Process | 0 | 0 | 0 | 0 | 0 | 0 | 0 | 0 | 0 | 0 | 0 | 0 | 0 | 0 | 0 | 0 | 0 | 0 | 0 | 0
Compressed Air | 0 | 0 | 0 | 0 | 0 | 0 | 0 | 0 | 0 | 0 | 0 | 0 | 0 | 0 | 0 | 0 | 0 | 0 | 0 | 0
Controls | 0 | 0 | 0 | 0 | 0 | 0 | 0 | 0 | 0 | 0 | 0 | 0 | 0 | 0 | 0 | 0 | 0 | 0 | 0 | 0
VSD | 0 | 0 | 0 | 0 | 0 | 0 | 0 | 0 | 0 | 0 | 0 | 0 | 0 | 0 | 0 | 0 | 0 | 0 | 0 | 0
Oil Well Pump-Off Controllers | 0 | 0 | 0 | 0 | 0 | 0 | 0 | 0 | 0 | 0 | 0 | 0 | 0 | 0 | 0 | 0 | 0 | 0 | 0 | 0
Custom | 0 | 0 | 0 | 0 | 0 | 0 | 0 | 0 | 0 | 0 | 0 | 0 | 0 | 0 | 0 | 0 | 0 | 0 | 0 | 0
Cooling & Motors | 0 | 0 | 0 | 0 | 0 | 0 | 0 | 0 | 0 | 0 | 0 | 0 | 0 | 0 | 0 | 0 | 0 | 0 | 0 | 0
Pumps & Vacuum | 0 | 0 | 0 | 0 | 0 | 0 | 0 | 0 | 0 | 0 | 0 | 0 | 0 | 0 | 0 | 0 | 0 | 0 | 0 | 0
Water Heating | 0 | 0 | 0 | 0 | 0 | 0 | 0 | 0 | 0 | 0 | 0 | 0 | 0 | 0 | 0 | 0 | 0 | 0 | 0 | 0
Efficiency | 0 | 0 | 0 | 0 | 0 | 0 | 0 | 0 | 0 | 0 | 0 | 0 | 0 | 0 | 0 | 0 | 0 | 0 | 0 | 0
Use Reduction | 0 | 0 | 0 | 0 | 0 | 0 | 0 | 0 | 0 | 0 | 0 | 0 | 0 | 0 | 0 | 0 | 0 | 0 | 0 | 0
CUSTOMIZED MEASURES | 0 | 0 | 0 | 0 | 0 | 0 | 0 | 0 | 0 | 0 | 0 | 0 | 0 | 0 | 0 | 0 | 0 | 0 | 0 | 0
HVAC | 0 | 0 | 0 | 0 | 0 | 0 | 0 | 0 | 0 | 0 | 0 | 0 | 0 | 0 | 0 | 0 | 0 | 0 | 0 | 0
Chillers | 2310.499 | 406.2209 | 1370.0165 | 2923.4654 | 6313440.1576 | 126268803.1515 | -187024.6151 | -3740492.303 | -0.10152 | -0.55603 | -0.15082 | -0.82603 | 0.13401 | 0.73397 | 0.077501 | 0.42446 | 0.62481 | 4.8232 | 0.52852 | 1.8464
Controls & VSDs | 2448.9699 | 1520.3777 | 4650.9249 | 2448.9699 | 21432833.4329 | 321492501.4937 | -634910.1796 | -9523652.694 | 0.1197 | 0.68877 | 0.074384 | 0.42801 | 0.122 | 0.70197 | 0.070046 | 0.40304 | 4.3516 | 4.6502 | 1.9179 | 1.8205
Cool Roofs | 0 | 0 | 0 | 0 | 0 | 0 | 0 | 0 | 0 | 0 | 0 | 0 | 0 | 0 | 0 | 0 | 0 | 0 | 0 | 0
Cooling Towers | 0 | 0 | 0 | 0 | 0 | 0 | 0 | 0 | 0 | 0 | 0 | 0 | 0 | 0 | 0 | 0 | 0 | 0 | 0 | 0
Fans | 0 | 0 | 0 | 0 | 0 | 0 | 0 | 0 | 0 | 0 | 0 | 0 | 0 | 0 | 0 | 0 | 0 | 0 | 0 | 0
HVAC Other | 5449.2055 | 3382.9941 | 3396.0929 | 5449.2055 | 15650197.5 | 234752962.5 | 0 | 0 | -0.012407 | 0 | -0.061197 | 0 | 0.129 | 0 | 0.073071 | 0 | 0.93097 | 4.3663 | 0.7322 | 1.7753
New AC Equipment: packaged, split, etc. | 1029.1733 | 190.7512 | 528.741 | 871.0886 | 2436594.5114 | 36548917.6711 | -4205.0163 | -63075.2438 | 0.047775 | 0.24851 | -0.0023685 | -0.01232 | 0.1574 | 0.81872 | 0.099917 | 0.51973 | 1.3847 | 11.8074 | 0.98641 | 2.3869
Other Ventilation | 0 | 0 | 0 | 0 | 0 | 0 | 0 | 0 | 0 | 0 | 0 | 0 | 0 | 0 | 0 | 0 | 0 | 0 | 0 | 0
RCA | 0 | 0 | 0 | 0 | 0 | 0 | 0 | 0 | 0 | 0 | 0 | 0 | 0 | 0 | 0 | 0 | 0 | 0 | 0 | 0
Retrocommissioing | 0 | 0 | 6690.9163 | 0 | 30833715.5 | 308337155 | -913394.8578 | -9133948.5781 | 0.051852 | 0.30005 | 0.0089607 | 0.051854 | 0.088452 | 0.51185 | 0.039285 | 0.22733 | 1.5444 | 2.5084 | 1.0649 | 1.3644
Space Conditioning | 0 | 0 | 0 | 0 | 0 | 0 | 0 | 0 | 0 | 0 | 0 | 0 | 0 | 0 | 0 | 0 | 0 | 0 | 0 | 0
Exterior Lighting | 0 | 0 | 0 | 0 | 0 | 0 | 0 | 0 | 0 | 0 | 0 | 0 | 0 | 0 | 0 | 0 | 0 | 0 | 0 | 0
Customized Exterior Lighting | 0 | 0 | 766.5322 | 0 | 3532406.2964 | 52986094.446 | 0 | 0 | 0.083644 | 0 | 0.054273 | 0 | 0.069989 | 0 | 0.036321 | 0 | 5.8974 | 3.2773 | 2.1684 | 1.564
Exterior Lighting Controls | 0 | 0 | 272.5327 | 0 | 1255911.1444 | 18713076.0522 | 0 | 0 | 0.082732 | 0 | 0.053374 | 0 | 0.066772 | 0 | 0.033119 | 0 | 5.6095 | 2.9692 | 2.1283 | 1.4902
Interior Lighting | 0 | 0 | 0 | 0 | 0 | 0 | 0 | 0 | 0 | 0 | 0 | 0 | 0 | 0 | 0 | 0 | 0 | 0 | 0 | 0
Customized Interior Lighting | 3783.6125 | 3176.4921 | 4014.5519 | 3642.4664 | 18500239.1 | 277503586.5 | -548037.205 | -8220558.0749 | 0.051986 | 0.31691 | 0.0092154 | 0.056177 | 0.10474 | 0.63851 | 0.055713 | 0.33963 | 1.549 | 3.4977 | 1.067 | 1.6125
Daylighting | 9.5442 | 8.0127 | 10.1267 | 14.0001 | 46666.9 | 373335.2 | -1382.4252 | -11059.4019 | 0.079524 | 0.46503 | 0.037592 | 0.21983 | 0.075542 | 0.44175 | 0.027475 | 0.16067 | 2.2372 | 2.1067 | 1.354 | 1.2362
Interior Lighting System Modification | 2.6897 | 2.2581 | 2.8539 | 2.5894 | 13151.6 | 197274 | -389.5931 | -5843.897 | 0.060808 | 0.37016 | 0.018112 | 0.11026 | 0.13467 | 0.81977 | 0.085723 | 0.52184 | 1.7103 | 12.4573 | 1.1412 | 2.4123
Interior Lighting System Replacement | 9994.4255 | 8390.7149 | 10604.4527 | 9644.251 | 48868445.726 | 733026685.8903 | -1447642.1771 | -21714632.6568 | 0.12457 | 0.75942 | 0.081788 | 0.4986 | 0.13571 | 0.82734 | 0.086669 | 0.52835 | 6.6233 | 13.3252 | 2.2595 | 2.4431
Interior Controls | 549.0043 | 460.9108 | 582.5137 | 376.148 | 2684395 | 26575510.5 | -79520.5038 | -787252.9872 | 0.10373 | 0.61368 | 0.061818 | 0.36573 | 0.093943 | 0.55579 | 0.0459 | 0.27156 | 3.5933 | 2.887 | 1.7547 | 1.4692
LED Interior | 0 | 0 | 0 | 0 | 0 | 0 | 0 | 0 | 0 | 0 | 0 | 0 | 0 | 0 | 0 | 0 | 0 | 0 | 0 | 0
SBD - Light Power Density | 9.5442 | 8.0127 | 10.1267 | 11.1534 | 46666.9 | 513335.9 | -1382.4252 | -15206.6776 | 0.10176 | 0.60799 | 0.059387 | 0.35482 | 0.085048 | 0.50814 | 0.036476 | 0.21793 | 3.3365 | 2.4113 | 1.6912 | 1.3351
Refrigeration | 718.8856 | 668.5636 | 1039.9878 | 718.8856 | 4792570.7316 | 71888560.9741 | -131594.5245 | -1973917.8671 | 0.08924 | 0.61746 | 0.051544 | 0.35664 | 0.11146 | 0.77119 | 0.068245 | 0.4722 | 3.229 | 7.2552 | 1.6631 | 2.1182
Process | 0 | 0 | 0 | 0 | 0 | 0 | 0 | 0 | 0 | 0 | 0 | 0 | 0 | 0 | 0 | 0 | 0 | 0 | 0 | 0
Compressed Air | 0 | 0 | 0 | 0 | 0 | 0 | 0 | 0 | 0 | 0 | 0 | 0 | 0 | 0 | 0 | 0 | 0 | 0 | 0 | 0
Controls | 0 | 0 | 0 | 0 | 0 | 0 | 0 | 0 | 0 | 0 | 0 | 0 | 0 | 0 | 0 | 0 | 0 | 0 | 0 | 0
Cooling & Motors | 948.0377 | 588.564 | 446.0629 | 948.0377 | 2055589.2 | 30833838 | 0 | 0 | 0.083971 | 0 | 0.033514 | 0 | 0.13729 | 0 | 0.079444 | 0 | 1.9428 | 4.8397 | 1.2402 | 1.8488
Custom | 259.7871 | 263.0598 | 237.7638 | 259.7871 | 1095685.7441 | 16435286.1612 | 0 | 0 | 0.10055 | 0 | 0.063227 | 0 | 0.11896 | 0 | 0.076179 | 0 | 4.665 | 14.187 | 1.9764 | 2.4707
Oil Well Pump-Off Controllers | 0 | 0 | 0 | 0 | 0 | 0 | 0 | 0 | 0 | 0 | 0 | 0 | 0 | 0 | 0 | 0 | 0 | 0 | 0 | 0
Pumps & Vacuums | 0 | 0 | 0 | 0 | 0 | 0 | 0 | 0 | 0 | 0 | 0 | 0 | 0 | 0 | 0 | 0 | 0 | 0 | 0 | 0
VSD | 0 | 0 | 0 | 0 | 0 | 0 | 0 | 0 | 0 | 0 | 0 | 0 | 0 | 0 | 0 | 0 | 0 | 0 | 0 | 0
Whole Building | 60.5771 | 59.7175 | 52.5809 | 60.5771 | 242308.5 | 3634627.5 | -7177.9652 | -107669.4785 | 0.07852 | 0.53358 | 0.039561 | 0.26884 | 0.081335 | 0.5527 | 0.036675 | 0.24922 | 2.4254 | 2.556 | 1.4207 | 1.3784
CODES & STANDARDS | 0 | 0 | 0 | 0 | 0 | 0 | 0 | 0 | 0 | 0 | 0 | 0 | 0 | 0 | 0 | 0 | 0 | 0 | 0 | 0
2008 Title 24 | 0 | 0 | 0 | 0 | 0 | 0 | 0 | 0 | 0 | 0 | 0 | 0 | 0 | 0 | 0 | 0 | 0 | 0 | 0 | 0
2008 Title 20 | 0 | 0 | 0 | 0 | 0 | 0 | 0 | 0 | 0 | 0 | 0 | 0 | 0 | 0 | 0 | 0 | 0 | 0 | 0 | 0
2009 Title 20 | 0 | 0 | 0 | 0 | 0 | 0 | 0 | 0 | 0 | 0 | 0 | 0 | 0 | 0 | 0 | 0 | 0 | 0 | 0 | 0
0 | 0 | 0 | 0 | 0 | 0 | 0 | 0 | 0 | 0 | 0 | 0 | 0 | 0 | 0 | 0 | 0 | 0 | 0 | 0 | 0
0 | 0 | 0 | 0 | 0 | 0 | 0 | 0 | 0 | 0 | 0 | 0 | 0 | 0 | 0 | 0 | 0 | 0 | 0 | 0 | 0
0 | 0 | 0 | 0 | 0 | 0 | 0 | 0 | 0 | 0 | 0 | 0 | 0 | 0 | 0 | 0 | 0 | 0 | 0 | 0 | 0
0 | 0 | 0 | 0 | 0 | 0 | 0 | 0 | 0 | 0 | 0 | 0 | 0 | 0 | 0 | 0 | 0 | 0 | 0 | 0 | 0
0 | 0 | 0 | 0 | 0 | 0 | 0 | 0 | 0 | 0 | 0 | 0 | 0 | 0 | 0 | 0 | 0 | 0 | 0 | 0 | 0
0 | 0 | 0 | 0 | 0 | 0 | 0 | 0 | 0 | 0 | 0 | 0 | 0 | 0 | 0 | 0 | 0 | 0 | 0 | 0 | 0
0 | 0 | 0 | 0 | 0 | 0 | 0 | 0 | 0 | 0 | 0 | 0 | 0 | 0 | 0 | 0 | 0 | 0 | 0 | 0 | 0
0 | 0 | 0 | 0 | 0 | 0 | 0 | 0 | 0 | 0 | 0 | 0 | 0 | 0 | 0 | 0 | 0 | 0 | 0 | 0 | 0
0 | 0 | 0 | 0 | 0 | 0 | 0 | 0 | 0 | 0 | 0 | 0 | 0 | 0 | 0 | 0 | 0 | 0 | 0 | 0 | 0
0 | 0 | 0 | 0 | 0 | 0 | 0 | 0 | 0 | 0 | 0 | 0 | 0 | 0 | 0 | 0 | 0 | 0 | 0 | 0 | 0
0 | 0 | 0 | 0 | 0 | 0 | 0 | 0 | 0 | 0 | 0 | 0 | 0 | 0 | 0 | 0 | 0 | 0 | 0 | 0 | 0
0 | 0 | 0 | 0 | 0 | 0 | 0 | 0 | 0 | 0 | 0 | 0 | 0 | 0 | 0 | 0 | 0 | 0 | 0 | 0 | 0
0 | 0 | 0 | 0 | 0 | 0 | 0 | 0 | 0 | 0 | 0 | 0 | 0 | 0 | 0 | 0 | 0 | 0 | 0 | 0 | 0
0 | 0 | 0 | 0 | 0 | 0 | 0 | 0 | 0 | 0 | 0 | 0 | 0 | 0 | 0 | 0 | 0 | 0 | 0 | 0 | 0
0 | 0 | 0 | 0 | 0 | 0 | 0 | 0 | 0 | 0 | 0 | 0 | 0 | 0 | 0 | 0 | 0 | 0 | 0 | 0 | 0
0 | 0 | 0 | 0 | 0 | 0 | 0 | 0 | 0 | 0 | 0 | 0 | 0 | 0 | 0 | 0 | 0 | 0 | 0 | 0 | 0
0 | 0 | 0 | 0 | 0 | 0 | 0 | 0 | 0 | 0 | 0 | 0 | 0 | 0 | 0 | 0 | 0 | 0 | 0 | 0 | 0
0 | 0 | 0 | 0 | 0 | 0 | 0 | 0 | 0 | 0 | 0 | 0 | 0 | 0 | 0 | 0 | 0 | 0 | 0 | 0 | 0
0 | 0 | 0 | 0 | 0 | 0 | 0 | 0 | 0 | 0 | 0 | 0 | 0 | 0 | 0 | 0 | 0 | 0 | 0 | 0 | 0
0 | 0 | 0 | 0 | 0 | 0 | 0 | 0 | 0 | 0 | 0 | 0 | 0 | 0 | 0 | 0 | 0 | 0 | 0 | 0 | 0
0 | 0 | 0 | 0 | 0 | 0 | 0 | 0 | 0 | 0 | 0 | 0 | 0 | 0 | 0 | 0 | 0 | 0 | 0 | 0 | 0
0 | 0 | 0 | 0 | 0 | 0 | 0 | 0 | 0 | 0 | 0 | 0 | 0 | 0 | 0 | 0 | 0 | 0 | 0 | 0 | 0
0 | 0 | 0 | 0 | 0 | 0 | 0 | 0 | 0 | 0 | 0 | 0 | 0 | 0 | 0 | 0 | 0 | 0 | 0 | 0 | 0
0 | 0 | 0 | 0 | 0 | 0 | 0 | 0 | 0 | 0 | 0 | 0 | 0 | 0 | 0 | 0 | 0 | 0 | 0 | 0 | 0
0 | 0 | 0 | 0 | 0 | 0 | 0 | 0 | 0 | 0 | 0 | 0 | 0 | 0 | 0 | 0 | 0 | 0 | 0 | 0 | 0
0 | 0 | 0 | 0 | 0 | 0 | 0 | 0 | 0 | 0 | 0 | 0 | 0 | 0 | 0 | 0 | 0 | 0 | 0 | 0 | 0
0 | 0 | 0 | 0 | 0 | 0 | 0 | 0 | 0 | 0 | 0 | 0 | 0 | 0 | 0 | 0 | 0 | 0 | 0 | 0 | 0
0 | 0 | 0 | 0 | 0 | 0 | 0 | 0 | 0 | 0 | 0 | 0 | 0 | 0 | 0 | 0 | 0 | 0 | 0 | 0 | 0
0 | 0 | 0 | 0 | 0 | 0 | 0 | 0 | 0 | 0 | 0 | 0 | 0 | 0 | 0 | 0 | 0 | 0 | 0 | 0 | 0
0 | 0 | 0 | 0 | 0 | 0 | 0 | 0 | 0 | 0 | 0 | 0 | 0 | 0 | 0 | 0 | 0 | 0 | 0 | 0 | 0
0 | 0 | 0 | 0 | 0 | 0 | 0 | 0 | 0 | 0 | 0 | 0 | 0 | 0 | 0 | 0 | 0 | 0 | 0 | 0 | 0
0 | 0 | 0 | 0 | 0 | 0 | 0 | 0 | 0 | 0 | 0 | 0 | 0 | 0 | 0 | 0 | 0 | 0 | 0 | 0 | 0
0 | 0 | 0 | 0 | 0 | 0 | 0 | 0 | 0 | 0 | 0 | 0 | 0 | 0 | 0 | 0 | 0 | 0 | 0 | 0 | 0
0 | 0 | 0 | 0 | 0 | 0 | 0 | 0 | 0 | 0 | 0 | 0 | 0 | 0 | 0 | 0 | 0 | 0 | 0 | 0 | 0
0 | 0 | 0 | 0 | 0 | 0 | 0 | 0 | 0 | 0 | 0 | 0 | 0 | 0 | 0 | 0 | 0 | 0 | 0 | 0 | 0
0 | 0 | 0 | 0 | 0 | 0 | 0 | 0 | 0 | 0 | 0 | 0 | 0 | 0 | 0 | 0 | 0 | 0 | 0 | 0 | 0
0 | 0 | 0 | 0 | 0 | 0 | 0 | 0 | 0 | 0 | 0 | 0 | 0 | 0 | 0 | 0 | 0 | 0 | 0 | 0 | 0
0 | 0 | 0 | 0 | 0 | 0 | 0 | 0 | 0 | 0 | 0 | 0 | 0 | 0 | 0 | 0 | 0 | 0 | 0 | 0 | 0
0 | 0 | 0 | 0 | 0 | 0 | 0 | 0 | 0 | 0 | 0 | 0 | 0 | 0 | 0 | 0 | 0 | 0 | 0 | 0 | 0
0 | 0 | 0 | 0 | 0 | 0 | 0 | 0 | 0 | 0 | 0 | 0 | 0 | 0 | 0 | 0 | 0 | 0 | 0 | 0 | 0
0 | 0 | 0 | 0 | 0 | 0 | 0 | 0 | 0 | 0 | 0 | 0 | 0 | 0 | 0 | 0 | 0 | 0 | 0 | 0 | 0
0 | 0 | 0 | 0 | 0 | 0 | 0 | 0 | 0 | 0 | 0 | 0 | 0 | 0 | 0 | 0 | 0 | 0 | 0 | 0 | 0
0 | 0 | 0 | 0 | 0 | 0 | 0 | 0 | 0 | 0 | 0 | 0 | 0 | 0 | 0 | 0 | 0 | 0 | 0 | 0 | 0
0 | 0 | 0 | 0 | 0 | 0 | 0 | 0 | 0 | 0 | 0 | 0 | 0 | 0 | 0 | 0 | 0 | 0 | 0 | 0 | 0
0 | 0 | 0 | 0 | 0 | 0 | 0 | 0 | 0 | 0 | 0 | 0 | 0 | 0 | 0 | 0 | 0 | 0 | 0 | 0 | 0
0 | 0 | 0 | 0 | 0 | 0 | 0 | 0 | 0 | 0 | 0 | 0 | 0 | 0 | 0 | 0 | 0 | 0 | 0 | 0 | 0
0 | 0 | 0 | 0 | 0 | 0 | 0 | 0 | 0 | 0 | 0 | 0 | 0 | 0 | 0 | 0 | 0 | 0 | 0 | 0 | 0
0 | 0 | 0 | 0 | 0 | 0 | 0 | 0 | 0 | 0 | 0 | 0 | 0 | 0 | 0 | 0 | 0 | 0 | 0 | 0 | 0
0 | 0 | 0 | 0 | 0 | 0 | 0 | 0 | 0 | 0 | 0 | 0 | 0 | 0 | 0 | 0 | 0 | 0 | 0 | 0 | 0
0 | 0 | 0 | 0 | 0 | 0 | 0 | 0 | 0 | 0 | 0 | 0 | 0 | 0 | 0 | 0 | 0 | 0 | 0 | 0 | 0
0 | 0 | 0 | 0 | 0 | 0 | 0 | 0 | 0 | 0 | 0 | 0 | 0 | 0 | 0 | 0 | 0 | 0 | 0 | 0 | 0
0 | 0 | 0 | 0 | 0 | 0 | 0 | 0 | 0 | 0 | 0 | 0 | 0 | 0 | 0 | 0 | 0 | 0 | 0 | 0 | 0
0 | 0 | 0 | 0 | 0 | 0 | 0 | 0 | 0 | 0 | 0 | 0 | 0 | 0 | 0 | 0 | 0 | 0 | 0 | 0 | 0
0 | 0 | 0 | 0 | 0 | 0 | 0 | 0 | 0 | 0 | 0 | 0 | 0 | 0 | 0 | 0 | 0 | 0 | 0 | 0 | 0
0 | 0 | 0 | 0 | 0 | 0 | 0 | 0 | 0 | 0 | 0 | 0 | 0 | 0 | 0 | 0 | 0 | 0 | 0 | 0 | 0
0 | 0 | 0 | 0 | 0 | 0 | 0 | 0 | 0 | 0 | 0 | 0 | 0 | 0 | 0 | 0 | 0 | 0 | 0 | 0 | 0
0 | 0 | 0 | 0 | 0 | 0 | 0 | 0 | 0 | 0 | 0 | 0 | 0 | 0 | 0 | 0 | 0 | 0 | 0 | 0 | 0
0 | 0 | 0 | 0 | 0 | 0 | 0 | 0 | 0 | 0 | 0 | 0 | 0 | 0 | 0 | 0 | 0 | 0 | 0 | 0 | 0
0 | 0 | 0 | 0 | 0 | 0 | 0 | 0 | 0 | 0 | 0 | 0 | 0 | 0 | 0 | 0 | 0 | 0 | 0 | 0 | 0
0 | 0 | 0 | 0 | 0 | 0 | 0 | 0 | 0 | 0 | 0 | 0 | 0 | 0 | 0 | 0 | 0 | 0 | 0 | 0 | 0
0 | 0 | 0 | 0 | 0 | 0 | 0 | 0 | 0 | 0 | 0 | 0 | 0 | 0 | 0 | 0 | 0 | 0 | 0 | 0 | 0
0 | 0 | 0 | 0 | 0 | 0 | 0 | 0 | 0 | 0 | 0 | 0 | 0 | 0 | 0 | 0 | 0 | 0 | 0 | 0 | 0
0 | 0 | 0 | 0 | 0 | 0 | 0 | 0 | 0 | 0 | 0 | 0 | 0 | 0 | 0 | 0 | 0 | 0 | 0 | 0 | 0
0 | 0 | 0 | 0 | 0 | 0 | 0 | 0 | 0 | 0 | 0 | 0 | 0 | 0 | 0 | 0 | 0 | 0 | 0 | 0 | 0
0 | 0 | 0 | 0 | 0 | 0 | 0 | 0 | 0 | 0 | 0 | 0 | 0 | 0 | 0 | 0 | 0 | 0 | 0 | 0 | 0
0 | 0 | 0 | 0 | 0 | 0 | 0 | 0 | 0 | 0 | 0 | 0 | 0 | 0 | 0 | 0 | 0 | 0 | 0 | 0 | 0
0 | 0 | 0 | 0 | 0 | 0 | 0 | 0 | 0 | 0 | 0 | 0 | 0 | 0 | 0 | 0 | 0 | 0 | 0 | 0 | 0
0 | 0 | 0 | 0 | 0 | 0 | 0 | 0 | 0 | 0 | 0 | 0 | 0 | 0 | 0 | 0 | 0 | 0 | 0 | 0 | 0
0 | 0 | 0 | 0 | 0 | 0 | 0 | 0 | 0 | 0 | 0 | 0 | 0 | 0 | 0 | 0 | 0 | 0 | 0 | 0 | 0
0 | 0 | 0 | 0 | 0 | 0 | 0 | 0 | 0 | 0 | 0 | 0 | 0 | 0 | 0 | 0 | 0 | 0 | 0 | 0 | 0
0 | 0 | 0 | 0 | 0 | 0 | 0 | 0 | 0 | 0 | 0 | 0 | 0 | 0 | 0 | 0 | 0 | 0 | 0 | 0 | 0
0 | 0 | 0 | 0 | 0 | 0 | 0 | 0 | 0 | 0 | 0 | 0 | 0 | 0 | 0 | 0 | 0 | 0 | 0 | 0 | 0
0 | 0 | 0 | 0 | 0 | 0 | 0 | 0 | 0 | 0 | 0 | 0 | 0 | 0 | 0 | 0 | 0 | 0 | 0 | 0 | 0
0 | 0 | 0 | 0 | 0 | 0 | 0 | 0 | 0 | 0 | 0 | 0 | 0 | 0 | 0 | 0 | 0 | 0 | 0 | 0 | 0
0 | 0 | 0 | 0 | 0 | 0 | 0 | 0 | 0 | 0 | 0 | 0 | 0 | 0 | 0 | 0 | 0 | 0 | 0 | 0 | 0
0 | 0 | 0 | 0 | 0 | 0 | 0 | 0 | 0 | 0 | 0 | 0 | 0 | 0 | 0 | 0 | 0 | 0 | 0 | 0 | 0
0 | 0 | 0 | 0 | 0 | 0 | 0 | 0 | 0 | 0 | 0 | 0 | 0 | 0 | 0 | 0 | 0 | 0 | 0 | 0 | 0
0 | 0 | 0 | 0 | 0 | 0 | 0 | 0 | 0 | 0 | 0 | 0 | 0 | 0 | 0 | 0 | 0 | 0 | 0 | 0 | 0
0 | 0 | 0 | 0 | 0 | 0 | 0 | 0 | 0 | 0 | 0 | 0 | 0 | 0 | 0 | 0 | 0 | 0 | 0 | 0 | 0
0 | 0 | 0 | 0 | 0 | 0 | 0 | 0 | 0 | 0 | 0 | 0 | 0 | 0 | 0 | 0 | 0 | 0 | 0 | 0 | 0
0 | 0 | 0 | 0 | 0 | 0 | 0 | 0 | 0 | 0 | 0 | 0 | 0 | 0 | 0 | 0 | 0 | 0 | 0 | 0 | 0
0 | 0 | 0 | 0 | 0 | 0 | 0 | 0 | 0 | 0 | 0 | 0 | 0 | 0 | 0 | 0 | 0 | 0 | 0 | 0 | 0
0 | 0 | 0 | 0 | 0 | 0 | 0 | 0 | 0 | 0 | 0 | 0 | 0 | 0 | 0 | 0 | 0 | 0 | 0 | 0 | 0
0 | 0 | 0 | 0 | 0 | 0 | 0 | 0 | 0 | 0 | 0 | 0 | 0 | 0 | 0 | 0 | 0 | 0 | 0 | 0 | 0
0 | 0 | 0 | 0 | 0 | 0 | 0 | 0 | 0 | 0 | 0 | 0 | 0 | 0 | 0 | 0 | 0 | 0 | 0 | 0 | 0
0 | 0 | 0 | 0 | 0 | 0 | 0 | 0 | 0 | 0 | 0 | 0 | 0 | 0 | 0 | 0 | 0 | 0 | 0 | 0 | 0
0 | 0 | 0 | 0 | 0 | 0 | 0 | 0 | 0 | 0 | 0 | 0 | 0 | 0 | 0 | 0 | 0 | 0 | 0 | 0 | 0
0 | 0 | 0 | 0 | 0 | 0 | 0 | 0 | 0 | 0 | 0 | 0 | 0 | 0 | 0 | 0 | 0 | 0 | 0 | 0 | 0
0 | 0 | 0 | 0 | 0 | 0 | 0 | 0 | 0 | 0 | 0 | 0 | 0 | 0 | 0 | 0 | 0 | 0 | 0 | 0 | 0
0 | 0 | 0 | 0 | 0 | 0 | 0 | 0 | 0 | 0 | 0 | 0 | 0 | 0 | 0 | 0 | 0 | 0 | 0 | 0 | 0
0 | 0 | 0 | 0 | 0 | 0 | 0 | 0 | 0 | 0 | 0 | 0 | 0 | 0 | 0 | 0 | 0 | 0 | 0 | 0 | 0
0 | 0 | 0 | 0 | 0 | 0 | 0 | 0 | 0 | 0 | 0 | 0 | 0 | 0 | 0 | 0 | 0 | 0 | 0 | 0 | 0
0 | 0 | 0 | 0 | 0 | 0 | 0 | 0 | 0 | 0 | 0 | 0 | 0 | 0 | 0 | 0 | 0 | 0 | 0 | 0 | 0
0 | 0 | 0 | 0 | 0 | 0 | 0 | 0 | 0 | 0 | 0 | 0 | 0 | 0 | 0 | 0 | 0 | 0 | 0 | 0 | 0
0 | 0 | 0 | 0 | 0 | 0 | 0 | 0 | 0 | 0 | 0 | 0 | 0 | 0 | 0 | 0 | 0 | 0 | 0 | 0 | 0
0 | 0 | 0 | 0 | 0 | 0 | 0 | 0 | 0 | 0 | 0 | 0 | 0 | 0 | 0 | 0 | 0 | 0 | 0 | 0 | 0
0 | 0 | 0 | 0 | 0 | 0 | 0 | 0 | 0 | 0 | 0 | 0 | 0 | 0 | 0 | 0 | 0 | 0 | 0 | 0 | 0
0 | 0 | 0 | 0 | 0 | 0 | 0 | 0 | 0 | 0 | 0 | 0 | 0 | 0 | 0 | 0 | 0 | 0 | 0 | 0 | 0
0 | 0 | 0 | 0 | 0 | 0 | 0 | 0 | 0 | 0 | 0 | 0 | 0 | 0 | 0 | 0 | 0 | 0 | 0 | 0 | 0
0 | 0 | 0 | 0 | 0 | 0 | 0 | 0 | 0 | 0 | 0 | 0 | 0 | 0 | 0 | 0 | 0 | 0 | 0 | 0 | 0
0 | 0 | 0 | 0 | 0 | 0 | 0 | 0 | 0 | 0 | 0 | 0 | 0 | 0 | 0 | 0 | 0 | 0 | 0 | 0 | 0
0 | 0 | 0 | 0 | 0 | 0 | 0 | 0 | 0 | 0 | 0 | 0 | 0 | 0 | 0 | 0 | 0 | 0 | 0 | 0 | 0
0 | 0 | 0 | 0 | 0 | 0 | 0 | 0 | 0 | 0 | 0 | 0 | 0 | 0 | 0 | 0 | 0 | 0 | 0 | 0 | 0
0 | 0 | 0 | 0 | 0 | 0 | 0 | 0 | 0 | 0 | 0 | 0 | 0 | 0 | 0 | 0 | 0 | 0 | 0 | 0 | 0
0 | 0 | 0 | 0 | 0 | 0 | 0 | 0 | 0 | 0 | 0 | 0 | 0 | 0 | 0 | 0 | 0 | 0 | 0 | 0 | 0
0 | 0 | 0 | 0 | 0 | 0 | 0 | 0 | 0 | 0 | 0 | 0 | 0 | 0 | 0 | 0 | 0 | 0 | 0 | 0 | 0
0 | 0 | 0 | 0 | 0 | 0 | 0 | 0 | 0 | 0 | 0 | 0 | 0 | 0 | 0 | 0 | 0 | 0 | 0 | 0 | 0
0 | 0 | 0 | 0 | 0 | 0 | 0 | 0 | 0 | 0 | 0 | 0 | 0 | 0 | 0 | 0 | 0 | 0 | 0 | 0 | 0
0 | 0 | 0 | 0 | 0 | 0 | 0 | 0 | 0 | 0 | 0 | 0 | 0 | 0 | 0 | 0 | 0 | 0 | 0 | 0 | 0
0 | 0 | 0 | 0 | 0 | 0 | 0 | 0 | 0 | 0 | 0 | 0 | 0 | 0 | 0 | 0 | 0 | 0 | 0 | 0 | 0
0 | 0 | 0 | 0 | 0 | 0 | 0 | 0 | 0 | 0 | 0 | 0 | 0 | 0 | 0 | 0 | 0 | 0 | 0 | 0 | 0
0 | 0 | 0 | 0 | 0 | 0 | 0 | 0 | 0 | 0 | 0 | 0 | 0 | 0 | 0 | 0 | 0 | 0 | 0 | 0 | 0
0 | 0 | 0 | 0 | 0 | 0 | 0 | 0 | 0 | 0 | 0 | 0 | 0 | 0 | 0 | 0 | 0 | 0 | 0 | 0 | 0
0 | 0 | 0 | 0 | 0 | 0 | 0 | 0 | 0 | 0 | 0 | 0 | 0 | 0 | 0 | 0 | 0 | 0 | 0 | 0 | 0
0 | 0 | 0 | 0 | 0 | 0 | 0 | 0 | 0 | 0 | 0 | 0 | 0 | 0 | 0 | 0 | 0 | 0 | 0 | 0 | 0
0 | 0 | 0 | 0 | 0 | 0 | 0 | 0 | 0 | 0 | 0 | 0 | 0 | 0 | 0 | 0 | 0 | 0 | 0 | 0 | 0
0 | 0 | 0 | 0 | 0 | 0 | 0 | 0 | 0 | 0 | 0 | 0 | 0 | 0 | 0 | 0 | 0 | 0 | 0 | 0 | 0
0 | 0 | 0 | 0 | 0 | 0 | 0 | 0 | 0 | 0 | 0 | 0 | 0 | 0 | 0 | 0 | 0 | 0 | 0 | 0 | 0
0 | 0 | 0 | 0 | 0 | 0 | 0 | 0 | 0 | 0 | 0 | 0 | 0 | 0 | 0 | 0 | 0 | 0 | 0 | 0 | 0
0 | 0 | 0 | 0 | 0 | 0 | 0 | 0 | 0 | 0 | 0 | 0 | 0 | 0 | 0 | 0 | 0 | 0 | 0 | 0 | 0
0 | 0 | 0 | 0 | 0 | 0 | 0 | 0 | 0 | 0 | 0 | 0 | 0 | 0 | 0 | 0 | 0 | 0 | 0 | 0 | 0
0 | 0 | 0 | 0 | 0 | 0 | 0 | 0 | 0 | 0 | 0 | 0 | 0 | 0 | 0 | 0 | 0 | 0 | 0 | 0 | 0
0 | 0 | 0 | 0 | 0 | 0 | 0 | 0 | 0 | 0 | 0 | 0 | 0 | 0 | 0 | 0 | 0 | 0 | 0 | 0 | 0
0 | 0 | 0 | 0 | 0 | 0 | 0 | 0 | 0 | 0 | 0 | 0 | 0 | 0 | 0 | 0 | 0 | 0 | 0 | 0 | 0
0 | 0 | 0 | 0 | 0 | 0 | 0 | 0 | 0 | 0 | 0 | 0 | 0 | 0 | 0 | 0 | 0 | 0 | 0 | 0 | 0
0 | 0 | 0 | 0 | 0 | 0 | 0 | 0 | 0 | 0 | 0 | 0 | 0 | 0 | 0 | 0 | 0 | 0 | 0 | 0 | 0
0 | 0 | 0 | 0 | 0 | 0 | 0 | 0 | 0 | 0 | 0 | 0 | 0 | 0 | 0 | 0 | 0 | 0 | 0 | 0 | 0
0 | 0 | 0 | 0 | 0 | 0 | 0 | 0 | 0 | 0 | 0 | 0 | 0 | 0 | 0 | 0 | 0 | 0 | 0 | 0 | 0
0 | 0 | 0 | 0 | 0 | 0 | 0 | 0 | 0 | 0 | 0 | 0 | 0 | 0 | 0 | 0 | 0 | 0 | 0 | 0 | 0
0 | 0 | 0 | 0 | 0 | 0 | 0 | 0 | 0 | 0 | 0 | 0 | 0 | 0 | 0 | 0 | 0 | 0 | 0 | 0 | 0
0 | 0 | 0 | 0 | 0 | 0 | 0 | 0 | 0 | 0 | 0 | 0 | 0 | 0 | 0 | 0 | 0 | 0 | 0 | 0 | 0
0 | 0 | 0 | 0 | 0 | 0 | 0 | 0 | 0 | 0 | 0 | 0 | 0 | 0 | 0 | 0 | 0 | 0 | 0 | 0 | 0
0 | 0 | 0 | 0 | 0 | 0 | 0 | 0 | 0 | 0 | 0 | 0 | 0 | 0 | 0 | 0 | 0 | 0 | 0 | 0 | 0
0 | 0 | 0 | 0 | 0 | 0 | 0 | 0 | 0 | 0 | 0 | 0 | 0 | 0 | 0 | 0 | 0 | 0 | 0 | 0 | 0
0 | 0 | 0 | 0 | 0 | 0 | 0 | 0 | 0 | 0 | 0 | 0 | 0 | 0 | 0 | 0 | 0 | 0 | 0 | 0 | 0
0 | 0 | 0 | 0 | 0 | 0 | 0 | 0 | 0 | 0 | 0 | 0 | 0 | 0 | 0 | 0 | 0 | 0 | 0 | 0 | 0
0 | 0 | 0 | 0 | 0 | 0 | 0 | 0 | 0 | 0 | 0 | 0 | 0 | 0 | 0 | 0 | 0 | 0 | 0 | 0 | 0
0 | 0 | 0 | 0 | 0 | 0 | 0 | 0 | 0 | 0 | 0 | 0 | 0 | 0 | 0 | 0 | 0 | 0 | 0 | 0 | 0
0 | 0 | 0 | 0 | 0 | 0 | 0 | 0 | 0 | 0 | 0 | 0 | 0 | 0 | 0 | 0 | 0 | 0 | 0 | 0 | 0
0 | 0 | 0 | 0 | 0 | 0 | 0 | 0 | 0 | 0 | 0 | 0 | 0 | 0 | 0 | 0 | 0 | 0 | 0 | 0 | 0
0 | 0 | 0 | 0 | 0 | 0 | 0 | 0 | 0 | 0 | 0 | 0 | 0 | 0 | 0 | 0 | 0 | 0 | 0 | 0 | 0
0 | 0 | 0 | 0 | 0 | 0 | 0 | 0 | 0 | 0 | 0 | 0 | 0 | 0 | 0 | 0 | 0 | 0 | 0 | 0 | 0
0 | 0 | 0 | 0 | 0 | 0 | 0 | 0 | 0 | 0 | 0 | 0 | 0 | 0 | 0 | 0 | 0 | 0 | 0 | 0 | 0
0 | 0 | 0 | 0 | 0 | 0 | 0 | 0 | 0 | 0 | 0 | 0 | 0 | 0 | 0 | 0 | 0 | 0 | 0 | 0 | 0
0 | 0 | 0 | 0 | 0 | 0 | 0 | 0 | 0 | 0 | 0 | 0 | 0 | 0 | 0 | 0 | 0 | 0 | 0 | 0 | 0
0 | 0 | 0 | 0 | 0 | 0 | 0 | 0 | 0 | 0 | 0 | 0 | 0 | 0 | 0 | 0 | 0 | 0 | 0 | 0 | 0
0 | 0 | 0 | 0 | 0 | 0 | 0 | 0 | 0 | 0 | 0 | 0 | 0 | 0 | 0 | 0 | 0 | 0 | 0 | 0 | 0
0 | 0 | 0 | 0 | 0 | 0 | 0 | 0 | 0 | 0 | 0 | 0 | 0 | 0 | 0 | 0 | 0 | 0 | 0 | 0 | 0
0 | 0 | 0 | 0 | 0 | 0 | 0 | 0 | 0 | 0 | 0 | 0 | 0 | 0 | 0 | 0 | 0 | 0 | 0 | 0 | 0
0 | 0 | 0 | 0 | 0 | 0 | 0 | 0 | 0 | 0 | 0 | 0 | 0 | 0 | 0 | 0 | 0 | 0 | 0 | 0 | 0
0 | 0 | 0 | 0 | 0 | 0 | 0 | 0 | 0 | 0 | 0 | 0 | 0 | 0 | 0 | 0 | 0 | 0 | 0 | 0 | 0
0 | 0 | 0 | 0 | 0 | 0 | 0 | 0 | 0 | 0 | 0 | 0 | 0 | 0 | 0 | 0 | 0 | 0 | 0 | 0 | 0
0 | 0 | 0 | 0 | 0 | 0 | 0 | 0 | 0 | 0 | 0 | 0 | 0 | 0 | 0 | 0 | 0 | 0 | 0 | 0 | 0
0 | 0 | 0 | 0 | 0 | 0 | 0 | 0 | 0 | 0 | 0 | 0 | 0 | 0 | 0 | 0 | 0 | 0 | 0 | 0 | 0
0 | 0 | 0 | 0 | 0 | 0 | 0 | 0 | 0 | 0 | 0 | 0 | 0 | 0 | 0 | 0 | 0 | 0 | 0 | 0 | 0
0 | 0 | 0 | 0 | 0 | 0 | 0 | 0 | 0 | 0 | 0 | 0 | 0 | 0 | 0 | 0 | 0 | 0 | 0 | 0 | 0
0 | 0 | 0 | 0 | 0 | 0 | 0 | 0 | 0 | 0 | 0 | 0 | 0 | 0 | 0 | 0 | 0 | 0 | 0 | 0 | 0
0 | 0 | 0 | 0 | 0 | 0 | 0 | 0 | 0 | 0 | 0 | 0 | 0 | 0 | 0 | 0 | 0 | 0 | 0 | 0 | 0
0 | 0 | 0 | 0 | 0 | 0 | 0 | 0 | 0 | 0 | 0 | 0 | 0 | 0 | 0 | 0 | 0 | 0 | 0 | 0 | 0
0 | 0 | 0 | 0 | 0 | 0 | 0 | 0 | 0 | 0 | 0 | 0 | 0 | 0 | 0 | 0 | 0 | 0 | 0 | 0 | 0
0 | 0 | 0 | 0 | 0 | 0 | 0 | 0 | 0 | 0 | 0 | 0 | 0 | 0 | 0 | 0 | 0 | 0 | 0 | 0 | 0
0 | 0 | 0 | 0 | 0 | 0 | 0 | 0 | 0 | 0 | 0 | 0 | 0 | 0 | 0 | 0 | 0 | 0 | 0 | 0 | 0
0 | 0 | 0 | 0 | 0 | 0 | 0 | 0 | 0 | 0 | 0 | 0 | 0 | 0 | 0 | 0 | 0 | 0 | 0 | 0 | 0
0 | 0 | 0 | 0 | 0 | 0 | 0 | 0 | 0 | 0 | 0 | 0 | 0 | 0 | 0 | 0 | 0 | 0 | 0 | 0 | 0
0 | 0 | 0 | 0 | 0 | 0 | 0 | 0 | 0 | 0 | 0 | 0 | 0 | 0 | 0 | 0 | 0 | 0 | 0 | 0 | 0
0 | 0 | 0 | 0 | 0 | 0 | 0 | 0 | 0 | 0 | 0 | 0 | 0 | 0 | 0 | 0 | 0 | 0 | 0 | 0 | 0
0 | 0 | 0 | 0 | 0 | 0 | 0 | 0 | 0 | 0 | 0 | 0 | 0 | 0 | 0 | 0 | 0 | 0 | 0 | 0 | 0
0 | 0 | 0 | 0 | 0 | 0 | 0 | 0 | 0 | 0 | 0 | 0 | 0 | 0 | 0 | 0 | 0 | 0 | 0 | 0 | 0
0 | 0 | 0 | 0 | 0 | 0 | 0 | 0 | 0 | 0 | 0 | 0 | 0 | 0 | 0 | 0 | 0 | 0 | 0 | 0 | 0
0 | 0 | 0 | 0 | 0 | 0 | 0 | 0 | 0 | 0 | 0 | 0 | 0 | 0 | 0 | 0 | 0 | 0 | 0 | 0 | 0
0 | 0 | 0 | 0 | 0 | 0 | 0 | 0 | 0 | 0 | 0 | 0 | 0 | 0 | 0 | 0 | 0 | 0 | 0 | 0 | 0
0 | 0 | 0 | 0 | 0 | 0 | 0 | 0 | 0 | 0 | 0 | 0 | 0 | 0 | 0 | 0 | 0 | 0 | 0 | 0 | 0
0 | 0 | 0 | 0 | 0 | 0 | 0 | 0 | 0 | 0 | 0 | 0 | 0 | 0 | 0 | 0 | 0 | 0 | 0 | 0 | 0
0 | 0 | 0 | 0 | 0 | 0 | 0 | 0 | 0 | 0 | 0 | 0 | 0 | 0 | 0 | 0 | 0 | 0 | 0 | 0 | 0
0 | 0 | 0 | 0 | 0 | 0 | 0 | 0 | 0 | 0 | 0 | 0 | 0 | 0 | 0 | 0 | 0 | 0 | 0 | 0 | 0
0 | 0 | 0 | 0 | 0 | 0 | 0 | 0 | 0 | 0 | 0 | 0 | 0 | 0 | 0 | 0 | 0 | 0 | 0 | 0 | 0
0 | 0 | 0 | 0 | 0 | 0 | 0 | 0 | 0 | 0 | 0 | 0 | 0 | 0 | 0 | 0 | 0 | 0 | 0 | 0 | 0
0 | 0 | 0 | 0 | 0 | 0 | 0 | 0 | 0 | 0 | 0 | 0 | 0 | 0 | 0 | 0 | 0 | 0 | 0 | 0 | 0
0 | 0 | 0 | 0 | 0 | 0 | 0 | 0 | 0 | 0 | 0 | 0 | 0 | 0 | 0 | 0 | 0 | 0 | 0 | 0 | 0
0 | 0 | 0 | 0 | 0 | 0 | 0 | 0 | 0 | 0 | 0 | 0 | 0 | 0 | 0 | 0 | 0 | 0 | 0 | 0 | 0
0 | 0 | 0 | 0 | 0 | 0 | 0 | 0 | 0 | 0 | 0 | 0 | 0 | 0 | 0 | 0 | 0 | 0 | 0 | 0 | 0
0 | 0 | 0 | 0 | 0 | 0 | 0 | 0 | 0 | 0 | 0 | 0 | 0 | 0 | 0 | 0 | 0 | 0 | 0 | 0 | 0
0 | 0 | 0 | 0 | 0 | 0 | 0 | 0 | 0 | 0 | 0 | 0 | 0 | 0 | 0 | 0 | 0 | 0 | 0 | 0 | 0
0 | 0 | 0 | 0 | 0 | 0 | 0 | 0 | 0 | 0 | 0 | 0 | 0 | 0 | 0 | 0 | 0 | 0 | 0 | 0 | 0
0 | 0 | 0 | 0 | 0 | 0 | 0 | 0 | 0 | 0 | 0 | 0 | 0 | 0 | 0 | 0 | 0 | 0 | 0 | 0 | 0
0 | 0 | 0 | 0 | 0 | 0 | 0 | 0 | 0 | 0 | 0 | 0 | 0 | 0 | 0 | 0 | 0 | 0 | 0 | 0 | 0
0 | 0 | 0 | 0 | 0 | 0 | 0 | 0 | 0 | 0 | 0 | 0 | 0 | 0 | 0 | 0 | 0 | 0 | 0 | 0 | 0
0 | 0 | 0 | 0 | 0 | 0 | 0 | 0 | 0 | 0 | 0 | 0 | 0 | 0 | 0 | 0 | 0 | 0 | 0 | 0 | 0
0 | 0 | 0 | 0 | 0 | 0 | 0 | 0 | 0 | 0 | 0 | 0 | 0 | 0 | 0 | 0 | 0 | 0 | 0 | 0 | 0
0 | 0 | 0 | 0 | 0 | 0 | 0 | 0 | 0 | 0 | 0 | 0 | 0 | 0 | 0 | 0 | 0 | 0 | 0 | 0 | 0
0 | 0 | 0 | 0 | 0 | 0 | 0 | 0 | 0 | 0 | 0 | 0 | 0 | 0 | 0 | 0 | 0 | 0 | 0 | 0 | 0
0 | 0 | 0 | 0 | 0 | 0 | 0 | 0 | 0 | 0 | 0 | 0 | 0 | 0 | 0 | 0 | 0 | 0 | 0 | 0 | 0
0 | 0 | 0 | 0 | 0 | 0 | 0 | 0 | 0 | 0 | 0 | 0 | 0 | 0 | 0 | 0 | 0 | 0 | 0 | 0 | 0
0 | 0 | 0 | 0 | 0 | 0 | 0 | 0 | 0 | 0 | 0 | 0 | 0 | 0 | 0 | 0 | 0 | 0 | 0 | 0 | 0
0 | 0 | 0 | 0 | 0 | 0 | 0 | 0 | 0 | 0 | 0 | 0 | 0 | 0 | 0 | 0 | 0 | 0 | 0 | 0 | 0
0 | 0 | 0 | 0 | 0 | 0 | 0 | 0 | 0 | 0 | 0 | 0 | 0 | 0 | 0 | 0 | 0 | 0 | 0 | 0 | 0
0 | 0 | 0 | 0 | 0 | 0 | 0 | 0 | 0 | 0 | 0 | 0 | 0 | 0 | 0 | 0 | 0 | 0 | 0 | 0 | 0
0 | 0 | 0 | 0 | 0 | 0 | 0 | 0 | 0 | 0 | 0 | 0 | 0 | 0 | 0 | 0 | 0 | 0 | 0 | 0 | 0
0 | 0 | 0 | 0 | 0 | 0 | 0 | 0 | 0 | 0 | 0 | 0 | 0 | 0 | 0 | 0 | 0 | 0 | 0 | 0 | 0
0 | 0 | 0 | 0 | 0 | 0 | 0 | 0 | 0 | 0 | 0 | 0 | 0 | 0 | 0 | 0 | 0 | 0 | 0 | 0 | 0
0 | 0 | 0 | 0 | 0 | 0 | 0 | 0 | 0 | 0 | 0 | 0 | 0 | 0 | 0 | 0 | 0 | 0 | 0 | 0 | 0
0 | 0 | 0 | 0 | 0 | 0 | 0 | 0 | 0 | 0 | 0 | 0 | 0 | 0 | 0 | 0 | 0 | 0 | 0 | 0 | 0
0 | 0 | 0 | 0 | 0 | 0 | 0 | 0 | 0 | 0 | 0 | 0 | 0 | 0 | 0 | 0 | 0 | 0 | 0 | 0 | 0
0 | 0 | 0 | 0 | 0 | 0 | 0 | 0 | 0 | 0 | 0 | 0 | 0 | 0 | 0 | 0 | 0 | 0 | 0 | 0 | 0
0 | 0 | 0 | 0 | 0 | 0 | 0 | 0 | 0 | 0 | 0 | 0 | 0 | 0 | 0 | 0 | 0 | 0 | 0 | 0 | 0
0 | 0 | 0 | 0 | 0 | 0 | 0 | 0 | 0 | 0 | 0 | 0 | 0 | 0 | 0 | 0 | 0 | 0 | 0 | 0 | 0
0 | 0 | 0 | 0 | 0 | 0 | 0 | 0 | 0 | 0 | 0 | 0 | 0 | 0 | 0 | 0 | 0 | 0 | 0 | 0 | 0
0 | 0 | 0 | 0 | 0 | 0 | 0 | 0 | 0 | 0 | 0 | 0 | 0 | 0 | 0 | 0 | 0 | 0 | 0 | 0 | 0
0 | 0 | 0 | 0 | 0 | 0 | 0 | 0 | 0 | 0 | 0 | 0 | 0 | 0 | 0 | 0 | 0 | 0 | 0 | 0 | 0
0 | 0 | 0 | 0 | 0 | 0 | 0 | 0 | 0 | 0 | 0 | 0 | 0 | 0 | 0 | 0 | 0 | 0 | 0 | 0 | 0
0 | 0 | 0 | 0 | 0 | 0 | 0 | 0 | 0 | 0 | 0 | 0 | 0 | 0 | 0 | 0 | 0 | 0 | 0 | 0 | 0
0 | 0 | 0 | 0 | 0 | 0 | 0 | 0 | 0 | 0 | 0 | 0 | 0 | 0 | 0 | 0 | 0 | 0 | 0 | 0 | 0
0 | 0 | 0 | 0 | 0 | 0 | 0 | 0 | 0 | 0 | 0 | 0 | 0 | 0 | 0 | 0 | 0 | 0 | 0 | 0 | 0
0 | 0 | 0 | 0 | 0 | 0 | 0 | 0 | 0 | 0 | 0 | 0 | 0 | 0 | 0 | 0 | 0 | 0 | 0 | 0 | 0
0 | 0 | 0 | 0 | 0 | 0 | 0 | 0 | 0 | 0 | 0 | 0 | 0 | 0 | 0 | 0 | 0 | 0 | 0 | 0 | 0
0 | 0 | 0 | 0 | 0 | 0 | 0 | 0 | 0 | 0 | 0 | 0 | 0 | 0 | 0 | 0 | 0 | 0 | 0 | 0 | 0
0 | 0 | 0 | 0 | 0 | 0 | 0 | 0 | 0 | 0 | 0 | 0 | 0 | 0 | 0 | 0 | 0 | 0 | 0 | 0 | 0
0 | 0 | 0 | 0 | 0 | 0 | 0 | 0 | 0 | 0 | 0 | 0 | 0 | 0 | 0 | 0 | 0 | 0 | 0 | 0 | 0
0 | 0 | 0 | 0 | 0 | 0 | 0 | 0 | 0 | 0 | 0 | 0 | 0 | 0 | 0 | 0 | 0 | 0 | 0 | 0 | 0
0 | 0 | 0 | 0 | 0 | 0 | 0 | 0 | 0 | 0 | 0 | 0 | 0 | 0 | 0 | 0 | 0 | 0 | 0 | 0 | 0
0 | 0 | 0 | 0 | 0 | 0 | 0 | 0 | 0 | 0 | 0 | 0 | 0 | 0 | 0 | 0 | 0 | 0 | 0 | 0 | 0
0 | 0 | 0 | 0 | 0 | 0 | 0 | 0 | 0 | 0 | 0 | 0 | 0 | 0 | 0 | 0 | 0 | 0 | 0 | 0 | 0
0 | 0 | 0 | 0 | 0 | 0 | 0 | 0 | 0 | 0 | 0 | 0 | 0 | 0 | 0 | 0 | 0 | 0 | 0 | 0 | 0
0 | 0 | 0 | 0 | 0 | 0 | 0 | 0 | 0 | 0 | 0 | 0 | 0 | 0 | 0 | 0 | 0 | 0 | 0 | 0 | 0
0 | 0 | 0 | 0 | 0 | 0 | 0 | 0 | 0 | 0 | 0 | 0 | 0 | 0 | 0 | 0 | 0 | 0 | 0 | 0 | 0
0 | 0 | 0 | 0 | 0 | 0 | 0 | 0 | 0 | 0 | 0 | 0 | 0 | 0 | 0 | 0 | 0 | 0 | 0 | 0 | 0
0 | 0 | 0 | 0 | 0 | 0 | 0 | 0 | 0 | 0 | 0 | 0 | 0 | 0 | 0 | 0 | 0 | 0 | 0 | 0 | 0
0 | 0 | 0 | 0 | 0 | 0 | 0 | 0 | 0 | 0 | 0 | 0 | 0 | 0 | 0 | 0 | 0 | 0 | 0 | 0 | 0
0 | 0 | 0 | 0 | 0 | 0 | 0 | 0 | 0 | 0 | 0 | 0 | 0 | 0 | 0 | 0 | 0 | 0 | 0 | 0 | 0
0 | 0 | 0 | 0 | 0 | 0 | 0 | 0 | 0 | 0 | 0 | 0 | 0 | 0 | 0 | 0 | 0 | 0 | 0 | 0 | 0
0 | 0 | 0 | 0 | 0 | 0 | 0 | 0 | 0 | 0 | 0 | 0 | 0 | 0 | 0 | 0 | 0 | 0 | 0 | 0 | 0
0 | 0 | 0 | 0 | 0 | 0 | 0 | 0 | 0 | 0 | 0 | 0 | 0 | 0 | 0 | 0 | 0 | 0 | 0 | 0 | 0
0 | 0 | 0 | 0 | 0 | 0 | 0 | 0 | 0 | 0 | 0 | 0 | 0 | 0 | 0 | 0 | 0 | 0 | 0 | 0 | 0
0 | 0 | 0 | 0 | 0 | 0 | 0 | 0 | 0 | 0 | 0 | 0 | 0 | 0 | 0 | 0 | 0 | 0 | 0 | 0 | 0
0 | 0 | 0 | 0 | 0 | 0 | 0 | 0 | 0 | 0 | 0 | 0 | 0 | 0 | 0 | 0 | 0 | 0 | 0 | 0 | 0
0 | 0 | 0 | 0 | 0 | 0 | 0 | 0 | 0 | 0 | 0 | 0 | 0 | 0 | 0 | 0 | 0 | 0 | 0 | 0 | 0
0 | 0 | 0 | 0 | 0 | 0 | 0 | 0 | 0 | 0 | 0 | 0 | 0 | 0 | 0 | 0 | 0 | 0 | 0 | 0 | 0
0 | 0 | 0 | 0 | 0 | 0 | 0 | 0 | 0 | 0 | 0 | 0 | 0 | 0 | 0 | 0 | 0 | 0 | 0 | 0 | 0
0 | 0 | 0 | 0 | 0 | 0 | 0 | 0 | 0 | 0 | 0 | 0 | 0 | 0 | 0 | 0 | 0 | 0 | 0 | 0 | 0
0 | 0 | 0 | 0 | 0 | 0 | 0 | 0 | 0 | 0 | 0 | 0 | 0 | 0 | 0 | 0 | 0 | 0 | 0 | 0 | 0
0 | 0 | 0 | 0 | 0 | 0 | 0 | 0 | 0 | 0 | 0 | 0 | 0 | 0 | 0 | 0 | 0 | 0 | 0 | 0 | 0
0 | 0 | 0 | 0 | 0 | 0 | 0 | 0 | 0 | 0 | 0 | 0 | 0 | 0 | 0 | 0 | 0 | 0 | 0 | 0 | 0
0 | 0 | 0 | 0 | 0 | 0 | 0 | 0 | 0 | 0 | 0 | 0 | 0 | 0 | 0 | 0 | 0 | 0 | 0 | 0 | 0
0 | 0 | 0 | 0 | 0 | 0 | 0 | 0 | 0 | 0 | 0 | 0 | 0 | 0 | 0 | 0 | 0 | 0 | 0 | 0 | 0
0 | 0 | 0 | 0 | 0 | 0 | 0 | 0 | 0 | 0 | 0 | 0 | 0 | 0 | 0 | 0 | 0 | 0 | 0 | 0 | 0
0 | 0 | 0 | 0 | 0 | 0 | 0 | 0 | 0 | 0 | 0 | 0 | 0 | 0 | 0 | 0 | 0 | 0 | 0 | 0 | 0
0 | 0 | 0 | 0 | 0 | 0 | 0 | 0 | 0 | 0 | 0 | 0 | 0 | 0 | 0 | 0 | 0 | 0 | 0 | 0 | 0
0 | 0 | 0 | 0 | 0 | 0 | 0 | 0 | 0 | 0 | 0 | 0 | 0 | 0 | 0 | 0 | 0 | 0 | 0 | 0 | 0
0 | 0 | 0 | 0 | 0 | 0 | 0 | 0 | 0 | 0 | 0 | 0 | 0 | 0 | 0 | 0 | 0 | 0 | 0 | 0 | 0
0 | 0 | 0 | 0 | 0 | 0 | 0 | 0 | 0 | 0 | 0 | 0 | 0 | 0 | 0 | 0 | 0 | 0 | 0 | 0 | 0
0 | 0 | 0 | 0 | 0 | 0 | 0 | 0 | 0 | 0 | 0 | 0 | 0 | 0 | 0 | 0 | 0 | 0 | 0 | 0 | 0
0 | 0 | 0 | 0 | 0 | 0 | 0 | 0 | 0 | 0 | 0 | 0 | 0 | 0 | 0 | 0 | 0 | 0 | 0 | 0 | 0
0 | 0 | 0 | 0 | 0 | 0 | 0 | 0 | 0 | 0 | 0 | 0 | 0 | 0 | 0 | 0 | 0 | 0 | 0 | 0 | 0
0 | 0 | 0 | 0 | 0 | 0 | 0 | 0 | 0 | 0 | 0 | 0 | 0 | 0 | 0 | 0 | 0 | 0 | 0 | 0 | 0
0 | 0 | 0 | 0 | 0 | 0 | 0 | 0 | 0 | 0 | 0 | 0 | 0 | 0 | 0 | 0 | 0 | 0 | 0 | 0 | 0
0 | 0 | 0 | 0 | 0 | 0 | 0 | 0 | 0 | 0 | 0 | 0 | 0 | 0 | 0 | 0 | 0 | 0 | 0 | 0 | 0
0 | 0 | 0 | 0 | 0 | 0 | 0 | 0 | 0 | 0 | 0 | 0 | 0 | 0 | 0 | 0 | 0 | 0 | 0 | 0 | 0
0 | 0 | 0 | 0 | 0 | 0 | 0 | 0 | 0 | 0 | 0 | 0 | 0 | 0 | 0 | 0 | 0 | 0 | 0 | 0 | 0
0 | 0 | 0 | 0 | 0 | 0 | 0 | 0 | 0 | 0 | 0 | 0 | 0 | 0 | 0 | 0 | 0 | 0 | 0 | 0 | 0
0 | 0 | 0 | 0 | 0 | 0 | 0 | 0 | 0 | 0 | 0 | 0 | 0 | 0 | 0 | 0 | 0 | 0 | 0 | 0 | 0
0 | 0 | 0 | 0 | 0 | 0 | 0 | 0 | 0 | 0 | 0 | 0 | 0 | 0 | 0 | 0 | 0 | 0 | 0 | 0 | 0
0 | 0 | 0 | 0 | 0 | 0 | 0 | 0 | 0 | 0 | 0 | 0 | 0 | 0 | 0 | 0 | 0 | 0 | 0 | 0 | 0
0 | 0 | 0 | 0 | 0 | 0 | 0 | 0 | 0 | 0 | 0 | 0 | 0 | 0 | 0 | 0 | 0 | 0 | 0 | 0 | 0
0 | 0 | 0 | 0 | 0 | 0 | 0 | 0 | 0 | 0 | 0 | 0 | 0 | 0 | 0 | 0 | 0 | 0 | 0 | 0 | 0
0 | 0 | 0 | 0 | 0 | 0 | 0 | 0 | 0 | 0 | 0 | 0 | 0 | 0 | 0 | 0 | 0 | 0 | 0 | 0 | 0
0 | 0 | 0 | 0 | 0 | 0 | 0 | 0 | 0 | 0 | 0 | 0 | 0 | 0 | 0 | 0 | 0 | 0 | 0 | 0 | 0
0 | 0 | 0 | 0 | 0 | 0 | 0 | 0 | 0 | 0 | 0 | 0 | 0 | 0 | 0 | 0 | 0 | 0 | 0 | 0 | 0
0 | 0 | 0 | 0 | 0 | 0 | 0 | 0 | 0 | 0 | 0 | 0 | 0 | 0 | 0 | 0 | 0 | 0 | 0 | 0 | 0
0 | 0 | 0 | 0 | 0 | 0 | 0 | 0 | 0 | 0 | 0 | 0 | 0 | 0 | 0 | 0 | 0 | 0 | 0 | 0 | 0
0 | 0 | 0 | 0 | 0 | 0 | 0 | 0 | 0 | 0 | 0 | 0 | 0 | 0 | 0 | 0 | 0 | 0 | 0 | 0 | 0
0 | 0 | 0 | 0 | 0 | 0 | 0 | 0 | 0 | 0 | 0 | 0 | 0 | 0 | 0 | 0 | 0 | 0 | 0 | 0 | 0
0 | 0 | 0 | 0 | 0 | 0 | 0 | 0 | 0 | 0 | 0 | 0 | 0 | 0 | 0 | 0 | 0 | 0 | 0 | 0 | 0
0 | 0 | 0 | 0 | 0 | 0 | 0 | 0 | 0 | 0 | 0 | 0 | 0 | 0 | 0 | 0 | 0 | 0 | 0 | 0 | 0
0 | 0 | 0 | 0 | 0 | 0 | 0 | 0 | 0 | 0 | 0 | 0 | 0 | 0 | 0 | 0 | 0 | 0 | 0 | 0 | 0
0 | 0 | 0 | 0 | 0 | 0 | 0 | 0 | 0 | 0 | 0 | 0 | 0 | 0 | 0 | 0 | 0 | 0 | 0 | 0 | 0
0 | 0 | 0 | 0 | 0 | 0 | 0 | 0 | 0 | 0 | 0 | 0 | 0 | 0 | 0 | 0 | 0 | 0 | 0 | 0 | 0
0 | 0 | 0 | 0 | 0 | 0 | 0 | 0 | 0 | 0 | 0 | 0 | 0 | 0 | 0 | 0 | 0 | 0 | 0 | 0 | 0
0 | 0 | 0 | 0 | 0 | 0 | 0 | 0 | 0 | 0 | 0 | 0 | 0 | 0 | 0 | 0 | 0 | 0 | 0 | 0 | 0
0 | 0 | 0 | 0 | 0 | 0 | 0 | 0 | 0 | 0 | 0 | 0 | 0 | 0 | 0 | 0 | 0 | 0 | 0 | 0 | 0
0 | 0 | 0 | 0 | 0 | 0 | 0 | 0 | 0 | 0 | 0 | 0 | 0 | 0 | 0 | 0 | 0 | 0 | 0 | 0 | 0
0 | 0 | 0 | 0 | 0 | 0 | 0 | 0 | 0 | 0 | 0 | 0 | 0 | 0 | 0 | 0 | 0 | 0 | 0 | 0 | 0
0 | 0 | 0 | 0 | 0 | 0 | 0 | 0 | 0 | 0 | 0 | 0 | 0 | 0 | 0 | 0 | 0 | 0 | 0 | 0 | 0
0 | 0 | 0 | 0 | 0 | 0 | 0 | 0 | 0 | 0 | 0 | 0 | 0 | 0 | 0 | 0 | 0 | 0 | 0 | 0 | 0
0 | 0 | 0 | 0 | 0 | 0 | 0 | 0 | 0 | 0 | 0 | 0 | 0 | 0 | 0 | 0 | 0 | 0 | 0 | 0 | 0
0 | 0 | 0 | 0 | 0 | 0 | 0 | 0 | 0 | 0 | 0 | 0 | 0 | 0 | 0 | 0 | 0 | 0 | 0 | 0 | 0
0 | 0 | 0 | 0 | 0 | 0 | 0 | 0 | 0 | 0 | 0 | 0 | 0 | 0 | 0 | 0 | 0 | 0 | 0 | 0 | 0
0 | 0 | 0 | 0 | 0 | 0 | 0 | 0 | 0 | 0 | 0 | 0 | 0 | 0 | 0 | 0 | 0 | 0 | 0 | 0 | 0
0 | 0 | 0 | 0 | 0 | 0 | 0 | 0 | 0 | 0 | 0 | 0 | 0 | 0 | 0 | 0 | 0 | 0 | 0 | 0 | 0
0 | 0 | 0 | 0 | 0 | 0 | 0 | 0 | 0 | 0 | 0 | 0 | 0 | 0 | 0 | 0 | 0 | 0 | 0 | 0 | 0
0 | 0 | 0 | 0 | 0 | 0 | 0 | 0 | 0 | 0 | 0 | 0 | 0 | 0 | 0 | 0 | 0 | 0 | 0 | 0 | 0
0 | 0 | 0 | 0 | 0 | 0 | 0 | 0 | 0 | 0 | 0 | 0 | 0 | 0 | 0 | 0 | 0 | 0 | 0 | 0 | 0
0 | 0 | 0 | 0 | 0 | 0 | 0 | 0 | 0 | 0 | 0 | 0 | 0 | 0 | 0 | 0 | 0 | 0 | 0 | 0 | 0
0 | 0 | 0 | 0 | 0 | 0 | 0 | 0 | 0 | 0 | 0 | 0 | 0 | 0 | 0 | 0 | 0 | 0 | 0 | 0 | 0
0 | 0 | 0 | 0 | 0 | 0 | 0 | 0 | 0 | 0 | 0 | 0 | 0 | 0 | 0 | 0 | 0 | 0 | 0 | 0 | 0
0 | 0 | 0 | 0 | 0 | 0 | 0 | 0 | 0 | 0 | 0 | 0 | 0 | 0 | 0 | 0 | 0 | 0 | 0 | 0 | 0
0 | 0 | 0 | 0 | 0 | 0 | 0 | 0 | 0 | 0 | 0 | 0 | 0 | 0 | 0 | 0 | 0 | 0 | 0 | 0 | 0
0 | 0 | 0 | 0 | 0 | 0 | 0 | 0 | 0 | 0 | 0 | 0 | 0 | 0 | 0 | 0 | 0 | 0 | 0 | 0 | 0
0 | 0 | 0 | 0 | 0 | 0 | 0 | 0 | 0 | 0 | 0 | 0 | 0 | 0 | 0 | 0 | 0 | 0 | 0 | 0 | 0
0 | 0 | 0 | 0 | 0 | 0 | 0 | 0 | 0 | 0 | 0 | 0 | 0 | 0 | 0 | 0 | 0 | 0 | 0 | 0 | 0
0 | 0 | 0 | 0 | 0 | 0 | 0 | 0 | 0 | 0 | 0 | 0 | 0 | 0 | 0 | 0 | 0 | 0 | 0 | 0 | 0
0 | 0 | 0 | 0 | 0 | 0 | 0 | 0 | 0 | 0 | 0 | 0 | 0 | 0 | 0 | 0 | 0 | 0 | 0 | 0 | 0
0 | 0 | 0 | 0 | 0 | 0 | 0 | 0 | 0 | 0 | 0 | 0 | 0 | 0 | 0 | 0 | 0 | 0 | 0 | 0 | 0
0 | 0 | 0 | 0 | 0 | 0 | 0 | 0 | 0 | 0 | 0 | 0 | 0 | 0 | 0 | 0 | 0 | 0 | 0 | 0 | 0
0 | 0 | 0 | 0 | 0 | 0 | 0 | 0 | 0 | 0 | 0 | 0 | 0 | 0 | 0 | 0 | 0 | 0 | 0 | 0 | 0
0 | 0 | 0 | 0 | 0 | 0 | 0 | 0 | 0 | 0 | 0 | 0 | 0 | 0 | 0 | 0 | 0 | 0 | 0 | 0 | 0
0 | 0 | 0 | 0 | 0 | 0 | 0 | 0 | 0 | 0 | 0 | 0 | 0 | 0 | 0 | 0 | 0 | 0 | 0 | 0 | 0
0 | 0 | 0 | 0 | 0 | 0 | 0 | 0 | 0 | 0 | 0 | 0 | 0 | 0 | 0 | 0 | 0 | 0 | 0 | 0 | 0
0 | 0 | 0 | 0 | 0 | 0 | 0 | 0 | 0 | 0 | 0 | 0 | 0 | 0 | 0 | 0 | 0 | 0 | 0 | 0 | 0
0 | 0 | 0 | 0 | 0 | 0 | 0 | 0 | 0 | 0 | 0 | 0 | 0 | 0 | 0 | 0 | 0 | 0 | 0 | 0 | 0
0 | 0 | 0 | 0 | 0 | 0 | 0 | 0 | 0 | 0 | 0 | 0 | 0 | 0 | 0 | 0 | 0 | 0 | 0 | 0 | 0
0 | 0 | 0 | 0 | 0 | 0 | 0 | 0 | 0 | 0 | 0 | 0 | 0 | 0 | 0 | 0 | 0 | 0 | 0 | 0 | 0
0 | 0 | 0 | 0 | 0 | 0 | 0 | 0 | 0 | 0 | 0 | 0 | 0 | 0 | 0 | 0 | 0 | 0 | 0 | 0 | 0
0 | 0 | 0 | 0 | 0 | 0 | 0 | 0 | 0 | 0 | 0 | 0 | 0 | 0 | 0 | 0 | 0 | 0 | 0 | 0 | 0
0 | 0 | 0 | 0 | 0 | 0 | 0 | 0 | 0 | 0 | 0 | 0 | 0 | 0 | 0 | 0 | 0 | 0 | 0 | 0 | 0
0 | 0 | 0 | 0 | 0 | 0 | 0 | 0 | 0 | 0 | 0 | 0 | 0 | 0 | 0 | 0 | 0 | 0 | 0 | 0 | 0
0 | 0 | 0 | 0 | 0 | 0 | 0 | 0 | 0 | 0 | 0 | 0 | 0 | 0 | 0 | 0 | 0 | 0 | 0 | 0 | 0
0 | 0 | 0 | 0 | 0 | 0 | 0 | 0 | 0 | 0 | 0 | 0 | 0 | 0 | 0 | 0 | 0 | 0 | 0 | 0 | 0
0 | 0 | 0 | 0 | 0 | 0 | 0 | 0 | 0 | 0 | 0 | 0 | 0 | 0 | 0 | 0 | 0 | 0 | 0 | 0 | 0
0 | 0 | 0 | 0 | 0 | 0 | 0 | 0 | 0 | 0 | 0 | 0 | 0 | 0 | 0 | 0 | 0 | 0 | 0 | 0 | 0
0 | 0 | 0 | 0 | 0 | 0 | 0 | 0 | 0 | 0 | 0 | 0 | 0 | 0 | 0 | 0 | 0 | 0 | 0 | 0 | 0
0 | 0 | 0 | 0 | 0 | 0 | 0 | 0 | 0 | 0 | 0 | 0 | 0 | 0 | 0 | 0 | 0 | 0 | 0 | 0 | 0
0 | 0 | 0 | 0 | 0 | 0 | 0 | 0 | 0 | 0 | 0 | 0 | 0 | 0 | 0 | 0 | 0 | 0 | 0 | 0 | 0
0 | 0 | 0 | 0 | 0 | 0 | 0 | 0 | 0 | 0 | 0 | 0 | 0 | 0 | 0 | 0 | 0 | 0 | 0 | 0 | 0
0 | 0 | 0 | 0 | 0 | 0 | 0 | 0 | 0 | 0 | 0 | 0 | 0 | 0 | 0 | 0 | 0 | 0 | 0 | 0 | 0
0 | 0 | 0 | 0 | 0 | 0 | 0 | 0 | 0 | 0 | 0 | 0 | 0 | 0 | 0 | 0 | 0 | 0 | 0 | 0 | 0
0 | 0 | 0 | 0 | 0 | 0 | 0 | 0 | 0 | 0 | 0 | 0 | 0 | 0 | 0 | 0 | 0 | 0 | 0 | 0 | 0
0 | 0 | 0 | 0 | 0 | 0 | 0 | 0 | 0 | 0 | 0 | 0 | 0 | 0 | 0 | 0 | 0 | 0 | 0 | 0 | 0
0 | 0 | 0 | 0 | 0 | 0 | 0 | 0 | 0 | 0 | 0 | 0 | 0 | 0 | 0 | 0 | 0 | 0 | 0 | 0 | 0
0 | 0 | 0 | 0 | 0 | 0 | 0 | 0 | 0 | 0 | 0 | 0 | 0 | 0 | 0 | 0 | 0 | 0 | 0 | 0 | 0
0 | 0 | 0 | 0 | 0 | 0 | 0 | 0 | 0 | 0 | 0 | 0 | 0 | 0 | 0 | 0 | 0 | 0 | 0 | 0 | 0
0 | 0 | 0 | 0 | 0 | 0 | 0 | 0 | 0 | 0 | 0 | 0 | 0 | 0 | 0 | 0 | 0 | 0 | 0 | 0 | 0
0 | 0 | 0 | 0 | 0 | 0 | 0 | 0 | 0 | 0 | 0 | 0 | 0 | 0 | 0 | 0 | 0 | 0 | 0 | 0 | 0
0 | 0 | 0 | 0 | 0 | 0 | 0 | 0 | 0 | 0 | 0 | 0 | 0 | 0 | 0 | 0 | 0 | 0 | 0 | 0 | 0
0 | 0 | 0 | 0 | 0 | 0 | 0 | 0 | 0 | 0 | 0 | 0 | 0 | 0 | 0 | 0 | 0 | 0 | 0 | 0 | 0
0 | 0 | 0 | 0 | 0 | 0 | 0 | 0 | 0 | 0 | 0 | 0 | 0 | 0 | 0 | 0 | 0 | 0 | 0 | 0 | 0
0 | 0 | 0 | 0 | 0 | 0 | 0 | 0 | 0 | 0 | 0 | 0 | 0 | 0 | 0 | 0 | 0 | 0 | 0 | 0 | 0
0 | 0 | 0 | 0 | 0 | 0 | 0 | 0 | 0 | 0 | 0 | 0 | 0 | 0 | 0 | 0 | 0 | 0 | 0 | 0 | 0
0 | 0 | 0 | 0 | 0 | 0 | 0 | 0 | 0 | 0 | 0 | 0 | 0 | 0 | 0 | 0 | 0 | 0 | 0 | 0 | 0
0 | 0 | 0 | 0 | 0 | 0 | 0 | 0 | 0 | 0 | 0 | 0 | 0 | 0 | 0 | 0 | 0 | 0 | 0 | 0 | 0
0 | 0 | 0 | 0 | 0 | 0 | 0 | 0 | 0 | 0 | 0 | 0 | 0 | 0 | 0 | 0 | 0 | 0 | 0 | 0 | 0
0 | 0 | 0 | 0 | 0 | 0 | 0 | 0 | 0 | 0 | 0 | 0 | 0 | 0 | 0 | 0 | 0 | 0 | 0 | 0 | 0
0 | 0 | 0 | 0 | 0 | 0 | 0 | 0 | 0 | 0 | 0 | 0 | 0 | 0 | 0 | 0 | 0 | 0 | 0 | 0 | 0
0 | 0 | 0 | 0 | 0 | 0 | 0 | 0 | 0 | 0 | 0 | 0 | 0 | 0 | 0 | 0 | 0 | 0 | 0 | 0 | 0
0 | 0 | 0 | 0 | 0 | 0 | 0 | 0 | 0 | 0 | 0 | 0 | 0 | 0 | 0 | 0 | 0 | 0 | 0 | 0 | 0
0 | 0 | 0 | 0 | 0 | 0 | 0 | 0 | 0 | 0 | 0 | 0 | 0 | 0 | 0 | 0 | 0 | 0 | 0 | 0 | 0
0 | 0 | 0 | 0 | 0 | 0 | 0 | 0 | 0 | 0 | 0 | 0 | 0 | 0 | 0 | 0 | 0 | 0 | 0 | 0 | 0
0 | 0 | 0 | 0 | 0 | 0 | 0 | 0 | 0 | 0 | 0 | 0 | 0 | 0 | 0 | 0 | 0 | 0 | 0 | 0 | 0
0 | 0 | 0 | 0 | 0 | 0 | 0 | 0 | 0 | 0 | 0 | 0 | 0 | 0 | 0 | 0 | 0 | 0 | 0 | 0 | 0
0 | 0 | 0 | 0 | 0 | 0 | 0 | 0 | 0 | 0 | 0 | 0 | 0 | 0 | 0 | 0 | 0 | 0 | 0 | 0 | 0
0 | 0 | 0 | 0 | 0 | 0 | 0 | 0 | 0 | 0 | 0 | 0 | 0 | 0 | 0 | 0 | 0 | 0 | 0 | 0 | 0
0 | 0 | 0 | 0 | 0 | 0 | 0 | 0 | 0 | 0 | 0 | 0 | 0 | 0 | 0 | 0 | 0 | 0 | 0 | 0 | 0
0 | 0 | 0 | 0 | 0 | 0 | 0 | 0 | 0 | 0 | 0 | 0 | 0 | 0 | 0 | 0 | 0 | 0 | 0 | 0 | 0
0 | 0 | 0 | 0 | 0 | 0 | 0 | 0 | 0 | 0 | 0 | 0 | 0 | 0 | 0 | 0 | 0 | 0 | 0 | 0 | 0
0 | 0 | 0 | 0 | 0 | 0 | 0 | 0 | 0 | 0 | 0 | 0 | 0 | 0 | 0 | 0 | 0 | 0 | 0 | 0 | 0
0 | 0 | 0 | 0 | 0 | 0 | 0 | 0 | 0 | 0 | 0 | 0 | 0 | 0 | 0 | 0 | 0 | 0 | 0 | 0 | 0
0 | 0 | 0 | 0 | 0 | 0 | 0 | 0 | 0 | 0 | 0 | 0 | 0 | 0 | 0 | 0 | 0 | 0 | 0 | 0 | 0
0 | 0 | 0 | 0 | 0 | 0 | 0 | 0 | 0 | 0 | 0 | 0 | 0 | 0 | 0 | 0 | 0 | 0 | 0 | 0 | 0
0 | 0 | 0 | 0 | 0 | 0 | 0 | 0 | 0 | 0 | 0 | 0 | 0 | 0 | 0 | 0 | 0 | 0 | 0 | 0 | 0
0 | 0 | 0 | 0 | 0 | 0 | 0 | 0 | 0 | 0 | 0 | 0 | 0 | 0 | 0 | 0 | 0 | 0 | 0 | 0 | 0
0 | 0 | 0 | 0 | 0 | 0 | 0 | 0 | 0 | 0 | 0 | 0 | 0 | 0 | 0 | 0 | 0 | 0 | 0 | 0 | 0
0 | 0 | 0 | 0 | 0 | 0 | 0 | 0 | 0 | 0 | 0 | 0 | 0 | 0 | 0 | 0 | 0 | 0 | 0 | 0 | 0
0 | 0 | 0 | 0 | 0 | 0 | 0 | 0 | 0 | 0 | 0 | 0 | 0 | 0 | 0 | 0 | 0 | 0 | 0 | 0 | 0
0 | 0 | 0 | 0 | 0 | 0 | 0 | 0 | 0 | 0 | 0 | 0 | 0 | 0 | 0 | 0 | 0 | 0 | 0 | 0 | 0
0 | 0 | 0 | 0 | 0 | 0 | 0 | 0 | 0 | 0 | 0 | 0 | 0 | 0 | 0 | 0 | 0 | 0 | 0 | 0 | 0
0 | 0 | 0 | 0 | 0 | 0 | 0 | 0 | 0 | 0 | 0 | 0 | 0 | 0 | 0 | 0 | 0 | 0 | 0 | 0 | 0
0 | 0 | 0 | 0 | 0 | 0 | 0 | 0 | 0 | 0 | 0 | 0 | 0 | 0 | 0 | 0 | 0 | 0 | 0 | 0 | 0
0 | 0 | 0 | 0 | 0 | 0 | 0 | 0 | 0 | 0 | 0 | 0 | 0 | 0 | 0 | 0 | 0 | 0 | 0 | 0 | 0
0 | 0 | 0 | 0 | 0 | 0 | 0 | 0 | 0 | 0 | 0 | 0 | 0 | 0 | 0 | 0 | 0 | 0 | 0 | 0 | 0
0 | 0 | 0 | 0 | 0 | 0 | 0 | 0 | 0 | 0 | 0 | 0 | 0 | 0 | 0 | 0 | 0 | 0 | 0 | 0 | 0
0 | 0 | 0 | 0 | 0 | 0 | 0 | 0 | 0 | 0 | 0 | 0 | 0 | 0 | 0 | 0 | 0 | 0 | 0 | 0 | 0
0 | 0 | 0 | 0 | 0 | 0 | 0 | 0 | 0 | 0 | 0 | 0 | 0 | 0 | 0 | 0 | 0 | 0 | 0 | 0 | 0
0 | 0 | 0 | 0 | 0 | 0 | 0 | 0 | 0 | 0 | 0 | 0 | 0 | 0 | 0 | 0 | 0 | 0 | 0 | 0 | 0
0 | 0 | 0 | 0 | 0 | 0 | 0 | 0 | 0 | 0 | 0 | 0 | 0 | 0 | 0 | 0 | 0 | 0 | 0 | 0 | 0
0 | 0 | 0 | 0 | 0 | 0 | 0 | 0 | 0 | 0 | 0 | 0 | 0 | 0 | 0 | 0 | 0 | 0 | 0 | 0 | 0
0 | 0 | 0 | 0 | 0 | 0 | 0 | 0 | 0 | 0 | 0 | 0 | 0 | 0 | 0 | 0 | 0 | 0 | 0 | 0 | 0
0 | 0 | 0 | 0 | 0 | 0 | 0 | 0 | 0 | 0 | 0 | 0 | 0 | 0 | 0 | 0 | 0 | 0 | 0 | 0 | 0
0 | 0 | 0 | 0 | 0 | 0 | 0 | 0 | 0 | 0 | 0 | 0 | 0 | 0 | 0 | 0 | 0 | 0 | 0 | 0 | 0
0 | 0 | 0 | 0 | 0 | 0 | 0 | 0 | 0 | 0 | 0 | 0 | 0 | 0 | 0 | 0 | 0 | 0 | 0 | 0 | 0
0 | 0 | 0 | 0 | 0 | 0 | 0 | 0 | 0 | 0 | 0 | 0 | 0 | 0 | 0 | 0 | 0 | 0 | 0 | 0 | 0
0 | 0 | 0 | 0 | 0 | 0 | 0 | 0 | 0 | 0 | 0 | 0 | 0 | 0 | 0 | 0 | 0 | 0 | 0 | 0 | 0
0 | 0 | 0 | 0 | 0 | 0 | 0 | 0 | 0 | 0 | 0 | 0 | 0 | 0 | 0 | 0 | 0 | 0 | 0 | 0 | 0
0 | 0 | 0 | 0 | 0 | 0 | 0 | 0 | 0 | 0 | 0 | 0 | 0 | 0 | 0 | 0 | 0 | 0 | 0 | 0 | 0
0 | 0 | 0 | 0 | 0 | 0 | 0 | 0 | 0 | 0 | 0 | 0 | 0 | 0 | 0 | 0 | 0 | 0 | 0 | 0 | 0
0 | 0 | 0 | 0 | 0 | 0 | 0 | 0 | 0 | 0 | 0 | 0 | 0 | 0 | 0 | 0 | 0 | 0 | 0 | 0 | 0
0 | 0 | 0 | 0 | 0 | 0 | 0 | 0 | 0 | 0 | 0 | 0 | 0 | 0 | 0 | 0 | 0 | 0 | 0 | 0 | 0
0 | 0 | 0 | 0 | 0 | 0 | 0 | 0 | 0 | 0 | 0 | 0 | 0 | 0 | 0 | 0 | 0 | 0 | 0 | 0 | 0
0 | 0 | 0 | 0 | 0 | 0 | 0 | 0 | 0 | 0 | 0 | 0 | 0 | 0 | 0 | 0 | 0 | 0 | 0 | 0 | 0
0 | 0 | 0 | 0 | 0 | 0 | 0 | 0 | 0 | 0 | 0 | 0 | 0 | 0 | 0 | 0 | 0 | 0 | 0 | 0 | 0
0 | 0 | 0 | 0 | 0 | 0 | 0 | 0 | 0 | 0 | 0 | 0 | 0 | 0 | 0 | 0 | 0 | 0 | 0 | 0 | 0
0 | 0 | 0 | 0 | 0 | 0 | 0 | 0 | 0 | 0 | 0 | 0 | 0 | 0 | 0 | 0 | 0 | 0 | 0 | 0 | 0
0 | 0 | 0 | 0 | 0 | 0 | 0 | 0 | 0 | 0 | 0 | 0 | 0 | 0 | 0 | 0 | 0 | 0 | 0 | 0 | 0
0 | 0 | 0 | 0 | 0 | 0 | 0 | 0 | 0 | 0 | 0 | 0 | 0 | 0 | 0 | 0 | 0 | 0 | 0 | 0 | 0
0 | 0 | 0 | 0 | 0 | 0 | 0 | 0 | 0 | 0 | 0 | 0 | 0 | 0 | 0 | 0 | 0 | 0 | 0 | 0 | 0
0 | 0 | 0 | 0 | 0 | 0 | 0 | 0 | 0 | 0 | 0 | 0 | 0 | 0 | 0 | 0 | 0 | 0 | 0 | 0 | 0
0 | 0 | 0 | 0 | 0 | 0 | 0 | 0 | 0 | 0 | 0 | 0 | 0 | 0 | 0 | 0 | 0 | 0 | 0 | 0 | 0
0 | 0 | 0 | 0 | 0 | 0 | 0 | 0 | 0 | 0 | 0 | 0 | 0 | 0 | 0 | 0 | 0 | 0 | 0 | 0 | 0
0 | 0 | 0 | 0 | 0 | 0 | 0 | 0 | 0 | 0 | 0 | 0 | 0 | 0 | 0 | 0 | 0 | 0 | 0 | 0 | 0
0 | 0 | 0 | 0 | 0 | 0 | 0 | 0 | 0 | 0 | 0 | 0 | 0 | 0 | 0 | 0 | 0 | 0 | 0 | 0 | 0
0 | 0 | 0 | 0 | 0 | 0 | 0 | 0 | 0 | 0 | 0 | 0 | 0 | 0 | 0 | 0 | 0 | 0 | 0 | 0 | 0
0 | 0 | 0 | 0 | 0 | 0 | 0 | 0 | 0 | 0 | 0 | 0 | 0 | 0 | 0 | 0 | 0 | 0 | 0 | 0 | 0
0 | 0 | 0 | 0 | 0 | 0 | 0 | 0 | 0 | 0 | 0 | 0 | 0 | 0 | 0 | 0 | 0 | 0 | 0 | 0 | 0
0 | 0 | 0 | 0 | 0 | 0 | 0 | 0 | 0 | 0 | 0 | 0 | 0 | 0 | 0 | 0 | 0 | 0 | 0 | 0 | 0
0 | 0 | 0 | 0 | 0 | 0 | 0 | 0 | 0 | 0 | 0 | 0 | 0 | 0 | 0 | 0 | 0 | 0 | 0 | 0 | 0
0 | 0 | 0 | 0 | 0 | 0 | 0 | 0 | 0 | 0 | 0 | 0 | 0 | 0 | 0 | 0 | 0 | 0 | 0 | 0 | 0
0 | 0 | 0 | 0 | 0 | 0 | 0 | 0 | 0 | 0 | 0 | 0 | 0 | 0 | 0 | 0 | 0 | 0 | 0 | 0 | 0
0 | 0 | 0 | 0 | 0 | 0 | 0 | 0 | 0 | 0 | 0 | 0 | 0 | 0 | 0 | 0 | 0 | 0 | 0 | 0 | 0
0 | 0 | 0 | 0 | 0 | 0 | 0 | 0 | 0 | 0 | 0 | 0 | 0 | 0 | 0 | 0 | 0 | 0 | 0 | 0 | 0
0 | 0 | 0 | 0 | 0 | 0 | 0 | 0 | 0 | 0 | 0 | 0 | 0 | 0 | 0 | 0 | 0 | 0 | 0 | 0 | 0
0 | 0 | 0 | 0 | 0 | 0 | 0 | 0 | 0 | 0 | 0 | 0 | 0 | 0 | 0 | 0 | 0 | 0 | 0 | 0 | 0
0 | 0 | 0 | 0 | 0 | 0 | 0 | 0 | 0 | 0 | 0 | 0 | 0 | 0 | 0 | 0 | 0 | 0 | 0 | 0 | 0
0 | 0 | 0 | 0 | 0 | 0 | 0 | 0 | 0 | 0 | 0 | 0 | 0 | 0 | 0 | 0 | 0 | 0 | 0 | 0 | 0
0 | 0 | 0 | 0 | 0 | 0 | 0 | 0 | 0 | 0 | 0 | 0 | 0 | 0 | 0 | 0 | 0 | 0 | 0 | 0 | 0
0 | 0 | 0 | 0 | 0 | 0 | 0 | 0 | 0 | 0 | 0 | 0 | 0 | 0 | 0 | 0 | 0 | 0 | 0 | 0 | 0
0 | 0 | 0 | 0 | 0 | 0 | 0 | 0 | 0 | 0 | 0 | 0 | 0 | 0 | 0 | 0 | 0 | 0 | 0 | 0 | 0
0 | 0 | 0 | 0 | 0 | 0 | 0 | 0 | 0 | 0 | 0 | 0 | 0 | 0 | 0 | 0 | 0 | 0 | 0 | 0 | 0
0 | 0 | 0 | 0 | 0 | 0 | 0 | 0 | 0 | 0 | 0 | 0 | 0 | 0 | 0 | 0 | 0 | 0 | 0 | 0 | 0
0 | 0 | 0 | 0 | 0 | 0 | 0 | 0 | 0 | 0 | 0 | 0 | 0 | 0 | 0 | 0 | 0 | 0 | 0 | 0 | 0
0 | 0 | 0 | 0 | 0 | 0 | 0 | 0 | 0 | 0 | 0 | 0 | 0 | 0 | 0 | 0 | 0 | 0 | 0 | 0 | 0
0 | 0 | 0 | 0 | 0 | 0 | 0 | 0 | 0 | 0 | 0 | 0 | 0 | 0 | 0 | 0 | 0 | 0 | 0 | 0 | 0
0 | 0 | 0 | 0 | 0 | 0 | 0 | 0 | 0 | 0 | 0 | 0 | 0 | 0 | 0 | 0 | 0 | 0 | 0 | 0 | 0
0 | 0 | 0 | 0 | 0 | 0 | 0 | 0 | 0 | 0 | 0 | 0 | 0 | 0 | 0 | 0 | 0 | 0 | 0 | 0 | 0
0 | 0 | 0 | 0 | 0 | 0 | 0 | 0 | 0 | 0 | 0 | 0 | 0 | 0 | 0 | 0 | 0 | 0 | 0 | 0 | 0
0 | 0 | 0 | 0 | 0 | 0 | 0 | 0 | 0 | 0 | 0 | 0 | 0 | 0 | 0 | 0 | 0 | 0 | 0 | 0 | 0
0 | 0 | 0 | 0 | 0 | 0 | 0 | 0 | 0 | 0 | 0 | 0 | 0 | 0 | 0 | 0 | 0 | 0 | 0 | 0 | 0
0 | 0 | 0 | 0 | 0 | 0 | 0 | 0 | 0 | 0 | 0 | 0 | 0 | 0 | 0 | 0 | 0 | 0 | 0 | 0 | 0
0 | 0 | 0 | 0 | 0 | 0 | 0 | 0 | 0 | 0 | 0 | 0 | 0 | 0 | 0 | 0 | 0 | 0 | 0 | 0 | 0
0 | 0 | 0 | 0 | 0 | 0 | 0 | 0 | 0 | 0 | 0 | 0 | 0 | 0 | 0 | 0 | 0 | 0 | 0 | 0 | 0
0 | 0 | 0 | 0 | 0 | 0 | 0 | 0 | 0 | 0 | 0 | 0 | 0 | 0 | 0 | 0 | 0 | 0 | 0 | 0 | 0
0 | 0 | 0 | 0 | 0 | 0 | 0 | 0 | 0 | 0 | 0 | 0 | 0 | 0 | 0 | 0 | 0 | 0 | 0 | 0 | 0
0 | 0 | 0 | 0 | 0 | 0 | 0 | 0 | 0 | 0 | 0 | 0 | 0 | 0 | 0 | 0 | 0 | 0 | 0 | 0 | 0
0 | 0 | 0 | 0 | 0 | 0 | 0 | 0 | 0 | 0 | 0 | 0 | 0 | 0 | 0 | 0 | 0 | 0 | 0 | 0 | 0
0 | 0 | 0 | 0 | 0 | 0 | 0 | 0 | 0 | 0 | 0 | 0 | 0 | 0 | 0 | 0 | 0 | 0 | 0 | 0 | 0
0 | 0 | 0 | 0 | 0 | 0 | 0 | 0 | 0 | 0 | 0 | 0 | 0 | 0 | 0 | 0 | 0 | 0 | 0 | 0 | 0
0 | 0 | 0 | 0 | 0 | 0 | 0 | 0 | 0 | 0 | 0 | 0 | 0 | 0 | 0 | 0 | 0 | 0 | 0 | 0 | 0
0 | 0 | 0 | 0 | 0 | 0 | 0 | 0 | 0 | 0 | 0 | 0 | 0 | 0 | 0 | 0 | 0 | 0 | 0 | 0 | 0
0 | 0 | 0 | 0 | 0 | 0 | 0 | 0 | 0 | 0 | 0 | 0 | 0 | 0 | 0 | 0 | 0 | 0 | 0 | 0 | 0
0 | 0 | 0 | 0 | 0 | 0 | 0 | 0 | 0 | 0 | 0 | 0 | 0 | 0 | 0 | 0 | 0 | 0 | 0 | 0 | 0
0 | 0 | 0 | 0 | 0 | 0 | 0 | 0 | 0 | 0 | 0 | 0 | 0 | 0 | 0 | 0 | 0 | 0 | 0 | 0 | 0
0 | 0 | 0 | 0 | 0 | 0 | 0 | 0 | 0 | 0 | 0 | 0 | 0 | 0 | 0 | 0 | 0 | 0 | 0 | 0 | 0
0 | 0 | 0 | 0 | 0 | 0 | 0 | 0 | 0 | 0 | 0 | 0 | 0 | 0 | 0 | 0 | 0 | 0 | 0 | 0 | 0
0 | 0 | 0 | 0 | 0 | 0 | 0 | 0 | 0 | 0 | 0 | 0 | 0 | 0 | 0 | 0 | 0 | 0 | 0 | 0 | 0
0 | 0 | 0 | 0 | 0 | 0 | 0 | 0 | 0 | 0 | 0 | 0 | 0 | 0 | 0 | 0 | 0 | 0 | 0 | 0 | 0
0 | 0 | 0 | 0 | 0 | 0 | 0 | 0 | 0 | 0 | 0 | 0 | 0 | 0 | 0 | 0 | 0 | 0 | 0 | 0 | 0
0 | 0 | 0 | 0 | 0 | 0 | 0 | 0 | 0 | 0 | 0 | 0 | 0 | 0 | 0 | 0 | 0 | 0 | 0 | 0 | 0
0 | 0 | 0 | 0 | 0 | 0 | 0 | 0 | 0 | 0 | 0 | 0 | 0 | 0 | 0 | 0 | 0 | 0 | 0 | 0 | 0
0 | 0 | 0 | 0 | 0 | 0 | 0 | 0 | 0 | 0 | 0 | 0 | 0 | 0 | 0 | 0 | 0 | 0 | 0 | 0 | 0
0 | 0 | 0 | 0 | 0 | 0 | 0 | 0 | 0 | 0 | 0 | 0 | 0 | 0 | 0 | 0 | 0 | 0 | 0 | 0 | 0
0 | 0 | 0 | 0 | 0 | 0 | 0 | 0 | 0 | 0 | 0 | 0 | 0 | 0 | 0 | 0 | 0 | 0 | 0 | 0 | 0
0 | 0 | 0 | 0 | 0 | 0 | 0 | 0 | 0 | 0 | 0 | 0 | 0 | 0 | 0 | 0 | 0 | 0 | 0 | 0 | 0
0 | 0 | 0 | 0 | 0 | 0 | 0 | 0 | 0 | 0 | 0 | 0 | 0 | 0 | 0 | 0 | 0 | 0 | 0 | 0 | 0
0 | 0 | 0 | 0 | 0 | 0 | 0 | 0 | 0 | 0 | 0 | 0 | 0 | 0 | 0 | 0 | 0 | 0 | 0 | 0 | 0
0 | 0 | 0 | 0 | 0 | 0 | 0 | 0 | 0 | 0 | 0 | 0 | 0 | 0 | 0 | 0 | 0 | 0 | 0 | 0 | 0
0 | 0 | 0 | 0 | 0 | 0 | 0 | 0 | 0 | 0 | 0 | 0 | 0 | 0 | 0 | 0 | 0 | 0 | 0 | 0 | 0
0 | 0 | 0 | 0 | 0 | 0 | 0 | 0 | 0 | 0 | 0 | 0 | 0 | 0 | 0 | 0 | 0 | 0 | 0 | 0 | 0
0 | 0 | 0 | 0 | 0 | 0 | 0 | 0 | 0 | 0 | 0 | 0 | 0 | 0 | 0 | 0 | 0 | 0 | 0 | 0 | 0
0 | 0 | 0 | 0 | 0 | 0 | 0 | 0 | 0 | 0 | 0 | 0 | 0 | 0 | 0 | 0 | 0 | 0 | 0 | 0 | 0
0 | 0 | 0 | 0 | 0 | 0 | 0 | 0 | 0 | 0 | 0 | 0 | 0 | 0 | 0 | 0 | 0 | 0 | 0 | 0 | 0
0 | 0 | 0 | 0 | 0 | 0 | 0 | 0 | 0 | 0 | 0 | 0 | 0 | 0 | 0 | 0 | 0 | 0 | 0 | 0 | 0
0 | 0 | 0 | 0 | 0 | 0 | 0 | 0 | 0 | 0 | 0 | 0 | 0 | 0 | 0 | 0 | 0 | 0 | 0 | 0 | 0
0 | 0 | 0 | 0 | 0 | 0 | 0 | 0 | 0 | 0 | 0 | 0 | 0 | 0 | 0 | 0 | 0 | 0 | 0 | 0 | 0
0 | 0 | 0 | 0 | 0 | 0 | 0 | 0 | 0 | 0 | 0 | 0 | 0 | 0 | 0 | 0 | 0 | 0 | 0 | 0 | 0
0 | 0 | 0 | 0 | 0 | 0 | 0 | 0 | 0 | 0 | 0 | 0 | 0 | 0 | 0 | 0 | 0 | 0 | 0 | 0 | 0
0 | 0 | 0 | 0 | 0 | 0 | 0 | 0 | 0 | 0 | 0 | 0 | 0 | 0 | 0 | 0 | 0 | 0 | 0 | 0 | 0
0 | 0 | 0 | 0 | 0 | 0 | 0 | 0 | 0 | 0 | 0 | 0 | 0 | 0 | 0 | 0 | 0 | 0 | 0 | 0 | 0
0 | 0 | 0 | 0 | 0 | 0 | 0 | 0 | 0 | 0 | 0 | 0 | 0 | 0 | 0 | 0 | 0 | 0 | 0 | 0 | 0
0 | 0 | 0 | 0 | 0 | 0 | 0 | 0 | 0 | 0 | 0 | 0 | 0 | 0 | 0 | 0 | 0 | 0 | 0 | 0 | 0
0 | 0 | 0 | 0 | 0 | 0 | 0 | 0 | 0 | 0 | 0 | 0 | 0 | 0 | 0 | 0 | 0 | 0 | 0 | 0 | 0
0 | 0 | 0 | 0 | 0 | 0 | 0 | 0 | 0 | 0 | 0 | 0 | 0 | 0 | 0 | 0 | 0 | 0 | 0 | 0 | 0
0 | 0 | 0 | 0 | 0 | 0 | 0 | 0 | 0 | 0 | 0 | 0 | 0 | 0 | 0 | 0 | 0 | 0 | 0 | 0 | 0
0 | 0 | 0 | 0 | 0 | 0 | 0 | 0 | 0 | 0 | 0 | 0 | 0 | 0 | 0 | 0 | 0 | 0 | 0 | 0 | 0
0 | 0 | 0 | 0 | 0 | 0 | 0 | 0 | 0 | 0 | 0 | 0 | 0 | 0 | 0 | 0 | 0 | 0 | 0 | 0 | 0
0 | 0 | 0 | 0 | 0 | 0 | 0 | 0 | 0 | 0 | 0 | 0 | 0 | 0 | 0 | 0 | 0 | 0 | 0 | 0 | 0
0 | 0 | 0 | 0 | 0 | 0 | 0 | 0 | 0 | 0 | 0 | 0 | 0 | 0 | 0 | 0 | 0 | 0 | 0 | 0 | 0
0 | 0 | 0 | 0 | 0 | 0 | 0 | 0 | 0 | 0 | 0 | 0 | 0 | 0 | 0 | 0 | 0 | 0 | 0 | 0 | 0
0 | 0 | 0 | 0 | 0 | 0 | 0 | 0 | 0 | 0 | 0 | 0 | 0 | 0 | 0 | 0 | 0 | 0 | 0 | 0 | 0
0 | 0 | 0 | 0 | 0 | 0 | 0 | 0 | 0 | 0 | 0 | 0 | 0 | 0 | 0 | 0 | 0 | 0 | 0 | 0 | 0
0 | 0 | 0 | 0 | 0 | 0 | 0 | 0 | 0 | 0 | 0 | 0 | 0 | 0 | 0 | 0 | 0 | 0 | 0 | 0 | 0
0 | 0 | 0 | 0 | 0 | 0 | 0 | 0 | 0 | 0 | 0 | 0 | 0 | 0 | 0 | 0 | 0 | 0 | 0 | 0 | 0
0 | 0 | 0 | 0 | 0 | 0 | 0 | 0 | 0 | 0 | 0 | 0 | 0 | 0 | 0 | 0 | 0 | 0 | 0 | 0 | 0
0 | 0 | 0 | 0 | 0 | 0 | 0 | 0 | 0 | 0 | 0 | 0 | 0 | 0 | 0 | 0 | 0 | 0 | 0 | 0 | 0
0 | 0 | 0 | 0 | 0 | 0 | 0 | 0 | 0 | 0 | 0 | 0 | 0 | 0 | 0 | 0 | 0 | 0 | 0 | 0 | 0
0 | 0 | 0 | 0 | 0 | 0 | 0 | 0 | 0 | 0 | 0 | 0 | 0 | 0 | 0 | 0 | 0 | 0 | 0 | 0 | 0
0 | 0 | 0 | 0 | 0 | 0 | 0 | 0 | 0 | 0 | 0 | 0 | 0 | 0 | 0 | 0 | 0 | 0 | 0 | 0 | 0
0 | 0 | 0 | 0 | 0 | 0 | 0 | 0 | 0 | 0 | 0 | 0 | 0 | 0 | 0 | 0 | 0 | 0 | 0 | 0 | 0
0 | 0 | 0 | 0 | 0 | 0 | 0 | 0 | 0 | 0 | 0 | 0 | 0 | 0 | 0 | 0 | 0 | 0 | 0 | 0 | 0
0 | 0 | 0 | 0 | 0 | 0 | 0 | 0 | 0 | 0 | 0 | 0 | 0 | 0 | 0 | 0 | 0 | 0 | 0 | 0 | 0
0 | 0 | 0 | 0 | 0 | 0 | 0 | 0 | 0 | 0 | 0 | 0 | 0 | 0 | 0 | 0 | 0 | 0 | 0 | 0 | 0
0 | 0 | 0 | 0 | 0 | 0 | 0 | 0 | 0 | 0 | 0 | 0 | 0 | 0 | 0 | 0 | 0 | 0 | 0 | 0 | 0
0 | 0 | 0 | 0 | 0 | 0 | 0 | 0 | 0 | 0 | 0 | 0 | 0 | 0 | 0 | 0 | 0 | 0 | 0 | 0 | 0
0 | 0 | 0 | 0 | 0 | 0 | 0 | 0 | 0 | 0 | 0 | 0 | 0 | 0 | 0 | 0 | 0 | 0 | 0 | 0 | 0
0 | 0 | 0 | 0 | 0 | 0 | 0 | 0 | 0 | 0 | 0 | 0 | 0 | 0 | 0 | 0 | 0 | 0 | 0 | 0 | 0
0 | 0 | 0 | 0 | 0 | 0 | 0 | 0 | 0 | 0 | 0 | 0 | 0 | 0 | 0 | 0 | 0 | 0 | 0 | 0 | 0
0 | 0 | 0 | 0 | 0 | 0 | 0 | 0 | 0 | 0 | 0 | 0 | 0 | 0 | 0 | 0 | 0 | 0 | 0 | 0 | 0
0 | 0 | 0 | 0 | 0 | 0 | 0 | 0 | 0 | 0 | 0 | 0 | 0 | 0 | 0 | 0 | 0 | 0 | 0 | 0 | 0
0 | 0 | 0 | 0 | 0 | 0 | 0 | 0 | 0 | 0 | 0 | 0 | 0 | 0 | 0 | 0 | 0 | 0 | 0 | 0 | 0
0 | 0 | 0 | 0 | 0 | 0 | 0 | 0 | 0 | 0 | 0 | 0 | 0 | 0 | 0 | 0 | 0 | 0 | 0 | 0 | 0
0 | 0 | 0 | 0 | 0 | 0 | 0 | 0 | 0 | 0 | 0 | 0 | 0 | 0 | 0 | 0 | 0 | 0 | 0 | 0 | 0
0 | 0 | 0 | 0 | 0 | 0 | 0 | 0 | 0 | 0 | 0 | 0 | 0 | 0 | 0 | 0 | 0 | 0 | 0 | 0 | 0
0 | 0 | 0 | 0 | 0 | 0 | 0 | 0 | 0 | 0 | 0 | 0 | 0 | 0 | 0 | 0 | 0 | 0 | 0 | 0 | 0
0 | 0 | 0 | 0 | 0 | 0 | 0 | 0 | 0 | 0 | 0 | 0 | 0 | 0 | 0 | 0 | 0 | 0 | 0 | 0 | 0
0 | 0 | 0 | 0 | 0 | 0 | 0 | 0 | 0 | 0 | 0 | 0 | 0 | 0 | 0 | 0 | 0 | 0 | 0 | 0 | 0
0 | 0 | 0 | 0 | 0 | 0 | 0 | 0 | 0 | 0 | 0 | 0 | 0 | 0 | 0 | 0 | 0 | 0 | 0 | 0 | 0
0 | 0 | 0 | 0 | 0 | 0 | 0 | 0 | 0 | 0 | 0 | 0 | 0 | 0 | 0 | 0 | 0 | 0 | 0 | 0 | 0
0 | 0 | 0 | 0 | 0 | 0 | 0 | 0 | 0 | 0 | 0 | 0 | 0 | 0 | 0 | 0 | 0 | 0 | 0 | 0 | 0
0 | 0 | 0 | 0 | 0 | 0 | 0 | 0 | 0 | 0 | 0 | 0 | 0 | 0 | 0 | 0 | 0 | 0 | 0 | 0 | 0
0 | 0 | 0 | 0 | 0 | 0 | 0 | 0 | 0 | 0 | 0 | 0 | 0 | 0 | 0 | 0 | 0 | 0 | 0 | 0 | 0
0 | 0 | 0 | 0 | 0 | 0 | 0 | 0 | 0 | 0 | 0 | 0 | 0 | 0 | 0 | 0 | 0 | 0 | 0 | 0 | 0
0 | 0 | 0 | 0 | 0 | 0 | 0 | 0 | 0 | 0 | 0 | 0 | 0 | 0 | 0 | 0 | 0 | 0 | 0 | 0 | 0
0 | 0 | 0 | 0 | 0 | 0 | 0 | 0 | 0 | 0 | 0 | 0 | 0 | 0 | 0 | 0 | 0 | 0 | 0 | 0 | 0
0 | 0 | 0 | 0 | 0 | 0 | 0 | 0 | 0 | 0 | 0 | 0 | 0 | 0 | 0 | 0 | 0 | 0 | 0 | 0 | 0
0 | 0 | 0 | 0 | 0 | 0 | 0 | 0 | 0 | 0 | 0 | 0 | 0 | 0 | 0 | 0 | 0 | 0 | 0 | 0 | 0
0 | 0 | 0 | 0 | 0 | 0 | 0 | 0 | 0 | 0 | 0 | 0 | 0 | 0 | 0 | 0 | 0 | 0 | 0 | 0 | 0
0 | 0 | 0 | 0 | 0 | 0 | 0 | 0 | 0 | 0 | 0 | 0 | 0 | 0 | 0 | 0 | 0 | 0 | 0 | 0 | 0
0 | 0 | 0 | 0 | 0 | 0 | 0 | 0 | 0 | 0 | 0 | 0 | 0 | 0 | 0 | 0 | 0 | 0 | 0 | 0 | 0
0 | 0 | 0 | 0 | 0 | 0 | 0 | 0 | 0 | 0 | 0 | 0 | 0 | 0 | 0 | 0 | 0 | 0 | 0 | 0 | 0
0 | 0 | 0 | 0 | 0 | 0 | 0 | 0 | 0 | 0 | 0 | 0 | 0 | 0 | 0 | 0 | 0 | 0 | 0 | 0 | 0
0 | 0 | 0 | 0 | 0 | 0 | 0 | 0 | 0 | 0 | 0 | 0 | 0 | 0 | 0 | 0 | 0 | 0 | 0 | 0 | 0
0 | 0 | 0 | 0 | 0 | 0 | 0 | 0 | 0 | 0 | 0 | 0 | 0 | 0 | 0 | 0 | 0 | 0 | 0 | 0 | 0
0 | 0 | 0 | 0 | 0 | 0 | 0 | 0 | 0 | 0 | 0 | 0 | 0 | 0 | 0 | 0 | 0 | 0 | 0 | 0 | 0
0 | 0 | 0 | 0 | 0 | 0 | 0 | 0 | 0 | 0 | 0 | 0 | 0 | 0 | 0 | 0 | 0 | 0 | 0 | 0 | 0
0 | 0 | 0 | 0 | 0 | 0 | 0 | 0 | 0 | 0 | 0 | 0 | 0 | 0 | 0 | 0 | 0 | 0 | 0 | 0 | 0
0 | 0 | 0 | 0 | 0 | 0 | 0 | 0 | 0 | 0 | 0 | 0 | 0 | 0 | 0 | 0 | 0 | 0 | 0 | 0 | 0
0 | 0 | 0 | 0 | 0 | 0 | 0 | 0 | 0 | 0 | 0 | 0 | 0 | 0 | 0 | 0 | 0 | 0 | 0 | 0 | 0
0 | 0 | 0 | 0 | 0 | 0 | 0 | 0 | 0 | 0 | 0 | 0 | 0 | 0 | 0 | 0 | 0 | 0 | 0 | 0 | 0
0 | 0 | 0 | 0 | 0 | 0 | 0 | 0 | 0 | 0 | 0 | 0 | 0 | 0 | 0 | 0 | 0 | 0 | 0 | 0 | 0
0 | 0 | 0 | 0 | 0 | 0 | 0 | 0 | 0 | 0 | 0 | 0 | 0 | 0 | 0 | 0 | 0 | 0 | 0 | 0 | 0
0 | 0 | 0 | 0 | 0 | 0 | 0 | 0 | 0 | 0 | 0 | 0 | 0 | 0 | 0 | 0 | 0 | 0 | 0 | 0 | 0
0 | 0 | 0 | 0 | 0 | 0 | 0 | 0 | 0 | 0 | 0 | 0 | 0 | 0 | 0 | 0 | 0 | 0 | 0 | 0 | 0
0 | 0 | 0 | 0 | 0 | 0 | 0 | 0 | 0 | 0 | 0 | 0 | 0 | 0 | 0 | 0 | 0 | 0 | 0 | 0 | 0
0 | 0 | 0 | 0 | 0 | 0 | 0 | 0 | 0 | 0 | 0 | 0 | 0 | 0 | 0 | 0 | 0 | 0 | 0 | 0 | 0
0 | 0 | 0 | 0 | 0 | 0 | 0 | 0 | 0 | 0 | 0 | 0 | 0 | 0 | 0 | 0 | 0 | 0 | 0 | 0 | 0
0 | 0 | 0 | 0 | 0 | 0 | 0 | 0 | 0 | 0 | 0 | 0 | 0 | 0 | 0 | 0 | 0 | 0 | 0 | 0 | 0
0 | 0 | 0 | 0 | 0 | 0 | 0 | 0 | 0 | 0 | 0 | 0 | 0 | 0 | 0 | 0 | 0 | 0 | 0 | 0 | 0
0 | 0 | 0 | 0 | 0 | 0 | 0 | 0 | 0 | 0 | 0 | 0 | 0 | 0 | 0 | 0 | 0 | 0 | 0 | 0 | 0
0 | 0 | 0 | 0 | 0 | 0 | 0 | 0 | 0 | 0 | 0 | 0 | 0 | 0 | 0 | 0 | 0 | 0 | 0 | 0 | 0
0 | 0 | 0 | 0 | 0 | 0 | 0 | 0 | 0 | 0 | 0 | 0 | 0 | 0 | 0 | 0 | 0 | 0 | 0 | 0 | 0
0 | 0 | 0 | 0 | 0 | 0 | 0 | 0 | 0 | 0 | 0 | 0 | 0 | 0 | 0 | 0 | 0 | 0 | 0 | 0 | 0
0 | 0 | 0 | 0 | 0 | 0 | 0 | 0 | 0 | 0 | 0 | 0 | 0 | 0 | 0 | 0 | 0 | 0 | 0 | 0 | 0
0 | 0 | 0 | 0 | 0 | 0 | 0 | 0 | 0 | 0 | 0 | 0 | 0 | 0 | 0 | 0 | 0 | 0 | 0 | 0 | 0
0 | 0 | 0 | 0 | 0 | 0 | 0 | 0 | 0 | 0 | 0 | 0 | 0 | 0 | 0 | 0 | 0 | 0 | 0 | 0 | 0
0 | 0 | 0 | 0 | 0 | 0 | 0 | 0 | 0 | 0 | 0 | 0 | 0 | 0 | 0 | 0 | 0 | 0 | 0 | 0 | 0
0 | 0 | 0 | 0 | 0 | 0 | 0 | 0 | 0 | 0 | 0 | 0 | 0 | 0 | 0 | 0 | 0 | 0 | 0 | 0 | 0
0 | 0 | 0 | 0 | 0 | 0 | 0 | 0 | 0 | 0 | 0 | 0 | 0 | 0 | 0 | 0 | 0 | 0 | 0 | 0 | 0
0 | 0 | 0 | 0 | 0 | 0 | 0 | 0 | 0 | 0 | 0 | 0 | 0 | 0 | 0 | 0 | 0 | 0 | 0 | 0 | 0
0 | 0 | 0 | 0 | 0 | 0 | 0 | 0 | 0 | 0 | 0 | 0 | 0 | 0 | 0 | 0 | 0 | 0 | 0 | 0 | 0
0 | 0 | 0 | 0 | 0 | 0 | 0 | 0 | 0 | 0 | 0 | 0 | 0 | 0 | 0 | 0 | 0 | 0 | 0 | 0 | 0
0 | 0 | 0 | 0 | 0 | 0 | 0 | 0 | 0 | 0 | 0 | 0 | 0 | 0 | 0 | 0 | 0 | 0 | 0 | 0 | 0
0 | 0 | 0 | 0 | 0 | 0 | 0 | 0 | 0 | 0 | 0 | 0 | 0 | 0 | 0 | 0 | 0 | 0 | 0 | 0 | 0
0 | 0 | 0 | 0 | 0 | 0 | 0 | 0 | 0 | 0 | 0 | 0 | 0 | 0 | 0 | 0 | 0 | 0 | 0 | 0 | 0
0 | 0 | 0 | 0 | 0 | 0 | 0 | 0 | 0 | 0 | 0 | 0 | 0 | 0 | 0 | 0 | 0 | 0 | 0 | 0 | 0
0 | 0 | 0 | 0 | 0 | 0 | 0 | 0 | 0 | 0 | 0 | 0 | 0 | 0 | 0 | 0 | 0 | 0 | 0 | 0 | 0
0 | 0 | 0 | 0 | 0 | 0 | 0 | 0 | 0 | 0 | 0 | 0 | 0 | 0 | 0 | 0 | 0 | 0 | 0 | 0 | 0
0 | 0 | 0 | 0 | 0 | 0 | 0 | 0 | 0 | 0 | 0 | 0 | 0 | 0 | 0 | 0 | 0 | 0 | 0 | 0 | 0
0 | 0 | 0 | 0 | 0 | 0 | 0 | 0 | 0 | 0 | 0 | 0 | 0 | 0 | 0 | 0 | 0 | 0 | 0 | 0 | 0
0 | 0 | 0 | 0 | 0 | 0 | 0 | 0 | 0 | 0 | 0 | 0 | 0 | 0 | 0 | 0 | 0 | 0 | 0 | 0 | 0
0 | 0 | 0 | 0 | 0 | 0 | 0 | 0 | 0 | 0 | 0 | 0 | 0 | 0 | 0 | 0 | 0 | 0 | 0 | 0 | 0
0 | 0 | 0 | 0 | 0 | 0 | 0 | 0 | 0 | 0 | 0 | 0 | 0 | 0 | 0 | 0 | 0 | 0 | 0 | 0 | 0
0 | 0 | 0 | 0 | 0 | 0 | 0 | 0 | 0 | 0 | 0 | 0 | 0 | 0 | 0 | 0 | 0 | 0 | 0 | 0 | 0
0 | 0 | 0 | 0 | 0 | 0 | 0 | 0 | 0 | 0 | 0 | 0 | 0 | 0 | 0 | 0 | 0 | 0 | 0 | 0 | 0
0 | 0 | 0 | 0 | 0 | 0 | 0 | 0 | 0 | 0 | 0 | 0 | 0 | 0 | 0 | 0 | 0 | 0 | 0 | 0 | 0
0 | 0 | 0 | 0 | 0 | 0 | 0 | 0 | 0 | 0 | 0 | 0 | 0 | 0 | 0 | 0 | 0 | 0 | 0 | 0 | 0
0 | 0 | 0 | 0 | 0 | 0 | 0 | 0 | 0 | 0 | 0 | 0 | 0 | 0 | 0 | 0 | 0 | 0 | 0 | 0 | 0
0 | 0 | 0 | 0 | 0 | 0 | 0 | 0 | 0 | 0 | 0 | 0 | 0 | 0 | 0 | 0 | 0 | 0 | 0 | 0 | 0
0 | 0 | 0 | 0 | 0 | 0 | 0 | 0 | 0 | 0 | 0 | 0 | 0 | 0 | 0 | 0 | 0 | 0 | 0 | 0 | 0
0 | 0 | 0 | 0 | 0 | 0 | 0 | 0 | 0 | 0 | 0 | 0 | 0 | 0 | 0 | 0 | 0 | 0 | 0 | 0 | 0
0 | 0 | 0 | 0 | 0 | 0 | 0 | 0 | 0 | 0 | 0 | 0 | 0 | 0 | 0 | 0 | 0 | 0 | 0 | 0 | 0
0 | 0 | 0 | 0 | 0 | 0 | 0 | 0 | 0 | 0 | 0 | 0 | 0 | 0 | 0 | 0 | 0 | 0 | 0 | 0 | 0
0 | 0 | 0 | 0 | 0 | 0 | 0 | 0 | 0 | 0 | 0 | 0 | 0 | 0 | 0 | 0 | 0 | 0 | 0 | 0 | 0
0 | 0 | 0 | 0 | 0 | 0 | 0 | 0 | 0 | 0 | 0 | 0 | 0 | 0 | 0 | 0 | 0 | 0 | 0 | 0 | 0
0 | 0 | 0 | 0 | 0 | 0 | 0 | 0 | 0 | 0 | 0 | 0 | 0 | 0 | 0 | 0 | 0 | 0 | 0 | 0 | 0
0 | 0 | 0 | 0 | 0 | 0 | 0 | 0 | 0 | 0 | 0 | 0 | 0 | 0 | 0 | 0 | 0 | 0 | 0 | 0 | 0
0 | 0 | 0 | 0 | 0 | 0 | 0 | 0 | 0 | 0 | 0 | 0 | 0 | 0 | 0 | 0 | 0 | 0 | 0 | 0 | 0
0 | 0 | 0 | 0 | 0 | 0 | 0 | 0 | 0 | 0 | 0 | 0 | 0 | 0 | 0 | 0 | 0 | 0 | 0 | 0 | 0
0 | 0 | 0 | 0 | 0 | 0 | 0 | 0 | 0 | 0 | 0 | 0 | 0 | 0 | 0 | 0 | 0 | 0 | 0 | 0 | 0
0 | 0 | 0 | 0 | 0 | 0 | 0 | 0 | 0 | 0 | 0 | 0 | 0 | 0 | 0 | 0 | 0 | 0 | 0 | 0 | 0
0 | 0 | 0 | 0 | 0 | 0 | 0 | 0 | 0 | 0 | 0 | 0 | 0 | 0 | 0 | 0 | 0 | 0 | 0 | 0 | 0
0 | 0 | 0 | 0 | 0 | 0 | 0 | 0 | 0 | 0 | 0 | 0 | 0 | 0 | 0 | 0 | 0 | 0 | 0 | 0 | 0
0 | 0 | 0 | 0 | 0 | 0 | 0 | 0 | 0 | 0 | 0 | 0 | 0 | 0 | 0 | 0 | 0 | 0 | 0 | 0 | 0
0 | 0 | 0 | 0 | 0 | 0 | 0 | 0 | 0 | 0 | 0 | 0 | 0 | 0 | 0 | 0 | 0 | 0 | 0 | 0 | 0
0 | 0 | 0 | 0 | 0 | 0 | 0 | 0 | 0 | 0 | 0 | 0 | 0 | 0 | 0 | 0 | 0 | 0 | 0 | 0 | 0
0 | 0 | 0 | 0 | 0 | 0 | 0 | 0 | 0 | 0 | 0 | 0 | 0 | 0 | 0 | 0 | 0 | 0 | 0 | 0 | 0
0 | 0 | 0 | 0 | 0 | 0 | 0 | 0 | 0 | 0 | 0 | 0 | 0 | 0 | 0 | 0 | 0 | 0 | 0 | 0 | 0
0 | 0 | 0 | 0 | 0 | 0 | 0 | 0 | 0 | 0 | 0 | 0 | 0 | 0 | 0 | 0 | 0 | 0 | 0 | 0 | 0
0 | 0 | 0 | 0 | 0 | 0 | 0 | 0 | 0 | 0 | 0 | 0 | 0 | 0 | 0 | 0 | 0 | 0 | 0 | 0 | 0
0 | 0 | 0 | 0 | 0 | 0 | 0 | 0 | 0 | 0 | 0 | 0 | 0 | 0 | 0 | 0 | 0 | 0 | 0 | 0 | 0
0 | 0 | 0 | 0 | 0 | 0 | 0 | 0 | 0 | 0 | 0 | 0 | 0 | 0 | 0 | 0 | 0 | 0 | 0 | 0 | 0
0 | 0 | 0 | 0 | 0 | 0 | 0 | 0 | 0 | 0 | 0 | 0 | 0 | 0 | 0 | 0 | 0 | 0 | 0 | 0 | 0
0 | 0 | 0 | 0 | 0 | 0 | 0 | 0 | 0 | 0 | 0 | 0 | 0 | 0 | 0 | 0 | 0 | 0 | 0 | 0 | 0
0 | 0 | 0 | 0 | 0 | 0 | 0 | 0 | 0 | 0 | 0 | 0 | 0 | 0 | 0 | 0 | 0 | 0 | 0 | 0 | 0
0 | 0 | 0 | 0 | 0 | 0 | 0 | 0 | 0 | 0 | 0 | 0 | 0 | 0 | 0 | 0 | 0 | 0 | 0 | 0 | 0
0 | 0 | 0 | 0 | 0 | 0 | 0 | 0 | 0 | 0 | 0 | 0 | 0 | 0 | 0 | 0 | 0 | 0 | 0 | 0 | 0
0 | 0 | 0 | 0 | 0 | 0 | 0 | 0 | 0 | 0 | 0 | 0 | 0 | 0 | 0 | 0 | 0 | 0 | 0 | 0 | 0
0 | 0 | 0 | 0 | 0 | 0 | 0 | 0 | 0 | 0 | 0 | 0 | 0 | 0 | 0 | 0 | 0 | 0 | 0 | 0 | 0
0 | 0 | 0 | 0 | 0 | 0 | 0 | 0 | 0 | 0 | 0 | 0 | 0 | 0 | 0 | 0 | 0 | 0 | 0 | 0 | 0
0 | 0 | 0 | 0 | 0 | 0 | 0 | 0 | 0 | 0 | 0 | 0 | 0 | 0 | 0 | 0 | 0 | 0 | 0 | 0 | 0
0 | 0 | 0 | 0 | 0 | 0 | 0 | 0 | 0 | 0 | 0 | 0 | 0 | 0 | 0 | 0 | 0 | 0 | 0 | 0 | 0
0 | 0 | 0 | 0 | 0 | 0 | 0 | 0 | 0 | 0 | 0 | 0 | 0 | 0 | 0 | 0 | 0 | 0 | 0 | 0 | 0
0 | 0 | 0 | 0 | 0 | 0 | 0 | 0 | 0 | 0 | 0 | 0 | 0 | 0 | 0 | 0 | 0 | 0 | 0 | 0 | 0
0 | 0 | 0 | 0 | 0 | 0 | 0 | 0 | 0 | 0 | 0 | 0 | 0 | 0 | 0 | 0 | 0 | 0 | 0 | 0 | 0
0 | 0 | 0 | 0 | 0 | 0 | 0 | 0 | 0 | 0 | 0 | 0 | 0 | 0 | 0 | 0 | 0 | 0 | 0 | 0 | 0
0 | 0 | 0 | 0 | 0 | 0 | 0 | 0 | 0 | 0 | 0 | 0 | 0 | 0 | 0 | 0 | 0 | 0 | 0 | 0 | 0
0 | 0 | 0 | 0 | 0 | 0 | 0 | 0 | 0 | 0 | 0 | 0 | 0 | 0 | 0 | 0 | 0 | 0 | 0 | 0 | 0
0 | 0 | 0 | 0 | 0 | 0 | 0 | 0 | 0 | 0 | 0 | 0 | 0 | 0 | 0 | 0 | 0 | 0 | 0 | 0 | 0
0 | 0 | 0 | 0 | 0 | 0 | 0 | 0 | 0 | 0 | 0 | 0 | 0 | 0 | 0 | 0 | 0 | 0 | 0 | 0 | 0
0 | 0 | 0 | 0 | 0 | 0 | 0 | 0 | 0 | 0 | 0 | 0 | 0 | 0 | 0 | 0 | 0 | 0 | 0 | 0 | 0
0 | 0 | 0 | 0 | 0 | 0 | 0 | 0 | 0 | 0 | 0 | 0 | 0 | 0 | 0 | 0 | 0 | 0 | 0 | 0 | 0
0 | 0 | 0 | 0 | 0 | 0 | 0 | 0 | 0 | 0 | 0 | 0 | 0 | 0 | 0 | 0 | 0 | 0 | 0 | 0 | 0
0 | 0 | 0 | 0 | 0 | 0 | 0 | 0 | 0 | 0 | 0 | 0 | 0 | 0 | 0 | 0 | 0 | 0 | 0 | 0 | 0
0 | 0 | 0 | 0 | 0 | 0 | 0 | 0 | 0 | 0 | 0 | 0 | 0 | 0 | 0 | 0 | 0 | 0 | 0 | 0 | 0
0 | 0 | 0 | 0 | 0 | 0 | 0 | 0 | 0 | 0 | 0 | 0 | 0 | 0 | 0 | 0 | 0 | 0 | 0 | 0 | 0
0 | 0 | 0 | 0 | 0 | 0 | 0 | 0 | 0 | 0 | 0 | 0 | 0 | 0 | 0 | 0 | 0 | 0 | 0 | 0 | 0
0 | 0 | 0 | 0 | 0 | 0 | 0 | 0 | 0 | 0 | 0 | 0 | 0 | 0 | 0 | 0 | 0 | 0 | 0 | 0 | 0
0 | 0 | 0 | 0 | 0 | 0 | 0 | 0 | 0 | 0 | 0 | 0 | 0 | 0 | 0 | 0 | 0 | 0 | 0 | 0 | 0
0 | 0 | 0 | 0 | 0 | 0 | 0 | 0 | 0 | 0 | 0 | 0 | 0 | 0 | 0 | 0 | 0 | 0 | 0 | 0 | 0
0 | 0 | 0 | 0 | 0 | 0 | 0 | 0 | 0 | 0 | 0 | 0 | 0 | 0 | 0 | 0 | 0 | 0 | 0 | 0 | 0
0 | 0 | 0 | 0 | 0 | 0 | 0 | 0 | 0 | 0 | 0 | 0 | 0 | 0 | 0 | 0 | 0 | 0 | 0 | 0 | 0
0 | 0 | 0 | 0 | 0 | 0 | 0 | 0 | 0 | 0 | 0 | 0 | 0 | 0 | 0 | 0 | 0 | 0 | 0 | 0 | 0
0 | 0 | 0 | 0 | 0 | 0 | 0 | 0 | 0 | 0 | 0 | 0 | 0 | 0 | 0 | 0 | 0 | 0 | 0 | 0 | 0
0 | 0 | 0 | 0 | 0 | 0 | 0 | 0 | 0 | 0 | 0 | 0 | 0 | 0 | 0 | 0 | 0 | 0 | 0 | 0 | 0
0 | 0 | 0 | 0 | 0 | 0 | 0 | 0 | 0 | 0 | 0 | 0 | 0 | 0 | 0 | 0 | 0 | 0 | 0 | 0 | 0
0 | 0 | 0 | 0 | 0 | 0 | 0 | 0 | 0 | 0 | 0 | 0 | 0 | 0 | 0 | 0 | 0 | 0 | 0 | 0 | 0
0 | 0 | 0 | 0 | 0 | 0 | 0 | 0 | 0 | 0 | 0 | 0 | 0 | 0 | 0 | 0 | 0 | 0 | 0 | 0 | 0
0 | 0 | 0 | 0 | 0 | 0 | 0 | 0 | 0 | 0 | 0 | 0 | 0 | 0 | 0 | 0 | 0 | 0 | 0 | 0 | 0
0 | 0 | 0 | 0 | 0 | 0 | 0 | 0 | 0 | 0 | 0 | 0 | 0 | 0 | 0 | 0 | 0 | 0 | 0 | 0 | 0
0 | 0 | 0 | 0 | 0 | 0 | 0 | 0 | 0 | 0 | 0 | 0 | 0 | 0 | 0 | 0 | 0 | 0 | 0 | 0 | 0
0 | 0 | 0 | 0 | 0 | 0 | 0 | 0 | 0 | 0 | 0 | 0 | 0 | 0 | 0 | 0 | 0 | 0 | 0 | 0 | 0
0 | 0 | 0 | 0 | 0 | 0 | 0 | 0 | 0 | 0 | 0 | 0 | 0 | 0 | 0 | 0 | 0 | 0 | 0 | 0 | 0
0 | 0 | 0 | 0 | 0 | 0 | 0 | 0 | 0 | 0 | 0 | 0 | 0 | 0 | 0 | 0 | 0 | 0 | 0 | 0 | 0
0 | 0 | 0 | 0 | 0 | 0 | 0 | 0 | 0 | 0 | 0 | 0 | 0 | 0 | 0 | 0 | 0 | 0 | 0 | 0 | 0
0 | 0 | 0 | 0 | 0 | 0 | 0 | 0 | 0 | 0 | 0 | 0 | 0 | 0 | 0 | 0 | 0 | 0 | 0 | 0 | 0
0 | 0 | 0 | 0 | 0 | 0 | 0 | 0 | 0 | 0 | 0 | 0 | 0 | 0 | 0 | 0 | 0 | 0 | 0 | 0 | 0
0 | 0 | 0 | 0 | 0 | 0 | 0 | 0 | 0 | 0 | 0 | 0 | 0 | 0 | 0 | 0 | 0 | 0 | 0 | 0 | 0
0 | 0 | 0 | 0 | 0 | 0 | 0 | 0 | 0 | 0 | 0 | 0 | 0 | 0 | 0 | 0 | 0 | 0 | 0 | 0 | 0
0 | 0 | 0 | 0 | 0 | 0 | 0 | 0 | 0 | 0 | 0 | 0 | 0 | 0 | 0 | 0 | 0 | 0 | 0 | 0 | 0
0 | 0 | 0 | 0 | 0 | 0 | 0 | 0 | 0 | 0 | 0 | 0 | 0 | 0 | 0 | 0 | 0 | 0 | 0 | 0 | 0
0 | 0 | 0 | 0 | 0 | 0 | 0 | 0 | 0 | 0 | 0 | 0 | 0 | 0 | 0 | 0 | 0 | 0 | 0 | 0 | 0
0 | 0 | 0 | 0 | 0 | 0 | 0 | 0 | 0 | 0 | 0 | 0 | 0 | 0 | 0 | 0 | 0 | 0 | 0 | 0 | 0
0 | 0 | 0 | 0 | 0 | 0 | 0 | 0 | 0 | 0 | 0 | 0 | 0 | 0 | 0 | 0 | 0 | 0 | 0 | 0 | 0
0 | 0 | 0 | 0 | 0 | 0 | 0 | 0 | 0 | 0 | 0 | 0 | 0 | 0 | 0 | 0 | 0 | 0 | 0 | 0 | 0
0 | 0 | 0 | 0 | 0 | 0 | 0 | 0 | 0 | 0 | 0 | 0 | 0 | 0 | 0 | 0 | 0 | 0 | 0 | 0 | 0
0 | 0 | 0 | 0 | 0 | 0 | 0 | 0 | 0 | 0 | 0 | 0 | 0 | 0 | 0 | 0 | 0 | 0 | 0 | 0 | 0
0 | 0 | 0 | 0 | 0 | 0 | 0 | 0 | 0 | 0 | 0 | 0 | 0 | 0 | 0 | 0 | 0 | 0 | 0 | 0 | 0
0 | 0 | 0 | 0 | 0 | 0 | 0 | 0 | 0 | 0 | 0 | 0 | 0 | 0 | 0 | 0 | 0 | 0 | 0 | 0 | 0
0 | 0 | 0 | 0 | 0 | 0 | 0 | 0 | 0 | 0 | 0 | 0 | 0 | 0 | 0 | 0 | 0 | 0 | 0 | 0 | 0
0 | 0 | 0 | 0 | 0 | 0 | 0 | 0 | 0 | 0 | 0 | 0 | 0 | 0 | 0 | 0 | 0 | 0 | 0 | 0 | 0
0 | 0 | 0 | 0 | 0 | 0 | 0 | 0 | 0 | 0 | 0 | 0 | 0 | 0 | 0 | 0 | 0 | 0 | 0 | 0 | 0
0 | 0 | 0 | 0 | 0 | 0 | 0 | 0 | 0 | 0 | 0 | 0 | 0 | 0 | 0 | 0 | 0 | 0 | 0 | 0 | 0
0 | 0 | 0 | 0 | 0 | 0 | 0 | 0 | 0 | 0 | 0 | 0 | 0 | 0 | 0 | 0 | 0 | 0 | 0 | 0 | 0
0 | 0 | 0 | 0 | 0 | 0 | 0 | 0 | 0 | 0 | 0 | 0 | 0 | 0 | 0 | 0 | 0 | 0 | 0 | 0 | 0
0 | 0 | 0 | 0 | 0 | 0 | 0 | 0 | 0 | 0 | 0 | 0 | 0 | 0 | 0 | 0 | 0 | 0 | 0 | 0 | 0
0 | 0 | 0 | 0 | 0 | 0 | 0 | 0 | 0 | 0 | 0 | 0 | 0 | 0 | 0 | 0 | 0 | 0 | 0 | 0 | 0
0 | 0 | 0 | 0 | 0 | 0 | 0 | 0 | 0 | 0 | 0 | 0 | 0 | 0 | 0 | 0 | 0 | 0 | 0 | 0 | 0
0 | 0 | 0 | 0 | 0 | 0 | 0 | 0 | 0 | 0 | 0 | 0 | 0 | 0 | 0 | 0 | 0 | 0 | 0 | 0 | 0
0 | 0 | 0 | 0 | 0 | 0 | 0 | 0 | 0 | 0 | 0 | 0 | 0 | 0 | 0 | 0 | 0 | 0 | 0 | 0 | 0
0 | 0 | 0 | 0 | 0 | 0 | 0 | 0 | 0 | 0 | 0 | 0 | 0 | 0 | 0 | 0 | 0 | 0 | 0 | 0 | 0
0 | 0 | 0 | 0 | 0 | 0 | 0 | 0 | 0 | 0 | 0 | 0 | 0 | 0 | 0 | 0 | 0 | 0 | 0 | 0 | 0
0 | 0 | 0 | 0 | 0 | 0 | 0 | 0 | 0 | 0 | 0 | 0 | 0 | 0 | 0 | 0 | 0 | 0 | 0 | 0 | 0
0 | 0 | 0 | 0 | 0 | 0 | 0 | 0 | 0 | 0 | 0 | 0 | 0 | 0 | 0 | 0 | 0 | 0 | 0 | 0 | 0
0 | 0 | 0 | 0 | 0 | 0 | 0 | 0 | 0 | 0 | 0 | 0 | 0 | 0 | 0 | 0 | 0 | 0 | 0 | 0 | 0
0 | 0 | 0 | 0 | 0 | 0 | 0 | 0 | 0 | 0 | 0 | 0 | 0 | 0 | 0 | 0 | 0 | 0 | 0 | 0 | 0
0 | 0 | 0 | 0 | 0 | 0 | 0 | 0 | 0 | 0 | 0 | 0 | 0 | 0 | 0 | 0 | 0 | 0 | 0 | 0 | 0
0 | 0 | 0 | 0 | 0 | 0 | 0 | 0 | 0 | 0 | 0 | 0 | 0 | 0 | 0 | 0 | 0 | 0 | 0 | 0 | 0
0 | 0 | 0 | 0 | 0 | 0 | 0 | 0 | 0 | 0 | 0 | 0 | 0 | 0 | 0 | 0 | 0 | 0 | 0 | 0 | 0
0 | 0 | 0 | 0 | 0 | 0 | 0 | 0 | 0 | 0 | 0 | 0 | 0 | 0 | 0 | 0 | 0 | 0 | 0 | 0 | 0
0 | 0 | 0 | 0 | 0 | 0 | 0 | 0 | 0 | 0 | 0 | 0 | 0 | 0 | 0 | 0 | 0 | 0 | 0 | 0 | 0
0 | 0 | 0 | 0 | 0 | 0 | 0 | 0 | 0 | 0 | 0 | 0 | 0 | 0 | 0 | 0 | 0 | 0 | 0 | 0 | 0
0 | 0 | 0 | 0 | 0 | 0 | 0 | 0 | 0 | 0 | 0 | 0 | 0 | 0 | 0 | 0 | 0 | 0 | 0 | 0 | 0
0 | 0 | 0 | 0 | 0 | 0 | 0 | 0 | 0 | 0 | 0 | 0 | 0 | 0 | 0 | 0 | 0 | 0 | 0 | 0 | 0
0 | 0 | 0 | 0 | 0 | 0 | 0 | 0 | 0 | 0 | 0 | 0 | 0 | 0 | 0 | 0 | 0 | 0 | 0 | 0 | 0
0 | 0 | 0 | 0 | 0 | 0 | 0 | 0 | 0 | 0 | 0 | 0 | 0 | 0 | 0 | 0 | 0 | 0 | 0 | 0 | 0
0 | 0 | 0 | 0 | 0 | 0 | 0 | 0 | 0 | 0 | 0 | 0 | 0 | 0 | 0 | 0 | 0 | 0 | 0 | 0 | 0
0 | 0 | 0 | 0 | 0 | 0 | 0 | 0 | 0 | 0 | 0 | 0 | 0 | 0 | 0 | 0 | 0 | 0 | 0 | 0 | 0
0 | 0 | 0 | 0 | 0 | 0 | 0 | 0 | 0 | 0 | 0 | 0 | 0 | 0 | 0 | 0 | 0 | 0 | 0 | 0 | 0
0 | 0 | 0 | 0 | 0 | 0 | 0 | 0 | 0 | 0 | 0 | 0 | 0 | 0 | 0 | 0 | 0 | 0 | 0 | 0 | 0
0 | 0 | 0 | 0 | 0 | 0 | 0 | 0 | 0 | 0 | 0 | 0 | 0 | 0 | 0 | 0 | 0 | 0 | 0 | 0 | 0
0 | 0 | 0 | 0 | 0 | 0 | 0 | 0 | 0 | 0 | 0 | 0 | 0 | 0 | 0 | 0 | 0 | 0 | 0 | 0 | 0
0 | 0 | 0 | 0 | 0 | 0 | 0 | 0 | 0 | 0 | 0 | 0 | 0 | 0 | 0 | 0 | 0 | 0 | 0 | 0 | 0
0 | 0 | 0 | 0 | 0 | 0 | 0 | 0 | 0 | 0 | 0 | 0 | 0 | 0 | 0 | 0 | 0 | 0 | 0 | 0 | 0
0 | 0 | 0 | 0 | 0 | 0 | 0 | 0 | 0 | 0 | 0 | 0 | 0 | 0 | 0 | 0 | 0 | 0 | 0 | 0 | 0
0 | 0 | 0 | 0 | 0 | 0 | 0 | 0 | 0 | 0 | 0 | 0 | 0 | 0 | 0 | 0 | 0 | 0 | 0 | 0 | 0
0 | 0 | 0 | 0 | 0 | 0 | 0 | 0 | 0 | 0 | 0 | 0 | 0 | 0 | 0 | 0 | 0 | 0 | 0 | 0 | 0
0 | 0 | 0 | 0 | 0 | 0 | 0 | 0 | 0 | 0 | 0 | 0 | 0 | 0 | 0 | 0 | 0 | 0 | 0 | 0 | 0
0 | 0 | 0 | 0 | 0 | 0 | 0 | 0 | 0 | 0 | 0 | 0 | 0 | 0 | 0 | 0 | 0 | 0 | 0 | 0 | 0
0 | 0 | 0 | 0 | 0 | 0 | 0 | 0 | 0 | 0 | 0 | 0 | 0 | 0 | 0 | 0 | 0 | 0 | 0 | 0 | 0
0 | 0 | 0 | 0 | 0 | 0 | 0 | 0 | 0 | 0 | 0 | 0 | 0 | 0 | 0 | 0 | 0 | 0 | 0 | 0 | 0
0 | 0 | 0 | 0 | 0 | 0 | 0 | 0 | 0 | 0 | 0 | 0 | 0 | 0 | 0 | 0 | 0 | 0 | 0 | 0 | 0
0 | 0 | 0 | 0 | 0 | 0 | 0 | 0 | 0 | 0 | 0 | 0 | 0 | 0 | 0 | 0 | 0 | 0 | 0 | 0 | 0
0 | 0 | 0 | 0 | 0 | 0 | 0 | 0 | 0 | 0 | 0 | 0 | 0 | 0 | 0 | 0 | 0 | 0 | 0 | 0 | 0
0 | 0 | 0 | 0 | 0 | 0 | 0 | 0 | 0 | 0 | 0 | 0 | 0 | 0 | 0 | 0 | 0 | 0 | 0 | 0 | 0
0 | 0 | 0 | 0 | 0 | 0 | 0 | 0 | 0 | 0 | 0 | 0 | 0 | 0 | 0 | 0 | 0 | 0 | 0 | 0 | 0
0 | 0 | 0 | 0 | 0 | 0 | 0 | 0 | 0 | 0 | 0 | 0 | 0 | 0 | 0 | 0 | 0 | 0 | 0 | 0 | 0
0 | 0 | 0 | 0 | 0 | 0 | 0 | 0 | 0 | 0 | 0 | 0 | 0 | 0 | 0 | 0 | 0 | 0 | 0 | 0 | 0
0 | 0 | 0 | 0 | 0 | 0 | 0 | 0 | 0 | 0 | 0 | 0 | 0 | 0 | 0 | 0 | 0 | 0 | 0 | 0 | 0
0 | 0 | 0 | 0 | 0 | 0 | 0 | 0 | 0 | 0 | 0 | 0 | 0 | 0 | 0 | 0 | 0 | 0 | 0 | 0 | 0
0 | 0 | 0 | 0 | 0 | 0 | 0 | 0 | 0 | 0 | 0 | 0 | 0 | 0 | 0 | 0 | 0 | 0 | 0 | 0 | 0
0 | 0 | 0 | 0 | 0 | 0 | 0 | 0 | 0 | 0 | 0 | 0 | 0 | 0 | 0 | 0 | 0 | 0 | 0 | 0 | 0
0 | 0 | 0 | 0 | 0 | 0 | 0 | 0 | 0 | 0 | 0 | 0 | 0 | 0 | 0 | 0 | 0 | 0 | 0 | 0 | 0
0 | 0 | 0 | 0 | 0 | 0 | 0 | 0 | 0 | 0 | 0 | 0 | 0 | 0 | 0 | 0 | 0 | 0 | 0 | 0 | 0
0 | 0 | 0 | 0 | 0 | 0 | 0 | 0 | 0 | 0 | 0 | 0 | 0 | 0 | 0 | 0 | 0 | 0 | 0 | 0 | 0
0 | 0 | 0 | 0 | 0 | 0 | 0 | 0 | 0 | 0 | 0 | 0 | 0 | 0 | 0 | 0 | 0 | 0 | 0 | 0 | 0
0 | 0 | 0 | 0 | 0 | 0 | 0 | 0 | 0 | 0 | 0 | 0 | 0 | 0 | 0 | 0 | 0 | 0 | 0 | 0 | 0
0 | 0 | 0 | 0 | 0 | 0 | 0 | 0 | 0 | 0 | 0 | 0 | 0 | 0 | 0 | 0 | 0 | 0 | 0 | 0 | 0
0 | 0 | 0 | 0 | 0 | 0 | 0 | 0 | 0 | 0 | 0 | 0 | 0 | 0 | 0 | 0 | 0 | 0 | 0 | 0 | 0
0 | 0 | 0 | 0 | 0 | 0 | 0 | 0 | 0 | 0 | 0 | 0 | 0 | 0 | 0 | 0 | 0 | 0 | 0 | 0 | 0
0 | 0 | 0 | 0 | 0 | 0 | 0 | 0 | 0 | 0 | 0 | 0 | 0 | 0 | 0 | 0 | 0 | 0 | 0 | 0 | 0
0 | 0 | 0 | 0 | 0 | 0 | 0 | 0 | 0 | 0 | 0 | 0 | 0 | 0 | 0 | 0 | 0 | 0 | 0 | 0 | 0
0 | 0 | 0 | 0 | 0 | 0 | 0 | 0 | 0 | 0 | 0 | 0 | 0 | 0 | 0 | 0 | 0 | 0 | 0 | 0 | 0
0 | 0 | 0 | 0 | 0 | 0 | 0 | 0 | 0 | 0 | 0 | 0 | 0 | 0 | 0 | 0 | 0 | 0 | 0 | 0 | 0
0 | 0 | 0 | 0 | 0 | 0 | 0 | 0 | 0 | 0 | 0 | 0 | 0 | 0 | 0 | 0 | 0 | 0 | 0 | 0 | 0
0 | 0 | 0 | 0 | 0 | 0 | 0 | 0 | 0 | 0 | 0 | 0 | 0 | 0 | 0 | 0 | 0 | 0 | 0 | 0 | 0
0 | 0 | 0 | 0 | 0 | 0 | 0 | 0 | 0 | 0 | 0 | 0 | 0 | 0 | 0 | 0 | 0 | 0 | 0 | 0 | 0
0 | 0 | 0 | 0 | 0 | 0 | 0 | 0 | 0 | 0 | 0 | 0 | 0 | 0 | 0 | 0 | 0 | 0 | 0 | 0 | 0
0 | 0 | 0 | 0 | 0 | 0 | 0 | 0 | 0 | 0 | 0 | 0 | 0 | 0 | 0 | 0 | 0 | 0 | 0 | 0 | 0
0 | 0 | 0 | 0 | 0 | 0 | 0 | 0 | 0 | 0 | 0 | 0 | 0 | 0 | 0 | 0 | 0 | 0 | 0 | 0 | 0
0 | 0 | 0 | 0 | 0 | 0 | 0 | 0 | 0 | 0 | 0 | 0 | 0 | 0 | 0 | 0 | 0 | 0 | 0 | 0 | 0
0 | 0 | 0 | 0 | 0 | 0 | 0 | 0 | 0 | 0 | 0 | 0 | 0 | 0 | 0 | 0 | 0 | 0 | 0 | 0 | 0
0 | 0 | 0 | 0 | 0 | 0 | 0 | 0 | 0 | 0 | 0 | 0 | 0 | 0 | 0 | 0 | 0 | 0 | 0 | 0 | 0
0 | 0 | 0 | 0 | 0 | 0 | 0 | 0 | 0 | 0 | 0 | 0 | 0 | 0 | 0 | 0 | 0 | 0 | 0 | 0 | 0
0 | 0 | 0 | 0 | 0 | 0 | 0 | 0 | 0 | 0 | 0 | 0 | 0 | 0 | 0 | 0 | 0 | 0 | 0 | 0 | 0
0 | 0 | 0 | 0 | 0 | 0 | 0 | 0 | 0 | 0 | 0 | 0 | 0 | 0 | 0 | 0 | 0 | 0 | 0 | 0 | 0
0 | 0 | 0 | 0 | 0 | 0 | 0 | 0 | 0 | 0 | 0 | 0 | 0 | 0 | 0 | 0 | 0 | 0 | 0 | 0 | 0
0 | 0 | 0 | 0 | 0 | 0 | 0 | 0 | 0 | 0 | 0 | 0 | 0 | 0 | 0 | 0 | 0 | 0 | 0 | 0 | 0
0 | 0 | 0 | 0 | 0 | 0 | 0 | 0 | 0 | 0 | 0 | 0 | 0 | 0 | 0 | 0 | 0 | 0 | 0 | 0 | 0
0 | 0 | 0 | 0 | 0 | 0 | 0 | 0 | 0 | 0 | 0 | 0 | 0 | 0 | 0 | 0 | 0 | 0 | 0 | 0 | 0
0 | 0 | 0 | 0 | 0 | 0 | 0 | 0 | 0 | 0 | 0 | 0 | 0 | 0 | 0 | 0 | 0 | 0 | 0 | 0 | 0
0 | 0 | 0 | 0 | 0 | 0 | 0 | 0 | 0 | 0 | 0 | 0 | 0 | 0 | 0 | 0 | 0 | 0 | 0 | 0 | 0
0 | 0 | 0 | 0 | 0 | 0 | 0 | 0 | 0 | 0 | 0 | 0 | 0 | 0 | 0 | 0 | 0 | 0 | 0 | 0 | 0
0 | 0 | 0 | 0 | 0 | 0 | 0 | 0 | 0 | 0 | 0 | 0 | 0 | 0 | 0 | 0 | 0 | 0 | 0 | 0 | 0
0 | 0 | 0 | 0 | 0 | 0 | 0 | 0 | 0 | 0 | 0 | 0 | 0 | 0 | 0 | 0 | 0 | 0 | 0 | 0 | 0
0 | 0 | 0 | 0 | 0 | 0 | 0 | 0 | 0 | 0 | 0 | 0 | 0 | 0 | 0 | 0 | 0 | 0 | 0 | 0 | 0
0 | 0 | 0 | 0 | 0 | 0 | 0 | 0 | 0 | 0 | 0 | 0 | 0 | 0 | 0 | 0 | 0 | 0 | 0 | 0 | 0
0 | 0 | 0 | 0 | 0 | 0 | 0 | 0 | 0 | 0 | 0 | 0 | 0 | 0 | 0 | 0 | 0 | 0 | 0 | 0 | 0
0 | 0 | 0 | 0 | 0 | 0 | 0 | 0 | 0 | 0 | 0 | 0 | 0 | 0 | 0 | 0 | 0 | 0 | 0 | 0 | 0
0 | 0 | 0 | 0 | 0 | 0 | 0 | 0 | 0 | 0 | 0 | 0 | 0 | 0 | 0 | 0 | 0 | 0 | 0 | 0 | 0
0 | 0 | 0 | 0 | 0 | 0 | 0 | 0 | 0 | 0 | 0 | 0 | 0 | 0 | 0 | 0 | 0 | 0 | 0 | 0 | 0
0 | 0 | 0 | 0 | 0 | 0 | 0 | 0 | 0 | 0 | 0 | 0 | 0 | 0 | 0 | 0 | 0 | 0 | 0 | 0 | 0
0 | 0 | 0 | 0 | 0 | 0 | 0 | 0 | 0 | 0 | 0 | 0 | 0 | 0 | 0 | 0 | 0 | 0 | 0 | 0 | 0
0 | 0 | 0 | 0 | 0 | 0 | 0 | 0 | 0 | 0 | 0 | 0 | 0 | 0 | 0 | 0 | 0 | 0 | 0 | 0 | 0
0 | 0 | 0 | 0 | 0 | 0 | 0 | 0 | 0 | 0 | 0 | 0 | 0 | 0 | 0 | 0 | 0 | 0 | 0 | 0 | 0
0 | 0 | 0 | 0 | 0 | 0 | 0 | 0 | 0 | 0 | 0 | 0 | 0 | 0 | 0 | 0 | 0 | 0 | 0 | 0 | 0
0 | 0 | 0 | 0 | 0 | 0 | 0 | 0 | 0 | 0 | 0 | 0 | 0 | 0 | 0 | 0 | 0 | 0 | 0 | 0 | 0
0 | 0 | 0 | 0 | 0 | 0 | 0 | 0 | 0 | 0 | 0 | 0 | 0 | 0 | 0 | 0 | 0 | 0 | 0 | 0 | 0
0 | 0 | 0 | 0 | 0 | 0 | 0 | 0 | 0 | 0 | 0 | 0 | 0 | 0 | 0 | 0 | 0 | 0 | 0 | 0 | 0
0 | 0 | 0 | 0 | 0 | 0 | 0 | 0 | 0 | 0 | 0 | 0 | 0 | 0 | 0 | 0 | 0 | 0 | 0 | 0 | 0
0 | 0 | 0 | 0 | 0 | 0 | 0 | 0 | 0 | 0 | 0 | 0 | 0 | 0 | 0 | 0 | 0 | 0 | 0 | 0 | 0
0 | 0 | 0 | 0 | 0 | 0 | 0 | 0 | 0 | 0 | 0 | 0 | 0 | 0 | 0 | 0 | 0 | 0 | 0 | 0 | 0
0 | 0 | 0 | 0 | 0 | 0 | 0 | 0 | 0 | 0 | 0 | 0 | 0 | 0 | 0 | 0 | 0 | 0 | 0 | 0 | 0
0 | 0 | 0 | 0 | 0 | 0 | 0 | 0 | 0 | 0 | 0 | 0 | 0 | 0 | 0 | 0 | 0 | 0 | 0 | 0 | 0
0 | 0 | 0 | 0 | 0 | 0 | 0 | 0 | 0 | 0 | 0 | 0 | 0 | 0 | 0 | 0 | 0 | 0 | 0 | 0 | 0
0 | 0 | 0 | 0 | 0 | 0 | 0 | 0 | 0 | 0 | 0 | 0 | 0 | 0 | 0 | 0 | 0 | 0 | 0 | 0 | 0
0 | 0 | 0 | 0 | 0 | 0 | 0 | 0 | 0 | 0 | 0 | 0 | 0 | 0 | 0 | 0 | 0 | 0 | 0 | 0 | 0
0 | 0 | 0 | 0 | 0 | 0 | 0 | 0 | 0 | 0 | 0 | 0 | 0 | 0 | 0 | 0 | 0 | 0 | 0 | 0 | 0
0 | 0 | 0 | 0 | 0 | 0 | 0 | 0 | 0 | 0 | 0 | 0 | 0 | 0 | 0 | 0 | 0 | 0 | 0 | 0 | 0
0 | 0 | 0 | 0 | 0 | 0 | 0 | 0 | 0 | 0 | 0 | 0 | 0 | 0 | 0 | 0 | 0 | 0 | 0 | 0 | 0
0 | 0 | 0 | 0 | 0 | 0 | 0 | 0 | 0 | 0 | 0 | 0 | 0 | 0 | 0 | 0 | 0 | 0 | 0 | 0 | 0
0 | 0 | 0 | 0 | 0 | 0 | 0 | 0 | 0 | 0 | 0 | 0 | 0 | 0 | 0 | 0 | 0 | 0 | 0 | 0 | 0
0 | 0 | 0 | 0 | 0 | 0 | 0 | 0 | 0 | 0 | 0 | 0 | 0 | 0 | 0 | 0 | 0 | 0 | 0 | 0 | 0
0 | 0 | 0 | 0 | 0 | 0 | 0 | 0 | 0 | 0 | 0 | 0 | 0 | 0 | 0 | 0 | 0 | 0 | 0 | 0 | 0
0 | 0 | 0 | 0 | 0 | 0 | 0 | 0 | 0 | 0 | 0 | 0 | 0 | 0 | 0 | 0 | 0 | 0 | 0 | 0 | 0
0 | 0 | 0 | 0 | 0 | 0 | 0 | 0 | 0 | 0 | 0 | 0 | 0 | 0 | 0 | 0 | 0 | 0 | 0 | 0 | 0
0 | 0 | 0 | 0 | 0 | 0 | 0 | 0 | 0 | 0 | 0 | 0 | 0 | 0 | 0 | 0 | 0 | 0 | 0 | 0 | 0
0 | 0 | 0 | 0 | 0 | 0 | 0 | 0 | 0 | 0 | 0 | 0 | 0 | 0 | 0 | 0 | 0 | 0 | 0 | 0 | 0
0 | 0 | 0 | 0 | 0 | 0 | 0 | 0 | 0 | 0 | 0 | 0 | 0 | 0 | 0 | 0 | 0 | 0 | 0 | 0 | 0
0 | 0 | 0 | 0 | 0 | 0 | 0 | 0 | 0 | 0 | 0 | 0 | 0 | 0 | 0 | 0 | 0 | 0 | 0 | 0 | 0
0 | 0 | 0 | 0 | 0 | 0 | 0 | 0 | 0 | 0 | 0 | 0 | 0 | 0 | 0 | 0 | 0 | 0 | 0 | 0 | 0
0 | 0 | 0 | 0 | 0 | 0 | 0 | 0 | 0 | 0 | 0 | 0 | 0 | 0 | 0 | 0 | 0 | 0 | 0 | 0 | 0
0 | 0 | 0 | 0 | 0 | 0 | 0 | 0 | 0 | 0 | 0 | 0 | 0 | 0 | 0 | 0 | 0 | 0 | 0 | 0 | 0
0 | 0 | 0 | 0 | 0 | 0 | 0 | 0 | 0 | 0 | 0 | 0 | 0 | 0 | 0 | 0 | 0 | 0 | 0 | 0 | 0
0 | 0 | 0 | 0 | 0 | 0 | 0 | 0 | 0 | 0 | 0 | 0 | 0 | 0 | 0 | 0 | 0 | 0 | 0 | 0 | 0
0 | 0 | 0 | 0 | 0 | 0 | 0 | 0 | 0 | 0 | 0 | 0 | 0 | 0 | 0 | 0 | 0 | 0 | 0 | 0 | 0
0 | 0 | 0 | 0 | 0 | 0 | 0 | 0 | 0 | 0 | 0 | 0 | 0 | 0 | 0 | 0 | 0 | 0 | 0 | 0 | 0
0 | 0 | 0 | 0 | 0 | 0 | 0 | 0 | 0 | 0 | 0 | 0 | 0 | 0 | 0 | 0 | 0 | 0 | 0 | 0 | 0
0 | 0 | 0 | 0 | 0 | 0 | 0 | 0 | 0 | 0 | 0 | 0 | 0 | 0 | 0 | 0 | 0 | 0 | 0 | 0 | 0
0 | 0 | 0 | 0 | 0 | 0 | 0 | 0 | 0 | 0 | 0 | 0 | 0 | 0 | 0 | 0 | 0 | 0 | 0 | 0 | 0
0 | 0 | 0 | 0 | 0 | 0 | 0 | 0 | 0 | 0 | 0 | 0 | 0 | 0 | 0 | 0 | 0 | 0 | 0 | 0 | 0
0 | 0 | 0 | 0 | 0 | 0 | 0 | 0 | 0 | 0 | 0 | 0 | 0 | 0 | 0 | 0 | 0 | 0 | 0 | 0 | 0
0 | 0 | 0 | 0 | 0 | 0 | 0 | 0 | 0 | 0 | 0 | 0 | 0 | 0 | 0 | 0 | 0 | 0 | 0 | 0 | 0
0 | 0 | 0 | 0 | 0 | 0 | 0 | 0 | 0 | 0 | 0 | 0 | 0 | 0 | 0 | 0 | 0 | 0 | 0 | 0 | 0
0 | 0 | 0 | 0 | 0 | 0 | 0 | 0 | 0 | 0 | 0 | 0 | 0 | 0 | 0 | 0 | 0 | 0 | 0 | 0 | 0
0 | 0 | 0 | 0 | 0 | 0 | 0 | 0 | 0 | 0 | 0 | 0 | 0 | 0 | 0 | 0 | 0 | 0 | 0 | 0 | 0
0 | 0 | 0 | 0 | 0 | 0 | 0 | 0 | 0 | 0 | 0 | 0 | 0 | 0 | 0 | 0 | 0 | 0 | 0 | 0 | 0
0 | 0 | 0 | 0 | 0 | 0 | 0 | 0 | 0 | 0 | 0 | 0 | 0 | 0 | 0 | 0 | 0 | 0 | 0 | 0 | 0
0 | 0 | 0 | 0 | 0 | 0 | 0 | 0 | 0 | 0 | 0 | 0 | 0 | 0 | 0 | 0 | 0 | 0 | 0 | 0 | 0
0 | 0 | 0 | 0 | 0 | 0 | 0 | 0 | 0 | 0 | 0 | 0 | 0 | 0 | 0 | 0 | 0 | 0 | 0 | 0 | 0
0 | 0 | 0 | 0 | 0 | 0 | 0 | 0 | 0 | 0 | 0 | 0 | 0 | 0 | 0 | 0 | 0 | 0 | 0 | 0 | 0
0 | 0 | 0 | 0 | 0 | 0 | 0 | 0 | 0 | 0 | 0 | 0 | 0 | 0 | 0 | 0 | 0 | 0 | 0 | 0 | 0
0 | 0 | 0 | 0 | 0 | 0 | 0 | 0 | 0 | 0 | 0 | 0 | 0 | 0 | 0 | 0 | 0 | 0 | 0 | 0 | 0
0 | 0 | 0 | 0 | 0 | 0 | 0 | 0 | 0 | 0 | 0 | 0 | 0 | 0 | 0 | 0 | 0 | 0 | 0 | 0 | 0
0 | 0 | 0 | 0 | 0 | 0 | 0 | 0 | 0 | 0 | 0 | 0 | 0 | 0 | 0 | 0 | 0 | 0 | 0 | 0 | 0
0 | 0 | 0 | 0 | 0 | 0 | 0 | 0 | 0 | 0 | 0 | 0 | 0 | 0 | 0 | 0 | 0 | 0 | 0 | 0 | 0
0 | 0 | 0 | 0 | 0 | 0 | 0 | 0 | 0 | 0 | 0 | 0 | 0 | 0 | 0 | 0 | 0 | 0 | 0 | 0 | 0
0 | 0 | 0 | 0 | 0 | 0 | 0 | 0 | 0 | 0 | 0 | 0 | 0 | 0 | 0 | 0 | 0 | 0 | 0 | 0 | 0
0 | 0 | 0 | 0 | 0 | 0 | 0 | 0 | 0 | 0 | 0 | 0 | 0 | 0 | 0 | 0 | 0 | 0 | 0 | 0 | 0
0 | 0 | 0 | 0 | 0 | 0 | 0 | 0 | 0 | 0 | 0 | 0 | 0 | 0 | 0 | 0 | 0 | 0 | 0 | 0 | 0
0 | 0 | 0 | 0 | 0 | 0 | 0 | 0 | 0 | 0 | 0 | 0 | 0 | 0 | 0 | 0 | 0 | 0 | 0 | 0 | 0
0 | 0 | 0 | 0 | 0 | 0 | 0 | 0 | 0 | 0 | 0 | 0 | 0 | 0 | 0 | 0 | 0 | 0 | 0 | 0 | 0
0 | 0 | 0 | 0 | 0 | 0 | 0 | 0 | 0 | 0 | 0 | 0 | 0 | 0 | 0 | 0 | 0 | 0 | 0 | 0 | 0
0 | 0 | 0 | 0 | 0 | 0 | 0 | 0 | 0 | 0 | 0 | 0 | 0 | 0 | 0 | 0 | 0 | 0 | 0 | 0 | 0
0 | 0 | 0 | 0 | 0 | 0 | 0 | 0 | 0 | 0 | 0 | 0 | 0 | 0 | 0 | 0 | 0 | 0 | 0 | 0 | 0
0 | 0 | 0 | 0 | 0 | 0 | 0 | 0 | 0 | 0 | 0 | 0 | 0 | 0 | 0 | 0 | 0 | 0 | 0 | 0 | 0
0 | 0 | 0 | 0 | 0 | 0 | 0 | 0 | 0 | 0 | 0 | 0 | 0 | 0 | 0 | 0 | 0 | 0 | 0 | 0 | 0
0 | 0 | 0 | 0 | 0 | 0 | 0 | 0 | 0 | 0 | 0 | 0 | 0 | 0 | 0 | 0 | 0 | 0 | 0 | 0 | 0
0 | 0 | 0 | 0 | 0 | 0 | 0 | 0 | 0 | 0 | 0 | 0 | 0 | 0 | 0 | 0 | 0 | 0 | 0 | 0 | 0
0 | 0 | 0 | 0 | 0 | 0 | 0 | 0 | 0 | 0 | 0 | 0 | 0 | 0 | 0 | 0 | 0 | 0 | 0 | 0 | 0
0 | 0 | 0 | 0 | 0 | 0 | 0 | 0 | 0 | 0 | 0 | 0 | 0 | 0 | 0 | 0 | 0 | 0 | 0 | 0 | 0
0 | 0 | 0 | 0 | 0 | 0 | 0 | 0 | 0 | 0 | 0 | 0 | 0 | 0 | 0 | 0 | 0 | 0 | 0 | 0 | 0
0 | 0 | 0 | 0 | 0 | 0 | 0 | 0 | 0 | 0 | 0 | 0 | 0 | 0 | 0 | 0 | 0 | 0 | 0 | 0 | 0
0 | 0 | 0 | 0 | 0 | 0 | 0 | 0 | 0 | 0 | 0 | 0 | 0 | 0 | 0 | 0 | 0 | 0 | 0 | 0 | 0
0 | 0 | 0 | 0 | 0 | 0 | 0 | 0 | 0 | 0 | 0 | 0 | 0 | 0 | 0 | 0 | 0 | 0 | 0 | 0 | 0
0 | 0 | 0 | 0 | 0 | 0 | 0 | 0 | 0 | 0 | 0 | 0 | 0 | 0 | 0 | 0 | 0 | 0 | 0 | 0 | 0
0 | 0 | 0 | 0 | 0 | 0 | 0 | 0 | 0 | 0 | 0 | 0 | 0 | 0 | 0 | 0 | 0 | 0 | 0 | 0 | 0
0 | 0 | 0 | 0 | 0 | 0 | 0 | 0 | 0 | 0 | 0 | 0 | 0 | 0 | 0 | 0 | 0 | 0 | 0 | 0 | 0
0 | 0 | 0 | 0 | 0 | 0 | 0 | 0 | 0 | 0 | 0 | 0 | 0 | 0 | 0 | 0 | 0 | 0 | 0 | 0 | 0
0 | 0 | 0 | 0 | 0 | 0 | 0 | 0 | 0 | 0 | 0 | 0 | 0 | 0 | 0 | 0 | 0 | 0 | 0 | 0 | 0
0 | 0 | 0 | 0 | 0 | 0 | 0 | 0 | 0 | 0 | 0 | 0 | 0 | 0 | 0 | 0 | 0 | 0 | 0 | 0 | 0
0 | 0 | 0 | 0 | 0 | 0 | 0 | 0 | 0 | 0 | 0 | 0 | 0 | 0 | 0 | 0 | 0 | 0 | 0 | 0 | 0
0 | 0 | 0 | 0 | 0 | 0 | 0 | 0 | 0 | 0 | 0 | 0 | 0 | 0 | 0 | 0 | 0 | 0 | 0 | 0 | 0
0 | 0 | 0 | 0 | 0 | 0 | 0 | 0 | 0 | 0 | 0 | 0 | 0 | 0 | 0 | 0 | 0 | 0 | 0 | 0 | 0
0 | 0 | 0 | 0 | 0 | 0 | 0 | 0 | 0 | 0 | 0 | 0 | 0 | 0 | 0 | 0 | 0 | 0 | 0 | 0 | 0
0 | 0 | 0 | 0 | 0 | 0 | 0 | 0 | 0 | 0 | 0 | 0 | 0 | 0 | 0 | 0 | 0 | 0 | 0 | 0 | 0
0 | 0 | 0 | 0 | 0 | 0 | 0 | 0 | 0 | 0 | 0 | 0 | 0 | 0 | 0 | 0 | 0 | 0 | 0 | 0 | 0
0 | 0 | 0 | 0 | 0 | 0 | 0 | 0 | 0 | 0 | 0 | 0 | 0 | 0 | 0 | 0 | 0 | 0 | 0 | 0 | 0
0 | 0 | 0 | 0 | 0 | 0 | 0 | 0 | 0 | 0 | 0 | 0 | 0 | 0 | 0 | 0 | 0 | 0 | 0 | 0 | 0
0 | 0 | 0 | 0 | 0 | 0 | 0 | 0 | 0 | 0 | 0 | 0 | 0 | 0 | 0 | 0 | 0 | 0 | 0 | 0 | 0
0 | 0 | 0 | 0 | 0 | 0 | 0 | 0 | 0 | 0 | 0 | 0 | 0 | 0 | 0 | 0 | 0 | 0 | 0 | 0 | 0
0 | 0 | 0 | 0 | 0 | 0 | 0 | 0 | 0 | 0 | 0 | 0 | 0 | 0 | 0 | 0 | 0 | 0 | 0 | 0 | 0
0 | 0 | 0 | 0 | 0 | 0 | 0 | 0 | 0 | 0 | 0 | 0 | 0 | 0 | 0 | 0 | 0 | 0 | 0 | 0 | 0
0 | 0 | 0 | 0 | 0 | 0 | 0 | 0 | 0 | 0 | 0 | 0 | 0 | 0 | 0 | 0 | 0 | 0 | 0 | 0 | 0
0 | 0 | 0 | 0 | 0 | 0 | 0 | 0 | 0 | 0 | 0 | 0 | 0 | 0 | 0 | 0 | 0 | 0 | 0 | 0 | 0
0 | 0 | 0 | 0 | 0 | 0 | 0 | 0 | 0 | 0 | 0 | 0 | 0 | 0 | 0 | 0 | 0 | 0 | 0 | 0 | 0
0 | 0 | 0 | 0 | 0 | 0 | 0 | 0 | 0 | 0 | 0 | 0 | 0 | 0 | 0 | 0 | 0 | 0 | 0 | 0 | 0
0 | 0 | 0 | 0 | 0 | 0 | 0 | 0 | 0 | 0 | 0 | 0 | 0 | 0 | 0 | 0 | 0 | 0 | 0 | 0 | 0
0 | 0 | 0 | 0 | 0 | 0 | 0 | 0 | 0 | 0 | 0 | 0 | 0 | 0 | 0 | 0 | 0 | 0 | 0 | 0 | 0

## Output
Program Summary |  | Nominal | Present Value |  | Performance Earnings Basis |  |  |  | Avoided Cost Version
Proposer Name |  | Southern California Edison |  |  | Resource Benefit, net. |  | 194101649.0248 |  | 2008-05-10
Program Name |  | SCE Partnership Roll-up E3 Calculator - With Carbon Adder |  |  | Incr Measure Cost, net. |  | 68329676.3291 |  | 2008-05-22
Total Program Budget ($) |  | 114110263.6548 | 107151443.8248 |  | Program Incentive Cost, net |  | 0 |  | Base Year
[5 empty] | Program Admin Cost |  | 114110263.6548 |  | 2009
Net Participant Cost ($) |  | 79483017.5999 | 68329676.3291 |  | Performance Earnings Basis |  | 34438267.8173 |  | SCE PlannerTOU(1000)1e2.xls
Program Impacts | [9 empty] | Program Impacts (Gross)
| Annual Net kWh | Lifecycle Net kWh | Annual Net Therms | Lifecycle Net Therms | Net Jul-Sept Pk (kW) | Net Dec-Feb Pk (kW) | Net CEC (kW) | User Entered kW |  |  | Annual Gross kWh | Lifecycle Gross kWh | Annual Gross Therms | Lifecycle Gross Therms | User Entered kW
2009-2011 | 202457512.6816 | 2776925082.038 | -3977007.7582 | -55501691.0476 | 42362.3269 | 24390.8631 | 43933.2803 | 39986.2387 |  | 2009-2011 | 289225018.1166 | 3967035831.4829 | -5681439.6546 | -79288130.068 | 57123.1981
2012-2015 | 239257.2 | 3441856.6 | -4322.7461 | -60486.5319 | 68.6334 | 51.2231 | 51.9188 | 72.1921 |  | 2012-2015 | 341796 | 4916938 | -6175.3515 | -86409.3313 | 103.1316
Total 2009-2015 | 202696769.8816 | 2780366938.638 | -3981330.5043 | -55562177.5795 | 42430.9603 | 24442.0862 | 43985.1991 | 40058.4308 |  | Total 2009-2015 | 289566814.1166 | 3971952769.4829 | -5687615.0061 | -79374539.3992 | 57226.3297
Cost Effectiveness (Lifecycle Present Value Dollars)
|  | Benefits |  |  | Benefit - Cost
| Cost | Electric | Gas | Incentives | NPV | B/C Ratio | Notes
Program TRC ($) | 175481120.1538 | 219536611.4304 | -25434962.4057 | NA | 18620528.8709 | 1.1061 | *1
Program PAC ($) | 107151443.8248 | 219536611.4304 | -25434962.4057 | NA | 86950205.2 | 1.8115 | *1,2
Program RIM ($) | 305074515.7063 | 219536611.4304 | -25434962.4057 | NA | -110972866.6816 | 0.63624 | *1
*1 B/C Ratio is an approximation because any supply cost increases are treated as negative benefits rather than as a cost as in the Standard Practice Manual
*2 PAC benefits include environmental costs. This is to be consistent with the TRC benefits, but is not strictly consistent with the Standard Practice Manual.
Levelized Cost and Benefit (All Measures Installed through 2012)
| Discounted Savings |  |  |  | Benefit - Cost
| kWh | Therms | Cost | Benefits | NPV
TRC ($/kWh ) | 1453201866.7778 |  | 0.12769 | 0.15107 | 0.023386
PAC ($/kWh) | 1453201866.7778 |  | 0.083026 | 0.15107 | 0.068045
RIM ($/kWh) | 1453201866.7778 |  | 0.23744 | 0.15107 | -0.086371
TRC ($/therm) |  | -28896444.2552 | 0.63513 | 0.88021 | 0.24508
PAC ($/therm) |  | -28896444.2552 | 0.46725 | 0.88021 | 0.41296
RIM ($/therm) |  | -28896444.2552 | 1.3834 | 0.88021 | -0.50324
Emissions Reductions | [9 empty] | Emissions Reductions (Gross)
| Electric Reductions |  |  | Gas Reductions | [6 empty] | Electric Reductions |  |  | Gas Reductions
Annual Reductions | CO2 (tons) | NOX (lbs) | PM-10 (lbs) | CO2 (tons) | NOX (lbs) |  |  |  |  | Annual Reductions | CO2 (tons) | NOX (lbs) | PM-10 (lbs) | CO2 (tons) | NOX (lbs)
2009 | 28023.5976 | 7886.3324 | 3560.7002 | -4866.5302 | -8171.136 | * annual reductions are the units |  |  |  | 2009 | 40033.7109 | 11266.1891 | 5086.7146 | -6952.1861 | -11673.0514 | * annual reductions are the units
2010 | 45332.304 | 12793.3613 | 5755.4154 | -8639.78 | -14497.6139 | implemented in the year, times |  |  |  | 2010 | 64760.4342 | 18276.2305 | 8222.0219 | -12342.5428 | -20710.8769 | implemented in the year, times
2011 | 48918.7978 | 13774.2037 | 6214.7038 | -9759.1852 | -16372.8568 | the annual emission reduction |  |  |  | 2011 | 69883.9969 | 19677.4339 | 8878.1482 | -13941.6931 | -23389.7954 | the annual emission reduction
2012 | 143.0589 | 40.0173 | 18.2077 | -25.2881 | -42.3629 | for the measure. |  |  |  | 2012 | 204.3698 | 57.1676 | 26.0109 | -36.1258 | -60.5184 | for the measure.
2013 | 0 | 0 | 0 | 0 | 0 |  |  |  |  | 2013 | 0 | 0 | 0 | 0 | 0
2014 | 0 | 0 | 0 | 0 | 0 |  |  |  |  | 2014 | 0 | 0 | 0 | 0 | 0
2015 | 0 | 0 | 0 | 0 | 0 |  |  |  |  | 2015 | 0 | 0 | 0 | 0 | 0
Total Annual | 122417.7583 | 34493.9148 | 15549.027 | -23290.7834 | -39083.9695 |  |  |  |  | Total Annual | 174882.5119 | 49277.0211 | 22212.8957 | -33272.5478 | -55834.2422
Lifecycle Reductions | [9 empty] | Lifecycle Reductions
2009 | 380203.3997 | 106915.3615 | 48319.0896 | -68105.5847 | -114355.565 |  |  |  |  | 2009 | 543147.7138 | 152736.2307 | 69027.2709 | -97293.6924 | -163365.0929
2010 | 618338.8476 | 174217.933 | 78540.5969 | -119795.1106 | -201033.17 |  |  |  |  | 2010 | 883341.2108 | 248882.7614 | 112200.8527 | -171135.8723 | -287190.2428
2011 | 675267.2459 | 189825.4568 | 85826.0138 | -136784.1973 | -229493.5204 |  |  |  |  | 2011 | 964667.4941 | 271179.2241 | 122608.5911 | -195405.9962 | -327847.8862
2012 | 2062.4891 | 577.86 | 262.3841 | -353.8462 | -592.768 |  |  |  |  | 2012 | 2946.413 | 825.5143 | 374.8344 | -505.4946 | -846.8114
2013 | 0 | 0 | 0 | 0 | 0 |  |  |  |  | 2013 | 0 | 0 | 0 | 0 | 0
2014 | 0 | 0 | 0 | 0 | 0 |  |  |  |  | 2014 | 0 | 0 | 0 | 0 | 0
2015 | 0 | 0 | 0 | 0 | 0 |  |  |  |  | 2015 | 0 | 0 | 0 | 0 | 0
Total Lifecycle | 1675871.9822 | 471536.6113 | 212948.0844 | -325038.7388 | -545475.0234 |  |  |  |  | Total Lifecycle | 2394102.8317 | 673623.7305 | 304211.5491 | -464341.0555 | -779250.0334
Reductions based on total annual installations | [9 empty] | Reductions (Gross) based on total annual installations
| Annual Net kWh | Lifecycle Net kWh | Annual Net Therms | Lifecycle Net Therms | Net July-Sept Peak (kW) | Net Dec-Feb (kW) | Net CEC (kW) | User Entered kW | Net Annual NCP (kW) |  | Annual Gross kWh | Lifecycle Gross kWh | Annual Gross Therms | Lifecycle Gross Therms | User Entered kW
2009 | 46481613.8037 | 631280421.1333 | -831885.512 | -11641980.2875 | 10303.6718 | 5672.7921 | 10086.5102 | 9574.6092 | 8707.8011 | 2009 | 66402305.4338 | 901829173.0475 | -1188407.8742 | -16631400.4107 | 13678.0131
2010 | 74898223.3258 | 1023935652.0011 | -1476885.4624 | -20477796.6881 | 15375.6833 | 8888.2533 | 16252.9145 | 14564.8558 | 16064.6262 | 2010 | 106997461.894 | 1462765217.1444 | -2109836.3748 | -29253995.2687 | 20806.9368
2011 | 81077675.5521 | 1121709008.9037 | -1668236.7839 | -23381914.072 | 16682.9718 | 9829.8178 | 17593.8556 | 15846.7737 | 21689.5472 | 2011 | 115825250.7887 | 1602441441.291 | -2383195.4055 | -33402734.3886 | 22638.2481
2012 | 239257.2 | 3441856.6 | -4322.7461 | -60486.5319 | 68.6334 | 51.2231 | 51.9188 | 72.1921 | 11049.3641 | 2012 | 341796 | 4916938 | -6175.3515 | -86409.3313 | 103.1316
2013 | 0 | 0 | 0 | 0 | 0 | 0 | 0 | 0 | -538.9315 | 2013 | 0 | 0 | 0 | 0 | 0
2014 | 0 | 0 | 0 | 0 | 0 | 0 | 0 | 0 | -591.0433 | 2014 | 0 | 0 | 0 | 0 | 0
2015 | 0 | 0 | 0 | 0 | 0 | 0 | 0 | 0 | -318.811 | 2015 | 0 | 0 | 0 | 0 | 0
Total | 202696769.8816 | 2780366938.638 | -3981330.5043 | -55562177.5795 | 42430.9603 | 24442.0862 | 43985.1991 | 40058.4308 | 56062.5527 | Total | 289566814.1166 | 3971952769.4829 | -5687615.0061 | -79374539.3992 | 57226.3297
Net Impacts by Sector (All Measures Installed through 2012)
| Annual Net kWh | Lifecycle Net kWh | Annual Net Therms | Lifecycle Net Therms | Net July-Sept Peak (kW) | Net Dec-Feb (kW) | Net CEC (kW) | User Entered kW | TRC Lifecycle Net Benefits* ($)
Total | 102651494.6818 | 1304208286.4651 | -1699565.6618 | -20865145.7041 | 14364.917 | 10123.1949 | 22275.3743 | 14364.917 | 6974601.033
Residential | 4622929.4361 | 50386664.9067 | 0 | 0 | 921.5565 | 588.0658 | 1003.1757 | 921.5565 | -5556946.9258
Small_Office | 0 | 0 | 0 | 0 | 0 | 0 | 0 | 0 | 0
Large_Office | 0 | 0 | 0 | 0 | 0 | 0 | 0 | 0 | 0
Small_Retail_Store | 0 | 0 | 0 | 0 | 0 | 0 | 0 | 0 | 0
Large_Retail_Store | 0 | 0 | 0 | 0 | 0 | 0 | 0 | 0 | 0
Grocery_Store | 0 | 0 | 0 | 0 | 0 | 0 | 0 | 0 | 0
Food_Store | 0 | 0 | 0 | 0 | 0 | 0 | 0 | 0 | 0
Restaurant | 0 | 0 | 0 | 0 | 0 | 0 | 0 | 0 | 0
Fast_Food_Restaurant | 0 | 0 | 0 | 0 | 0 | 0 | 0 | 0 | 0
Sit_Down_Restaurant | 0 | 0 | 0 | 0 | 0 | 0 | 0 | 0 | 0
Storage_Building | 0 | 0 | 0 | 0 | 0 | 0 | 0 | 0 | 0
Refrigerated_Warehouse | 0 | 0 | 0 | 0 | 0 | 0 | 0 | 0 | 0
Non-Refrig._Warehouse | 0 | 0 | 0 | 0 | 0 | 0 | 0 | 0 | 0
Hotel_Motel | 0 | 0 | 0 | 0 | 0 | 0 | 0 | 0 | 0
Medical_Clinic | 0 | 0 | 0 | 0 | 0 | 0 | 0 | 0 | 0
School | 0 | 0 | 0 | 0 | 0 | 0 | 0 | 0 | 0
K_thru_12_School | 0 | 0 | 0 | 0 | 0 | 0 | 0 | 0 | 0
College_University | 0 | 0 | 0 | 0 | 0 | 0 | 0 | 0 | 0
Assembly | 0 | 0 | 0 | 0 | 0 | 0 | 0 | 0 | 0
Trans_Comm_Util | 0 | 0 | 0 | 0 | 0 | 0 | 0 | 0 | 0
Misc._Commercial | 90115451.0648 | 1145351051.4992 | -1699565.6618 | -20865145.7041 | 12104.6807 | 8234.4714 | 19555.0529 | 12104.6807 | 8829598.0109
Industrial | 1095685.7441 | 16435286.1612 | 0 | 0 | 259.7871 | 263.0598 | 237.7638 | 259.7871 | 526345.9072
Agricultural | 6817428.4369 | 92035283.8979 | 0 | 0 | 1078.8926 | 1037.5979 | 1479.382 | 1078.8926 | 3175604.0407
Hospital | 0 | 0 | 0 | 0 | 0 | 0 | 0 | 0 | 0
* Include program-level and admin costs allocated based to total gas and electric programs at the measure level.
Net Impacts by CPUC End Use Categories (All Measures Installed through 2012)
| Annual Net kWh | Lifecycle Net kWh | Annual Net Therms | Lifecycle Net Therms | Net July-Sept Peak (kW) | Net Dec-Feb Pk (kW) | Net CEC (kW) | User Entered kW | TRC Lifecycle Net Benefits* ($)
Total | 202696769.8816 | 2780366938.638 | -3981330.5043 | -55562177.5795 | 42430.9603 | 24442.0862 | 43985.1991 | 40058.4308 | 26902473.0615
Clothes Dryer | 0 | 0 | 0 | 0 | 0 | 0 | 0 | 0 | 0
Clothes Washer | 0 | 0 | 0 | 0 | 0 | 0 | 0 | 0 | 0
Consumer Electronics | 0 | 0 | 0 | 0 | 0 | 0 | 0 | 0 | 0
Cooking | 0 | 0 | 0 | 0 | 0 | 0 | 0 | 0 | 0
Dishwasher | 0 | 0 | 0 | 0 | 0 | 0 | 0 | 0 | 0
Other Appliance | 0 | 0 | 0 | 0 | 0 | 0 | 0 | 0 | 0
Office Equipment | 0 | 0 | 0 | 0 | 0 | 0 | 0 | 0 | 0
Building shell | 0 | 0 | 0 | 0 | 0 | 0 | 0 | 0 | 0
Space Cooling | 99794860.8962 | 1358601043.0213 | -1617294.4657 | -20751582.0514 | 22895.2528 | 7498.6789 | 21655.4848 | 21103.5484 | -4389252.9707
Space Heating | 0 | 0 | 0 | 0 | 0 | 0 | 0 | 0 | 0
Ventilation | 0 | 0 | 0 | 0 | 0 | 0 | 0 | 0 | 0
Interior Lighting | 76535370.9321 | 1106654683.5598 | -2212775.4142 | -32603051.096 | 15554.2952 | 13072.155 | 16608.1755 | 14973.4702 | 26801278.4414
Exterior Lighting | 4860600.1408 | 72783410.9983 | 0 | 0 | 0 | 0 | 1054.7502 | 0 | 1999284.4169
Daylighting | 0 | 0 | 0 | 0 | 0 | 0 | 0 | 0 | 0
Motors | 0 | 0 | 0 | 0 | 0 | 0 | 0 | 0 | 0
Process | 1095685.7441 | 16435286.1612 | 0 | 0 | 259.7871 | 263.0598 | 237.7638 | 259.7871 | 526345.9072
Compressed Air | 0 | 0 | 0 | 0 | 0 | 0 | 0 | 0 | 0
Food Processor | 0 | 0 | 0 | 0 | 0 | 0 | 0 | 0 | 0
Refrigeration | 5142793.3315 | 76496789.3994 | -132037.9826 | -1979428.1874 | 761.6514 | 708.3358 | 1115.9862 | 761.6514 | 1586021.7568
Freezers | 0 | 0 | 0 | 0 | 0 | 0 | 0 | 0 | 0
Pumps | 6817428.4369 | 92035283.8979 | 0 | 0 | 1078.8926 | 1037.5979 | 1479.382 | 1078.8926 | 3175604.0407
Pool Pump | 4096680 | 40966800 | 0 | 0 | 554.68 | 554.68 | 888.9796 | 554.68 | -2994525.9935
Domestic Hot Water | 0 | 0 | 0 | 0 | 0 | 0 | 0 | 0 | 0
Water Heating | 0 | 0 | 0 | 0 | 0 | 0 | 0 | 0 | 0
Other | 4353350.4 | 16393641.6 | -19222.6418 | -228116.2446 | 1326.4011 | 1307.5788 | 944.677 | 1326.4011 | 197717.4628
* Include program-level and admin costs allocated based to total gas and electric programs at the measure level.
Net Impacts by Climate Zone (All Measures Installed through 2012)
| Annual Net kWh | Lifecycle Net kWh | Annual Net Therms | Lifecycle Net Therms | Net July-Sept Peak (kW) | Net dec-Feb Pk (kW) | Net CEC (kW) | User Entered kW | TRC Lifecycle Net Benefits* ($)
Total | 202696769.8816 | 2780366938.638 | -3981330.5043 | -3981330.5043 | 42430.9603 | 24442.0862 | 43985.1991 | 43985.1991 | 26902473.0615
6 | 0 | 0 | 0 | 0 | 0 | 0 | 0 | 0 | 0
8 | 0 | 0 | 0 | 0 | 0 | 0 | 0 | 0 | 0
9 | 0 | 0 | 0 | 0 | 0 | 0 | 0 | 0 | 0
10 | 0 | 0 | 0 | 0 | 0 | 0 | 0 | 0 | 0
13 | 0 | 0 | 0 | 0 | 0 | 0 | 0 | 0 | 0
14 | 0 | 0 | 0 | 0 | 0 | 0 | 0 | 0 | 0
15 | 0 | 0 | 0 | 0 | 0 | 0 | 0 | 0 | 0
16 | 0 | 0 | 0 | 0 | 0 | 0 | 0 | 0 | 0
System | 202696769.8816 | 2780366938.638 | -3981330.5043 | -3981330.5043 | 42430.9603 | 24442.0862 | 43985.1991 | 43985.1991 | 26902473.0615
0 | 0 | 0 | 0 | 0 | 0 | 0 | 0 | 0 | 0
0 | 0 | 0 | 0 | 0 | 0 | 0 | 0 | 0 | 0
* Include program-level and admin costs allocated based to total gas and electric programs at the measure level.
Persistent reductions in the summer (3rd Qtr) or winter (4th Qtr) of each year
| Net July-Sept Peak (kW) | Net Annual Dec-Feb (kW)
2009 | 5151.8359 | 5672.7921
2010 | 17991.5135 | 14561.0454
2011 | 34020.841 | 24390.8631
2012 | 42160.8725 | 23968.6074
2013 | 41688.3191 | 23471.1748
2014 | 41172.1474 | 22971.9612
2015 | 40896.8131 | 22957.454
2016 | 40896.8131 | 22957.454
Monthly Impacts
First Year for Impact Table: | 2009
| Quarter | Monthly Five Hour Avg or TOU Peak | Net Monthly NCP (kW) |  | Monthly Net kWh | Monthly Net Therms
2009-01-01 | 1 | 0 | 0 |  | 0 | 0
2009-02-01 | 1 | 0 | 0 |  | 0 | 0
2009-03-01 | 1 | 0 | 0 |  | 0 | 0
2009-04-01 | 2 | 1226.8137 | 2406.683 |  | 785729.7251 | -17978.7935
2009-05-01 | 2 | 1993.7425 | 2392.3127 |  | 838750.5795 | -17978.7935
2009-06-01 | 2 | 1597.5348 | 3004.7022 |  | 1261963.1079 | -17978.7935
2009-07-01 | 3 | 5194.3387 | 6323.7913 |  | 2744274.9647 | -35957.5869
2009-08-01 | 3 | 5296.4979 | 6547.7253 |  | 2793722.9588 | -35957.5869
2009-09-01 | 3 | 4964.6711 | 7179.0416 |  | 2709002.2062 | -35957.5869
2009-10-01 | 4 | 4497.8621 | 8707.8011 |  | 2671772.1925 | -50049.3086
2009-11-01 | 4 | 4260.7807 | 7177.3487 |  | 2289591.1722 | -50049.3086
2009-12-01 | 4 | 4092.2089 | 6079.5702 |  | 2169271.0625 | -50049.3086
2010-01-01 | 5 | 5959.4602 | 8271.3273 |  | 2951201.2483 | -66732.4115
2010-02-01 | 5 | 5602.6375 | 8932.3919 |  | 2908550.4904 | -66732.4115
2010-03-01 | 5 | 4952.2835 | 8364.0879 |  | 3075914.9153 | -66732.4115
2010-04-01 | 6 | 6811.0468 | 13252.7366 |  | 4403114.6205 | -103521.6877
2010-05-01 | 6 | 11048.0611 | 13168.6456 |  | 4691681.1496 | -103521.6877
2010-06-01 | 6 | 8903.3708 | 16505.2532 |  | 7117779.8458 | -103521.6877
2010-07-01 | 7 | 18094.3267 | 21922.5062 |  | 9912904.4369 | -135128.2016
2010-08-01 | 7 | 18525.3205 | 22719.889 |  | 10085185.3924 | -135128.2016
2010-09-01 | 7 | 17354.8933 | 24772.4272 |  | 9800960.8365 | -135128.2016
2010-10-01 | 8 | 12919.6984 | 24389.0448 |  | 7784464.2362 | -156523.5527
2010-11-01 | 8 | 12362.8493 | 20368.3215 |  | 6732732.3266 | -156523.5527
2010-12-01 | 8 | 11888.0046 | 17430.5365 |  | 6398350.9947 | -156523.5527
2011-01-01 | 9 | 15297.3639 | 20971.3912 |  | 7717595.3518 | -186453.9331
2011-02-01 | 9 | 14353.8589 | 22489.2728 |  | 7597424.2631 | -186453.9331
2011-03-01 | 9 | 12692.7404 | 21229.0152 |  | 8032921.8126 | -186453.9331
2011-04-01 | 10 | 14600.4011 | 28145.4228 |  | 9563075.6655 | -233934.229
2011-05-01 | 10 | 23692.41 | 27950.0019 |  | 10167000.3299 | -233934.229
2011-06-01 | 10 | 19171.4179 | 34866.3996 |  | 15542509.9533 | -233934.229
2011-07-01 | 11 | 34133.5607 | 41247.3023 |  | 19065687.5283 | -269527.2287
2011-08-01 | 11 | 35095.2959 | 42810.7788 |  | 19394920.5616 | -269527.2287
2011-09-01 | 11 | 32833.6664 | 46461.9744 |  | 18872470.7392 | -269527.2287
2011-10-01 | 12 | 22836.8785 | 42677.4185 |  | 13816854.1666 | -288204.5319
2011-11-01 | 12 | 21979.1807 | 35907.9744 |  | 11981388.9558 | -288204.5319
2011-12-01 | 12 | 21141.555 | 30877.6598 |  | 11392915.177 | -288204.5319
2012-01-01 | 13 | 25647.1356 | 35090.4904 |  | 12926140.5109 | -322121.3982
2012-02-01 | 13 | 24014.0182 | 37510.8792 |  | 12712053.8111 | -322121.3982
2012-03-01 | 13 | 21182.3847 | 35558.8399 |  | 13463110.604 | -322121.3982
2012-04-01 | 14 | 20739.5997 | 40088.8877 |  | 13675332.556 | -340803.2854
2012-05-01 | 14 | 33874.4045 | 39799.3325 |  | 14536856.3078 | -340803.2854
2012-06-01 | 14 | 27263.8964 | 49470.47 |  | 22159816.8323 | -340803.2854
2012-07-01 | 15 | 42266.7559 | 51073.8139 |  | 23731046.0197 | -340873.346
2012-08-01 | 15 | 43530.2272 | 53052.7876 |  | 24143737.5622 | -340873.346
2012-09-01 | 15 | 40685.6344 | 57511.3385 |  | 23498261.1124 | -340873.346
2012-10-01 | 16 | 25059.9136 | 47010.0327 |  | 15265147.9224 | -322351.5766
2012-11-01 | 16 | 24129.2979 | 39547.5435 |  | 13229350.9007 | -322351.5766
2012-12-01 | 16 | 23200.02 | 33985.3159 |  | 12575855.3803 | -322351.5766
2013-01-01 | 17 | 25222.8651 | 34611.5425 |  | 12800177.171 | -322421.6373
2013-02-01 | 17 | 23590.8562 | 37051.2211 |  | 12588239.0705 | -322421.6373
2013-03-01 | 17 | 20766.5647 | 35101.1194 |  | 13338245.1038 | -322421.6373
2013-04-01 | 18 | 20311.9537 | 39588.9517 |  | 13539141.4167 | -340993.4707
2013-05-01 | 18 | 33411.8908 | 39302.5407 |  | 14398013.3999 | -340993.4707
2013-06-01 | 18 | 26845.9744 | 48964.7191 |  | 22014130.0151 | -340993.4707
2013-07-01 | 19 | 41797.8802 | 50545.8864 |  | 23573848.7373 | -340970.6755
2013-08-01 | 19 | 43051.8253 | 52517.5434 |  | 23985594.0385 | -340970.6755
2013-09-01 | 19 | 40215.2518 | 56972.407 |  | 23341510.8303 | -340970.6755
2013-10-01 | 20 | 24578.9241 | 46463.8419 |  | 15112745.2162 | -322356.0503
2013-11-01 | 20 | 23648.7202 | 39009.8633 |  | 13079940.6492 | -322356.0503
2013-12-01 | 20 | 22722.8548 | 33453.0051 |  | 12427760.1425 | -322356.0503
2014-01-01 | 21 | 24721.4528 | 34027.7536 |  | 12645082.8616 | -322333.2552
2014-02-01 | 21 | 23092.8745 | 36495.163 |  | 12436174.617 | -322333.2552
2014-03-01 | 21 | 20280.874 | 34547.933 |  | 13183843.8889 | -322333.2552
2014-04-01 | 22 | 19838.7857 | 39025.1634 |  | 13384349.3204 | -340902.29
2014-05-01 | 22 | 32893.2211 | 38742.5018 |  | 14239795.3926 | -340902.29
2014-06-01 | 22 | 26373.0886 | 48384.0944 |  | 21841848.7094 | -340902.29
2014-07-01 | 23 | 41285.8985 | 49967.8238 |  | 23398070.3244 | -340879.4948
2014-08-01 | 23 | 42528.701 | 51930.9664 |  | 23808672.5604 | -340879.4948
2014-09-01 | 23 | 39701.8425 | 56381.3637 |  | 23166282.4681 | -340879.4948
2014-10-01 | 24 | 24080.0641 | 45893.6782 |  | 14953020.3572 | -322264.8697
2014-11-01 | 24 | 23150.2841 | 38449.3057 |  | 12923661.9995 | -322264.8697
2014-12-01 | 24 | 22228.2238 | 32898.5773 |  | 12272982.2472 | -322264.8697
2015-01-01 | 25 | 24218.153 | 33440.3761 |  | 12489066.4739 | -322242.0745
2015-02-01 | 25 | 22593.1645 | 35936.4214 |  | 12283231.4143 | -322242.0745
2015-03-01 | 25 | 19793.7416 | 33992.0729 |  | 13028457.2085 | -322242.0745
2015-04-01 | 26 | 19473.8864 | 38579.4682 |  | 13260324.0073 | -340811.1093
2015-05-01 | 26 | 32483.0361 | 38300.0608 |  | 14112637.3204 | -340811.1093
2015-06-01 | 26 | 26009.6687 | 47926.1114 |  | 21704663.6379 | -340811.1093
2015-07-01 | 27 | 41013.3455 | 49658.2013 |  | 23301912.9606 | -340811.1093
2015-08-01 | 27 | 42248.4231 | 51614.4653 |  | 23711590.9512 | -340811.1093
2015-09-01 | 27 | 39428.6707 | 56062.5527 |  | 23070221.1776 | -340811.1093
2015-10-01 | 28 | 23941.5667 | 45727.4731 |  | 14904351.6429 | -322219.2793
2015-11-01 | 28 | 23011.2351 | 38286.9493 |  | 12876936.4684 | -322219.2793
2015-12-01 | 28 | 22090.4962 | 32738.7478 |  | 12227065.9291 | -322219.2793

## Input
| SCE PlannerTOU(1000)1e2.xls |  |  |  | Program Budget ($) |  |  | NPV Factor for lump-sum admin costs: | 100%
a. Administrative Costs
| Proposer General Information |  |  |  | a.i. Overhead and G&A | 9387270.9078 | d. Incentives and Rebates ($) | Nominal | NPV
| Proposer Name |  | Southern California Edison |  | a.ii. Other Admin costs | 8127103 | d.i. User Input Incentive | 8281944.1906 | 8281944.1906
| Program Name |  | SCE Partnership Roll-up E3 Calculator - With Carbon Adder |  | b. Marketing/Outreach | 1940811 | d.ii. Rebate | 49229061.8531 | 42270242.0231
| Service Territory |  | SCE |  | c. Direct Implementation (non incentive) |  | d.iii. Direct Install Labor | 0 | 0
| First Year of Program Implementation |  |  | 2009 | c.i. Activity | 27012986 | d.iv. Direct Install Materials | 0 | 0
| Contact Information |  |  |  | c.ii. Installation | 0 | d.v. Upstream payments | 0 | 0
| Name |  | Don Arambula |  | c.iii. Hardware & Materials | 0 | Subtotal Direct Install | 57511006.0438 | 50552186.2138
| Address |  | 6042 N. Irwindale Ave, Blg. A |  | c.iv. Rebate Processing and Inspection | 2516823
| ZIP code |  | 91702 |  | d. Total Incentives and Rebates | 57511006.0438
| Telephone |  | 626-633-3146 |  | e. EM&V | 7614263.7032 | f. Costs recovered from other sources |  | 0
| Email |  | don.arambula@sce.com |  | Total | 114110263.6548 | Program Budget w/ Other Costs (a to f) | 114110263.6548 | 107151443.8248
Quarterly Installation Schedule
| Program Inputs |  |  |  | CO2 Cost Scenario | 2 | (1 = 2006 Adopted costs, 2 = $30/tonne Scearnio) |  |  |  |  | Transfer | Admin | Admin | Admin | [9 empty] | Placeholders, not currently used | [7 empty] | Annual Installation Schedule | [7 empty] | 2009 |  |  |  | 2010 |  |  |  | 2011 |  |  |  | 2012 |  |  |  | 2013 |  |  |  | 2014 |  |  |  | 2015
| Measure Name | DEER RunID | Climate Zone | Target sector | Measure Electric End Use Shape | CZ, Sector, Measure combination found? | Measure Type (To Look up Measure Life) | Program Type (To look up Net-to-gross Ratio) | Unit Definition (e.g. homes) | Program Type (NEW/ROB or Early Repl(RET)) | Gross Measure Cost ($/unit) | Rebate to end use customer or its assignee ($/unit) | Incentives to entities other than the end use customer or its assignee($/unit) | Direct Install Labor ($/unit) | Direct Install Material ($/unit) | Participant cost ($/unit) | Gross Unit Annual Electricity Savings (kwh/unit) | Electric Rate Schedule | Demand Scaler | User Entered kW Savings per unit (kW/unit) | Gross Unit Annual Gas Savings (therm/unit) | Gas Sector | Gas Rate Schedule | Gas Savings Profile | Avg remaining life on replaced units (yrs) | Early retrofit incremental kWh savings (kWh/unit) | Early retrofit incremental kW savings (kW/unit) | Early retrofit incremental Th savings (Th/unit) | Combustion Type | Effective Useful Life (years) | Net-to-Gross Ratio | % Eligible for TOU AC adjustment | 2009 | 2010 | 2011 | 2012 | 2013 | 2014 | 2015 |  | Qtr 1 | Qtr 2 | Qtr 3 | Qtr 4 | Qtr 1 | Qtr 2 | Qtr 3 | Qtr 4 | Qtr 1 | Qtr 2 | Qtr 3 | Qtr 4 | Qtr 1 | Qtr 2 | Qtr 3 | Qtr 4 | Qtr 1 | Qtr 2 | Qtr 3 | Qtr 4 | Qtr 1 | Qtr 2 | Qtr 3 | Qtr 4 | Qtr 1 | Qtr 2 | Qtr 3 | Qtr 4 | Total Number of Units | Comments
SCE Partnership Roll-up E3 Calculator - With Carbon Adder | RESIDENTIAL | [16 empty] | System | #N/A | [21 empty] | 0 | 0 | 0 | 0 | 0 | 0 | 0 | 0 | 0 | 0 | 0 | 0 | 0 | 0 | 0 | 0 | 0 | 0 | 0 | 0 | 0 | 0 | 0 | 0 | 0 | 0 | 0 | 0 | 0
SCE Partnership Roll-up E3 Calculator - With Carbon Adder | DEEMED MEASURES | [16 empty] | System | #N/A | [21 empty] | 0 | 0 | 0 | 0 | 0 | 0 | 0 | 0 | 0 | 0 | 0 | 0 | 0 | 0 | 0 | 0 | 0 | 0 | 0 | 0 | 0 | 0 | 0 | 0 | 0 | 0 | 0 | 0 | 0
SCE Partnership Roll-up E3 Calculator - With Carbon Adder | Appliances | [16 empty] | System | #N/A | [21 empty] | 0 | 0 | 0 | 0 | 0 | 0 | 0 | 0 | 0 | 0 | 0 | 0 | 0 | 0 | 0 | 0 | 0 | 0 | 0 | 0 | 0 | 0 | 0 | 0 | 0 | 0 | 0 | 0 | 0
SCE Partnership Roll-up E3 Calculator - With Carbon Adder | Laundry & Kitchen | [14 empty] | 0 |  | System | #N/A | [21 empty] | 0 | 0 | 0 | 0 | 0 | 0 | 0 | 0 | 0 | 0 | 0 | 0 | 0 | 0 | 0 | 0 | 0 | 0 | 0 | 0 | 0 | 0 | 0 | 0 | 0 | 0 | 0 | 0 | 0
SCE Partnership Roll-up E3 Calculator - With Carbon Adder | Refrigerators | [14 empty] | 0 |  | System | #N/A | [21 empty] | 0 | 0 | 0 | 0 | 0 | 0 | 0 | 0 | 0 | 0 | 0 | 0 | 0 | 0 | 0 | 0 | 0 | 0 | 0 | 0 | 0 | 0 | 0 | 0 | 0 | 0 | 0 | 0 | 0
SCE Partnership Roll-up E3 Calculator - With Carbon Adder | Appliances Recycling | [16 empty] | System | #N/A | [21 empty] | 0 | 0 | 0 | 0 | 0 | 0 | 0 | 0 | 0 | 0 | 0 | 0 | 0 | 0 | 0 | 0 | 0 | 0 | 0 | 0 | 0 | 0 | 0 | 0 | 0 | 0 | 0 | 0 | 0
SCE Partnership Roll-up E3 Calculator - With Carbon Adder | Refrigerators/Freezers | [14 empty] | 0 |  | System | #N/A | [21 empty] | 0 | 0 | 0 | 0 | 0 | 0 | 0 | 0 | 0 | 0 | 0 | 0 | 0 | 0 | 0 | 0 | 0 | 0 | 0 | 0 | 0 | 0 | 0 | 0 | 0 | 0 | 0 | 0 | 0
SCE Partnership Roll-up E3 Calculator - With Carbon Adder | Room A/C | [16 empty] | System | #N/A | [21 empty] | 0 | 0 | 0 | 0 | 0 | 0 | 0 | 0 | 0 | 0 | 0 | 0 | 0 | 0 | 0 | 0 | 0 | 0 | 0 | 0 | 0 | 0 | 0 | 0 | 0 | 0 | 0 | 0 | 0
SCE Partnership Roll-up E3 Calculator - With Carbon Adder | Other | [16 empty] | System | #N/A | [21 empty] | 0 | 0 | 0 | 0 | 0 | 0 | 0 | 0 | 0 | 0 | 0 | 0 | 0 | 0 | 0 | 0 | 0 | 0 | 0 | 0 | 0 | 0 | 0 | 0 | 0 | 0 | 0 | 0 | 0
SCE Partnership Roll-up E3 Calculator - With Carbon Adder | Residential Audits | DEER 2008 or SCE Workpaper | System | RES | DEER:Indoor_CFL_Ltg | TRUE | 3 | 70% |  |  | 0 | 0 | 0 | 0 | 0 | 0 | 611.7 | System | kWh | 0.132 | 0 | Residential | System | Winter Only |  |  |  |  | Residential Furnaces (<0.3):Uncontrolled | 3 | 70% | 0% | 400 | 500 | 500 | 0 | 0 | 0 | 0 |  | 100 | 100 | 100 | 100 | 125 | 125 | 125 | 125 | 125 | 125 | 125 | 125 | 0 | 0 | 0 | 0 | 0 | 0 | 0 | 0 | 0 | 0 | 0 | 0 | 0 | 0 | 0 | 0 | 1400
SCE Partnership Roll-up E3 Calculator - With Carbon Adder | Consumer Electronics | [16 empty] | System | #N/A | [21 empty] | 0 | 0 | 0 | 0 | 0 | 0 | 0 | 0 | 0 | 0 | 0 | 0 | 0 | 0 | 0 | 0 | 0 | 0 | 0 | 0 | 0 | 0 | 0 | 0 | 0 | 0 | 0 | 0 | 0
SCE Partnership Roll-up E3 Calculator - With Carbon Adder | Entertainment | [14 empty] | 0 |  | System | #N/A | [21 empty] | 0 | 0 | 0 | 0 | 0 | 0 | 0 | 0 | 0 | 0 | 0 | 0 | 0 | 0 | 0 | 0 | 0 | 0 | 0 | 0 | 0 | 0 | 0 | 0 | 0 | 0 | 0 | 0 | 0
SCE Partnership Roll-up E3 Calculator - With Carbon Adder | Home Office | [14 empty] | 0 |  | System | #N/A | [21 empty] | 0 | 0 | 0 | 0 | 0 | 0 | 0 | 0 | 0 | 0 | 0 | 0 | 0 | 0 | 0 | 0 | 0 | 0 | 0 | 0 | 0 | 0 | 0 | 0 | 0 | 0 | 0 | 0 | 0
SCE Partnership Roll-up E3 Calculator - With Carbon Adder | Other | [16 empty] | System | #N/A | [21 empty] | 0 | 0 | 0 | 0 | 0 | 0 | 0 | 0 | 0 | 0 | 0 | 0 | 0 | 0 | 0 | 0 | 0 | 0 | 0 | 0 | 0 | 0 | 0 | 0 | 0 | 0 | 0 | 0 | 0
SCE Partnership Roll-up E3 Calculator - With Carbon Adder | Water Heating | [16 empty] | System | #N/A | [21 empty] | 0 | 0 | 0 | 0 | 0 | 0 | 0 | 0 | 0 | 0 | 0 | 0 | 0 | 0 | 0 | 0 | 0 | 0 | 0 | 0 | 0 | 0 | 0 | 0 | 0 | 0 | 0 | 0 | 0
SCE Partnership Roll-up E3 Calculator - With Carbon Adder | Efficiency | [14 empty] | 0 |  | System | #N/A | [21 empty] | 0 | 0 | 0 | 0 | 0 | 0 | 0 | 0 | 0 | 0 | 0 | 0 | 0 | 0 | 0 | 0 | 0 | 0 | 0 | 0 | 0 | 0 | 0 | 0 | 0 | 0 | 0 | 0 | 0
SCE Partnership Roll-up E3 Calculator - With Carbon Adder | Use Reduction | [14 empty] | 0 |  | System | #N/A | [21 empty] | 0 | 0 | 0 | 0 | 0 | 0 | 0 | 0 | 0 | 0 | 0 | 0 | 0 | 0 | 0 | 0 | 0 | 0 | 0 | 0 | 0 | 0 | 0 | 0 | 0 | 0 | 0 | 0 | 0
SCE Partnership Roll-up E3 Calculator - With Carbon Adder | Pool Pump | DEER 2008 or SCE Workpaper | System | Residential | Residential Pool Pumps | TRUE | 10 | 70% |  |  | 1537.5 | 500 | 0 | 0 | 0 | 1037.5 | 1125.4615 | System | kW | 0.15238 | 0 | Residential | System | Winter Only |  |  |  |  | Residential Furnaces (<0.3):Uncontrolled | 10 | 70% | 0% | 1400 | 2400 | 1400 | 0 | 0 | 0 | 0 |  | 350 | 350 | 350 | 350 | 600 | 600 | 600 | 600 | 350 | 350 | 350 | 350 | 0 | 0 | 0 | 0 | 0 | 0 | 0 | 0 | 0 | 0 | 0 | 0 | 0 | 0 | 0 | 0 | 5200
SCE Partnership Roll-up E3 Calculator - With Carbon Adder | Residential Other | DEER 2008 or SCE Workpaper | System | Residential | AC_Cooling-RC | TRUE | 17.9 | 70% |  |  | 39.9876 | 8.4212 | 0 | 0 | 0 | 31.5664 | 6.3742 | System | kW | 0.0044438 | 0 | Residential | System | Winter Only |  |  |  |  | Residential Furnaces (<0.3):Uncontrolled | 17.9 | 70% | 0% | 34341 | 41800 | 41800 | 0 | 0 | 0 | 0 |  | 8585.25 | 8585.25 | 8585.25 | 8585.25 | 10450 | 10450 | 10450 | 10450 | 10450 | 10450 | 10450 | 10450 | 0 | 0 | 0 | 0 | 0 | 0 | 0 | 0 | 0 | 0 | 0 | 0 | 0 | 0 | 0 | 0 | 117941
SCE Partnership Roll-up E3 Calculator - With Carbon Adder | HVAC | [16 empty] | System | #N/A | [21 empty] | 0 | 0 | 0 | 0 | 0 | 0 | 0 | 0 | 0 | 0 | 0 | 0 | 0 | 0 | 0 | 0 | 0 | 0 | 0 | 0 | 0 | 0 | 0 | 0 | 0 | 0 | 0 | 0 | 0
SCE Partnership Roll-up E3 Calculator - With Carbon Adder | New Room AC | DEER 2008 or SCE Workpaper | System | RES | DEER:HVAC_Eff_AC | TRUE | 9 | 70% |  |  | 242.39 | 75 | 0 | 0 | 0 | 167.39 | 293.5 | System | kWh | 0.132 | -0.64843 | Residential | System | Winter Only |  |  |  |  | Residential Furnaces (<0.3):Uncontrolled | 9 | 70% | 0% | 550 | 600 | 600 | 0 | 0 | 0 | 0 |  | 137.5 | 137.5 | 137.5 | 137.5 | 150 | 150 | 150 | 150 | 150 | 150 | 150 | 150 | 0 | 0 | 0 | 0 | 0 | 0 | 0 | 0 | 0 | 0 | 0 | 0 | 0 | 0 | 0 | 0 | 1750
SCE Partnership Roll-up E3 Calculator - With Carbon Adder | New Package, Split System AC, etc. | DEER 2008 or SCE Workpaper | System | RES | DEER:HVAC_Eff_AC | TRUE | 15 | 70% |  |  | 424.7919 | 134.4724 | 0 | 0 | 0 | 290.3196 | 270.3152 | System | kWh | 0.14593 | -0.64843 | Residential | System | Winter Only |  |  |  |  | Residential Furnaces (<0.3):Uncontrolled | 15 | 70% | 0% | 5963 | 7400 | 7400 | 0 | 0 | 0 | 0 |  | 1490.75 | 1490.75 | 1490.75 | 1490.75 | 1850 | 1850 | 1850 | 1850 | 1850 | 1850 | 1850 | 1850 | 0 | 0 | 0 | 0 | 0 | 0 | 0 | 0 | 0 | 0 | 0 | 0 | 0 | 0 | 0 | 0 | 20763
SCE Partnership Roll-up E3 Calculator - With Carbon Adder | Repair & Maintenance | DEER 2008 or SCE Workpaper | System | RES | DEER:HVAC_Refrig_Charge | TRUE | 10 | 70% |  |  | 47.3158 | 37.5 | 0 | 0 | 0 | 9.8158 | 508.9538 | System | kWh | 0.36306 | 11.2987 | Residential | System | Winter Only |  |  |  |  | Residential Furnaces (<0.3):Uncontrolled | 10 | 70% | 0% | 2500 | 2940 | 2940 | 0 | 0 | 0 | 0 |  | 625 | 625 | 625 | 625 | 735 | 735 | 735 | 735 | 735 | 735 | 735 | 735 | 0 | 0 | 0 | 0 | 0 | 0 | 0 | 0 | 0 | 0 | 0 | 0 | 0 | 0 | 0 | 0 | 8380
SCE Partnership Roll-up E3 Calculator - With Carbon Adder | HVAC Ducts | DEER 2008 or SCE Workpaper | System | RES | DEER:HVAC_Duct_Sealing | TRUE | 18 | 70% |  |  | 265.4038 | 126.9062 | 0 | 0 | 0 | 138.4976 | 124.1508 | System | kWh | 0.12068 | 10.5999 | Residential | System | Winter Only |  |  |  |  | Residential Furnaces (<0.3):Uncontrolled | 18 | 70% | 0% | 2402 | 3350 | 3350 | 0 | 0 | 0 | 0 |  | 600.5 | 600.5 | 600.5 | 600.5 | 837.5 | 837.5 | 837.5 | 837.5 | 837.5 | 837.5 | 837.5 | 837.5 | 0 | 0 | 0 | 0 | 0 | 0 | 0 | 0 | 0 | 0 | 0 | 0 | 0 | 0 | 0 | 0 | 9102
SCE Partnership Roll-up E3 Calculator - With Carbon Adder | HVAC Envelope | [14 empty] | 0 |  | System | #N/A | [12 empty] | 0% | [8 empty] | 0 | 0 | 0 | 0 | 0 | 0 | 0 | 0 | 0 | 0 | 0 | 0 | 0 | 0 | 0 | 0 | 0 | 0 | 0 | 0 | 0 | 0 | 0 | 0 | 0 | 0 | 0 | 0 | 0
SCE Partnership Roll-up E3 Calculator - With Carbon Adder | HVAC Install - Operation | [16 empty] | System | #N/A | [21 empty] | 0 | 0 | 0 | 0 | 0 | 0 | 0 | 0 | 0 | 0 | 0 | 0 | 0 | 0 | 0 | 0 | 0 | 0 | 0 | 0 | 0 | 0 | 0 | 0 | 0 | 0 | 0 | 0 | 0
SCE Partnership Roll-up E3 Calculator - With Carbon Adder | HVAC Controls | [16 empty] | System | #N/A | [21 empty] | 0 | 0 | 0 | 0 | 0 | 0 | 0 | 0 | 0 | 0 | 0 | 0 | 0 | 0 | 0 | 0 | 0 | 0 | 0 | 0 | 0 | 0 | 0 | 0 | 0 | 0 | 0 | 0 | 0
SCE Partnership Roll-up E3 Calculator - With Carbon Adder | New Evap Coolers & Whole House Fans | [14 empty] | 0 |  | System | #N/A | [21 empty] | 0 | 0 | 0 | 0 | 0 | 0 | 0 | 0 | 0 | 0 | 0 | 0 | 0 | 0 | 0 | 0 | 0 | 0 | 0 | 0 | 0 | 0 | 0 | 0 | 0 | 0 | 0 | 0 | 0
SCE Partnership Roll-up E3 Calculator - With Carbon Adder | Lighting | [16 empty] | System | #N/A | [21 empty] | 0 | 0 | 0 | 0 | 0 | 0 | 0 | 0 | 0 | 0 | 0 | 0 | 0 | 0 | 0 | 0 | 0 | 0 | 0 | 0 | 0 | 0 | 0 | 0 | 0 | 0 | 0 | 0 | 0
SCE Partnership Roll-up E3 Calculator - With Carbon Adder | Screw-in CFL Interior (Downstream) | [14 empty] | 0 |  | System | #N/A | [21 empty] | 0 | 0 | 0 | 0 | 0 | 0 | 0 | 0 | 0 | 0 | 0 | 0 | 0 | 0 | 0 | 0 | 0 | 0 | 0 | 0 | 0 | 0 | 0 | 0 | 0 | 0 | 0 | 0 | 0
SCE Partnership Roll-up E3 Calculator - With Carbon Adder | Screw-in CFL Interior (Upstream - Traditional) | [14 empty] | 0 |  | System | #N/A | [21 empty] | 0 | 0 | 0 | 0 | 0 | 0 | 0 | 0 | 0 | 0 | 0 | 0 | 0 | 0 | 0 | 0 | 0 | 0 | 0 | 0 | 0 | 0 | 0 | 0 | 0 | 0 | 0 | 0 | 0
SCE Partnership Roll-up E3 Calculator - With Carbon Adder | Screw-in CFL Interior (Upstream - Specialty) | [14 empty] | 0 |  | System | #N/A | [21 empty] | 0 | 0 | 0 | 0 | 0 | 0 | 0 | 0 | 0 | 0 | 0 | 0 | 0 | 0 | 0 | 0 | 0 | 0 | 0 | 0 | 0 | 0 | 0 | 0 | 0 | 0 | 0 | 0 | 0
SCE Partnership Roll-up E3 Calculator - With Carbon Adder | Screw-in CFL Interior (Direct Install) | [14 empty] | 0 |  | System | #N/A | [21 empty] | 0 | 0 | 0 | 0 | 0 | 0 | 0 | 0 | 0 | 0 | 0 | 0 | 0 | 0 | 0 | 0 | 0 | 0 | 0 | 0 | 0 | 0 | 0 | 0 | 0 | 0 | 0 | 0 | 0
SCE Partnership Roll-up E3 Calculator - With Carbon Adder | Screw-in CFL Interior (Midstream) | [14 empty] | 0 |  | System | #N/A | [21 empty] | 0 | 0 | 0 | 0 | 0 | 0 | 0 | 0 | 0 | 0 | 0 | 0 | 0 | 0 | 0 | 0 | 0 | 0 | 0 | 0 | 0 | 0 | 0 | 0 | 0 | 0 | 0 | 0 | 0
SCE Partnership Roll-up E3 Calculator - With Carbon Adder | Screw-in CFL Interior (Giveaway) | [14 empty] | 0 |  | System | #N/A | [21 empty] | 0 | 0 | 0 | 0 | 0 | 0 | 0 | 0 | 0 | 0 | 0 | 0 | 0 | 0 | 0 | 0 | 0 | 0 | 0 | 0 | 0 | 0 | 0 | 0 | 0 | 0 | 0 | 0 | 0
SCE Partnership Roll-up E3 Calculator - With Carbon Adder | CFL Fixture Interior (Midstream) | [14 empty] | 0 |  | System | #N/A | [21 empty] | 0 | 0 | 0 | 0 | 0 | 0 | 0 | 0 | 0 | 0 | 0 | 0 | 0 | 0 | 0 | 0 | 0 | 0 | 0 | 0 | 0 | 0 | 0 | 0 | 0 | 0 | 0 | 0 | 0
SCE Partnership Roll-up E3 Calculator - With Carbon Adder | CFL Fixture Interior (Upstream) | [14 empty] | 0 |  | System | #N/A | [21 empty] | 0 | 0 | 0 | 0 | 0 | 0 | 0 | 0 | 0 | 0 | 0 | 0 | 0 | 0 | 0 | 0 | 0 | 0 | 0 | 0 | 0 | 0 | 0 | 0 | 0 | 0 | 0 | 0 | 0
SCE Partnership Roll-up E3 Calculator - With Carbon Adder | CFL Fixture Interior (Direct Install) | [14 empty] | 0 |  | System | #N/A | [21 empty] | 0 | 0 | 0 | 0 | 0 | 0 | 0 | 0 | 0 | 0 | 0 | 0 | 0 | 0 | 0 | 0 | 0 | 0 | 0 | 0 | 0 | 0 | 0 | 0 | 0 | 0 | 0 | 0 | 0
SCE Partnership Roll-up E3 Calculator - With Carbon Adder | CFL Fixture Interior (Giveaway) | [14 empty] | 0 |  | System | #N/A | [21 empty] | 0 | 0 | 0 | 0 | 0 | 0 | 0 | 0 | 0 | 0 | 0 | 0 | 0 | 0 | 0 | 0 | 0 | 0 | 0 | 0 | 0 | 0 | 0 | 0 | 0 | 0 | 0 | 0 | 0
SCE Partnership Roll-up E3 Calculator - With Carbon Adder | CFL Exterior | [14 empty] | 0 |  | System | #N/A | [21 empty] | 0 | 0 | 0 | 0 | 0 | 0 | 0 | 0 | 0 | 0 | 0 | 0 | 0 | 0 | 0 | 0 | 0 | 0 | 0 | 0 | 0 | 0 | 0 | 0 | 0 | 0 | 0 | 0 | 0
SCE Partnership Roll-up E3 Calculator - With Carbon Adder | CFL Fixture Exterior (Midstream) | [14 empty] | 0 |  | System | #N/A | [21 empty] | 0 | 0 | 0 | 0 | 0 | 0 | 0 | 0 | 0 | 0 | 0 | 0 | 0 | 0 | 0 | 0 | 0 | 0 | 0 | 0 | 0 | 0 | 0 | 0 | 0 | 0 | 0 | 0 | 0
SCE Partnership Roll-up E3 Calculator - With Carbon Adder | CFL Fixture Exterior (Upstream) | [14 empty] | 0 |  | System | #N/A | [21 empty] | 0 | 0 | 0 | 0 | 0 | 0 | 0 | 0 | 0 | 0 | 0 | 0 | 0 | 0 | 0 | 0 | 0 | 0 | 0 | 0 | 0 | 0 | 0 | 0 | 0 | 0 | 0 | 0 | 0
SCE Partnership Roll-up E3 Calculator - With Carbon Adder | CFL Fixture Exterior (Direct Install) | [14 empty] | 0 |  | System | #N/A | [21 empty] | 0 | 0 | 0 | 0 | 0 | 0 | 0 | 0 | 0 | 0 | 0 | 0 | 0 | 0 | 0 | 0 | 0 | 0 | 0 | 0 | 0 | 0 | 0 | 0 | 0 | 0 | 0 | 0 | 0
SCE Partnership Roll-up E3 Calculator - With Carbon Adder | LED Interior | [14 empty] | 0 |  | System | #N/A | [21 empty] | 0 | 0 | 0 | 0 | 0 | 0 | 0 | 0 | 0 | 0 | 0 | 0 | 0 | 0 | 0 | 0 | 0 | 0 | 0 | 0 | 0 | 0 | 0 | 0 | 0 | 0 | 0 | 0 | 0
SCE Partnership Roll-up E3 Calculator - With Carbon Adder | Interior Controls | [14 empty] | 0 |  | System | #N/A | [21 empty] | 0 | 0 | 0 | 0 | 0 | 0 | 0 | 0 | 0 | 0 | 0 | 0 | 0 | 0 | 0 | 0 | 0 | 0 | 0 | 0 | 0 | 0 | 0 | 0 | 0 | 0 | 0 | 0 | 0
SCE Partnership Roll-up E3 Calculator - With Carbon Adder | Interior Exit Signs | [14 empty] | 0 |  | System | #N/A | [21 empty] | 0 | 0 | 0 | 0 | 0 | 0 | 0 | 0 | 0 | 0 | 0 | 0 | 0 | 0 | 0 | 0 | 0 | 0 | 0 | 0 | 0 | 0 | 0 | 0 | 0 | 0 | 0 | 0 | 0
SCE Partnership Roll-up E3 Calculator - With Carbon Adder | Linear Flourescents Interior | [14 empty] | 0 |  | System | #N/A | [21 empty] | 0 | 0 | 0 | 0 | 0 | 0 | 0 | 0 | 0 | 0 | 0 | 0 | 0 | 0 | 0 | 0 | 0 | 0 | 0 | 0 | 0 | 0 | 0 | 0 | 0 | 0 | 0 | 0 | 0
SCE Partnership Roll-up E3 Calculator - With Carbon Adder | Linear Flourescents (parking structures) Exterior | [14 empty] | 0 |  | System | #N/A | [21 empty] | 0 | 0 | 0 | 0 | 0 | 0 | 0 | 0 | 0 | 0 | 0 | 0 | 0 | 0 | 0 | 0 | 0 | 0 | 0 | 0 | 0 | 0 | 0 | 0 | 0 | 0 | 0 | 0 | 0
SCE Partnership Roll-up E3 Calculator - With Carbon Adder | Other Interior Lighting | [14 empty] | 0 |  | System | #N/A | [21 empty] | 0 | 0 | 0 | 0 | 0 | 0 | 0 | 0 | 0 | 0 | 0 | 0 | 0 | 0 | 0 | 0 | 0 | 0 | 0 | 0 | 0 | 0 | 0 | 0 | 0 | 0 | 0 | 0 | 0
SCE Partnership Roll-up E3 Calculator - With Carbon Adder | Other Exterior Lighting | [14 empty] | 0 |  | System | #N/A | [21 empty] | 0 | 0 | 0 | 0 | 0 | 0 | 0 | 0 | 0 | 0 | 0 | 0 | 0 | 0 | 0 | 0 | 0 | 0 | 0 | 0 | 0 | 0 | 0 | 0 | 0 | 0 | 0 | 0 | 0
SCE Partnership Roll-up E3 Calculator - With Carbon Adder | Refrigeration | [14 empty] | 0 |  | System | #N/A | [12 empty] | 0% | [8 empty] | 0 | 0 | 0 | 0 | 0 | 0 | 0 | 0 | 0 | 0 | 0 | 0 | 0 | 0 | 0 | 0 | 0 | 0 | 0 | 0 | 0 | 0 | 0 | 0 | 0 | 0 | 0 | 0 | 0
SCE Partnership Roll-up E3 Calculator - With Carbon Adder | CUSTOMIZED MEASURES | [16 empty] | System | #N/A | [21 empty] | 0 | 0 | 0 | 0 | 0 | 0 | 0 | 0 | 0 | 0 | 0 | 0 | 0 | 0 | 0 | 0 | 0 | 0 | 0 | 0 | 0 | 0 | 0 | 0 | 0 | 0 | 0 | 0 | 0
SCE Partnership Roll-up E3 Calculator - With Carbon Adder | HVAC Equipment | [16 empty] | System | #N/A | [21 empty] | 0 | 0 | 0 | 0 | 0 | 0 | 0 | 0 | 0 | 0 | 0 | 0 | 0 | 0 | 0 | 0 | 0 | 0 | 0 | 0 | 0 | 0 | 0 | 0 | 0 | 0 | 0 | 0 | 0
SCE Partnership Roll-up E3 Calculator - With Carbon Adder | HVAC Envelope | [14 empty] | 0 |  | System | #N/A | [12 empty] | 0% | [8 empty] | 0 | 0 | 0 | 0 | 0 | 0 | 0 | 0 | 0 | 0 | 0 | 0 | 0 | 0 | 0 | 0 | 0 | 0 | 0 | 0 | 0 | 0 | 0 | 0 | 0 | 0 | 0 | 0 | 0
SCE Partnership Roll-up E3 Calculator - With Carbon Adder | Interior Lighting | [14 empty] | 0 |  | System | #N/A | [12 empty] | 0% | [8 empty] | 0 | 0 | 0 | 0 | 0 | 0 | 0 | 0 | 0 | 0 | 0 | 0 | 0 | 0 | 0 | 0 | 0 | 0 | 0 | 0 | 0 | 0 | 0 | 0 | 0 | 0 | 0 | 0 | 0
SCE Partnership Roll-up E3 Calculator - With Carbon Adder | Exterior Lighting | [16 empty] | System | #N/A | [21 empty] | 0 | 0 | 0 | 0 | 0 | 0 | 0 | 0 | 0 | 0 | 0 | 0 | 0 | 0 | 0 | 0 | 0 | 0 | 0 | 0 | 0 | 0 | 0 | 0 | 0 | 0 | 0 | 0 | 0
SCE Partnership Roll-up E3 Calculator - With Carbon Adder | Whole Building | [14 empty] | 0 |  | System | #N/A | [12 empty] | 0% | [8 empty] | 0 | 0 | 0 | 0 | 0 | 0 | 0 | 0 | 0 | 0 | 0 | 0 | 0 | 0 | 0 | 0 | 0 | 0 | 0 | 0 | 0 | 0 | 0 | 0 | 0 | 0 | 0 | 0 | 0
SCE Partnership Roll-up E3 Calculator - With Carbon Adder | Other | [14 empty] | 0 |  | System | #N/A | [12 empty] | 0% | [8 empty] | 0 | 0 | 0 | 0 | 0 | 0 | 0 | 0 | 0 | 0 | 0 | 0 | 0 | 0 | 0 | 0 | 0 | 0 | 0 | 0 | 0 | 0 | 0 | 0 | 0 | 0 | 0 | 0 | 0
SCE Partnership Roll-up E3 Calculator - With Carbon Adder | NONRESIDENTIAL | [16 empty] | System | #N/A | [21 empty] | 0 | 0 | 0 | 0 | 0 | 0 | 0 | 0 | 0 | 0 | 0 | 0 | 0 | 0 | 0 | 0 | 0 | 0 | 0 | 0 | 0 | 0 | 0 | 0 | 0 | 0 | 0 | 0 | 0
SCE Partnership Roll-up E3 Calculator - With Carbon Adder | DEEMED MEASURES | [16 empty] | System | #N/A | [21 empty] | 0 | 0 | 0 | 0 | 0 | 0 | 0 | 0 | 0 | 0 | 0 | 0 | 0 | 0 | 0 | 0 | 0 | 0 | 0 | 0 | 0 | 0 | 0 | 0 | 0 | 0 | 0 | 0 | 0
SCE Partnership Roll-up E3 Calculator - With Carbon Adder | Nonresidential Audits | DEER 2008 or SCE Workpaper | System | Misc._Commercial | Commercial Whole Building | TRUE | 3 | 70% |  |  | 523.1 | 0 | 0 | 0 | 0 | 523.1 | 2909 | System | kW | 0.9 | 0 | Residential | System | Winter Only |  |  |  |  | Residential Furnaces (<0.3):Uncontrolled | 3 | 70% | 0% | 663 | 663 | 663 | 0 | 0 | 0 | 0 |  | 165.75 | 165.75 | 165.75 | 165.75 | 165.75 | 165.75 | 165.75 | 165.75 | 165.75 | 165.75 | 165.75 | 165.75 | 0 | 0 | 0 | 0 | 0 | 0 | 0 | 0 | 0 | 0 | 0 | 0 | 0 | 0 | 0 | 0 | 1989
SCE Partnership Roll-up E3 Calculator - With Carbon Adder | Food Service | DEER 2008 or SCE Workpaper | System | Misc._Commercial | Commercial Whole Building | TRUE | 10 | 70% |  |  | 5082.1765 | 371.3235 | 0 | 0 | 0 | 4710.8529 | 2556.3529 | System | kW | 0.53588 | -506.0788 | Residential | System | Winter Only |  |  |  |  | Residential Furnaces (<0.3):Uncontrolled | 10 | 70% | 0% | 10 | 12 | 12 | 0 | 0 | 0 | 0 |  | 2.5 | 2.5 | 2.5 | 2.5 | 3 | 3 | 3 | 3 | 3 | 3 | 3 | 3 | 0 | 0 | 0 | 0 | 0 | 0 | 0 | 0 | 0 | 0 | 0 | 0 | 0 | 0 | 0 | 0 | 34
SCE Partnership Roll-up E3 Calculator - With Carbon Adder | Laundry General | [16 empty] | System | #N/A | [21 empty] | 0 | 0 | 0 | 0 | 0 | 0 | 0 | 0 | 0 | 0 | 0 | 0 | 0 | 0 | 0 | 0 | 0 | 0 | 0 | 0 | 0 | 0 | 0 | 0 | 0 | 0 | 0 | 0 | 0
SCE Partnership Roll-up E3 Calculator - With Carbon Adder | Agricultural | [16 empty] | System | #N/A | [21 empty] | 0 | 0 | 0 | 0 | 0 | 0 | 0 | 0 | 0 | 0 | 0 | 0 | 0 | 0 | 0 | 0 | 0 | 0 | 0 | 0 | 0 | 0 | 0 | 0 | 0 | 0 | 0 | 0 | 0
SCE Partnership Roll-up E3 Calculator - With Carbon Adder | Greenhouse | [16 empty] | System | #N/A | [21 empty] | 0 | 0 | 0 | 0 | 0 | 0 | 0 | 0 | 0 | 0 | 0 | 0 | 0 | 0 | 0 | 0 | 0 | 0 | 0 | 0 | 0 | 0 | 0 | 0 | 0 | 0 | 0 | 0 | 0
SCE Partnership Roll-up E3 Calculator - With Carbon Adder | Process | [16 empty] | System | #N/A | [21 empty] | 0 | 0 | 0 | 0 | 0 | 0 | 0 | 0 | 0 | 0 | 0 | 0 | 0 | 0 | 0 | 0 | 0 | 0 | 0 | 0 | 0 | 0 | 0 | 0 | 0 | 0 | 0 | 0 | 0
SCE Partnership Roll-up E3 Calculator - With Carbon Adder | Pumping | [16 empty] | System | #N/A | [21 empty] | 0 | 0 | 0 | 0 | 0 | 0 | 0 | 0 | 0 | 0 | 0 | 0 | 0 | 0 | 0 | 0 | 0 | 0 | 0 | 0 | 0 | 0 | 0 | 0 | 0 | 0 | 0 | 0 | 0
SCE Partnership Roll-up E3 Calculator - With Carbon Adder | Municipal Water | [16 empty] | System | #N/A | [21 empty] | 0 | 0 | 0 | 0 | 0 | 0 | 0 | 0 | 0 | 0 | 0 | 0 | 0 | 0 | 0 | 0 | 0 | 0 | 0 | 0 | 0 | 0 | 0 | 0 | 0 | 0 | 0 | 0 | 0
SCE Partnership Roll-up E3 Calculator - With Carbon Adder | Process | [16 empty] | System | #N/A | [21 empty] | 0 | 0 | 0 | 0 | 0 | 0 | 0 | 0 | 0 | 0 | 0 | 0 | 0 | 0 | 0 | 0 | 0 | 0 | 0 | 0 | 0 | 0 | 0 | 0 | 0 | 0 | 0 | 0 | 0
SCE Partnership Roll-up E3 Calculator - With Carbon Adder | Pumping | [16 empty] | System | #N/A | [21 empty] | 0 | 0 | 0 | 0 | 0 | 0 | 0 | 0 | 0 | 0 | 0 | 0 | 0 | 0 | 0 | 0 | 0 | 0 | 0 | 0 | 0 | 0 | 0 | 0 | 0 | 0 | 0 | 0 | 0
SCE Partnership Roll-up E3 Calculator - With Carbon Adder | Refrigeration | [16 empty] | System | #N/A | [21 empty] | 0 | 0 | 0 | 0 | 0 | 0 | 0 | 0 | 0 | 0 | 0 | 0 | 0 | 0 | 0 | 0 | 0 | 0 | 0 | 0 | 0 | 0 | 0 | 0 | 0 | 0 | 0 | 0 | 0
SCE Partnership Roll-up E3 Calculator - With Carbon Adder | Casework | DEER 2008 or SCE Workpaper | System | Misc._Commercial | Refrigeration | TRUE | 12.1 | 70% |  |  | 618.625 | 227.2949 | 0 | 0 | 0 | 391.3301 | 1241.3612 | System | kW | 0.077561 | -2.1966 | Commercial | System | Annual |  |  |  |  | Small Boilers (<100 MMBtu/hr Heat Input):Uncontrolled | 12.1 | 70% | 0% | 86 | 85 | 85 | 0 | 0 | 0 | 0 |  | 21.5 | 21.5 | 21.5 | 21.5 | 21.25 | 21.25 | 21.25 | 21.25 | 21.25 | 21.25 | 21.25 | 21.25 | 0 | 0 | 0 | 0 | 0 | 0 | 0 | 0 | 0 | 0 | 0 | 0 | 0 | 0 | 0 | 0 | 256
SCE Partnership Roll-up E3 Calculator - With Carbon Adder | Compressors | DEER 2008 or SCE Workpaper | System | Misc._Commercial | Refrigeration | TRUE | 15 | 70% |  |  | 695.57 | 375 | 0 | 0 | 0 | 320.57 | 2842.69 | System | kW | 1.191 | 0 | Commercial | System | Annual |  |  |  |  | Small Boilers (<100 MMBtu/hr Heat Input):Uncontrolled | 15 | 70% | 0% | 7 | 7 | 7 | 0 | 0 | 0 | 0 |  | 1.75 | 1.75 | 1.75 | 1.75 | 1.75 | 1.75 | 1.75 | 1.75 | 1.75 | 1.75 | 1.75 | 1.75 | 0 | 0 | 0 | 0 | 0 | 0 | 0 | 0 | 0 | 0 | 0 | 0 | 0 | 0 | 0 | 0 | 21
SCE Partnership Roll-up E3 Calculator - With Carbon Adder | Condenser | DEER 2008 or SCE Workpaper | System | Misc._Commercial | Refrigeration | TRUE | 15 | 70% |  |  | 666.9996 | 235.4167 | 0 | 0 | 0 | 431.583 | 2302.87 | System | kW | 0.65973 | 0 | Commercial | System | Annual |  |  |  |  | Small Boilers (<100 MMBtu/hr Heat Input):Uncontrolled | 15 | 70% | 0% | 3 | 6 | 6 | 0 | 0 | 0 | 0 |  | 0.75 | 0.75 | 0.75 | 0.75 | 1.5 | 1.5 | 1.5 | 1.5 | 1.5 | 1.5 | 1.5 | 1.5 | 0 | 0 | 0 | 0 | 0 | 0 | 0 | 0 | 0 | 0 | 0 | 0 | 0 | 0 | 0 | 0 | 15
SCE Partnership Roll-up E3 Calculator - With Carbon Adder | Controls & VSDs | [14 empty] | 0 |  | System | #N/A | [12 empty] | 0% | [8 empty] | 0 | 0 | 0 | 0 | 0 | 0 | 0 | 0 | 0 | 0 | 0 | 0 | 0 | 0 | 0 | 0 | 0 | 0 | 0 | 0 | 0 | 0 | 0 | 0 | 0 | 0 | 0 | 0 | 0
SCE Partnership Roll-up E3 Calculator - With Carbon Adder | Dist to others | DEER 2008 or SCE Workpaper | System | Misc._Commercial | Refrigeration | TRUE | 15 | 70% |  |  | 291.94 | 18.75 | 0 | 0 | 0 | 273.19 | 545 | System | kW | 0.039083 | -0.43933 | Commercial | System | Annual |  |  |  |  | Small Boilers (<100 MMBtu/hr Heat Input):Uncontrolled | 15 | 70% | 0% | 46 | 58 | 58 | 0 | 0 | 0 | 0 |  | 11.5 | 11.5 | 11.5 | 11.5 | 14.5 | 14.5 | 14.5 | 14.5 | 14.5 | 14.5 | 14.5 | 14.5 | 0 | 0 | 0 | 0 | 0 | 0 | 0 | 0 | 0 | 0 | 0 | 0 | 0 | 0 | 0 | 0 | 162
SCE Partnership Roll-up E3 Calculator - With Carbon Adder | Nonresidential Other (Downstream) | DEER 2008 or SCE Workpaper | System | Agricultural | Ag & Water Pumping | TRUE | 13.5 | 70% |  |  | 1526.3439 | 479.7909 | 0 | 0 | 0 | 1046.5529 | 8466.0797 | System | kW | 1.3398 | 0 | Commercial | System | Annual |  |  |  |  | Small Boilers (<100 MMBtu/hr Heat Input):Uncontrolled | 13.5 | 70% | 0% | 383 | 383.6885 | 383.6885 | 0 | 0 | 0 | 0 |  | 95.75 | 95.75 | 95.75 | 95.75 | 95.9221 | 95.9221 | 95.9221 | 95.9221 | 95.9221 | 95.9221 | 95.9221 | 95.9221 | 0 | 0 | 0 | 0 | 0 | 0 | 0 | 0 | 0 | 0 | 0 | 0 | 0 | 0 | 0 | 0 | 1150.377
SCE Partnership Roll-up E3 Calculator - With Carbon Adder | Nonresidential Other (Upstream) | [14 empty] | 0 |  | System | #N/A | [12 empty] | 0% | [8 empty] | 0 | 0 | 0 | 0 | 0 | 0 | 0 | 0 | 0 | 0 | 0 | 0 | 0 | 0 | 0 | 0 | 0 | 0 | 0 | 0 | 0 | 0 | 0 | 0 | 0 | 0 | 0 | 0 | 0
SCE Partnership Roll-up E3 Calculator - With Carbon Adder | Nonresidential Other (Direct Install) | [14 empty] | 0 |  | System | #N/A | [12 empty] | 0% | [8 empty] | 0 | 0 | 0 | 0 | 0 | 0 | 0 | 0 | 0 | 0 | 0 | 0 | 0 | 0 | 0 | 0 | 0 | 0 | 0 | 0 | 0 | 0 | 0 | 0 | 0 | 0 | 0 | 0 | 0
SCE Partnership Roll-up E3 Calculator - With Carbon Adder | Nonresidential Other (Pump Tests) | [14 empty] | 0 |  | System | #N/A | [12 empty] | 0% | [8 empty] | 0 | 0 | 0 | 0 | 0 | 0 | 0 | 0 | 0 | 0 | 0 | 0 | 0 | 0 | 0 | 0 | 0 | 0 | 0 | 0 | 0 | 0 | 0 | 0 | 0 | 0 | 0 | 0 | 0
SCE Partnership Roll-up E3 Calculator - With Carbon Adder | HVAC | [16 empty] | System | #N/A | [21 empty] | 0 | 0 | 0 | 0 | 0 | 0 | 0 | 0 | 0 | 0 | 0 | 0 | 0 | 0 | 0 | 0 | 0 | 0 | 0 | 0 | 0 | 0 | 0 | 0 | 0 | 0 | 0 | 0 | 0
SCE Partnership Roll-up E3 Calculator - With Carbon Adder | Commissioning | [16 empty] | System | #N/A | [21 empty] | 0 | 0 | 0 | 0 | 0 | 0 | 0 | 0 | 0 | 0 | 0 | 0 | 0 | 0 | 0 | 0 | 0 | 0 | 0 | 0 | 0 | 0 | 0 | 0 | 0 | 0 | 0 | 0 | 0
SCE Partnership Roll-up E3 Calculator - With Carbon Adder | Retrocommissioing | [14 empty] | 0 |  | System | #N/A | [9 empty] | Small Boilers (<100 MMBtu/hr Heat Input):Uncontrolled |  |  | 0% | [8 empty] | 0 | 0 | 0 | 0 | 0 | 0 | 0 | 0 | 0 | 0 | 0 | 0 | 0 | 0 | 0 | 0 | 0 | 0 | 0 | 0 | 0 | 0 | 0 | 0 | 0 | 0 | 0 | 0 | 0
SCE Partnership Roll-up E3 Calculator - With Carbon Adder | New AC Equipment: packaged, split, etc. (Downstream) | DEER 2008 or SCE Workpaper | System | NON_RES | DEER:HVAC_Split-Package_AC | TRUE | 15 | 70% |  |  | 864.4159 | 64.2685 | 0 | 0 | 0 | 800.1475 | 837.4306 | System | kWh | 0.21817 | -0.16954 | Commercial | System | Annual |  |  |  |  | Small Boilers (<100 MMBtu/hr Heat Input):Uncontrolled | 15 | 70% | 0% | 3807 | 3807 | 3807 | 0 | 0 | 0 | 0 |  | 951.75 | 951.75 | 951.75 | 951.75 | 951.75 | 951.75 | 951.75 | 951.75 | 951.75 | 951.75 | 951.75 | 951.75 | 0 | 0 | 0 | 0 | 0 | 0 | 0 | 0 | 0 | 0 | 0 | 0 | 0 | 0 | 0 | 0 | 11421
SCE Partnership Roll-up E3 Calculator - With Carbon Adder | New AC Equipment: packaged, split, etc. (Upstream) | [14 empty] | 0 |  | System | #N/A | [12 empty] | 0% | [8 empty] | 0 | 0 | 0 | 0 | 0 | 0 | 0 | 0 | 0 | 0 | 0 | 0 | 0 | 0 | 0 | 0 | 0 | 0 | 0 | 0 | 0 | 0 | 0 | 0 | 0 | 0 | 0 | 0 | 0
SCE Partnership Roll-up E3 Calculator - With Carbon Adder | New AC Equipment: packaged, split, etc. (Direct Install) | [14 empty] | 0 |  | System | #N/A | [12 empty] | 0% | [8 empty] | 0 | 0 | 0 | 0 | 0 | 0 | 0 | 0 | 0 | 0 | 0 | 0 | 0 | 0 | 0 | 0 | 0 | 0 | 0 | 0 | 0 | 0 | 0 | 0 | 0 | 0 | 0 | 0 | 0
SCE Partnership Roll-up E3 Calculator - With Carbon Adder | Chillers | [14 empty] | 0 |  | System | #N/A | [12 empty] | 0% | [8 empty] | 0 | 0 | 0 | 0 | 0 | 0 | 0 | 0 | 0 | 0 | 0 | 0 | 0 | 0 | 0 | 0 | 0 | 0 | 0 | 0 | 0 | 0 | 0 | 0 | 0 | 0 | 0 | 0 | 0
SCE Partnership Roll-up E3 Calculator - With Carbon Adder | Controls & VSDs | DEER 2008 or SCE Workpaper | System | Misc._Commercial | New_AC-Ret | TRUE | 15 | 70% |  |  | 362.987 | 144.2829 | 0 | 0 | 0 | 218.7041 | 462.4447 | System | kW | 0.050486 | 0 | Commercial | System | Annual |  |  |  |  | Small Boilers (<100 MMBtu/hr Heat Input):Uncontrolled | 15 | 70% | 0% | 5437 | 5436 | 5436 | 0 | 0 | 0 | 0 |  | 1359.25 | 1359.25 | 1359.25 | 1359.25 | 1359 | 1359 | 1359 | 1359 | 1359 | 1359 | 1359 | 1359 | 0 | 0 | 0 | 0 | 0 | 0 | 0 | 0 | 0 | 0 | 0 | 0 | 0 | 0 | 0 | 0 | 16309
SCE Partnership Roll-up E3 Calculator - With Carbon Adder | Cooling Towers | [16 empty] | System | #N/A | [21 empty] | 0 | 0 | 0 | 0 | 0 | 0 | 0 | 0 | 0 | 0 | 0 | 0 | 0 | 0 | 0 | 0 | 0 | 0 | 0 | 0 | 0 | 0 | 0 | 0 | 0 | 0 | 0 | 0 | 0
SCE Partnership Roll-up E3 Calculator - With Carbon Adder | RCA (Direct Install) | [14 empty] | 0 |  | System | #N/A | [12 empty] | 0% | [8 empty] | 0 | 0 | 0 | 0 | 0 | 0 | 0 | 0 | 0 | 0 | 0 | 0 | 0 | 0 | 0 | 0 | 0 | 0 | 0 | 0 | 0 | 0 | 0 | 0 | 0 | 0 | 0 | 0 | 0
SCE Partnership Roll-up E3 Calculator - With Carbon Adder | RCA (Midstream) | [14 empty] | 0 |  | System | #N/A | [12 empty] | 0% | [8 empty] | 0 | 0 | 0 | 0 | 0 | 0 | 0 | 0 | 0 | 0 | 0 | 0 | 0 | 0 | 0 | 0 | 0 | 0 | 0 | 0 | 0 | 0 | 0 | 0 | 0 | 0 | 0 | 0 | 0
SCE Partnership Roll-up E3 Calculator - With Carbon Adder | Fans | [14 empty] | 0 |  | System | #N/A | [12 empty] | 0% | [8 empty] | 0 | 0 | 0 | 0 | 0 | 0 | 0 | 0 | 0 | 0 | 0 | 0 | 0 | 0 | 0 | 0 | 0 | 0 | 0 | 0 | 0 | 0 | 0 | 0 | 0 | 0 | 0 | 0 | 0
SCE Partnership Roll-up E3 Calculator - With Carbon Adder | Ducts | [16 empty] | System | #N/A | [21 empty] | 0 | 0 | 0 | 0 | 0 | 0 | 0 | 0 | 0 | 0 | 0 | 0 | 0 | 0 | 0 | 0 | 0 | 0 | 0 | 0 | 0 | 0 | 0 | 0 | 0 | 0 | 0 | 0 | 0
SCE Partnership Roll-up E3 Calculator - With Carbon Adder | Other Ventilation | [16 empty] | System | #N/A | [21 empty] | 0 | 0 | 0 | 0 | 0 | 0 | 0 | 0 | 0 | 0 | 0 | 0 | 0 | 0 | 0 | 0 | 0 | 0 | 0 | 0 | 0 | 0 | 0 | 0 | 0 | 0 | 0 | 0 | 0
SCE Partnership Roll-up E3 Calculator - With Carbon Adder | Economizers | [14 empty] | 0 |  | System | #N/A | [12 empty] | 0% | [8 empty] | 0 | 0 | 0 | 0 | 0 | 0 | 0 | 0 | 0 | 0 | 0 | 0 | 0 | 0 | 0 | 0 | 0 | 0 | 0 | 0 | 0 | 0 | 0 | 0 | 0 | 0 | 0 | 0 | 0
SCE Partnership Roll-up E3 Calculator - With Carbon Adder | Envelope (Downsteam) | [14 empty] | 0 |  | System | #N/A | [12 empty] | 0% | [8 empty] | 0 | 0 | 0 | 0 | 0 | 0 | 0 | 0 | 0 | 0 | 0 | 0 | 0 | 0 | 0 | 0 | 0 | 0 | 0 | 0 | 0 | 0 | 0 | 0 | 0 | 0 | 0 | 0 | 0
SCE Partnership Roll-up E3 Calculator - With Carbon Adder | Envelope (Direct Install) | [14 empty] | 0 |  | System | #N/A | [12 empty] | 0% | [8 empty] | 0 | 0 | 0 | 0 | 0 | 0 | 0 | 0 | 0 | 0 | 0 | 0 | 0 | 0 | 0 | 0 | 0 | 0 | 0 | 0 | 0 | 0 | 0 | 0 | 0 | 0 | 0 | 0 | 0
SCE Partnership Roll-up E3 Calculator - With Carbon Adder | HVAC Other (Downstream) | DEER 2008 or SCE Workpaper | System | Misc._Commercial | New_AC-Ret | TRUE | 10 | 70% |  |  | 91.5443 | 44.3323 | 0 | 0 | 0 | 47.212 | 139.0619 | System | kW | 0.16295 | 0 | Commercial | System | Annual |  |  |  |  | Small Boilers (<100 MMBtu/hr Heat Input):Uncontrolled | 10 | 70% | 0% | 1736 | 1736 | 1736 | 0 | 0 | 0 | 0 |  | 434 | 434 | 434 | 434 | 434 | 434 | 434 | 434 | 434 | 434 | 434 | 434 | 0 | 0 | 0 | 0 | 0 | 0 | 0 | 0 | 0 | 0 | 0 | 0 | 0 | 0 | 0 | 0 | 5208
SCE Partnership Roll-up E3 Calculator - With Carbon Adder | HVAC Other (Direct Install) | [14 empty] | 0 |  | System | #N/A | [12 empty] | 0% | [8 empty] | 0 | 0 | 0 | 0 | 0 | 0 | 0 | 0 | 0 | 0 | 0 | 0 | 0 | 0 | 0 | 0 | 0 | 0 | 0 | 0 | 0 | 0 | 0 | 0 | 0 | 0 | 0 | 0 | 0
SCE Partnership Roll-up E3 Calculator - With Carbon Adder | HVAC Other (Midstream) | [14 empty] | 0 |  | System | #N/A | [12 empty] | 0% | [8 empty] | 0 | 0 | 0 | 0 | 0 | 0 | 0 | 0 | 0 | 0 | 0 | 0 | 0 | 0 | 0 | 0 | 0 | 0 | 0 | 0 | 0 | 0 | 0 | 0 | 0 | 0 | 0 | 0 | 0
SCE Partnership Roll-up E3 Calculator - With Carbon Adder | Lighting | [16 empty] | System | #N/A | [21 empty] | 0 | 0 | 0 | 0 | 0 | 0 | 0 | 0 | 0 | 0 | 0 | 0 | 0 | 0 | 0 | 0 | 0 | 0 | 0 | 0 | 0 | 0 | 0 | 0 | 0 | 0 | 0 | 0 | 0
SCE Partnership Roll-up E3 Calculator - With Carbon Adder | Screw-in CFL Interior (Downstream) | DEER 2008 or SCE Workpaper | System | NON_RES | DEER:Indoor_CFL_Ltg | TRUE | 3.2 | 70% |  |  | 9.4085 | 4.8605 | 0 | 0 | 0 | 4.548 | 227.6385 | System | kWh | 0.043113 | -0.64832 | Commercial | System | Annual |  |  |  |  | Small Boilers (<100 MMBtu/hr Heat Input):Uncontrolled | 3.2 | 70% | 0% | 2115 | 2411 | 2411 | 0 | 0 | 0 | 0 |  | 528.75 | 528.75 | 528.75 | 528.75 | 602.75 | 602.75 | 602.75 | 602.75 | 602.75 | 602.75 | 602.75 | 602.75 | 0 | 0 | 0 | 0 | 0 | 0 | 0 | 0 | 0 | 0 | 0 | 0 | 0 | 0 | 0 | 0 | 6937
SCE Partnership Roll-up E3 Calculator - With Carbon Adder | Screw-in CFL Interior (Upstream - Traditional) | [14 empty] | 0 |  | System | #N/A | [12 empty] | 0% | [8 empty] | 0 | 0 | 0 | 0 | 0 | 0 | 0 | 0 | 0 | 0 | 0 | 0 | 0 | 0 | 0 | 0 | 0 | 0 | 0 | 0 | 0 | 0 | 0 | 0 | 0 | 0 | 0 | 0 | 0
SCE Partnership Roll-up E3 Calculator - With Carbon Adder | Screw-in CFL Interior (Upstream - Specialty) | [14 empty] | 0 |  | System | #N/A | [12 empty] | 0% | [8 empty] | 0 | 0 | 0 | 0 | 0 | 0 | 0 | 0 | 0 | 0 | 0 | 0 | 0 | 0 | 0 | 0 | 0 | 0 | 0 | 0 | 0 | 0 | 0 | 0 | 0 | 0 | 0 | 0 | 0
SCE Partnership Roll-up E3 Calculator - With Carbon Adder | Screw-in CFL Interior (Direct Install) | [14 empty] | 0 |  | System | #N/A | [12 empty] | 0% | [8 empty] | 0 | 0 | 0 | 0 | 0 | 0 | 0 | 0 | 0 | 0 | 0 | 0 | 0 | 0 | 0 | 0 | 0 | 0 | 0 | 0 | 0 | 0 | 0 | 0 | 0 | 0 | 0 | 0 | 0
SCE Partnership Roll-up E3 Calculator - With Carbon Adder | CFL Fixture Interior | DEER 2008 or SCE Workpaper | System | NON_RES | DEER:Indoor_CFL_Ltg | TRUE | 12 | 70% |  |  | 13.9845 | 14.7139 | 0 | 0 | 0 | -0.72937 | 214.5863 | System | kWh | 0.051215 | -0.90256 | Commercial | System | Annual |  |  |  |  | Small Boilers (<100 MMBtu/hr Heat Input):Uncontrolled | 12 | 70% | 0% | 2740.4918 | 2753.6323 | 2754 | 0 | 0 | 0 | 0 |  | 685.1229 | 685.1229 | 685.1229 | 685.1229 | 688.4081 | 688.4081 | 688.4081 | 688.4081 | 688.5 | 688.5 | 688.5 | 688.5 | 0 | 0 | 0 | 0 | 0 | 0 | 0 | 0 | 0 | 0 | 0 | 0 | 0 | 0 | 0 | 0 | 8248.1241
SCE Partnership Roll-up E3 Calculator - With Carbon Adder | Interior Exit Signs | DEER 2008 or SCE Workpaper | System | NON_RES | DEER:Indoor_Non-CFL_Ltg | TRUE | 16 | 70% |  |  | 57.0047 | 33.75 | 0 | 0 | 0 | 23.2547 | 356.364 | System | kWh | 0.045249 | -7.2138 | Commercial | System | Annual |  |  |  |  | Small Boilers (<100 MMBtu/hr Heat Input):Uncontrolled | 16 | 70% | 0% | 161 | 166 | 166 | 0 | 0 | 0 | 0 |  | 40.25 | 40.25 | 40.25 | 40.25 | 41.5 | 41.5 | 41.5 | 41.5 | 41.5 | 41.5 | 41.5 | 41.5 | 0 | 0 | 0 | 0 | 0 | 0 | 0 | 0 | 0 | 0 | 0 | 0 | 0 | 0 | 0 | 0 | 493
SCE Partnership Roll-up E3 Calculator - With Carbon Adder | Linear Flourescents Interior (Downstream) | DEER 2008 or SCE Workpaper | System | NON_RES | DEER:Indoor_Non-CFL_Ltg | TRUE | 14.2 | 70% |  |  | 48.9466 | 5.4319 | 0 | 0 | 0 | 43.5147 | 42.9275 | System | kWh | 0.0081474 | -1.7822 | Commercial | System | Annual |  |  |  |  | Small Boilers (<100 MMBtu/hr Heat Input):Uncontrolled | 14.2 | 70% | 0% | 31853 | 31930.0983 | 31930 | 0 | 0 | 0 | 0 |  | 7963.25 | 7963.25 | 7963.25 | 7963.25 | 7982.5246 | 7982.5246 | 7982.5246 | 7982.5246 | 7982.5 | 7982.5 | 7982.5 | 7982.5 | 0 | 0 | 0 | 0 | 0 | 0 | 0 | 0 | 0 | 0 | 0 | 0 | 0 | 0 | 0 | 0 | 95713.0983
SCE Partnership Roll-up E3 Calculator - With Carbon Adder | Linear Flourescents Interior (Direct Install) | [14 empty] | 0 |  | System | #N/A | [12 empty] | 0% | [8 empty] | 0 | 0 | 0 | 0 | 0 | 0 | 0 | 0 | 0 | 0 | 0 | 0 | 0 | 0 | 0 | 0 | 0 | 0 | 0 | 0 | 0 | 0 | 0 | 0 | 0 | 0 | 0 | 0 | 0
SCE Partnership Roll-up E3 Calculator - With Carbon Adder | HID Interior | DEER 2008 or SCE Workpaper | System | NON_RES | DEER:Indoor_Non-CFL_Ltg | TRUE | 15 | 70% |  |  | 200.9412 | 50 | 0 | 0 | 0 | 150.9412 | 1321.827 | System | kWh | 0.36304 | -4.8621 | Commercial | System | Annual |  |  |  |  | Small Boilers (<100 MMBtu/hr Heat Input):Uncontrolled | 15 | 70% | 0% | 100 | 100 | 100 | 0 | 0 | 0 | 0 |  | 25 | 25 | 25 | 25 | 25 | 25 | 25 | 25 | 25 | 25 | 25 | 25 | 0 | 0 | 0 | 0 | 0 | 0 | 0 | 0 | 0 | 0 | 0 | 0 | 0 | 0 | 0 | 0 | 300
SCE Partnership Roll-up E3 Calculator - With Carbon Adder | LED Interior | [14 empty] | 0 |  | System | #N/A | [12 empty] | 0% | [8 empty] | 0 | 0 | 0 | 0 | 0 | 0 | 0 | 0 | 0 | 0 | 0 | 0 | 0 | 0 | 0 | 0 | 0 | 0 | 0 | 0 | 0 | 0 | 0 | 0 | 0 | 0 | 0 | 0 | 0
SCE Partnership Roll-up E3 Calculator - With Carbon Adder | Interior Controls (Downstream) | DEER 2008 or SCE Workpaper | System | NON_RES | DEER:Indoor_Non-CFL_Ltg | TRUE | 8 | 70% |  |  | 193.2224 | 38.0191 | 0 | 0 | 0 | 155.2033 | 518.4452 | System | kWh | 0.029692 | -11.0577 | Commercial | System | Annual |  |  |  |  | Small Boilers (<100 MMBtu/hr Heat Input):Uncontrolled | 8 | 70% | 0% | 130 | 138 | 138 | 0 | 0 | 0 | 0 |  | 32.5 | 32.5 | 32.5 | 32.5 | 34.5 | 34.5 | 34.5 | 34.5 | 34.5 | 34.5 | 34.5 | 34.5 | 0 | 0 | 0 | 0 | 0 | 0 | 0 | 0 | 0 | 0 | 0 | 0 | 0 | 0 | 0 | 0 | 406
SCE Partnership Roll-up E3 Calculator - With Carbon Adder | Interior Controls (Direct Install) | [14 empty] | 0 |  | System | #N/A | [12 empty] | 0% | [8 empty] | 0 | 0 | 0 | 0 | 0 | 0 | 0 | 0 | 0 | 0 | 0 | 0 | 0 | 0 | 0 | 0 | 0 | 0 | 0 | 0 | 0 | 0 | 0 | 0 | 0 | 0 | 0 | 0 | 0
SCE Partnership Roll-up E3 Calculator - With Carbon Adder | Interior Day Lighting | [16 empty] | System | #N/A | [21 empty] | 0 | 0 | 0 | 0 | 0 | 0 | 0 | 0 | 0 | 0 | 0 | 0 | 0 | 0 | 0 | 0 | 0 | 0 | 0 | 0 | 0 | 0 | 0 | 0 | 0 | 0 | 0 | 0 | 0
SCE Partnership Roll-up E3 Calculator - With Carbon Adder | Other Interior Lighting | DEER 2008 or SCE Workpaper | System | NON_RES | DEER:Indoor_Non-CFL_Ltg | TRUE | 13.9 | 70% |  |  | 131.9124 | 33.2143 | 0 | 0 | 0 | 98.6981 | 180.9429 | System | kWh | 0.051953 | -0.10762 | Commercial | System | Annual |  |  |  |  | Small Boilers (<100 MMBtu/hr Heat Input):Uncontrolled | 13.9 | 70% | 0% | 19 | 22 | 22 | 0 | 0 | 0 | 0 |  | 4.75 | 4.75 | 4.75 | 4.75 | 5.5 | 5.5 | 5.5 | 5.5 | 5.5 | 5.5 | 5.5 | 5.5 | 0 | 0 | 0 | 0 | 0 | 0 | 0 | 0 | 0 | 0 | 0 | 0 | 0 | 0 | 0 | 0 | 63
SCE Partnership Roll-up E3 Calculator - With Carbon Adder | CFL Lamp Exterior | [16 empty] | System | #N/A | [21 empty] | 0 | 0 | 0 | 0 | 0 | 0 | 0 | 0 | 0 | 0 | 0 | 0 | 0 | 0 | 0 | 0 | 0 | 0 | 0 | 0 | 0 | 0 | 0 | 0 | 0 | 0 | 0 | 0 | 0
SCE Partnership Roll-up E3 Calculator - With Carbon Adder | CFL Fixture Exterior | [14 empty] | 0 |  | System | #N/A | [12 empty] | 0% | [8 empty] | 0 | 0 | 0 | 0 | 0 | 0 | 0 | 0 | 0 | 0 | 0 | 0 | 0 | 0 | 0 | 0 | 0 | 0 | 0 | 0 | 0 | 0 | 0 | 0 | 0 | 0 | 0 | 0 | 0
SCE Partnership Roll-up E3 Calculator - With Carbon Adder | Other Exterior Lighting | DEER 2008 or SCE Workpaper | System | Misc._Commercial | Outdoor Lt | TRUE | 15 | 70% |  |  | 210.22 | 102.5 | 0 | 0 | 0 | 107.72 | 1665.5 | System | kW | 0 | 0 | Commercial | System | Annual |  |  |  |  | Small Boilers (<100 MMBtu/hr Heat Input):Uncontrolled | 15 | 70% | 0% | 14 | 24 | 24 | 0 | 0 | 0 | 0 |  | 3.5 | 3.5 | 3.5 | 3.5 | 6 | 6 | 6 | 6 | 6 | 6 | 6 | 6 | 0 | 0 | 0 | 0 | 0 | 0 | 0 | 0 | 0 | 0 | 0 | 0 | 0 | 0 | 0 | 0 | 62
SCE Partnership Roll-up E3 Calculator - With Carbon Adder | Process | [16 empty] | System | #N/A | [21 empty] | 0 | 0 | 0 | 0 | 0 | 0 | 0 | 0 | 0 | 0 | 0 | 0 | 0 | 0 | 0 | 0 | 0 | 0 | 0 | 0 | 0 | 0 | 0 | 0 | 0 | 0 | 0 | 0 | 0
SCE Partnership Roll-up E3 Calculator - With Carbon Adder | Compressed Air | [14 empty] | 0 |  | System | #N/A | [12 empty] | 0% | [8 empty] | 0 | 0 | 0 | 0 | 0 | 0 | 0 | 0 | 0 | 0 | 0 | 0 | 0 | 0 | 0 | 0 | 0 | 0 | 0 | 0 | 0 | 0 | 0 | 0 | 0 | 0 | 0 | 0 | 0
SCE Partnership Roll-up E3 Calculator - With Carbon Adder | Controls | [16 empty] | System | #N/A | [21 empty] | 0 | 0 | 0 | 0 | 0 | 0 | 0 | 0 | 0 | 0 | 0 | 0 | 0 | 0 | 0 | 0 | 0 | 0 | 0 | 0 | 0 | 0 | 0 | 0 | 0 | 0 | 0 | 0 | 0
SCE Partnership Roll-up E3 Calculator - With Carbon Adder | VSD | [14 empty] | 0 |  | System | #N/A | [12 empty] | 0% | [8 empty] | 0 | 0 | 0 | 0 | 0 | 0 | 0 | 0 | 0 | 0 | 0 | 0 | 0 | 0 | 0 | 0 | 0 | 0 | 0 | 0 | 0 | 0 | 0 | 0 | 0 | 0 | 0 | 0 | 0
SCE Partnership Roll-up E3 Calculator - With Carbon Adder | Oil Well Pump-Off Controllers | [16 empty] | System | #N/A | [21 empty] | 0 | 0 | 0 | 0 | 0 | 0 | 0 | 0 | 0 | 0 | 0 | 0 | 0 | 0 | 0 | 0 | 0 | 0 | 0 | 0 | 0 | 0 | 0 | 0 | 0 | 0 | 0 | 0 | 0
SCE Partnership Roll-up E3 Calculator - With Carbon Adder | Custom | [14 empty] | 0 |  | System | #N/A | [12 empty] | 0% | [8 empty] | 0 | 0 | 0 | 0 | 0 | 0 | 0 | 0 | 0 | 0 | 0 | 0 | 0 | 0 | 0 | 0 | 0 | 0 | 0 | 0 | 0 | 0 | 0 | 0 | 0 | 0 | 0 | 0 | 0
SCE Partnership Roll-up E3 Calculator - With Carbon Adder | Cooling & Motors | [14 empty] | 0 |  | System | #N/A | [12 empty] | 0% | [8 empty] | 0 | 0 | 0 | 0 | 0 | 0 | 0 | 0 | 0 | 0 | 0 | 0 | 0 | 0 | 0 | 0 | 0 | 0 | 0 | 0 | 0 | 0 | 0 | 0 | 0 | 0 | 0 | 0 | 0
SCE Partnership Roll-up E3 Calculator - With Carbon Adder | Pumps & Vacuum | [14 empty] | 0 |  | System | #N/A | [12 empty] | 0% | [8 empty] | 0 | 0 | 0 | 0 | 0 | 0 | 0 | 0 | 0 | 0 | 0 | 0 | 0 | 0 | 0 | 0 | 0 | 0 | 0 | 0 | 0 | 0 | 0 | 0 | 0 | 0 | 0 | 0 | 0
SCE Partnership Roll-up E3 Calculator - With Carbon Adder | Water Heating | [16 empty] | System | #N/A | [21 empty] | 0 | 0 | 0 | 0 | 0 | 0 | 0 | 0 | 0 | 0 | 0 | 0 | 0 | 0 | 0 | 0 | 0 | 0 | 0 | 0 | 0 | 0 | 0 | 0 | 0 | 0 | 0 | 0 | 0
SCE Partnership Roll-up E3 Calculator - With Carbon Adder | Efficiency | [14 empty] | 0 |  | System | #N/A | [12 empty] | 0% | [8 empty] | 0 | 0 | 0 | 0 | 0 | 0 | 0 | 0 | 0 | 0 | 0 | 0 | 0 | 0 | 0 | 0 | 0 | 0 | 0 | 0 | 0 | 0 | 0 | 0 | 0 | 0 | 0 | 0 | 0
SCE Partnership Roll-up E3 Calculator - With Carbon Adder | Use Reduction | [16 empty] | System | #N/A | [21 empty] | 0 | 0 | 0 | 0 | 0 | 0 | 0 | 0 | 0 | 0 | 0 | 0 | 0 | 0 | 0 | 0 | 0 | 0 | 0 | 0 | 0 | 0 | 0 | 0 | 0 | 0 | 0 | 0 | 0
SCE Partnership Roll-up E3 Calculator - With Carbon Adder | CUSTOMIZED MEASURES | [16 empty] | System | #N/A | [21 empty] | 0 | 0 | 0 | 0 | 0 | 0 | 0 | 0 | 0 | 0 | 0 | 0 | 0 | 0 | 0 | 0 | 0 | 0 | 0 | 0 | 0 | 0 | 0 | 0 | 0 | 0 | 0 | 0 | 0
SCE Partnership Roll-up E3 Calculator - With Carbon Adder | HVAC | [16 empty] | System | #N/A | [21 empty] | 0 | 0 | 0 | 0 | 0 | 0 | 0 | 0 | 0 | 0 | 0 | 0 | 0 | 0 | 0 | 0 | 0 | 0 | 0 | 0 | 0 | 0 | 0 | 0 | 0 | 0 | 0 | 0 | 0
SCE Partnership Roll-up E3 Calculator - With Carbon Adder | Chillers | DEER 2008 or SCE Workpaper | System | NON_RES | DEER:HVAC_Chillers | TRUE | 20 | 70% |  |  | 2.202 | 0.20775 | 0 | 0 | 0 | 1.9943 | 1 | System | kWh | 0.00046305 | -0.029623 | Commercial | System | Annual |  |  |  |  | Small Boilers (<100 MMBtu/hr Heat Input):Uncontrolled | 20 | 70% | 0% | 1845364.3788 | 3400695.8866 | 3756472.9598 | 16667 | 0 | 0 | 0 |  | 461341.0947 | 461341.0947 | 461341.0947 | 461341.0947 | 850173.9716 | 850173.9716 | 850173.9716 | 850173.9716 | 939118.2399 | 939118.2399 | 939118.2399 | 939118.2399 | 4166.75 | 4166.75 | 4166.75 | 4166.75 | 0 | 0 | 0 | 0 | 0 | 0 | 0 | 0 | 0 | 0 | 0 | 0 | 9019200.2251
SCE Partnership Roll-up E3 Calculator - With Carbon Adder | Controls & VSDs | DEER 2008 or SCE Workpaper | System | Misc._Commercial | New_AC-Ret | TRUE | 15 | 70% |  |  | 0.18959 | 0.17267 | 0 | 0 | 0 | 0.016925 | 1 | System | kW | 0.00011426 | -0.029623 | Commercial | System | Annual |  |  |  |  | Small Boilers (<100 MMBtu/hr Heat Input):Uncontrolled | 15 | 70% | 0% | 6289270.5846 | 11587506.2087 | 12741556.6823 | 0 | 0 | 0 | 0 |  | 1572317.6462 | 1572317.6462 | 1572317.6462 | 1572317.6462 | 2896876.5522 | 2896876.5522 | 2896876.5522 | 2896876.5522 | 3185389.1706 | 3185389.1706 | 3185389.1706 | 3185389.1706 | 0 | 0 | 0 | 0 | 0 | 0 | 0 | 0 | 0 | 0 | 0 | 0 | 0 | 0 | 0 | 0 | 30618333.4756
SCE Partnership Roll-up E3 Calculator - With Carbon Adder | Cool Roofs | [14 empty] | 0 |  | System | #N/A | [12 empty] | 0% | [8 empty] | 0 | 0 | 0 | 0 | 0 | 0 | 0 | 0 | 0 | 0 | 0 | 0 | 0 | 0 | 0 | 0 | 0 | 0 | 0 | 0 | 0 | 0 | 0 | 0 | 0 | 0 | 0 | 0 | 0
SCE Partnership Roll-up E3 Calculator - With Carbon Adder | Cooling Towers | [14 empty] | 0 |  | System | #N/A | [12 empty] | 0% | [8 empty] | 0 | 0 | 0 | 0 | 0 | 0 | 0 | 0 | 0 | 0 | 0 | 0 | 0 | 0 | 0 | 0 | 0 | 0 | 0 | 0 | 0 | 0 | 0 | 0 | 0 | 0 | 0 | 0 | 0
SCE Partnership Roll-up E3 Calculator - With Carbon Adder | Fans | [14 empty] | 0 |  | System | #N/A | [12 empty] | 0% | [8 empty] | 0 | 0 | 0 | 0 | 0 | 0 | 0 | 0 | 0 | 0 | 0 | 0 | 0 | 0 | 0 | 0 | 0 | 0 | 0 | 0 | 0 | 0 | 0 | 0 | 0 | 0 | 0 | 0 | 0
SCE Partnership Roll-up E3 Calculator - With Carbon Adder | HVAC Other | DEER 2008 or SCE Workpaper | System | Misc._Commercial | New_AC-Ret | TRUE | 15 | 70% |  |  | 1.4967 | 0.23866 | 0 | 0 | 0 | 1.2581 | 1 | System | kW | 0.00034819 | 0 | Commercial | System | Annual |  |  |  |  | Small Boilers (<100 MMBtu/hr Heat Input):Uncontrolled | 15 | 70% | 0% | 4404818 | 8876304 | 8942970 | 133333 | 0 | 0 | 0 |  | 1101204.5 | 1101204.5 | 1101204.5 | 1101204.5 | 2219076 | 2219076 | 2219076 | 2219076 | 2235742.5 | 2235742.5 | 2235742.5 | 2235742.5 | 33333.25 | 33333.25 | 33333.25 | 33333.25 | 0 | 0 | 0 | 0 | 0 | 0 | 0 | 0 | 0 | 0 | 0 | 0 | 22357425
SCE Partnership Roll-up E3 Calculator - With Carbon Adder | New AC Equipment: packaged, split, etc. | DEER 2008 or SCE Workpaper | System | NON_RES | DEER:HVAC_Split-Package_AC | TRUE | 15 | 70% |  |  | 1.0564 | 0.089888 | 0 | 0 | 0 | 0.96655 | 1 | System | kWh | 0.0003575 | -0.0017258 | Commercial | System | Annual |  |  |  |  | Small Boilers (<100 MMBtu/hr Heat Input):Uncontrolled | 15 | 70% | 0% | 746161.7505 | 1193154.7921 | 1541532.7594 | 0 | 0 | 0 | 0 |  | 186540.4376 | 186540.4376 | 186540.4376 | 186540.4376 | 298288.698 | 298288.698 | 298288.698 | 298288.698 | 385383.1898 | 385383.1898 | 385383.1898 | 385383.1898 | 0 | 0 | 0 | 0 | 0 | 0 | 0 | 0 | 0 | 0 | 0 | 0 | 0 | 0 | 0 | 0 | 3480849.302
SCE Partnership Roll-up E3 Calculator - With Carbon Adder | Other Ventilation | [14 empty] | 0 |  | System | #N/A | [12 empty] | 0% | [8 empty] | 0 | 0 | 0 | 0 | 0 | 0 | 0 | 0 | 0 | 0 | 0 | 0 | 0 | 0 | 0 | 0 | 0 | 0 | 0 | 0 | 0 | 0 | 0 | 0 | 0 | 0 | 0 | 0 | 0
SCE Partnership Roll-up E3 Calculator - With Carbon Adder | RCA | [16 empty] | System | #N/A | [21 empty] | 0 | 0 | 0 | 0 | 0 | 0 | 0 | 0 | 0 | 0 | 0 | 0 | 0 | 0 | 0 | 0 | 0 | 0 | 0 | 0 | 0 | 0 | 0 | 0 | 0 | 0 | 0 | 0 | 0
SCE Partnership Roll-up E3 Calculator - With Carbon Adder | Retrocommissioing | DEER 2008 or SCE Workpaper | System | Misc._Commercial | New_AC-Ret | TRUE | 10 | 70% |  |  | 0.454 | 0.24 | 0 | 0 | 0 | 0.214 | 1 | System | kW | 0 | -0.029623 | Commercial | System | Annual |  |  |  |  | Small Boilers (<100 MMBtu/hr Heat Input):Uncontrolled | 10 | 70% | 0% | 8809638 | 17619274 | 17619253 | 0 | 0 | 0 | 0 |  | 2202409.5 | 2202409.5 | 2202409.5 | 2202409.5 | 4404818.5 | 4404818.5 | 4404818.5 | 4404818.5 | 4404813.25 | 4404813.25 | 4404813.25 | 4404813.25 | 0 | 0 | 0 | 0 | 0 | 0 | 0 | 0 | 0 | 0 | 0 | 0 | 0 | 0 | 0 | 0 | 44048165
SCE Partnership Roll-up E3 Calculator - With Carbon Adder | Space Conditioning | [14 empty] | 0 |  | System | #N/A | [12 empty] | 0% | [8 empty] | 0 | 0 | 0 | 0 | 0 | 0 | 0 | 0 | 0 | 0 | 0 | 0 | 0 | 0 | 0 | 0 | 0 | 0 | 0 | 0 | 0 | 0 | 0 | 0 | 0 | 0 | 0 | 0 | 0
SCE Partnership Roll-up E3 Calculator - With Carbon Adder | Exterior Lighting | [16 empty] | System | #N/A | [21 empty] | 0 | 0 | 0 | 0 | 0 | 0 | 0 | 0 | 0 | 0 | 0 | 0 | 0 | 0 | 0 | 0 | 0 | 0 | 0 | 0 | 0 | 0 | 0 | 0 | 0 | 0 | 0 | 0 | 0
SCE Partnership Roll-up E3 Calculator - With Carbon Adder | Customized Exterior Lighting | DEER 2008 or SCE Workpaper | System | Misc._Commercial | Outdoor Lt | TRUE | 15 | 70% |  |  | 0.069922 | 0.1914 | 0 | 0 | 0 | -0.12148 | 1 | System | kW | 0 | 0 | Commercial | System | Annual |  |  |  |  | Small Boilers (<100 MMBtu/hr Heat Input):Uncontrolled | 15 | 70% | 0% | 1065043.5886 | 1928707.893 | 2052543.2276 | 0 | 0 | 0 | 0 |  | 266260.8971 | 266260.8971 | 266260.8971 | 266260.8971 | 482176.9732 | 482176.9732 | 482176.9732 | 482176.9732 | 513135.8069 | 513135.8069 | 513135.8069 | 513135.8069 | 0 | 0 | 0 | 0 | 0 | 0 | 0 | 0 | 0 | 0 | 0 | 0 | 0 | 0 | 0 | 0 | 5046294.7091
SCE Partnership Roll-up E3 Calculator - With Carbon Adder | Exterior Lighting Controls | DEER 2008 or SCE Workpaper | System | Misc._Commercial | Outdoor Lt | TRUE | 14.9 | 70% |  |  | 0.070211 | 0.21431 | 0 | 0 | 0 | -0.1441 | 1.0183 | System | kW | 0 | 0 | Commercial | System | Annual |  |  |  |  | Small Boilers (<100 MMBtu/hr Heat Input):Uncontrolled | 14.9 | 70% | 0% | 352391 | 704777 | 704777 | 0 | 0 | 0 | 0 |  | 88097.75 | 88097.75 | 88097.75 | 88097.75 | 176194.25 | 176194.25 | 176194.25 | 176194.25 | 176194.25 | 176194.25 | 176194.25 | 176194.25 | 0 | 0 | 0 | 0 | 0 | 0 | 0 | 0 | 0 | 0 | 0 | 0 | 0 | 0 | 0 | 0 | 1761945
SCE Partnership Roll-up E3 Calculator - With Carbon Adder | Interior Lighting | [16 empty] | System | #N/A | [21 empty] | 0 | 0 | 0 | 0 | 0 | 0 | 0 | 0 | 0 | 0 | 0 | 0 | 0 | 0 | 0 | 0 | 0 | 0 | 0 | 0 | 0 | 0 | 0 | 0 | 0 | 0 | 0 | 0 | 0
SCE Partnership Roll-up E3 Calculator - With Carbon Adder | Customized Interior Lighting | DEER 2008 or SCE Workpaper | System | NON_RES | DEER:Indoor_Non-CFL_Ltg | TRUE | 15 | 70% |  |  | 0.59861 | 0.21401 | 0 | 0 | 0 | 0.3846 | 1 | System | kWh | 0.00019689 | -0.029623 | Commercial | System | Annual |  |  |  |  | Small Boilers (<100 MMBtu/hr Heat Input):Uncontrolled | 15 | 70% | 0% | 5285783 | 10571565 | 10571565 | 0 | 0 | 0 | 0 |  | 1321445.75 | 1321445.75 | 1321445.75 | 1321445.75 | 2642891.25 | 2642891.25 | 2642891.25 | 2642891.25 | 2642891.25 | 2642891.25 | 2642891.25 | 2642891.25 | 0 | 0 | 0 | 0 | 0 | 0 | 0 | 0 | 0 | 0 | 0 | 0 | 0 | 0 | 0 | 0 | 26428913
SCE Partnership Roll-up E3 Calculator - With Carbon Adder | Daylighting | DEER 2008 or SCE Workpaper | System | NON_RES | DEER:Indoor_Non-CFL_Ltg | TRUE | 8 | 70% |  |  | 0.22 | 0.24 | 0 | 0 | 0 | -0.02 | 1 | System | kWh | 0.0003 | -0.029623 | Commercial | System | Annual |  |  |  |  | Small Boilers (<100 MMBtu/hr Heat Input):Uncontrolled | 8 | 70% | 0% | 0 | 13333 | 26667 | 26667 | 0 | 0 | 0 |  | 0 | 0 | 0 | 0 | 3333.25 | 3333.25 | 3333.25 | 3333.25 | 6666.75 | 6666.75 | 6666.75 | 6666.75 | 6666.75 | 6666.75 | 6666.75 | 6666.75 | 0 | 0 | 0 | 0 | 0 | 0 | 0 | 0 | 0 | 0 | 0 | 0 | 66667
SCE Partnership Roll-up E3 Calculator - With Carbon Adder | Interior Lighting System Modification | DEER 2008 or SCE Workpaper | System | NON_RES | DEER:Indoor_Non-CFL_Ltg | TRUE | 15 | 70% |  |  | 0.59861 | 0.06 | 0 | 0 | 0 | 0.53861 | 1 | System | kWh | 0.00019689 | -0.029623 | Commercial | System | Annual |  |  |  |  | Small Boilers (<100 MMBtu/hr Heat Input):Uncontrolled | 15 | 70% | 0% | 6262 | 6263 | 6263 | 0 | 0 | 0 | 0 |  | 1565.5 | 1565.5 | 1565.5 | 1565.5 | 1565.75 | 1565.75 | 1565.75 | 1565.75 | 1565.75 | 1565.75 | 1565.75 | 1565.75 | 0 | 0 | 0 | 0 | 0 | 0 | 0 | 0 | 0 | 0 | 0 | 0 | 0 | 0 | 0 | 0 | 18788
SCE Partnership Roll-up E3 Calculator - With Carbon Adder | Interior Lighting System Replacement | DEER 2008 or SCE Workpaper | System | NON_RES | DEER:Indoor_Non-CFL_Ltg | TRUE | 15 | 70% |  |  | 0.13742 | 0.056191 | 0 | 0 | 0 | 0.081225 | 1 | System | kWh | 0.00019735 | -0.029623 | Commercial | System | Annual |  |  |  |  | Small Boilers (<100 MMBtu/hr Heat Input):Uncontrolled | 15 | 70% | 0% | 14989278.4184 | 23928041.8255 | 30894745.079 | 0 | 0 | 0 | 0 |  | 3747319.6046 | 3747319.6046 | 3747319.6046 | 3747319.6046 | 5982010.4564 | 5982010.4564 | 5982010.4564 | 5982010.4564 | 7723686.2697 | 7723686.2697 | 7723686.2697 | 7723686.2697 | 0 | 0 | 0 | 0 | 0 | 0 | 0 | 0 | 0 | 0 | 0 | 0 | 0 | 0 | 0 | 0 | 69812065.3229
SCE Partnership Roll-up E3 Calculator - With Carbon Adder | Interior Controls | DEER 2008 or SCE Workpaper | System | NON_RES | DEER:Indoor_Non-CFL_Ltg | TRUE | 9.9 | 70% |  |  | 0.14493 | 0.20152 | 0 | 0 | 0 | -0.056585 | 1 | System | kWh | 0.00014012 | -0.029623 | Commercial | System | Annual |  |  |  |  | Small Boilers (<100 MMBtu/hr Heat Input):Uncontrolled | 9.9 | 70% | 0% | 808434 | 1513208 | 1513208 | 0 | 0 | 0 | 0 |  | 202108.5 | 202108.5 | 202108.5 | 202108.5 | 378302 | 378302 | 378302 | 378302 | 378302 | 378302 | 378302 | 378302 | 0 | 0 | 0 | 0 | 0 | 0 | 0 | 0 | 0 | 0 | 0 | 0 | 0 | 0 | 0 | 0 | 3834850
SCE Partnership Roll-up E3 Calculator - With Carbon Adder | LED Interior | [14 empty] | 0 |  | System | #N/A | [12 empty] | 0% | [8 empty] | 0 | 0 | 0 | 0 | 0 | 0 | 0 | 0 | 0 | 0 | 0 | 0 | 0 | 0 | 0 | 0 | 0 | 0 | 0 | 0 | 0 | 0 | 0 | 0 | 0 | 0 | 0 | 0 | 0
SCE Partnership Roll-up E3 Calculator - With Carbon Adder | SBD - Light Power Density | DEER 2008 or SCE Workpaper | System | NON_RES | DEER:Indoor_Non-CFL_Ltg | TRUE | 11 | 70% |  |  | 0.157 | 0.26 | 0 | 0 | 0 | -0.103 | 1 | System | kWh | 0.000239 | -0.029623 | Commercial | System | Annual |  |  |  |  | Small Boilers (<100 MMBtu/hr Heat Input):Uncontrolled | 11 | 70% | 0% | 0 | 13333 | 26667 | 26667 | 0 | 0 | 0 |  | 0 | 0 | 0 | 0 | 3333.25 | 3333.25 | 3333.25 | 3333.25 | 6666.75 | 6666.75 | 6666.75 | 6666.75 | 6666.75 | 6666.75 | 6666.75 | 6666.75 | 0 | 0 | 0 | 0 | 0 | 0 | 0 | 0 | 0 | 0 | 0 | 0 | 66667
SCE Partnership Roll-up E3 Calculator - With Carbon Adder | Refrigeration | DEER 2008 or SCE Workpaper | System | Misc._Commercial | Refrigeration | TRUE | 15 | 70% |  |  | 0.25 | 0.089888 | 0 | 0 | 0 | 0.16011 | 1 | System | kW | 0.00015 | -0.027458 | Commercial | System | Annual |  |  |  |  | Small Boilers (<100 MMBtu/hr Heat Input):Uncontrolled | 15 | 70% | 0% | 1467635.6488 | 2346832.3138 | 3032061.654 | 0 | 0 | 0 | 0 |  | 366908.9122 | 366908.9122 | 366908.9122 | 366908.9122 | 586708.0784 | 586708.0784 | 586708.0784 | 586708.0784 | 758015.4135 | 758015.4135 | 758015.4135 | 758015.4135 | 0 | 0 | 0 | 0 | 0 | 0 | 0 | 0 | 0 | 0 | 0 | 0 | 0 | 0 | 0 | 0 | 6846529.6166
SCE Partnership Roll-up E3 Calculator - With Carbon Adder | Process | [16 empty] | System | #N/A | [21 empty] | 0 | 0 | 0 | 0 | 0 | 0 | 0 | 0 | 0 | 0 | 0 | 0 | 0 | 0 | 0 | 0 | 0 | 0 | 0 | 0 | 0 | 0 | 0 | 0 | 0 | 0 | 0 | 0 | 0
SCE Partnership Roll-up E3 Calculator - With Carbon Adder | Compressed Air | [14 empty] | 0 |  | System | #N/A | [12 empty] | 0% | [8 empty] | 0 | 0 | 0 | 0 | 0 | 0 | 0 | 0 | 0 | 0 | 0 | 0 | 0 | 0 | 0 | 0 | 0 | 0 | 0 | 0 | 0 | 0 | 0 | 0 | 0 | 0 | 0 | 0 | 0
SCE Partnership Roll-up E3 Calculator - With Carbon Adder | Controls | [14 empty] | 0 |  | System | #N/A | [12 empty] | 0% | [8 empty] | 0 | 0 | 0 | 0 | 0 | 0 | 0 | 0 | 0 | 0 | 0 | 0 | 0 | 0 | 0 | 0 | 0 | 0 | 0 | 0 | 0 | 0 | 0 | 0 | 0 | 0 | 0 | 0 | 0
SCE Partnership Roll-up E3 Calculator - With Carbon Adder | Cooling & Motors | DEER 2008 or SCE Workpaper | System | Misc._Commercial | New_AC-Ret | TRUE | 15 | 70% |  |  | 0.697 | 0.22267 | 0 | 0 | 0 | 0.47433 | 1 | System | kW | 0.0004612 | 0 | Commercial | System | Annual |  |  |  |  | Small Boilers (<100 MMBtu/hr Heat Input):Uncontrolled | 15 | 70% | 0% | 587312 | 1174622 | 1174622 | 0 | 0 | 0 | 0 |  | 146828 | 146828 | 146828 | 146828 | 293655.5 | 293655.5 | 293655.5 | 293655.5 | 293655.5 | 293655.5 | 293655.5 | 293655.5 | 0 | 0 | 0 | 0 | 0 | 0 | 0 | 0 | 0 | 0 | 0 | 0 | 0 | 0 | 0 | 0 | 2936556
SCE Partnership Roll-up E3 Calculator - With Carbon Adder | Custom | DEER 2008 or SCE Workpaper | System | Industrial | Industrial | TRUE | 15 | 70% |  |  | 0.22 | 0.05618 | 0 | 0 | 0 | 0.16382 | 1 | System | kW | 0.0002371 | 0 | Commercial | System | Annual |  |  |  |  | Small Boilers (<100 MMBtu/hr Heat Input):Uncontrolled | 15 | 70% | 0% | 335533.3803 | 536536.8304 | 693195.138 | 0 | 0 | 0 | 0 |  | 83883.3451 | 83883.3451 | 83883.3451 | 83883.3451 | 134134.2076 | 134134.2076 | 134134.2076 | 134134.2076 | 173298.7845 | 173298.7845 | 173298.7845 | 173298.7845 | 0 | 0 | 0 | 0 | 0 | 0 | 0 | 0 | 0 | 0 | 0 | 0 | 0 | 0 | 0 | 0 | 1565265.3487
SCE Partnership Roll-up E3 Calculator - With Carbon Adder | Oil Well Pump-Off Controllers | [14 empty] | 0 |  | System | #N/A | [12 empty] | 0% | [8 empty] | 0 | 0 | 0 | 0 | 0 | 0 | 0 | 0 | 0 | 0 | 0 | 0 | 0 | 0 | 0 | 0 | 0 | 0 | 0 | 0 | 0 | 0 | 0 | 0 | 0 | 0 | 0 | 0 | 0
SCE Partnership Roll-up E3 Calculator - With Carbon Adder | Pumps & Vacuums | [14 empty] | 0 |  | System | #N/A | [12 empty] | 0% | [8 empty] | 0 | 0 | 0 | 0 | 0 | 0 | 0 | 0 | 0 | 0 | 0 | 0 | 0 | 0 | 0 | 0 | 0 | 0 | 0 | 0 | 0 | 0 | 0 | 0 | 0 | 0 | 0 | 0 | 0
SCE Partnership Roll-up E3 Calculator - With Carbon Adder | VSD | [14 empty] | 0 |  | System | #N/A | [12 empty] | 0% | [8 empty] | 0 | 0 | 0 | 0 | 0 | 0 | 0 | 0 | 0 | 0 | 0 | 0 | 0 | 0 | 0 | 0 | 0 | 0 | 0 | 0 | 0 | 0 | 0 | 0 | 0 | 0 | 0 | 0 | 0
SCE Partnership Roll-up E3 Calculator - With Carbon Adder | Whole Building | DEER 2008 or SCE Workpaper | System | Misc._Commercial | Commercial Whole Building | TRUE | 15 | 70% |  |  | 0.28 | 0.26 | 0 | 0 | 0 | 0.02 | 1 | System | kW | 0.00025 | -0.029623 | Commercial | System | Annual |  |  |  |  | Small Boilers (<100 MMBtu/hr Heat Input):Uncontrolled | 15 | 70% | 0% | 0 | 69231 | 138462 | 138462 | 0 | 0 | 0 |  | 0 | 0 | 0 | 0 | 17307.75 | 17307.75 | 17307.75 | 17307.75 | 34615.5 | 34615.5 | 34615.5 | 34615.5 | 34615.5 | 34615.5 | 34615.5 | 34615.5 | 0 | 0 | 0 | 0 | 0 | 0 | 0 | 0 | 0 | 0 | 0 | 0 | 346155
SCE Partnership Roll-up E3 Calculator - With Carbon Adder | CODES & STANDARDS | [16 empty] | System | #N/A | [21 empty] | 0 | 0 | 0 | 0 | 0 | 0 | 0 | 0 | 0 | 0 | 0 | 0 | 0 | 0 | 0 | 0 | 0 | 0 | 0 | 0 | 0 | 0 | 0 | 0 | 0 | 0 | 0 | 0 | 0
SCE Partnership Roll-up E3 Calculator - With Carbon Adder | 2008 Title 24 | [14 empty] | 0 |  | System | #N/A | [12 empty] | 0% | [8 empty] | 0 | 0 | 0 | 0 | 0 | 0 | 0 | 0 | 0 | 0 | 0 | 0 | 0 | 0 | 0 | 0 | 0 | 0 | 0 | 0 | 0 | 0 | 0 | 0 | 0 | 0 | 0 | 0 | 0
SCE Partnership Roll-up E3 Calculator - With Carbon Adder | 2008 Title 20 | [14 empty] | 0 |  | System | #N/A | [12 empty] | 0% | [8 empty] | 0 | 0 | 0 | 0 | 0 | 0 | 0 | 0 | 0 | 0 | 0 | 0 | 0 | 0 | 0 | 0 | 0 | 0 | 0 | 0 | 0 | 0 | 0 | 0 | 0 | 0 | 0 | 0 | 0
SCE Partnership Roll-up E3 Calculator - With Carbon Adder | 2009 Title 20 | [14 empty] | 0 |  | System | #N/A | [12 empty] | 0% | [8 empty] | 0 | 0 | 0 | 0 | 0 | 0 | 0 | 0 | 0 | 0 | 0 | 0 | 0 | 0 | 0 | 0 | 0 | 0 | 0 | 0 | 0 | 0 | 0 | 0 | 0 | 0 | 0 | 0 | 0
SCE Partnership Roll-up E3 Calculator - With Carbon Adder | [17 empty] | System | #N/A | [21 empty] | 0 | 0 | 0 | 0 | 0 | 0 | 0 | 0 | 0 | 0 | 0 | 0 | 0 | 0 | 0 | 0 | 0 | 0 | 0 | 0 | 0 | 0 | 0 | 0 | 0 | 0 | 0 | 0 | 0
SCE Partnership Roll-up E3 Calculator - With Carbon Adder | [17 empty] | System | #N/A | [21 empty] | 0 | 0 | 0 | 0 | 0 | 0 | 0 | 0 | 0 | 0 | 0 | 0 | 0 | 0 | 0 | 0 | 0 | 0 | 0 | 0 | 0 | 0 | 0 | 0 | 0 | 0 | 0 | 0 | 0
SCE Partnership Roll-up E3 Calculator - With Carbon Adder | [17 empty] | System | #N/A | [21 empty] | 0 | 0 | 0 | 0 | 0 | 0 | 0 | 0 | 0 | 0 | 0 | 0 | 0 | 0 | 0 | 0 | 0 | 0 | 0 | 0 | 0 | 0 | 0 | 0 | 0 | 0 | 0 | 0 | 0
SCE Partnership Roll-up E3 Calculator - With Carbon Adder | [17 empty] | System | #N/A | [21 empty] | 0 | 0 | 0 | 0 | 0 | 0 | 0 | 0 | 0 | 0 | 0 | 0 | 0 | 0 | 0 | 0 | 0 | 0 | 0 | 0 | 0 | 0 | 0 | 0 | 0 | 0 | 0 | 0 | 0
SCE Partnership Roll-up E3 Calculator - With Carbon Adder | [17 empty] | System | #N/A | [21 empty] | 0 | 0 | 0 | 0 | 0 | 0 | 0 | 0 | 0 | 0 | 0 | 0 | 0 | 0 | 0 | 0 | 0 | 0 | 0 | 0 | 0 | 0 | 0 | 0 | 0 | 0 | 0 | 0 | 0
SCE Partnership Roll-up E3 Calculator - With Carbon Adder | [17 empty] | System | #N/A | [21 empty] | 0 | 0 | 0 | 0 | 0 | 0 | 0 | 0 | 0 | 0 | 0 | 0 | 0 | 0 | 0 | 0 | 0 | 0 | 0 | 0 | 0 | 0 | 0 | 0 | 0 | 0 | 0 | 0 | 0
SCE Partnership Roll-up E3 Calculator - With Carbon Adder | [17 empty] | System | #N/A | [21 empty] | 0 | 0 | 0 | 0 | 0 | 0 | 0 | 0 | 0 | 0 | 0 | 0 | 0 | 0 | 0 | 0 | 0 | 0 | 0 | 0 | 0 | 0 | 0 | 0 | 0 | 0 | 0 | 0 | 0
SCE Partnership Roll-up E3 Calculator - With Carbon Adder | [17 empty] | System | #N/A | [21 empty] | 0 | 0 | 0 | 0 | 0 | 0 | 0 | 0 | 0 | 0 | 0 | 0 | 0 | 0 | 0 | 0 | 0 | 0 | 0 | 0 | 0 | 0 | 0 | 0 | 0 | 0 | 0 | 0 | 0
SCE Partnership Roll-up E3 Calculator - With Carbon Adder | [17 empty] | System | #N/A | [21 empty] | 0 | 0 | 0 | 0 | 0 | 0 | 0 | 0 | 0 | 0 | 0 | 0 | 0 | 0 | 0 | 0 | 0 | 0 | 0 | 0 | 0 | 0 | 0 | 0 | 0 | 0 | 0 | 0 | 0
SCE Partnership Roll-up E3 Calculator - With Carbon Adder | [17 empty] | System | #N/A | [21 empty] | 0 | 0 | 0 | 0 | 0 | 0 | 0 | 0 | 0 | 0 | 0 | 0 | 0 | 0 | 0 | 0 | 0 | 0 | 0 | 0 | 0 | 0 | 0 | 0 | 0 | 0 | 0 | 0 | 0
SCE Partnership Roll-up E3 Calculator - With Carbon Adder | [17 empty] | System | #N/A | [21 empty] | 0 | 0 | 0 | 0 | 0 | 0 | 0 | 0 | 0 | 0 | 0 | 0 | 0 | 0 | 0 | 0 | 0 | 0 | 0 | 0 | 0 | 0 | 0 | 0 | 0 | 0 | 0 | 0 | 0
SCE Partnership Roll-up E3 Calculator - With Carbon Adder | [17 empty] | System | #N/A | [21 empty] | 0 | 0 | 0 | 0 | 0 | 0 | 0 | 0 | 0 | 0 | 0 | 0 | 0 | 0 | 0 | 0 | 0 | 0 | 0 | 0 | 0 | 0 | 0 | 0 | 0 | 0 | 0 | 0 | 0
SCE Partnership Roll-up E3 Calculator - With Carbon Adder | [17 empty] | System | #N/A | [21 empty] | 0 | 0 | 0 | 0 | 0 | 0 | 0 | 0 | 0 | 0 | 0 | 0 | 0 | 0 | 0 | 0 | 0 | 0 | 0 | 0 | 0 | 0 | 0 | 0 | 0 | 0 | 0 | 0 | 0
SCE Partnership Roll-up E3 Calculator - With Carbon Adder | [17 empty] | System | #N/A | [21 empty] | 0 | 0 | 0 | 0 | 0 | 0 | 0 | 0 | 0 | 0 | 0 | 0 | 0 | 0 | 0 | 0 | 0 | 0 | 0 | 0 | 0 | 0 | 0 | 0 | 0 | 0 | 0 | 0 | 0
SCE Partnership Roll-up E3 Calculator - With Carbon Adder | [17 empty] | System | #N/A | [21 empty] | 0 | 0 | 0 | 0 | 0 | 0 | 0 | 0 | 0 | 0 | 0 | 0 | 0 | 0 | 0 | 0 | 0 | 0 | 0 | 0 | 0 | 0 | 0 | 0 | 0 | 0 | 0 | 0 | 0
SCE Partnership Roll-up E3 Calculator - With Carbon Adder | [17 empty] | System | #N/A | [21 empty] | 0 | 0 | 0 | 0 | 0 | 0 | 0 | 0 | 0 | 0 | 0 | 0 | 0 | 0 | 0 | 0 | 0 | 0 | 0 | 0 | 0 | 0 | 0 | 0 | 0 | 0 | 0 | 0 | 0
SCE Partnership Roll-up E3 Calculator - With Carbon Adder | [17 empty] | System | #N/A | [21 empty] | 0 | 0 | 0 | 0 | 0 | 0 | 0 | 0 | 0 | 0 | 0 | 0 | 0 | 0 | 0 | 0 | 0 | 0 | 0 | 0 | 0 | 0 | 0 | 0 | 0 | 0 | 0 | 0 | 0
SCE Partnership Roll-up E3 Calculator - With Carbon Adder | [17 empty] | System | #N/A | [21 empty] | 0 | 0 | 0 | 0 | 0 | 0 | 0 | 0 | 0 | 0 | 0 | 0 | 0 | 0 | 0 | 0 | 0 | 0 | 0 | 0 | 0 | 0 | 0 | 0 | 0 | 0 | 0 | 0 | 0
SCE Partnership Roll-up E3 Calculator - With Carbon Adder | [17 empty] | System | #N/A | [21 empty] | 0 | 0 | 0 | 0 | 0 | 0 | 0 | 0 | 0 | 0 | 0 | 0 | 0 | 0 | 0 | 0 | 0 | 0 | 0 | 0 | 0 | 0 | 0 | 0 | 0 | 0 | 0 | 0 | 0
SCE Partnership Roll-up E3 Calculator - With Carbon Adder | [17 empty] | System | #N/A | [21 empty] | 0 | 0 | 0 | 0 | 0 | 0 | 0 | 0 | 0 | 0 | 0 | 0 | 0 | 0 | 0 | 0 | 0 | 0 | 0 | 0 | 0 | 0 | 0 | 0 | 0 | 0 | 0 | 0 | 0
SCE Partnership Roll-up E3 Calculator - With Carbon Adder | [17 empty] | System | #N/A | [21 empty] | 0 | 0 | 0 | 0 | 0 | 0 | 0 | 0 | 0 | 0 | 0 | 0 | 0 | 0 | 0 | 0 | 0 | 0 | 0 | 0 | 0 | 0 | 0 | 0 | 0 | 0 | 0 | 0 | 0
SCE Partnership Roll-up E3 Calculator - With Carbon Adder | [17 empty] | System | #N/A | [21 empty] | 0 | 0 | 0 | 0 | 0 | 0 | 0 | 0 | 0 | 0 | 0 | 0 | 0 | 0 | 0 | 0 | 0 | 0 | 0 | 0 | 0 | 0 | 0 | 0 | 0 | 0 | 0 | 0 | 0
SCE Partnership Roll-up E3 Calculator - With Carbon Adder | [17 empty] | System | #N/A | [21 empty] | 0 | 0 | 0 | 0 | 0 | 0 | 0 | 0 | 0 | 0 | 0 | 0 | 0 | 0 | 0 | 0 | 0 | 0 | 0 | 0 | 0 | 0 | 0 | 0 | 0 | 0 | 0 | 0 | 0
SCE Partnership Roll-up E3 Calculator - With Carbon Adder | [17 empty] | System | #N/A | [21 empty] | 0 | 0 | 0 | 0 | 0 | 0 | 0 | 0 | 0 | 0 | 0 | 0 | 0 | 0 | 0 | 0 | 0 | 0 | 0 | 0 | 0 | 0 | 0 | 0 | 0 | 0 | 0 | 0 | 0
SCE Partnership Roll-up E3 Calculator - With Carbon Adder | [17 empty] | System | #N/A | [21 empty] | 0 | 0 | 0 | 0 | 0 | 0 | 0 | 0 | 0 | 0 | 0 | 0 | 0 | 0 | 0 | 0 | 0 | 0 | 0 | 0 | 0 | 0 | 0 | 0 | 0 | 0 | 0 | 0 | 0
SCE Partnership Roll-up E3 Calculator - With Carbon Adder | [17 empty] | System | #N/A | [21 empty] | 0 | 0 | 0 | 0 | 0 | 0 | 0 | 0 | 0 | 0 | 0 | 0 | 0 | 0 | 0 | 0 | 0 | 0 | 0 | 0 | 0 | 0 | 0 | 0 | 0 | 0 | 0 | 0 | 0
SCE Partnership Roll-up E3 Calculator - With Carbon Adder | [17 empty] | System | #N/A | [21 empty] | 0 | 0 | 0 | 0 | 0 | 0 | 0 | 0 | 0 | 0 | 0 | 0 | 0 | 0 | 0 | 0 | 0 | 0 | 0 | 0 | 0 | 0 | 0 | 0 | 0 | 0 | 0 | 0 | 0
SCE Partnership Roll-up E3 Calculator - With Carbon Adder | [17 empty] | System | #N/A | [21 empty] | 0 | 0 | 0 | 0 | 0 | 0 | 0 | 0 | 0 | 0 | 0 | 0 | 0 | 0 | 0 | 0 | 0 | 0 | 0 | 0 | 0 | 0 | 0 | 0 | 0 | 0 | 0 | 0 | 0
SCE Partnership Roll-up E3 Calculator - With Carbon Adder | [17 empty] | System | #N/A | [21 empty] | 0 | 0 | 0 | 0 | 0 | 0 | 0 | 0 | 0 | 0 | 0 | 0 | 0 | 0 | 0 | 0 | 0 | 0 | 0 | 0 | 0 | 0 | 0 | 0 | 0 | 0 | 0 | 0 | 0
SCE Partnership Roll-up E3 Calculator - With Carbon Adder | [17 empty] | System | #N/A | [21 empty] | 0 | 0 | 0 | 0 | 0 | 0 | 0 | 0 | 0 | 0 | 0 | 0 | 0 | 0 | 0 | 0 | 0 | 0 | 0 | 0 | 0 | 0 | 0 | 0 | 0 | 0 | 0 | 0 | 0
SCE Partnership Roll-up E3 Calculator - With Carbon Adder | [17 empty] | System | #N/A | [21 empty] | 0 | 0 | 0 | 0 | 0 | 0 | 0 | 0 | 0 | 0 | 0 | 0 | 0 | 0 | 0 | 0 | 0 | 0 | 0 | 0 | 0 | 0 | 0 | 0 | 0 | 0 | 0 | 0 | 0
SCE Partnership Roll-up E3 Calculator - With Carbon Adder | [17 empty] | System | #N/A | [21 empty] | 0 | 0 | 0 | 0 | 0 | 0 | 0 | 0 | 0 | 0 | 0 | 0 | 0 | 0 | 0 | 0 | 0 | 0 | 0 | 0 | 0 | 0 | 0 | 0 | 0 | 0 | 0 | 0 | 0
SCE Partnership Roll-up E3 Calculator - With Carbon Adder | [17 empty] | System | #N/A | [21 empty] | 0 | 0 | 0 | 0 | 0 | 0 | 0 | 0 | 0 | 0 | 0 | 0 | 0 | 0 | 0 | 0 | 0 | 0 | 0 | 0 | 0 | 0 | 0 | 0 | 0 | 0 | 0 | 0 | 0
SCE Partnership Roll-up E3 Calculator - With Carbon Adder | [17 empty] | System | #N/A | [21 empty] | 0 | 0 | 0 | 0 | 0 | 0 | 0 | 0 | 0 | 0 | 0 | 0 | 0 | 0 | 0 | 0 | 0 | 0 | 0 | 0 | 0 | 0 | 0 | 0 | 0 | 0 | 0 | 0 | 0
SCE Partnership Roll-up E3 Calculator - With Carbon Adder | [17 empty] | System | #N/A | [21 empty] | 0 | 0 | 0 | 0 | 0 | 0 | 0 | 0 | 0 | 0 | 0 | 0 | 0 | 0 | 0 | 0 | 0 | 0 | 0 | 0 | 0 | 0 | 0 | 0 | 0 | 0 | 0 | 0 | 0
SCE Partnership Roll-up E3 Calculator - With Carbon Adder | [17 empty] | System | #N/A | [21 empty] | 0 | 0 | 0 | 0 | 0 | 0 | 0 | 0 | 0 | 0 | 0 | 0 | 0 | 0 | 0 | 0 | 0 | 0 | 0 | 0 | 0 | 0 | 0 | 0 | 0 | 0 | 0 | 0 | 0
SCE Partnership Roll-up E3 Calculator - With Carbon Adder | [17 empty] | System | #N/A | [21 empty] | 0 | 0 | 0 | 0 | 0 | 0 | 0 | 0 | 0 | 0 | 0 | 0 | 0 | 0 | 0 | 0 | 0 | 0 | 0 | 0 | 0 | 0 | 0 | 0 | 0 | 0 | 0 | 0 | 0
SCE Partnership Roll-up E3 Calculator - With Carbon Adder | [17 empty] | System | #N/A | [21 empty] | 0 | 0 | 0 | 0 | 0 | 0 | 0 | 0 | 0 | 0 | 0 | 0 | 0 | 0 | 0 | 0 | 0 | 0 | 0 | 0 | 0 | 0 | 0 | 0 | 0 | 0 | 0 | 0 | 0
SCE Partnership Roll-up E3 Calculator - With Carbon Adder | [17 empty] | System | #N/A | [21 empty] | 0 | 0 | 0 | 0 | 0 | 0 | 0 | 0 | 0 | 0 | 0 | 0 | 0 | 0 | 0 | 0 | 0 | 0 | 0 | 0 | 0 | 0 | 0 | 0 | 0 | 0 | 0 | 0 | 0
SCE Partnership Roll-up E3 Calculator - With Carbon Adder | [17 empty] | System | #N/A | [21 empty] | 0 | 0 | 0 | 0 | 0 | 0 | 0 | 0 | 0 | 0 | 0 | 0 | 0 | 0 | 0 | 0 | 0 | 0 | 0 | 0 | 0 | 0 | 0 | 0 | 0 | 0 | 0 | 0 | 0
SCE Partnership Roll-up E3 Calculator - With Carbon Adder | [17 empty] | System | #N/A | [21 empty] | 0 | 0 | 0 | 0 | 0 | 0 | 0 | 0 | 0 | 0 | 0 | 0 | 0 | 0 | 0 | 0 | 0 | 0 | 0 | 0 | 0 | 0 | 0 | 0 | 0 | 0 | 0 | 0 | 0
SCE Partnership Roll-up E3 Calculator - With Carbon Adder | [17 empty] | System | #N/A | [21 empty] | 0 | 0 | 0 | 0 | 0 | 0 | 0 | 0 | 0 | 0 | 0 | 0 | 0 | 0 | 0 | 0 | 0 | 0 | 0 | 0 | 0 | 0 | 0 | 0 | 0 | 0 | 0 | 0 | 0
SCE Partnership Roll-up E3 Calculator - With Carbon Adder | [17 empty] | System | #N/A | [21 empty] | 0 | 0 | 0 | 0 | 0 | 0 | 0 | 0 | 0 | 0 | 0 | 0 | 0 | 0 | 0 | 0 | 0 | 0 | 0 | 0 | 0 | 0 | 0 | 0 | 0 | 0 | 0 | 0 | 0
SCE Partnership Roll-up E3 Calculator - With Carbon Adder | [17 empty] | System | #N/A | [21 empty] | 0 | 0 | 0 | 0 | 0 | 0 | 0 | 0 | 0 | 0 | 0 | 0 | 0 | 0 | 0 | 0 | 0 | 0 | 0 | 0 | 0 | 0 | 0 | 0 | 0 | 0 | 0 | 0 | 0
SCE Partnership Roll-up E3 Calculator - With Carbon Adder | [17 empty] | System | #N/A | [21 empty] | 0 | 0 | 0 | 0 | 0 | 0 | 0 | 0 | 0 | 0 | 0 | 0 | 0 | 0 | 0 | 0 | 0 | 0 | 0 | 0 | 0 | 0 | 0 | 0 | 0 | 0 | 0 | 0 | 0
SCE Partnership Roll-up E3 Calculator - With Carbon Adder | [17 empty] | System | #N/A | [21 empty] | 0 | 0 | 0 | 0 | 0 | 0 | 0 | 0 | 0 | 0 | 0 | 0 | 0 | 0 | 0 | 0 | 0 | 0 | 0 | 0 | 0 | 0 | 0 | 0 | 0 | 0 | 0 | 0 | 0
SCE Partnership Roll-up E3 Calculator - With Carbon Adder | [17 empty] | System | #N/A | [21 empty] | 0 | 0 | 0 | 0 | 0 | 0 | 0 | 0 | 0 | 0 | 0 | 0 | 0 | 0 | 0 | 0 | 0 | 0 | 0 | 0 | 0 | 0 | 0 | 0 | 0 | 0 | 0 | 0 | 0
SCE Partnership Roll-up E3 Calculator - With Carbon Adder | [17 empty] | System | #N/A | [21 empty] | 0 | 0 | 0 | 0 | 0 | 0 | 0 | 0 | 0 | 0 | 0 | 0 | 0 | 0 | 0 | 0 | 0 | 0 | 0 | 0 | 0 | 0 | 0 | 0 | 0 | 0 | 0 | 0 | 0
SCE Partnership Roll-up E3 Calculator - With Carbon Adder | [17 empty] | System | #N/A | [21 empty] | 0 | 0 | 0 | 0 | 0 | 0 | 0 | 0 | 0 | 0 | 0 | 0 | 0 | 0 | 0 | 0 | 0 | 0 | 0 | 0 | 0 | 0 | 0 | 0 | 0 | 0 | 0 | 0 | 0
SCE Partnership Roll-up E3 Calculator - With Carbon Adder | [17 empty] | System | #N/A | [21 empty] | 0 | 0 | 0 | 0 | 0 | 0 | 0 | 0 | 0 | 0 | 0 | 0 | 0 | 0 | 0 | 0 | 0 | 0 | 0 | 0 | 0 | 0 | 0 | 0 | 0 | 0 | 0 | 0 | 0
SCE Partnership Roll-up E3 Calculator - With Carbon Adder | [17 empty] | System | #N/A | [21 empty] | 0 | 0 | 0 | 0 | 0 | 0 | 0 | 0 | 0 | 0 | 0 | 0 | 0 | 0 | 0 | 0 | 0 | 0 | 0 | 0 | 0 | 0 | 0 | 0 | 0 | 0 | 0 | 0 | 0
SCE Partnership Roll-up E3 Calculator - With Carbon Adder | [17 empty] | System | #N/A | [21 empty] | 0 | 0 | 0 | 0 | 0 | 0 | 0 | 0 | 0 | 0 | 0 | 0 | 0 | 0 | 0 | 0 | 0 | 0 | 0 | 0 | 0 | 0 | 0 | 0 | 0 | 0 | 0 | 0 | 0
SCE Partnership Roll-up E3 Calculator - With Carbon Adder | [17 empty] | System | #N/A | [21 empty] | 0 | 0 | 0 | 0 | 0 | 0 | 0 | 0 | 0 | 0 | 0 | 0 | 0 | 0 | 0 | 0 | 0 | 0 | 0 | 0 | 0 | 0 | 0 | 0 | 0 | 0 | 0 | 0 | 0
SCE Partnership Roll-up E3 Calculator - With Carbon Adder | [17 empty] | System | #N/A | [21 empty] | 0 | 0 | 0 | 0 | 0 | 0 | 0 | 0 | 0 | 0 | 0 | 0 | 0 | 0 | 0 | 0 | 0 | 0 | 0 | 0 | 0 | 0 | 0 | 0 | 0 | 0 | 0 | 0 | 0
SCE Partnership Roll-up E3 Calculator - With Carbon Adder | [17 empty] | System | #N/A | [21 empty] | 0 | 0 | 0 | 0 | 0 | 0 | 0 | 0 | 0 | 0 | 0 | 0 | 0 | 0 | 0 | 0 | 0 | 0 | 0 | 0 | 0 | 0 | 0 | 0 | 0 | 0 | 0 | 0 | 0
SCE Partnership Roll-up E3 Calculator - With Carbon Adder | [17 empty] | System | #N/A | [21 empty] | 0 | 0 | 0 | 0 | 0 | 0 | 0 | 0 | 0 | 0 | 0 | 0 | 0 | 0 | 0 | 0 | 0 | 0 | 0 | 0 | 0 | 0 | 0 | 0 | 0 | 0 | 0 | 0 | 0
SCE Partnership Roll-up E3 Calculator - With Carbon Adder | [17 empty] | System | #N/A | [21 empty] | 0 | 0 | 0 | 0 | 0 | 0 | 0 | 0 | 0 | 0 | 0 | 0 | 0 | 0 | 0 | 0 | 0 | 0 | 0 | 0 | 0 | 0 | 0 | 0 | 0 | 0 | 0 | 0 | 0
SCE Partnership Roll-up E3 Calculator - With Carbon Adder | [17 empty] | System | #N/A | [21 empty] | 0 | 0 | 0 | 0 | 0 | 0 | 0 | 0 | 0 | 0 | 0 | 0 | 0 | 0 | 0 | 0 | 0 | 0 | 0 | 0 | 0 | 0 | 0 | 0 | 0 | 0 | 0 | 0 | 0
SCE Partnership Roll-up E3 Calculator - With Carbon Adder | [17 empty] | System | #N/A | [21 empty] | 0 | 0 | 0 | 0 | 0 | 0 | 0 | 0 | 0 | 0 | 0 | 0 | 0 | 0 | 0 | 0 | 0 | 0 | 0 | 0 | 0 | 0 | 0 | 0 | 0 | 0 | 0 | 0 | 0
SCE Partnership Roll-up E3 Calculator - With Carbon Adder | [17 empty] | System | #N/A | [21 empty] | 0 | 0 | 0 | 0 | 0 | 0 | 0 | 0 | 0 | 0 | 0 | 0 | 0 | 0 | 0 | 0 | 0 | 0 | 0 | 0 | 0 | 0 | 0 | 0 | 0 | 0 | 0 | 0 | 0
SCE Partnership Roll-up E3 Calculator - With Carbon Adder | [17 empty] | System | #N/A | [21 empty] | 0 | 0 | 0 | 0 | 0 | 0 | 0 | 0 | 0 | 0 | 0 | 0 | 0 | 0 | 0 | 0 | 0 | 0 | 0 | 0 | 0 | 0 | 0 | 0 | 0 | 0 | 0 | 0 | 0
SCE Partnership Roll-up E3 Calculator - With Carbon Adder | [17 empty] | System | #N/A | [21 empty] | 0 | 0 | 0 | 0 | 0 | 0 | 0 | 0 | 0 | 0 | 0 | 0 | 0 | 0 | 0 | 0 | 0 | 0 | 0 | 0 | 0 | 0 | 0 | 0 | 0 | 0 | 0 | 0 | 0
SCE Partnership Roll-up E3 Calculator - With Carbon Adder | [17 empty] | System | #N/A | [21 empty] | 0 | 0 | 0 | 0 | 0 | 0 | 0 | 0 | 0 | 0 | 0 | 0 | 0 | 0 | 0 | 0 | 0 | 0 | 0 | 0 | 0 | 0 | 0 | 0 | 0 | 0 | 0 | 0 | 0
SCE Partnership Roll-up E3 Calculator - With Carbon Adder | [17 empty] | System | #N/A | [21 empty] | 0 | 0 | 0 | 0 | 0 | 0 | 0 | 0 | 0 | 0 | 0 | 0 | 0 | 0 | 0 | 0 | 0 | 0 | 0 | 0 | 0 | 0 | 0 | 0 | 0 | 0 | 0 | 0 | 0
SCE Partnership Roll-up E3 Calculator - With Carbon Adder | [17 empty] | System | #N/A | [21 empty] | 0 | 0 | 0 | 0 | 0 | 0 | 0 | 0 | 0 | 0 | 0 | 0 | 0 | 0 | 0 | 0 | 0 | 0 | 0 | 0 | 0 | 0 | 0 | 0 | 0 | 0 | 0 | 0 | 0
SCE Partnership Roll-up E3 Calculator - With Carbon Adder | [17 empty] | System | #N/A | [21 empty] | 0 | 0 | 0 | 0 | 0 | 0 | 0 | 0 | 0 | 0 | 0 | 0 | 0 | 0 | 0 | 0 | 0 | 0 | 0 | 0 | 0 | 0 | 0 | 0 | 0 | 0 | 0 | 0 | 0
SCE Partnership Roll-up E3 Calculator - With Carbon Adder | [17 empty] | System | #N/A | [21 empty] | 0 | 0 | 0 | 0 | 0 | 0 | 0 | 0 | 0 | 0 | 0 | 0 | 0 | 0 | 0 | 0 | 0 | 0 | 0 | 0 | 0 | 0 | 0 | 0 | 0 | 0 | 0 | 0 | 0
SCE Partnership Roll-up E3 Calculator - With Carbon Adder | [17 empty] | System | #N/A | [21 empty] | 0 | 0 | 0 | 0 | 0 | 0 | 0 | 0 | 0 | 0 | 0 | 0 | 0 | 0 | 0 | 0 | 0 | 0 | 0 | 0 | 0 | 0 | 0 | 0 | 0 | 0 | 0 | 0 | 0
SCE Partnership Roll-up E3 Calculator - With Carbon Adder | [17 empty] | System | #N/A | [21 empty] | 0 | 0 | 0 | 0 | 0 | 0 | 0 | 0 | 0 | 0 | 0 | 0 | 0 | 0 | 0 | 0 | 0 | 0 | 0 | 0 | 0 | 0 | 0 | 0 | 0 | 0 | 0 | 0 | 0
SCE Partnership Roll-up E3 Calculator - With Carbon Adder | [17 empty] | System | #N/A | [21 empty] | 0 | 0 | 0 | 0 | 0 | 0 | 0 | 0 | 0 | 0 | 0 | 0 | 0 | 0 | 0 | 0 | 0 | 0 | 0 | 0 | 0 | 0 | 0 | 0 | 0 | 0 | 0 | 0 | 0
SCE Partnership Roll-up E3 Calculator - With Carbon Adder | [17 empty] | System | #N/A | [21 empty] | 0 | 0 | 0 | 0 | 0 | 0 | 0 | 0 | 0 | 0 | 0 | 0 | 0 | 0 | 0 | 0 | 0 | 0 | 0 | 0 | 0 | 0 | 0 | 0 | 0 | 0 | 0 | 0 | 0
SCE Partnership Roll-up E3 Calculator - With Carbon Adder | [17 empty] | System | #N/A | [21 empty] | 0 | 0 | 0 | 0 | 0 | 0 | 0 | 0 | 0 | 0 | 0 | 0 | 0 | 0 | 0 | 0 | 0 | 0 | 0 | 0 | 0 | 0 | 0 | 0 | 0 | 0 | 0 | 0 | 0
SCE Partnership Roll-up E3 Calculator - With Carbon Adder | [17 empty] | System | #N/A | [21 empty] | 0 | 0 | 0 | 0 | 0 | 0 | 0 | 0 | 0 | 0 | 0 | 0 | 0 | 0 | 0 | 0 | 0 | 0 | 0 | 0 | 0 | 0 | 0 | 0 | 0 | 0 | 0 | 0 | 0
SCE Partnership Roll-up E3 Calculator - With Carbon Adder | [17 empty] | System | #N/A | [21 empty] | 0 | 0 | 0 | 0 | 0 | 0 | 0 | 0 | 0 | 0 | 0 | 0 | 0 | 0 | 0 | 0 | 0 | 0 | 0 | 0 | 0 | 0 | 0 | 0 | 0 | 0 | 0 | 0 | 0
SCE Partnership Roll-up E3 Calculator - With Carbon Adder | [17 empty] | System | #N/A | [21 empty] | 0 | 0 | 0 | 0 | 0 | 0 | 0 | 0 | 0 | 0 | 0 | 0 | 0 | 0 | 0 | 0 | 0 | 0 | 0 | 0 | 0 | 0 | 0 | 0 | 0 | 0 | 0 | 0 | 0
SCE Partnership Roll-up E3 Calculator - With Carbon Adder | [17 empty] | System | #N/A | [21 empty] | 0 | 0 | 0 | 0 | 0 | 0 | 0 | 0 | 0 | 0 | 0 | 0 | 0 | 0 | 0 | 0 | 0 | 0 | 0 | 0 | 0 | 0 | 0 | 0 | 0 | 0 | 0 | 0 | 0
SCE Partnership Roll-up E3 Calculator - With Carbon Adder | [17 empty] | System | #N/A | [21 empty] | 0 | 0 | 0 | 0 | 0 | 0 | 0 | 0 | 0 | 0 | 0 | 0 | 0 | 0 | 0 | 0 | 0 | 0 | 0 | 0 | 0 | 0 | 0 | 0 | 0 | 0 | 0 | 0 | 0
SCE Partnership Roll-up E3 Calculator - With Carbon Adder | [17 empty] | System | #N/A | [21 empty] | 0 | 0 | 0 | 0 | 0 | 0 | 0 | 0 | 0 | 0 | 0 | 0 | 0 | 0 | 0 | 0 | 0 | 0 | 0 | 0 | 0 | 0 | 0 | 0 | 0 | 0 | 0 | 0 | 0
SCE Partnership Roll-up E3 Calculator - With Carbon Adder | [17 empty] | System | #N/A | [21 empty] | 0 | 0 | 0 | 0 | 0 | 0 | 0 | 0 | 0 | 0 | 0 | 0 | 0 | 0 | 0 | 0 | 0 | 0 | 0 | 0 | 0 | 0 | 0 | 0 | 0 | 0 | 0 | 0 | 0
SCE Partnership Roll-up E3 Calculator - With Carbon Adder | [17 empty] | System | #N/A | [21 empty] | 0 | 0 | 0 | 0 | 0 | 0 | 0 | 0 | 0 | 0 | 0 | 0 | 0 | 0 | 0 | 0 | 0 | 0 | 0 | 0 | 0 | 0 | 0 | 0 | 0 | 0 | 0 | 0 | 0
SCE Partnership Roll-up E3 Calculator - With Carbon Adder | [17 empty] | System | #N/A | [21 empty] | 0 | 0 | 0 | 0 | 0 | 0 | 0 | 0 | 0 | 0 | 0 | 0 | 0 | 0 | 0 | 0 | 0 | 0 | 0 | 0 | 0 | 0 | 0 | 0 | 0 | 0 | 0 | 0 | 0
SCE Partnership Roll-up E3 Calculator - With Carbon Adder | [17 empty] | System | #N/A | [21 empty] | 0 | 0 | 0 | 0 | 0 | 0 | 0 | 0 | 0 | 0 | 0 | 0 | 0 | 0 | 0 | 0 | 0 | 0 | 0 | 0 | 0 | 0 | 0 | 0 | 0 | 0 | 0 | 0 | 0
SCE Partnership Roll-up E3 Calculator - With Carbon Adder | [17 empty] | System | #N/A | [21 empty] | 0 | 0 | 0 | 0 | 0 | 0 | 0 | 0 | 0 | 0 | 0 | 0 | 0 | 0 | 0 | 0 | 0 | 0 | 0 | 0 | 0 | 0 | 0 | 0 | 0 | 0 | 0 | 0 | 0
SCE Partnership Roll-up E3 Calculator - With Carbon Adder | [17 empty] | System | #N/A | [21 empty] | 0 | 0 | 0 | 0 | 0 | 0 | 0 | 0 | 0 | 0 | 0 | 0 | 0 | 0 | 0 | 0 | 0 | 0 | 0 | 0 | 0 | 0 | 0 | 0 | 0 | 0 | 0 | 0 | 0
SCE Partnership Roll-up E3 Calculator - With Carbon Adder | [17 empty] | System | #N/A | [21 empty] | 0 | 0 | 0 | 0 | 0 | 0 | 0 | 0 | 0 | 0 | 0 | 0 | 0 | 0 | 0 | 0 | 0 | 0 | 0 | 0 | 0 | 0 | 0 | 0 | 0 | 0 | 0 | 0 | 0
SCE Partnership Roll-up E3 Calculator - With Carbon Adder | [17 empty] | System | #N/A | [21 empty] | 0 | 0 | 0 | 0 | 0 | 0 | 0 | 0 | 0 | 0 | 0 | 0 | 0 | 0 | 0 | 0 | 0 | 0 | 0 | 0 | 0 | 0 | 0 | 0 | 0 | 0 | 0 | 0 | 0
SCE Partnership Roll-up E3 Calculator - With Carbon Adder | [17 empty] | System | #N/A | [21 empty] | 0 | 0 | 0 | 0 | 0 | 0 | 0 | 0 | 0 | 0 | 0 | 0 | 0 | 0 | 0 | 0 | 0 | 0 | 0 | 0 | 0 | 0 | 0 | 0 | 0 | 0 | 0 | 0 | 0
SCE Partnership Roll-up E3 Calculator - With Carbon Adder | [17 empty] | System | #N/A | [21 empty] | 0 | 0 | 0 | 0 | 0 | 0 | 0 | 0 | 0 | 0 | 0 | 0 | 0 | 0 | 0 | 0 | 0 | 0 | 0 | 0 | 0 | 0 | 0 | 0 | 0 | 0 | 0 | 0 | 0
SCE Partnership Roll-up E3 Calculator - With Carbon Adder | [17 empty] | System | #N/A | [21 empty] | 0 | 0 | 0 | 0 | 0 | 0 | 0 | 0 | 0 | 0 | 0 | 0 | 0 | 0 | 0 | 0 | 0 | 0 | 0 | 0 | 0 | 0 | 0 | 0 | 0 | 0 | 0 | 0 | 0
SCE Partnership Roll-up E3 Calculator - With Carbon Adder | [17 empty] | System | #N/A | [21 empty] | 0 | 0 | 0 | 0 | 0 | 0 | 0 | 0 | 0 | 0 | 0 | 0 | 0 | 0 | 0 | 0 | 0 | 0 | 0 | 0 | 0 | 0 | 0 | 0 | 0 | 0 | 0 | 0 | 0
SCE Partnership Roll-up E3 Calculator - With Carbon Adder | [17 empty] | System | #N/A | [21 empty] | 0 | 0 | 0 | 0 | 0 | 0 | 0 | 0 | 0 | 0 | 0 | 0 | 0 | 0 | 0 | 0 | 0 | 0 | 0 | 0 | 0 | 0 | 0 | 0 | 0 | 0 | 0 | 0 | 0
SCE Partnership Roll-up E3 Calculator - With Carbon Adder | [17 empty] | System | #N/A | [21 empty] | 0 | 0 | 0 | 0 | 0 | 0 | 0 | 0 | 0 | 0 | 0 | 0 | 0 | 0 | 0 | 0 | 0 | 0 | 0 | 0 | 0 | 0 | 0 | 0 | 0 | 0 | 0 | 0 | 0
SCE Partnership Roll-up E3 Calculator - With Carbon Adder | [17 empty] | System | #N/A | [21 empty] | 0 | 0 | 0 | 0 | 0 | 0 | 0 | 0 | 0 | 0 | 0 | 0 | 0 | 0 | 0 | 0 | 0 | 0 | 0 | 0 | 0 | 0 | 0 | 0 | 0 | 0 | 0 | 0 | 0
SCE Partnership Roll-up E3 Calculator - With Carbon Adder | [17 empty] | System | #N/A | [21 empty] | 0 | 0 | 0 | 0 | 0 | 0 | 0 | 0 | 0 | 0 | 0 | 0 | 0 | 0 | 0 | 0 | 0 | 0 | 0 | 0 | 0 | 0 | 0 | 0 | 0 | 0 | 0 | 0 | 0
SCE Partnership Roll-up E3 Calculator - With Carbon Adder | [17 empty] | System | #N/A | [21 empty] | 0 | 0 | 0 | 0 | 0 | 0 | 0 | 0 | 0 | 0 | 0 | 0 | 0 | 0 | 0 | 0 | 0 | 0 | 0 | 0 | 0 | 0 | 0 | 0 | 0 | 0 | 0 | 0 | 0
SCE Partnership Roll-up E3 Calculator - With Carbon Adder | [17 empty] | System | #N/A | [21 empty] | 0 | 0 | 0 | 0 | 0 | 0 | 0 | 0 | 0 | 0 | 0 | 0 | 0 | 0 | 0 | 0 | 0 | 0 | 0 | 0 | 0 | 0 | 0 | 0 | 0 | 0 | 0 | 0 | 0
SCE Partnership Roll-up E3 Calculator - With Carbon Adder | [17 empty] | System | #N/A | [21 empty] | 0 | 0 | 0 | 0 | 0 | 0 | 0 | 0 | 0 | 0 | 0 | 0 | 0 | 0 | 0 | 0 | 0 | 0 | 0 | 0 | 0 | 0 | 0 | 0 | 0 | 0 | 0 | 0 | 0
SCE Partnership Roll-up E3 Calculator - With Carbon Adder | [17 empty] | System | #N/A | [21 empty] | 0 | 0 | 0 | 0 | 0 | 0 | 0 | 0 | 0 | 0 | 0 | 0 | 0 | 0 | 0 | 0 | 0 | 0 | 0 | 0 | 0 | 0 | 0 | 0 | 0 | 0 | 0 | 0 | 0
SCE Partnership Roll-up E3 Calculator - With Carbon Adder | [17 empty] | System | #N/A | [21 empty] | 0 | 0 | 0 | 0 | 0 | 0 | 0 | 0 | 0 | 0 | 0 | 0 | 0 | 0 | 0 | 0 | 0 | 0 | 0 | 0 | 0 | 0 | 0 | 0 | 0 | 0 | 0 | 0 | 0
SCE Partnership Roll-up E3 Calculator - With Carbon Adder | [17 empty] | System | #N/A | [21 empty] | 0 | 0 | 0 | 0 | 0 | 0 | 0 | 0 | 0 | 0 | 0 | 0 | 0 | 0 | 0 | 0 | 0 | 0 | 0 | 0 | 0 | 0 | 0 | 0 | 0 | 0 | 0 | 0 | 0
SCE Partnership Roll-up E3 Calculator - With Carbon Adder | [17 empty] | System | #N/A | [21 empty] | 0 | 0 | 0 | 0 | 0 | 0 | 0 | 0 | 0 | 0 | 0 | 0 | 0 | 0 | 0 | 0 | 0 | 0 | 0 | 0 | 0 | 0 | 0 | 0 | 0 | 0 | 0 | 0 | 0
SCE Partnership Roll-up E3 Calculator - With Carbon Adder | [17 empty] | System | #N/A | [21 empty] | 0 | 0 | 0 | 0 | 0 | 0 | 0 | 0 | 0 | 0 | 0 | 0 | 0 | 0 | 0 | 0 | 0 | 0 | 0 | 0 | 0 | 0 | 0 | 0 | 0 | 0 | 0 | 0 | 0
SCE Partnership Roll-up E3 Calculator - With Carbon Adder | [17 empty] | System | #N/A | [21 empty] | 0 | 0 | 0 | 0 | 0 | 0 | 0 | 0 | 0 | 0 | 0 | 0 | 0 | 0 | 0 | 0 | 0 | 0 | 0 | 0 | 0 | 0 | 0 | 0 | 0 | 0 | 0 | 0 | 0
SCE Partnership Roll-up E3 Calculator - With Carbon Adder | [17 empty] | System | #N/A | [21 empty] | 0 | 0 | 0 | 0 | 0 | 0 | 0 | 0 | 0 | 0 | 0 | 0 | 0 | 0 | 0 | 0 | 0 | 0 | 0 | 0 | 0 | 0 | 0 | 0 | 0 | 0 | 0 | 0 | 0
SCE Partnership Roll-up E3 Calculator - With Carbon Adder | [17 empty] | System | #N/A | [21 empty] | 0 | 0 | 0 | 0 | 0 | 0 | 0 | 0 | 0 | 0 | 0 | 0 | 0 | 0 | 0 | 0 | 0 | 0 | 0 | 0 | 0 | 0 | 0 | 0 | 0 | 0 | 0 | 0 | 0
SCE Partnership Roll-up E3 Calculator - With Carbon Adder | [17 empty] | System | #N/A | [21 empty] | 0 | 0 | 0 | 0 | 0 | 0 | 0 | 0 | 0 | 0 | 0 | 0 | 0 | 0 | 0 | 0 | 0 | 0 | 0 | 0 | 0 | 0 | 0 | 0 | 0 | 0 | 0 | 0 | 0
SCE Partnership Roll-up E3 Calculator - With Carbon Adder | [17 empty] | System | #N/A | [21 empty] | 0 | 0 | 0 | 0 | 0 | 0 | 0 | 0 | 0 | 0 | 0 | 0 | 0 | 0 | 0 | 0 | 0 | 0 | 0 | 0 | 0 | 0 | 0 | 0 | 0 | 0 | 0 | 0 | 0
SCE Partnership Roll-up E3 Calculator - With Carbon Adder | [17 empty] | System | #N/A | [21 empty] | 0 | 0 | 0 | 0 | 0 | 0 | 0 | 0 | 0 | 0 | 0 | 0 | 0 | 0 | 0 | 0 | 0 | 0 | 0 | 0 | 0 | 0 | 0 | 0 | 0 | 0 | 0 | 0 | 0
SCE Partnership Roll-up E3 Calculator - With Carbon Adder | [17 empty] | System | #N/A | [21 empty] | 0 | 0 | 0 | 0 | 0 | 0 | 0 | 0 | 0 | 0 | 0 | 0 | 0 | 0 | 0 | 0 | 0 | 0 | 0 | 0 | 0 | 0 | 0 | 0 | 0 | 0 | 0 | 0 | 0
SCE Partnership Roll-up E3 Calculator - With Carbon Adder | [17 empty] | System | #N/A | [21 empty] | 0 | 0 | 0 | 0 | 0 | 0 | 0 | 0 | 0 | 0 | 0 | 0 | 0 | 0 | 0 | 0 | 0 | 0 | 0 | 0 | 0 | 0 | 0 | 0 | 0 | 0 | 0 | 0 | 0
SCE Partnership Roll-up E3 Calculator - With Carbon Adder | [17 empty] | System | #N/A | [21 empty] | 0 | 0 | 0 | 0 | 0 | 0 | 0 | 0 | 0 | 0 | 0 | 0 | 0 | 0 | 0 | 0 | 0 | 0 | 0 | 0 | 0 | 0 | 0 | 0 | 0 | 0 | 0 | 0 | 0
SCE Partnership Roll-up E3 Calculator - With Carbon Adder | [17 empty] | System | #N/A | [21 empty] | 0 | 0 | 0 | 0 | 0 | 0 | 0 | 0 | 0 | 0 | 0 | 0 | 0 | 0 | 0 | 0 | 0 | 0 | 0 | 0 | 0 | 0 | 0 | 0 | 0 | 0 | 0 | 0 | 0
SCE Partnership Roll-up E3 Calculator - With Carbon Adder | [17 empty] | System | #N/A | [21 empty] | 0 | 0 | 0 | 0 | 0 | 0 | 0 | 0 | 0 | 0 | 0 | 0 | 0 | 0 | 0 | 0 | 0 | 0 | 0 | 0 | 0 | 0 | 0 | 0 | 0 | 0 | 0 | 0 | 0
SCE Partnership Roll-up E3 Calculator - With Carbon Adder | [17 empty] | System | #N/A | [21 empty] | 0 | 0 | 0 | 0 | 0 | 0 | 0 | 0 | 0 | 0 | 0 | 0 | 0 | 0 | 0 | 0 | 0 | 0 | 0 | 0 | 0 | 0 | 0 | 0 | 0 | 0 | 0 | 0 | 0
SCE Partnership Roll-up E3 Calculator - With Carbon Adder | [17 empty] | System | #N/A | [21 empty] | 0 | 0 | 0 | 0 | 0 | 0 | 0 | 0 | 0 | 0 | 0 | 0 | 0 | 0 | 0 | 0 | 0 | 0 | 0 | 0 | 0 | 0 | 0 | 0 | 0 | 0 | 0 | 0 | 0
SCE Partnership Roll-up E3 Calculator - With Carbon Adder | [17 empty] | System | #N/A | [21 empty] | 0 | 0 | 0 | 0 | 0 | 0 | 0 | 0 | 0 | 0 | 0 | 0 | 0 | 0 | 0 | 0 | 0 | 0 | 0 | 0 | 0 | 0 | 0 | 0 | 0 | 0 | 0 | 0 | 0
SCE Partnership Roll-up E3 Calculator - With Carbon Adder | [17 empty] | System | #N/A | [21 empty] | 0 | 0 | 0 | 0 | 0 | 0 | 0 | 0 | 0 | 0 | 0 | 0 | 0 | 0 | 0 | 0 | 0 | 0 | 0 | 0 | 0 | 0 | 0 | 0 | 0 | 0 | 0 | 0 | 0
SCE Partnership Roll-up E3 Calculator - With Carbon Adder | [17 empty] | System | #N/A | [21 empty] | 0 | 0 | 0 | 0 | 0 | 0 | 0 | 0 | 0 | 0 | 0 | 0 | 0 | 0 | 0 | 0 | 0 | 0 | 0 | 0 | 0 | 0 | 0 | 0 | 0 | 0 | 0 | 0 | 0
SCE Partnership Roll-up E3 Calculator - With Carbon Adder | [17 empty] | System | #N/A | [21 empty] | 0 | 0 | 0 | 0 | 0 | 0 | 0 | 0 | 0 | 0 | 0 | 0 | 0 | 0 | 0 | 0 | 0 | 0 | 0 | 0 | 0 | 0 | 0 | 0 | 0 | 0 | 0 | 0 | 0
SCE Partnership Roll-up E3 Calculator - With Carbon Adder | [17 empty] | System | #N/A | [21 empty] | 0 | 0 | 0 | 0 | 0 | 0 | 0 | 0 | 0 | 0 | 0 | 0 | 0 | 0 | 0 | 0 | 0 | 0 | 0 | 0 | 0 | 0 | 0 | 0 | 0 | 0 | 0 | 0 | 0
SCE Partnership Roll-up E3 Calculator - With Carbon Adder | [17 empty] | System | #N/A | [21 empty] | 0 | 0 | 0 | 0 | 0 | 0 | 0 | 0 | 0 | 0 | 0 | 0 | 0 | 0 | 0 | 0 | 0 | 0 | 0 | 0 | 0 | 0 | 0 | 0 | 0 | 0 | 0 | 0 | 0
SCE Partnership Roll-up E3 Calculator - With Carbon Adder | [17 empty] | System | #N/A | [21 empty] | 0 | 0 | 0 | 0 | 0 | 0 | 0 | 0 | 0 | 0 | 0 | 0 | 0 | 0 | 0 | 0 | 0 | 0 | 0 | 0 | 0 | 0 | 0 | 0 | 0 | 0 | 0 | 0 | 0
SCE Partnership Roll-up E3 Calculator - With Carbon Adder | [17 empty] | System | #N/A | [21 empty] | 0 | 0 | 0 | 0 | 0 | 0 | 0 | 0 | 0 | 0 | 0 | 0 | 0 | 0 | 0 | 0 | 0 | 0 | 0 | 0 | 0 | 0 | 0 | 0 | 0 | 0 | 0 | 0 | 0
SCE Partnership Roll-up E3 Calculator - With Carbon Adder | [17 empty] | System | #N/A | [21 empty] | 0 | 0 | 0 | 0 | 0 | 0 | 0 | 0 | 0 | 0 | 0 | 0 | 0 | 0 | 0 | 0 | 0 | 0 | 0 | 0 | 0 | 0 | 0 | 0 | 0 | 0 | 0 | 0 | 0
SCE Partnership Roll-up E3 Calculator - With Carbon Adder | [17 empty] | System | #N/A | [21 empty] | 0 | 0 | 0 | 0 | 0 | 0 | 0 | 0 | 0 | 0 | 0 | 0 | 0 | 0 | 0 | 0 | 0 | 0 | 0 | 0 | 0 | 0 | 0 | 0 | 0 | 0 | 0 | 0 | 0
SCE Partnership Roll-up E3 Calculator - With Carbon Adder | [17 empty] | System | #N/A | [21 empty] | 0 | 0 | 0 | 0 | 0 | 0 | 0 | 0 | 0 | 0 | 0 | 0 | 0 | 0 | 0 | 0 | 0 | 0 | 0 | 0 | 0 | 0 | 0 | 0 | 0 | 0 | 0 | 0 | 0
SCE Partnership Roll-up E3 Calculator - With Carbon Adder | [17 empty] | System | #N/A | [21 empty] | 0 | 0 | 0 | 0 | 0 | 0 | 0 | 0 | 0 | 0 | 0 | 0 | 0 | 0 | 0 | 0 | 0 | 0 | 0 | 0 | 0 | 0 | 0 | 0 | 0 | 0 | 0 | 0 | 0
SCE Partnership Roll-up E3 Calculator - With Carbon Adder | [17 empty] | System | #N/A | [21 empty] | 0 | 0 | 0 | 0 | 0 | 0 | 0 | 0 | 0 | 0 | 0 | 0 | 0 | 0 | 0 | 0 | 0 | 0 | 0 | 0 | 0 | 0 | 0 | 0 | 0 | 0 | 0 | 0 | 0
SCE Partnership Roll-up E3 Calculator - With Carbon Adder | [17 empty] | System | #N/A | [21 empty] | 0 | 0 | 0 | 0 | 0 | 0 | 0 | 0 | 0 | 0 | 0 | 0 | 0 | 0 | 0 | 0 | 0 | 0 | 0 | 0 | 0 | 0 | 0 | 0 | 0 | 0 | 0 | 0 | 0
SCE Partnership Roll-up E3 Calculator - With Carbon Adder | [17 empty] | System | #N/A | [21 empty] | 0 | 0 | 0 | 0 | 0 | 0 | 0 | 0 | 0 | 0 | 0 | 0 | 0 | 0 | 0 | 0 | 0 | 0 | 0 | 0 | 0 | 0 | 0 | 0 | 0 | 0 | 0 | 0 | 0
SCE Partnership Roll-up E3 Calculator - With Carbon Adder | [17 empty] | System | #N/A | [21 empty] | 0 | 0 | 0 | 0 | 0 | 0 | 0 | 0 | 0 | 0 | 0 | 0 | 0 | 0 | 0 | 0 | 0 | 0 | 0 | 0 | 0 | 0 | 0 | 0 | 0 | 0 | 0 | 0 | 0
SCE Partnership Roll-up E3 Calculator - With Carbon Adder | [17 empty] | System | #N/A | [21 empty] | 0 | 0 | 0 | 0 | 0 | 0 | 0 | 0 | 0 | 0 | 0 | 0 | 0 | 0 | 0 | 0 | 0 | 0 | 0 | 0 | 0 | 0 | 0 | 0 | 0 | 0 | 0 | 0 | 0
SCE Partnership Roll-up E3 Calculator - With Carbon Adder | [17 empty] | System | #N/A | [21 empty] | 0 | 0 | 0 | 0 | 0 | 0 | 0 | 0 | 0 | 0 | 0 | 0 | 0 | 0 | 0 | 0 | 0 | 0 | 0 | 0 | 0 | 0 | 0 | 0 | 0 | 0 | 0 | 0 | 0
SCE Partnership Roll-up E3 Calculator - With Carbon Adder | [17 empty] | System | #N/A | [21 empty] | 0 | 0 | 0 | 0 | 0 | 0 | 0 | 0 | 0 | 0 | 0 | 0 | 0 | 0 | 0 | 0 | 0 | 0 | 0 | 0 | 0 | 0 | 0 | 0 | 0 | 0 | 0 | 0 | 0
SCE Partnership Roll-up E3 Calculator - With Carbon Adder | [17 empty] | System | #N/A | [21 empty] | 0 | 0 | 0 | 0 | 0 | 0 | 0 | 0 | 0 | 0 | 0 | 0 | 0 | 0 | 0 | 0 | 0 | 0 | 0 | 0 | 0 | 0 | 0 | 0 | 0 | 0 | 0 | 0 | 0
SCE Partnership Roll-up E3 Calculator - With Carbon Adder | [17 empty] | System | #N/A | [21 empty] | 0 | 0 | 0 | 0 | 0 | 0 | 0 | 0 | 0 | 0 | 0 | 0 | 0 | 0 | 0 | 0 | 0 | 0 | 0 | 0 | 0 | 0 | 0 | 0 | 0 | 0 | 0 | 0 | 0
SCE Partnership Roll-up E3 Calculator - With Carbon Adder | [17 empty] | System | #N/A | [21 empty] | 0 | 0 | 0 | 0 | 0 | 0 | 0 | 0 | 0 | 0 | 0 | 0 | 0 | 0 | 0 | 0 | 0 | 0 | 0 | 0 | 0 | 0 | 0 | 0 | 0 | 0 | 0 | 0 | 0
SCE Partnership Roll-up E3 Calculator - With Carbon Adder | [17 empty] | System | #N/A | [21 empty] | 0 | 0 | 0 | 0 | 0 | 0 | 0 | 0 | 0 | 0 | 0 | 0 | 0 | 0 | 0 | 0 | 0 | 0 | 0 | 0 | 0 | 0 | 0 | 0 | 0 | 0 | 0 | 0 | 0
SCE Partnership Roll-up E3 Calculator - With Carbon Adder | [17 empty] | System | #N/A | [21 empty] | 0 | 0 | 0 | 0 | 0 | 0 | 0 | 0 | 0 | 0 | 0 | 0 | 0 | 0 | 0 | 0 | 0 | 0 | 0 | 0 | 0 | 0 | 0 | 0 | 0 | 0 | 0 | 0 | 0
SCE Partnership Roll-up E3 Calculator - With Carbon Adder | [17 empty] | System | #N/A | [21 empty] | 0 | 0 | 0 | 0 | 0 | 0 | 0 | 0 | 0 | 0 | 0 | 0 | 0 | 0 | 0 | 0 | 0 | 0 | 0 | 0 | 0 | 0 | 0 | 0 | 0 | 0 | 0 | 0 | 0
SCE Partnership Roll-up E3 Calculator - With Carbon Adder | [17 empty] | System | #N/A | [21 empty] | 0 | 0 | 0 | 0 | 0 | 0 | 0 | 0 | 0 | 0 | 0 | 0 | 0 | 0 | 0 | 0 | 0 | 0 | 0 | 0 | 0 | 0 | 0 | 0 | 0 | 0 | 0 | 0 | 0
SCE Partnership Roll-up E3 Calculator - With Carbon Adder | [17 empty] | System | #N/A | [21 empty] | 0 | 0 | 0 | 0 | 0 | 0 | 0 | 0 | 0 | 0 | 0 | 0 | 0 | 0 | 0 | 0 | 0 | 0 | 0 | 0 | 0 | 0 | 0 | 0 | 0 | 0 | 0 | 0 | 0
SCE Partnership Roll-up E3 Calculator - With Carbon Adder | [17 empty] | System | #N/A | [21 empty] | 0 | 0 | 0 | 0 | 0 | 0 | 0 | 0 | 0 | 0 | 0 | 0 | 0 | 0 | 0 | 0 | 0 | 0 | 0 | 0 | 0 | 0 | 0 | 0 | 0 | 0 | 0 | 0 | 0
SCE Partnership Roll-up E3 Calculator - With Carbon Adder | [17 empty] | System | #N/A | [21 empty] | 0 | 0 | 0 | 0 | 0 | 0 | 0 | 0 | 0 | 0 | 0 | 0 | 0 | 0 | 0 | 0 | 0 | 0 | 0 | 0 | 0 | 0 | 0 | 0 | 0 | 0 | 0 | 0 | 0
SCE Partnership Roll-up E3 Calculator - With Carbon Adder | [17 empty] | System | #N/A | [21 empty] | 0 | 0 | 0 | 0 | 0 | 0 | 0 | 0 | 0 | 0 | 0 | 0 | 0 | 0 | 0 | 0 | 0 | 0 | 0 | 0 | 0 | 0 | 0 | 0 | 0 | 0 | 0 | 0 | 0
SCE Partnership Roll-up E3 Calculator - With Carbon Adder | [17 empty] | System | #N/A | [21 empty] | 0 | 0 | 0 | 0 | 0 | 0 | 0 | 0 | 0 | 0 | 0 | 0 | 0 | 0 | 0 | 0 | 0 | 0 | 0 | 0 | 0 | 0 | 0 | 0 | 0 | 0 | 0 | 0 | 0
SCE Partnership Roll-up E3 Calculator - With Carbon Adder | [17 empty] | System | #N/A | [21 empty] | 0 | 0 | 0 | 0 | 0 | 0 | 0 | 0 | 0 | 0 | 0 | 0 | 0 | 0 | 0 | 0 | 0 | 0 | 0 | 0 | 0 | 0 | 0 | 0 | 0 | 0 | 0 | 0 | 0
SCE Partnership Roll-up E3 Calculator - With Carbon Adder | [17 empty] | System | #N/A | [21 empty] | 0 | 0 | 0 | 0 | 0 | 0 | 0 | 0 | 0 | 0 | 0 | 0 | 0 | 0 | 0 | 0 | 0 | 0 | 0 | 0 | 0 | 0 | 0 | 0 | 0 | 0 | 0 | 0 | 0
SCE Partnership Roll-up E3 Calculator - With Carbon Adder | [17 empty] | System | #N/A | [21 empty] | 0 | 0 | 0 | 0 | 0 | 0 | 0 | 0 | 0 | 0 | 0 | 0 | 0 | 0 | 0 | 0 | 0 | 0 | 0 | 0 | 0 | 0 | 0 | 0 | 0 | 0 | 0 | 0 | 0
SCE Partnership Roll-up E3 Calculator - With Carbon Adder | [17 empty] | System | #N/A | [21 empty] | 0 | 0 | 0 | 0 | 0 | 0 | 0 | 0 | 0 | 0 | 0 | 0 | 0 | 0 | 0 | 0 | 0 | 0 | 0 | 0 | 0 | 0 | 0 | 0 | 0 | 0 | 0 | 0 | 0
SCE Partnership Roll-up E3 Calculator - With Carbon Adder | [17 empty] | System | #N/A | [21 empty] | 0 | 0 | 0 | 0 | 0 | 0 | 0 | 0 | 0 | 0 | 0 | 0 | 0 | 0 | 0 | 0 | 0 | 0 | 0 | 0 | 0 | 0 | 0 | 0 | 0 | 0 | 0 | 0 | 0
SCE Partnership Roll-up E3 Calculator - With Carbon Adder | [17 empty] | System | #N/A | [21 empty] | 0 | 0 | 0 | 0 | 0 | 0 | 0 | 0 | 0 | 0 | 0 | 0 | 0 | 0 | 0 | 0 | 0 | 0 | 0 | 0 | 0 | 0 | 0 | 0 | 0 | 0 | 0 | 0 | 0
SCE Partnership Roll-up E3 Calculator - With Carbon Adder | [17 empty] | System | #N/A | [21 empty] | 0 | 0 | 0 | 0 | 0 | 0 | 0 | 0 | 0 | 0 | 0 | 0 | 0 | 0 | 0 | 0 | 0 | 0 | 0 | 0 | 0 | 0 | 0 | 0 | 0 | 0 | 0 | 0 | 0
SCE Partnership Roll-up E3 Calculator - With Carbon Adder | [17 empty] | System | #N/A | [21 empty] | 0 | 0 | 0 | 0 | 0 | 0 | 0 | 0 | 0 | 0 | 0 | 0 | 0 | 0 | 0 | 0 | 0 | 0 | 0 | 0 | 0 | 0 | 0 | 0 | 0 | 0 | 0 | 0 | 0
SCE Partnership Roll-up E3 Calculator - With Carbon Adder | [17 empty] | System | #N/A | [21 empty] | 0 | 0 | 0 | 0 | 0 | 0 | 0 | 0 | 0 | 0 | 0 | 0 | 0 | 0 | 0 | 0 | 0 | 0 | 0 | 0 | 0 | 0 | 0 | 0 | 0 | 0 | 0 | 0 | 0
SCE Partnership Roll-up E3 Calculator - With Carbon Adder | [17 empty] | System | #N/A | [21 empty] | 0 | 0 | 0 | 0 | 0 | 0 | 0 | 0 | 0 | 0 | 0 | 0 | 0 | 0 | 0 | 0 | 0 | 0 | 0 | 0 | 0 | 0 | 0 | 0 | 0 | 0 | 0 | 0 | 0
SCE Partnership Roll-up E3 Calculator - With Carbon Adder | [17 empty] | System | #N/A | [21 empty] | 0 | 0 | 0 | 0 | 0 | 0 | 0 | 0 | 0 | 0 | 0 | 0 | 0 | 0 | 0 | 0 | 0 | 0 | 0 | 0 | 0 | 0 | 0 | 0 | 0 | 0 | 0 | 0 | 0
SCE Partnership Roll-up E3 Calculator - With Carbon Adder | [17 empty] | System | #N/A | [21 empty] | 0 | 0 | 0 | 0 | 0 | 0 | 0 | 0 | 0 | 0 | 0 | 0 | 0 | 0 | 0 | 0 | 0 | 0 | 0 | 0 | 0 | 0 | 0 | 0 | 0 | 0 | 0 | 0 | 0
SCE Partnership Roll-up E3 Calculator - With Carbon Adder | [17 empty] | System | #N/A | [21 empty] | 0 | 0 | 0 | 0 | 0 | 0 | 0 | 0 | 0 | 0 | 0 | 0 | 0 | 0 | 0 | 0 | 0 | 0 | 0 | 0 | 0 | 0 | 0 | 0 | 0 | 0 | 0 | 0 | 0
SCE Partnership Roll-up E3 Calculator - With Carbon Adder | [17 empty] | System | #N/A | [21 empty] | 0 | 0 | 0 | 0 | 0 | 0 | 0 | 0 | 0 | 0 | 0 | 0 | 0 | 0 | 0 | 0 | 0 | 0 | 0 | 0 | 0 | 0 | 0 | 0 | 0 | 0 | 0 | 0 | 0
SCE Partnership Roll-up E3 Calculator - With Carbon Adder | [17 empty] | System | #N/A | [21 empty] | 0 | 0 | 0 | 0 | 0 | 0 | 0 | 0 | 0 | 0 | 0 | 0 | 0 | 0 | 0 | 0 | 0 | 0 | 0 | 0 | 0 | 0 | 0 | 0 | 0 | 0 | 0 | 0 | 0
SCE Partnership Roll-up E3 Calculator - With Carbon Adder | [17 empty] | System | #N/A | [21 empty] | 0 | 0 | 0 | 0 | 0 | 0 | 0 | 0 | 0 | 0 | 0 | 0 | 0 | 0 | 0 | 0 | 0 | 0 | 0 | 0 | 0 | 0 | 0 | 0 | 0 | 0 | 0 | 0 | 0
SCE Partnership Roll-up E3 Calculator - With Carbon Adder | [17 empty] | System | #N/A | [21 empty] | 0 | 0 | 0 | 0 | 0 | 0 | 0 | 0 | 0 | 0 | 0 | 0 | 0 | 0 | 0 | 0 | 0 | 0 | 0 | 0 | 0 | 0 | 0 | 0 | 0 | 0 | 0 | 0 | 0
SCE Partnership Roll-up E3 Calculator - With Carbon Adder | [17 empty] | System | #N/A | [21 empty] | 0 | 0 | 0 | 0 | 0 | 0 | 0 | 0 | 0 | 0 | 0 | 0 | 0 | 0 | 0 | 0 | 0 | 0 | 0 | 0 | 0 | 0 | 0 | 0 | 0 | 0 | 0 | 0 | 0
SCE Partnership Roll-up E3 Calculator - With Carbon Adder | [17 empty] | System | #N/A | [21 empty] | 0 | 0 | 0 | 0 | 0 | 0 | 0 | 0 | 0 | 0 | 0 | 0 | 0 | 0 | 0 | 0 | 0 | 0 | 0 | 0 | 0 | 0 | 0 | 0 | 0 | 0 | 0 | 0 | 0
SCE Partnership Roll-up E3 Calculator - With Carbon Adder | [17 empty] | System | #N/A | [21 empty] | 0 | 0 | 0 | 0 | 0 | 0 | 0 | 0 | 0 | 0 | 0 | 0 | 0 | 0 | 0 | 0 | 0 | 0 | 0 | 0 | 0 | 0 | 0 | 0 | 0 | 0 | 0 | 0 | 0
SCE Partnership Roll-up E3 Calculator - With Carbon Adder | [17 empty] | System | #N/A | [21 empty] | 0 | 0 | 0 | 0 | 0 | 0 | 0 | 0 | 0 | 0 | 0 | 0 | 0 | 0 | 0 | 0 | 0 | 0 | 0 | 0 | 0 | 0 | 0 | 0 | 0 | 0 | 0 | 0 | 0
SCE Partnership Roll-up E3 Calculator - With Carbon Adder | [17 empty] | System | #N/A | [21 empty] | 0 | 0 | 0 | 0 | 0 | 0 | 0 | 0 | 0 | 0 | 0 | 0 | 0 | 0 | 0 | 0 | 0 | 0 | 0 | 0 | 0 | 0 | 0 | 0 | 0 | 0 | 0 | 0 | 0
SCE Partnership Roll-up E3 Calculator - With Carbon Adder | [17 empty] | System | #N/A | [21 empty] | 0 | 0 | 0 | 0 | 0 | 0 | 0 | 0 | 0 | 0 | 0 | 0 | 0 | 0 | 0 | 0 | 0 | 0 | 0 | 0 | 0 | 0 | 0 | 0 | 0 | 0 | 0 | 0 | 0
SCE Partnership Roll-up E3 Calculator - With Carbon Adder | [17 empty] | System | #N/A | [21 empty] | 0 | 0 | 0 | 0 | 0 | 0 | 0 | 0 | 0 | 0 | 0 | 0 | 0 | 0 | 0 | 0 | 0 | 0 | 0 | 0 | 0 | 0 | 0 | 0 | 0 | 0 | 0 | 0 | 0
SCE Partnership Roll-up E3 Calculator - With Carbon Adder | [17 empty] | System | #N/A | [21 empty] | 0 | 0 | 0 | 0 | 0 | 0 | 0 | 0 | 0 | 0 | 0 | 0 | 0 | 0 | 0 | 0 | 0 | 0 | 0 | 0 | 0 | 0 | 0 | 0 | 0 | 0 | 0 | 0 | 0
SCE Partnership Roll-up E3 Calculator - With Carbon Adder | [17 empty] | System | #N/A | [21 empty] | 0 | 0 | 0 | 0 | 0 | 0 | 0 | 0 | 0 | 0 | 0 | 0 | 0 | 0 | 0 | 0 | 0 | 0 | 0 | 0 | 0 | 0 | 0 | 0 | 0 | 0 | 0 | 0 | 0
SCE Partnership Roll-up E3 Calculator - With Carbon Adder | [17 empty] | System | #N/A | [21 empty] | 0 | 0 | 0 | 0 | 0 | 0 | 0 | 0 | 0 | 0 | 0 | 0 | 0 | 0 | 0 | 0 | 0 | 0 | 0 | 0 | 0 | 0 | 0 | 0 | 0 | 0 | 0 | 0 | 0
SCE Partnership Roll-up E3 Calculator - With Carbon Adder | [17 empty] | System | #N/A | [21 empty] | 0 | 0 | 0 | 0 | 0 | 0 | 0 | 0 | 0 | 0 | 0 | 0 | 0 | 0 | 0 | 0 | 0 | 0 | 0 | 0 | 0 | 0 | 0 | 0 | 0 | 0 | 0 | 0 | 0
SCE Partnership Roll-up E3 Calculator - With Carbon Adder | [17 empty] | System | #N/A | [21 empty] | 0 | 0 | 0 | 0 | 0 | 0 | 0 | 0 | 0 | 0 | 0 | 0 | 0 | 0 | 0 | 0 | 0 | 0 | 0 | 0 | 0 | 0 | 0 | 0 | 0 | 0 | 0 | 0 | 0
SCE Partnership Roll-up E3 Calculator - With Carbon Adder | [17 empty] | System | #N/A | [21 empty] | 0 | 0 | 0 | 0 | 0 | 0 | 0 | 0 | 0 | 0 | 0 | 0 | 0 | 0 | 0 | 0 | 0 | 0 | 0 | 0 | 0 | 0 | 0 | 0 | 0 | 0 | 0 | 0 | 0
SCE Partnership Roll-up E3 Calculator - With Carbon Adder | [17 empty] | System | #N/A | [21 empty] | 0 | 0 | 0 | 0 | 0 | 0 | 0 | 0 | 0 | 0 | 0 | 0 | 0 | 0 | 0 | 0 | 0 | 0 | 0 | 0 | 0 | 0 | 0 | 0 | 0 | 0 | 0 | 0 | 0
SCE Partnership Roll-up E3 Calculator - With Carbon Adder | [17 empty] | System | #N/A | [21 empty] | 0 | 0 | 0 | 0 | 0 | 0 | 0 | 0 | 0 | 0 | 0 | 0 | 0 | 0 | 0 | 0 | 0 | 0 | 0 | 0 | 0 | 0 | 0 | 0 | 0 | 0 | 0 | 0 | 0
SCE Partnership Roll-up E3 Calculator - With Carbon Adder | [17 empty] | System | #N/A | [21 empty] | 0 | 0 | 0 | 0 | 0 | 0 | 0 | 0 | 0 | 0 | 0 | 0 | 0 | 0 | 0 | 0 | 0 | 0 | 0 | 0 | 0 | 0 | 0 | 0 | 0 | 0 | 0 | 0 | 0
SCE Partnership Roll-up E3 Calculator - With Carbon Adder | [17 empty] | System | #N/A | [21 empty] | 0 | 0 | 0 | 0 | 0 | 0 | 0 | 0 | 0 | 0 | 0 | 0 | 0 | 0 | 0 | 0 | 0 | 0 | 0 | 0 | 0 | 0 | 0 | 0 | 0 | 0 | 0 | 0 | 0
SCE Partnership Roll-up E3 Calculator - With Carbon Adder | [17 empty] | System | #N/A | [21 empty] | 0 | 0 | 0 | 0 | 0 | 0 | 0 | 0 | 0 | 0 | 0 | 0 | 0 | 0 | 0 | 0 | 0 | 0 | 0 | 0 | 0 | 0 | 0 | 0 | 0 | 0 | 0 | 0 | 0
SCE Partnership Roll-up E3 Calculator - With Carbon Adder | [17 empty] | System | #N/A | [21 empty] | 0 | 0 | 0 | 0 | 0 | 0 | 0 | 0 | 0 | 0 | 0 | 0 | 0 | 0 | 0 | 0 | 0 | 0 | 0 | 0 | 0 | 0 | 0 | 0 | 0 | 0 | 0 | 0 | 0
SCE Partnership Roll-up E3 Calculator - With Carbon Adder | [17 empty] | System | #N/A | [21 empty] | 0 | 0 | 0 | 0 | 0 | 0 | 0 | 0 | 0 | 0 | 0 | 0 | 0 | 0 | 0 | 0 | 0 | 0 | 0 | 0 | 0 | 0 | 0 | 0 | 0 | 0 | 0 | 0 | 0
SCE Partnership Roll-up E3 Calculator - With Carbon Adder | [17 empty] | System | #N/A | [21 empty] | 0 | 0 | 0 | 0 | 0 | 0 | 0 | 0 | 0 | 0 | 0 | 0 | 0 | 0 | 0 | 0 | 0 | 0 | 0 | 0 | 0 | 0 | 0 | 0 | 0 | 0 | 0 | 0 | 0
SCE Partnership Roll-up E3 Calculator - With Carbon Adder | [17 empty] | System | #N/A | [21 empty] | 0 | 0 | 0 | 0 | 0 | 0 | 0 | 0 | 0 | 0 | 0 | 0 | 0 | 0 | 0 | 0 | 0 | 0 | 0 | 0 | 0 | 0 | 0 | 0 | 0 | 0 | 0 | 0 | 0
SCE Partnership Roll-up E3 Calculator - With Carbon Adder | [17 empty] | System | #N/A | [21 empty] | 0 | 0 | 0 | 0 | 0 | 0 | 0 | 0 | 0 | 0 | 0 | 0 | 0 | 0 | 0 | 0 | 0 | 0 | 0 | 0 | 0 | 0 | 0 | 0 | 0 | 0 | 0 | 0 | 0
SCE Partnership Roll-up E3 Calculator - With Carbon Adder | [17 empty] | System | #N/A | [21 empty] | 0 | 0 | 0 | 0 | 0 | 0 | 0 | 0 | 0 | 0 | 0 | 0 | 0 | 0 | 0 | 0 | 0 | 0 | 0 | 0 | 0 | 0 | 0 | 0 | 0 | 0 | 0 | 0 | 0
SCE Partnership Roll-up E3 Calculator - With Carbon Adder | [17 empty] | System | #N/A | [21 empty] | 0 | 0 | 0 | 0 | 0 | 0 | 0 | 0 | 0 | 0 | 0 | 0 | 0 | 0 | 0 | 0 | 0 | 0 | 0 | 0 | 0 | 0 | 0 | 0 | 0 | 0 | 0 | 0 | 0
SCE Partnership Roll-up E3 Calculator - With Carbon Adder | [17 empty] | System | #N/A | [21 empty] | 0 | 0 | 0 | 0 | 0 | 0 | 0 | 0 | 0 | 0 | 0 | 0 | 0 | 0 | 0 | 0 | 0 | 0 | 0 | 0 | 0 | 0 | 0 | 0 | 0 | 0 | 0 | 0 | 0
SCE Partnership Roll-up E3 Calculator - With Carbon Adder | [17 empty] | System | #N/A | [21 empty] | 0 | 0 | 0 | 0 | 0 | 0 | 0 | 0 | 0 | 0 | 0 | 0 | 0 | 0 | 0 | 0 | 0 | 0 | 0 | 0 | 0 | 0 | 0 | 0 | 0 | 0 | 0 | 0 | 0
SCE Partnership Roll-up E3 Calculator - With Carbon Adder | [17 empty] | System | #N/A | [21 empty] | 0 | 0 | 0 | 0 | 0 | 0 | 0 | 0 | 0 | 0 | 0 | 0 | 0 | 0 | 0 | 0 | 0 | 0 | 0 | 0 | 0 | 0 | 0 | 0 | 0 | 0 | 0 | 0 | 0
SCE Partnership Roll-up E3 Calculator - With Carbon Adder | [17 empty] | System | #N/A | [21 empty] | 0 | 0 | 0 | 0 | 0 | 0 | 0 | 0 | 0 | 0 | 0 | 0 | 0 | 0 | 0 | 0 | 0 | 0 | 0 | 0 | 0 | 0 | 0 | 0 | 0 | 0 | 0 | 0 | 0
SCE Partnership Roll-up E3 Calculator - With Carbon Adder | [17 empty] | System | #N/A | [21 empty] | 0 | 0 | 0 | 0 | 0 | 0 | 0 | 0 | 0 | 0 | 0 | 0 | 0 | 0 | 0 | 0 | 0 | 0 | 0 | 0 | 0 | 0 | 0 | 0 | 0 | 0 | 0 | 0 | 0
SCE Partnership Roll-up E3 Calculator - With Carbon Adder | [17 empty] | System | #N/A | [21 empty] | 0 | 0 | 0 | 0 | 0 | 0 | 0 | 0 | 0 | 0 | 0 | 0 | 0 | 0 | 0 | 0 | 0 | 0 | 0 | 0 | 0 | 0 | 0 | 0 | 0 | 0 | 0 | 0 | 0
SCE Partnership Roll-up E3 Calculator - With Carbon Adder | [17 empty] | System | #N/A | [21 empty] | 0 | 0 | 0 | 0 | 0 | 0 | 0 | 0 | 0 | 0 | 0 | 0 | 0 | 0 | 0 | 0 | 0 | 0 | 0 | 0 | 0 | 0 | 0 | 0 | 0 | 0 | 0 | 0 | 0
SCE Partnership Roll-up E3 Calculator - With Carbon Adder | [17 empty] | System | #N/A | [21 empty] | 0 | 0 | 0 | 0 | 0 | 0 | 0 | 0 | 0 | 0 | 0 | 0 | 0 | 0 | 0 | 0 | 0 | 0 | 0 | 0 | 0 | 0 | 0 | 0 | 0 | 0 | 0 | 0 | 0
SCE Partnership Roll-up E3 Calculator - With Carbon Adder | [17 empty] | System | #N/A | [21 empty] | 0 | 0 | 0 | 0 | 0 | 0 | 0 | 0 | 0 | 0 | 0 | 0 | 0 | 0 | 0 | 0 | 0 | 0 | 0 | 0 | 0 | 0 | 0 | 0 | 0 | 0 | 0 | 0 | 0
SCE Partnership Roll-up E3 Calculator - With Carbon Adder | [17 empty] | System | #N/A | [21 empty] | 0 | 0 | 0 | 0 | 0 | 0 | 0 | 0 | 0 | 0 | 0 | 0 | 0 | 0 | 0 | 0 | 0 | 0 | 0 | 0 | 0 | 0 | 0 | 0 | 0 | 0 | 0 | 0 | 0
SCE Partnership Roll-up E3 Calculator - With Carbon Adder | [17 empty] | System | #N/A | [21 empty] | 0 | 0 | 0 | 0 | 0 | 0 | 0 | 0 | 0 | 0 | 0 | 0 | 0 | 0 | 0 | 0 | 0 | 0 | 0 | 0 | 0 | 0 | 0 | 0 | 0 | 0 | 0 | 0 | 0
SCE Partnership Roll-up E3 Calculator - With Carbon Adder | [17 empty] | System | #N/A | [21 empty] | 0 | 0 | 0 | 0 | 0 | 0 | 0 | 0 | 0 | 0 | 0 | 0 | 0 | 0 | 0 | 0 | 0 | 0 | 0 | 0 | 0 | 0 | 0 | 0 | 0 | 0 | 0 | 0 | 0
SCE Partnership Roll-up E3 Calculator - With Carbon Adder | [17 empty] | System | #N/A | [21 empty] | 0 | 0 | 0 | 0 | 0 | 0 | 0 | 0 | 0 | 0 | 0 | 0 | 0 | 0 | 0 | 0 | 0 | 0 | 0 | 0 | 0 | 0 | 0 | 0 | 0 | 0 | 0 | 0 | 0
SCE Partnership Roll-up E3 Calculator - With Carbon Adder | [17 empty] | System | #N/A | [21 empty] | 0 | 0 | 0 | 0 | 0 | 0 | 0 | 0 | 0 | 0 | 0 | 0 | 0 | 0 | 0 | 0 | 0 | 0 | 0 | 0 | 0 | 0 | 0 | 0 | 0 | 0 | 0 | 0 | 0
SCE Partnership Roll-up E3 Calculator - With Carbon Adder | [17 empty] | System | #N/A | [21 empty] | 0 | 0 | 0 | 0 | 0 | 0 | 0 | 0 | 0 | 0 | 0 | 0 | 0 | 0 | 0 | 0 | 0 | 0 | 0 | 0 | 0 | 0 | 0 | 0 | 0 | 0 | 0 | 0 | 0
SCE Partnership Roll-up E3 Calculator - With Carbon Adder | [17 empty] | System | #N/A | [21 empty] | 0 | 0 | 0 | 0 | 0 | 0 | 0 | 0 | 0 | 0 | 0 | 0 | 0 | 0 | 0 | 0 | 0 | 0 | 0 | 0 | 0 | 0 | 0 | 0 | 0 | 0 | 0 | 0 | 0
SCE Partnership Roll-up E3 Calculator - With Carbon Adder | [17 empty] | System | #N/A | [21 empty] | 0 | 0 | 0 | 0 | 0 | 0 | 0 | 0 | 0 | 0 | 0 | 0 | 0 | 0 | 0 | 0 | 0 | 0 | 0 | 0 | 0 | 0 | 0 | 0 | 0 | 0 | 0 | 0 | 0
SCE Partnership Roll-up E3 Calculator - With Carbon Adder | [17 empty] | System | #N/A | [21 empty] | 0 | 0 | 0 | 0 | 0 | 0 | 0 | 0 | 0 | 0 | 0 | 0 | 0 | 0 | 0 | 0 | 0 | 0 | 0 | 0 | 0 | 0 | 0 | 0 | 0 | 0 | 0 | 0 | 0
SCE Partnership Roll-up E3 Calculator - With Carbon Adder | [17 empty] | System | #N/A | [21 empty] | 0 | 0 | 0 | 0 | 0 | 0 | 0 | 0 | 0 | 0 | 0 | 0 | 0 | 0 | 0 | 0 | 0 | 0 | 0 | 0 | 0 | 0 | 0 | 0 | 0 | 0 | 0 | 0 | 0
SCE Partnership Roll-up E3 Calculator - With Carbon Adder | [17 empty] | System | #N/A | [21 empty] | 0 | 0 | 0 | 0 | 0 | 0 | 0 | 0 | 0 | 0 | 0 | 0 | 0 | 0 | 0 | 0 | 0 | 0 | 0 | 0 | 0 | 0 | 0 | 0 | 0 | 0 | 0 | 0 | 0
SCE Partnership Roll-up E3 Calculator - With Carbon Adder | [17 empty] | System | #N/A | [21 empty] | 0 | 0 | 0 | 0 | 0 | 0 | 0 | 0 | 0 | 0 | 0 | 0 | 0 | 0 | 0 | 0 | 0 | 0 | 0 | 0 | 0 | 0 | 0 | 0 | 0 | 0 | 0 | 0 | 0
SCE Partnership Roll-up E3 Calculator - With Carbon Adder | [17 empty] | System | #N/A | [21 empty] | 0 | 0 | 0 | 0 | 0 | 0 | 0 | 0 | 0 | 0 | 0 | 0 | 0 | 0 | 0 | 0 | 0 | 0 | 0 | 0 | 0 | 0 | 0 | 0 | 0 | 0 | 0 | 0 | 0
SCE Partnership Roll-up E3 Calculator - With Carbon Adder | [17 empty] | System | #N/A | [21 empty] | 0 | 0 | 0 | 0 | 0 | 0 | 0 | 0 | 0 | 0 | 0 | 0 | 0 | 0 | 0 | 0 | 0 | 0 | 0 | 0 | 0 | 0 | 0 | 0 | 0 | 0 | 0 | 0 | 0
SCE Partnership Roll-up E3 Calculator - With Carbon Adder | [17 empty] | System | #N/A | [21 empty] | 0 | 0 | 0 | 0 | 0 | 0 | 0 | 0 | 0 | 0 | 0 | 0 | 0 | 0 | 0 | 0 | 0 | 0 | 0 | 0 | 0 | 0 | 0 | 0 | 0 | 0 | 0 | 0 | 0
SCE Partnership Roll-up E3 Calculator - With Carbon Adder | [17 empty] | System | #N/A | [21 empty] | 0 | 0 | 0 | 0 | 0 | 0 | 0 | 0 | 0 | 0 | 0 | 0 | 0 | 0 | 0 | 0 | 0 | 0 | 0 | 0 | 0 | 0 | 0 | 0 | 0 | 0 | 0 | 0 | 0
SCE Partnership Roll-up E3 Calculator - With Carbon Adder | [17 empty] | System | #N/A | [21 empty] | 0 | 0 | 0 | 0 | 0 | 0 | 0 | 0 | 0 | 0 | 0 | 0 | 0 | 0 | 0 | 0 | 0 | 0 | 0 | 0 | 0 | 0 | 0 | 0 | 0 | 0 | 0 | 0 | 0
SCE Partnership Roll-up E3 Calculator - With Carbon Adder | [17 empty] | System | #N/A | [21 empty] | 0 | 0 | 0 | 0 | 0 | 0 | 0 | 0 | 0 | 0 | 0 | 0 | 0 | 0 | 0 | 0 | 0 | 0 | 0 | 0 | 0 | 0 | 0 | 0 | 0 | 0 | 0 | 0 | 0
SCE Partnership Roll-up E3 Calculator - With Carbon Adder | [17 empty] | System | #N/A | [21 empty] | 0 | 0 | 0 | 0 | 0 | 0 | 0 | 0 | 0 | 0 | 0 | 0 | 0 | 0 | 0 | 0 | 0 | 0 | 0 | 0 | 0 | 0 | 0 | 0 | 0 | 0 | 0 | 0 | 0
SCE Partnership Roll-up E3 Calculator - With Carbon Adder | [17 empty] | System | #N/A | [21 empty] | 0 | 0 | 0 | 0 | 0 | 0 | 0 | 0 | 0 | 0 | 0 | 0 | 0 | 0 | 0 | 0 | 0 | 0 | 0 | 0 | 0 | 0 | 0 | 0 | 0 | 0 | 0 | 0 | 0
SCE Partnership Roll-up E3 Calculator - With Carbon Adder | [17 empty] | System | #N/A | [21 empty] | 0 | 0 | 0 | 0 | 0 | 0 | 0 | 0 | 0 | 0 | 0 | 0 | 0 | 0 | 0 | 0 | 0 | 0 | 0 | 0 | 0 | 0 | 0 | 0 | 0 | 0 | 0 | 0 | 0
SCE Partnership Roll-up E3 Calculator - With Carbon Adder | [17 empty] | System | #N/A | [21 empty] | 0 | 0 | 0 | 0 | 0 | 0 | 0 | 0 | 0 | 0 | 0 | 0 | 0 | 0 | 0 | 0 | 0 | 0 | 0 | 0 | 0 | 0 | 0 | 0 | 0 | 0 | 0 | 0 | 0
SCE Partnership Roll-up E3 Calculator - With Carbon Adder | [17 empty] | System | #N/A | [21 empty] | 0 | 0 | 0 | 0 | 0 | 0 | 0 | 0 | 0 | 0 | 0 | 0 | 0 | 0 | 0 | 0 | 0 | 0 | 0 | 0 | 0 | 0 | 0 | 0 | 0 | 0 | 0 | 0 | 0
SCE Partnership Roll-up E3 Calculator - With Carbon Adder | [17 empty] | System | #N/A | [21 empty] | 0 | 0 | 0 | 0 | 0 | 0 | 0 | 0 | 0 | 0 | 0 | 0 | 0 | 0 | 0 | 0 | 0 | 0 | 0 | 0 | 0 | 0 | 0 | 0 | 0 | 0 | 0 | 0 | 0
SCE Partnership Roll-up E3 Calculator - With Carbon Adder | [17 empty] | System | #N/A | [21 empty] | 0 | 0 | 0 | 0 | 0 | 0 | 0 | 0 | 0 | 0 | 0 | 0 | 0 | 0 | 0 | 0 | 0 | 0 | 0 | 0 | 0 | 0 | 0 | 0 | 0 | 0 | 0 | 0 | 0
SCE Partnership Roll-up E3 Calculator - With Carbon Adder | [17 empty] | System | #N/A | [21 empty] | 0 | 0 | 0 | 0 | 0 | 0 | 0 | 0 | 0 | 0 | 0 | 0 | 0 | 0 | 0 | 0 | 0 | 0 | 0 | 0 | 0 | 0 | 0 | 0 | 0 | 0 | 0 | 0 | 0
SCE Partnership Roll-up E3 Calculator - With Carbon Adder | [17 empty] | System | #N/A | [21 empty] | 0 | 0 | 0 | 0 | 0 | 0 | 0 | 0 | 0 | 0 | 0 | 0 | 0 | 0 | 0 | 0 | 0 | 0 | 0 | 0 | 0 | 0 | 0 | 0 | 0 | 0 | 0 | 0 | 0
SCE Partnership Roll-up E3 Calculator - With Carbon Adder | [17 empty] | System | #N/A | [21 empty] | 0 | 0 | 0 | 0 | 0 | 0 | 0 | 0 | 0 | 0 | 0 | 0 | 0 | 0 | 0 | 0 | 0 | 0 | 0 | 0 | 0 | 0 | 0 | 0 | 0 | 0 | 0 | 0 | 0
SCE Partnership Roll-up E3 Calculator - With Carbon Adder | [17 empty] | System | #N/A | [21 empty] | 0 | 0 | 0 | 0 | 0 | 0 | 0 | 0 | 0 | 0 | 0 | 0 | 0 | 0 | 0 | 0 | 0 | 0 | 0 | 0 | 0 | 0 | 0 | 0 | 0 | 0 | 0 | 0 | 0
SCE Partnership Roll-up E3 Calculator - With Carbon Adder | [17 empty] | System | #N/A | [21 empty] | 0 | 0 | 0 | 0 | 0 | 0 | 0 | 0 | 0 | 0 | 0 | 0 | 0 | 0 | 0 | 0 | 0 | 0 | 0 | 0 | 0 | 0 | 0 | 0 | 0 | 0 | 0 | 0 | 0
SCE Partnership Roll-up E3 Calculator - With Carbon Adder | [17 empty] | System | #N/A | [21 empty] | 0 | 0 | 0 | 0 | 0 | 0 | 0 | 0 | 0 | 0 | 0 | 0 | 0 | 0 | 0 | 0 | 0 | 0 | 0 | 0 | 0 | 0 | 0 | 0 | 0 | 0 | 0 | 0 | 0
SCE Partnership Roll-up E3 Calculator - With Carbon Adder | [17 empty] | System | #N/A | [21 empty] | 0 | 0 | 0 | 0 | 0 | 0 | 0 | 0 | 0 | 0 | 0 | 0 | 0 | 0 | 0 | 0 | 0 | 0 | 0 | 0 | 0 | 0 | 0 | 0 | 0 | 0 | 0 | 0 | 0
SCE Partnership Roll-up E3 Calculator - With Carbon Adder | [17 empty] | System | #N/A | [21 empty] | 0 | 0 | 0 | 0 | 0 | 0 | 0 | 0 | 0 | 0 | 0 | 0 | 0 | 0 | 0 | 0 | 0 | 0 | 0 | 0 | 0 | 0 | 0 | 0 | 0 | 0 | 0 | 0 | 0
SCE Partnership Roll-up E3 Calculator - With Carbon Adder | [17 empty] | System | #N/A | [21 empty] | 0 | 0 | 0 | 0 | 0 | 0 | 0 | 0 | 0 | 0 | 0 | 0 | 0 | 0 | 0 | 0 | 0 | 0 | 0 | 0 | 0 | 0 | 0 | 0 | 0 | 0 | 0 | 0 | 0
SCE Partnership Roll-up E3 Calculator - With Carbon Adder | [17 empty] | System | #N/A | [21 empty] | 0 | 0 | 0 | 0 | 0 | 0 | 0 | 0 | 0 | 0 | 0 | 0 | 0 | 0 | 0 | 0 | 0 | 0 | 0 | 0 | 0 | 0 | 0 | 0 | 0 | 0 | 0 | 0 | 0
SCE Partnership Roll-up E3 Calculator - With Carbon Adder | [17 empty] | System | #N/A | [21 empty] | 0 | 0 | 0 | 0 | 0 | 0 | 0 | 0 | 0 | 0 | 0 | 0 | 0 | 0 | 0 | 0 | 0 | 0 | 0 | 0 | 0 | 0 | 0 | 0 | 0 | 0 | 0 | 0 | 0
SCE Partnership Roll-up E3 Calculator - With Carbon Adder | [17 empty] | System | #N/A | [21 empty] | 0 | 0 | 0 | 0 | 0 | 0 | 0 | 0 | 0 | 0 | 0 | 0 | 0 | 0 | 0 | 0 | 0 | 0 | 0 | 0 | 0 | 0 | 0 | 0 | 0 | 0 | 0 | 0 | 0
SCE Partnership Roll-up E3 Calculator - With Carbon Adder | [17 empty] | System | #N/A | [21 empty] | 0 | 0 | 0 | 0 | 0 | 0 | 0 | 0 | 0 | 0 | 0 | 0 | 0 | 0 | 0 | 0 | 0 | 0 | 0 | 0 | 0 | 0 | 0 | 0 | 0 | 0 | 0 | 0 | 0
SCE Partnership Roll-up E3 Calculator - With Carbon Adder | [17 empty] | System | #N/A | [21 empty] | 0 | 0 | 0 | 0 | 0 | 0 | 0 | 0 | 0 | 0 | 0 | 0 | 0 | 0 | 0 | 0 | 0 | 0 | 0 | 0 | 0 | 0 | 0 | 0 | 0 | 0 | 0 | 0 | 0
SCE Partnership Roll-up E3 Calculator - With Carbon Adder | [17 empty] | System | #N/A | [21 empty] | 0 | 0 | 0 | 0 | 0 | 0 | 0 | 0 | 0 | 0 | 0 | 0 | 0 | 0 | 0 | 0 | 0 | 0 | 0 | 0 | 0 | 0 | 0 | 0 | 0 | 0 | 0 | 0 | 0
SCE Partnership Roll-up E3 Calculator - With Carbon Adder | [17 empty] | System | #N/A | [21 empty] | 0 | 0 | 0 | 0 | 0 | 0 | 0 | 0 | 0 | 0 | 0 | 0 | 0 | 0 | 0 | 0 | 0 | 0 | 0 | 0 | 0 | 0 | 0 | 0 | 0 | 0 | 0 | 0 | 0
SCE Partnership Roll-up E3 Calculator - With Carbon Adder | [17 empty] | System | #N/A | [21 empty] | 0 | 0 | 0 | 0 | 0 | 0 | 0 | 0 | 0 | 0 | 0 | 0 | 0 | 0 | 0 | 0 | 0 | 0 | 0 | 0 | 0 | 0 | 0 | 0 | 0 | 0 | 0 | 0 | 0
SCE Partnership Roll-up E3 Calculator - With Carbon Adder | [17 empty] | System | #N/A | [21 empty] | 0 | 0 | 0 | 0 | 0 | 0 | 0 | 0 | 0 | 0 | 0 | 0 | 0 | 0 | 0 | 0 | 0 | 0 | 0 | 0 | 0 | 0 | 0 | 0 | 0 | 0 | 0 | 0 | 0
SCE Partnership Roll-up E3 Calculator - With Carbon Adder | [17 empty] | System | #N/A | [21 empty] | 0 | 0 | 0 | 0 | 0 | 0 | 0 | 0 | 0 | 0 | 0 | 0 | 0 | 0 | 0 | 0 | 0 | 0 | 0 | 0 | 0 | 0 | 0 | 0 | 0 | 0 | 0 | 0 | 0
SCE Partnership Roll-up E3 Calculator - With Carbon Adder | [17 empty] | System | #N/A | [21 empty] | 0 | 0 | 0 | 0 | 0 | 0 | 0 | 0 | 0 | 0 | 0 | 0 | 0 | 0 | 0 | 0 | 0 | 0 | 0 | 0 | 0 | 0 | 0 | 0 | 0 | 0 | 0 | 0 | 0
SCE Partnership Roll-up E3 Calculator - With Carbon Adder | [17 empty] | System | #N/A | [21 empty] | 0 | 0 | 0 | 0 | 0 | 0 | 0 | 0 | 0 | 0 | 0 | 0 | 0 | 0 | 0 | 0 | 0 | 0 | 0 | 0 | 0 | 0 | 0 | 0 | 0 | 0 | 0 | 0 | 0
SCE Partnership Roll-up E3 Calculator - With Carbon Adder | [17 empty] | System | #N/A | [21 empty] | 0 | 0 | 0 | 0 | 0 | 0 | 0 | 0 | 0 | 0 | 0 | 0 | 0 | 0 | 0 | 0 | 0 | 0 | 0 | 0 | 0 | 0 | 0 | 0 | 0 | 0 | 0 | 0 | 0
SCE Partnership Roll-up E3 Calculator - With Carbon Adder | [17 empty] | System | #N/A | [21 empty] | 0 | 0 | 0 | 0 | 0 | 0 | 0 | 0 | 0 | 0 | 0 | 0 | 0 | 0 | 0 | 0 | 0 | 0 | 0 | 0 | 0 | 0 | 0 | 0 | 0 | 0 | 0 | 0 | 0
SCE Partnership Roll-up E3 Calculator - With Carbon Adder | [17 empty] | System | #N/A | [21 empty] | 0 | 0 | 0 | 0 | 0 | 0 | 0 | 0 | 0 | 0 | 0 | 0 | 0 | 0 | 0 | 0 | 0 | 0 | 0 | 0 | 0 | 0 | 0 | 0 | 0 | 0 | 0 | 0 | 0
SCE Partnership Roll-up E3 Calculator - With Carbon Adder | [17 empty] | System | #N/A | [21 empty] | 0 | 0 | 0 | 0 | 0 | 0 | 0 | 0 | 0 | 0 | 0 | 0 | 0 | 0 | 0 | 0 | 0 | 0 | 0 | 0 | 0 | 0 | 0 | 0 | 0 | 0 | 0 | 0 | 0
SCE Partnership Roll-up E3 Calculator - With Carbon Adder | [17 empty] | System | #N/A | [21 empty] | 0 | 0 | 0 | 0 | 0 | 0 | 0 | 0 | 0 | 0 | 0 | 0 | 0 | 0 | 0 | 0 | 0 | 0 | 0 | 0 | 0 | 0 | 0 | 0 | 0 | 0 | 0 | 0 | 0
SCE Partnership Roll-up E3 Calculator - With Carbon Adder | [17 empty] | System | #N/A | [21 empty] | 0 | 0 | 0 | 0 | 0 | 0 | 0 | 0 | 0 | 0 | 0 | 0 | 0 | 0 | 0 | 0 | 0 | 0 | 0 | 0 | 0 | 0 | 0 | 0 | 0 | 0 | 0 | 0 | 0
SCE Partnership Roll-up E3 Calculator - With Carbon Adder | [17 empty] | System | #N/A | [21 empty] | 0 | 0 | 0 | 0 | 0 | 0 | 0 | 0 | 0 | 0 | 0 | 0 | 0 | 0 | 0 | 0 | 0 | 0 | 0 | 0 | 0 | 0 | 0 | 0 | 0 | 0 | 0 | 0 | 0
SCE Partnership Roll-up E3 Calculator - With Carbon Adder | [17 empty] | System | #N/A | [21 empty] | 0 | 0 | 0 | 0 | 0 | 0 | 0 | 0 | 0 | 0 | 0 | 0 | 0 | 0 | 0 | 0 | 0 | 0 | 0 | 0 | 0 | 0 | 0 | 0 | 0 | 0 | 0 | 0 | 0
SCE Partnership Roll-up E3 Calculator - With Carbon Adder | [17 empty] | System | #N/A | [21 empty] | 0 | 0 | 0 | 0 | 0 | 0 | 0 | 0 | 0 | 0 | 0 | 0 | 0 | 0 | 0 | 0 | 0 | 0 | 0 | 0 | 0 | 0 | 0 | 0 | 0 | 0 | 0 | 0 | 0
SCE Partnership Roll-up E3 Calculator - With Carbon Adder | [17 empty] | System | #N/A | [21 empty] | 0 | 0 | 0 | 0 | 0 | 0 | 0 | 0 | 0 | 0 | 0 | 0 | 0 | 0 | 0 | 0 | 0 | 0 | 0 | 0 | 0 | 0 | 0 | 0 | 0 | 0 | 0 | 0 | 0
SCE Partnership Roll-up E3 Calculator - With Carbon Adder | [17 empty] | System | #N/A | [21 empty] | 0 | 0 | 0 | 0 | 0 | 0 | 0 | 0 | 0 | 0 | 0 | 0 | 0 | 0 | 0 | 0 | 0 | 0 | 0 | 0 | 0 | 0 | 0 | 0 | 0 | 0 | 0 | 0 | 0
SCE Partnership Roll-up E3 Calculator - With Carbon Adder | [17 empty] | System | #N/A | [21 empty] | 0 | 0 | 0 | 0 | 0 | 0 | 0 | 0 | 0 | 0 | 0 | 0 | 0 | 0 | 0 | 0 | 0 | 0 | 0 | 0 | 0 | 0 | 0 | 0 | 0 | 0 | 0 | 0 | 0
SCE Partnership Roll-up E3 Calculator - With Carbon Adder | [17 empty] | System | #N/A | [21 empty] | 0 | 0 | 0 | 0 | 0 | 0 | 0 | 0 | 0 | 0 | 0 | 0 | 0 | 0 | 0 | 0 | 0 | 0 | 0 | 0 | 0 | 0 | 0 | 0 | 0 | 0 | 0 | 0 | 0
SCE Partnership Roll-up E3 Calculator - With Carbon Adder | [17 empty] | System | #N/A | [21 empty] | 0 | 0 | 0 | 0 | 0 | 0 | 0 | 0 | 0 | 0 | 0 | 0 | 0 | 0 | 0 | 0 | 0 | 0 | 0 | 0 | 0 | 0 | 0 | 0 | 0 | 0 | 0 | 0 | 0
SCE Partnership Roll-up E3 Calculator - With Carbon Adder | [17 empty] | System | #N/A | [21 empty] | 0 | 0 | 0 | 0 | 0 | 0 | 0 | 0 | 0 | 0 | 0 | 0 | 0 | 0 | 0 | 0 | 0 | 0 | 0 | 0 | 0 | 0 | 0 | 0 | 0 | 0 | 0 | 0 | 0
SCE Partnership Roll-up E3 Calculator - With Carbon Adder | [17 empty] | System | #N/A | [21 empty] | 0 | 0 | 0 | 0 | 0 | 0 | 0 | 0 | 0 | 0 | 0 | 0 | 0 | 0 | 0 | 0 | 0 | 0 | 0 | 0 | 0 | 0 | 0 | 0 | 0 | 0 | 0 | 0 | 0
SCE Partnership Roll-up E3 Calculator - With Carbon Adder | [17 empty] | System | #N/A | [21 empty] | 0 | 0 | 0 | 0 | 0 | 0 | 0 | 0 | 0 | 0 | 0 | 0 | 0 | 0 | 0 | 0 | 0 | 0 | 0 | 0 | 0 | 0 | 0 | 0 | 0 | 0 | 0 | 0 | 0
SCE Partnership Roll-up E3 Calculator - With Carbon Adder | [17 empty] | System | #N/A | [21 empty] | 0 | 0 | 0 | 0 | 0 | 0 | 0 | 0 | 0 | 0 | 0 | 0 | 0 | 0 | 0 | 0 | 0 | 0 | 0 | 0 | 0 | 0 | 0 | 0 | 0 | 0 | 0 | 0 | 0
SCE Partnership Roll-up E3 Calculator - With Carbon Adder | [17 empty] | System | #N/A | [21 empty] | 0 | 0 | 0 | 0 | 0 | 0 | 0 | 0 | 0 | 0 | 0 | 0 | 0 | 0 | 0 | 0 | 0 | 0 | 0 | 0 | 0 | 0 | 0 | 0 | 0 | 0 | 0 | 0 | 0
SCE Partnership Roll-up E3 Calculator - With Carbon Adder | [17 empty] | System | #N/A | [21 empty] | 0 | 0 | 0 | 0 | 0 | 0 | 0 | 0 | 0 | 0 | 0 | 0 | 0 | 0 | 0 | 0 | 0 | 0 | 0 | 0 | 0 | 0 | 0 | 0 | 0 | 0 | 0 | 0 | 0
SCE Partnership Roll-up E3 Calculator - With Carbon Adder | [17 empty] | System | #N/A | [21 empty] | 0 | 0 | 0 | 0 | 0 | 0 | 0 | 0 | 0 | 0 | 0 | 0 | 0 | 0 | 0 | 0 | 0 | 0 | 0 | 0 | 0 | 0 | 0 | 0 | 0 | 0 | 0 | 0 | 0
SCE Partnership Roll-up E3 Calculator - With Carbon Adder | [17 empty] | System | #N/A | [21 empty] | 0 | 0 | 0 | 0 | 0 | 0 | 0 | 0 | 0 | 0 | 0 | 0 | 0 | 0 | 0 | 0 | 0 | 0 | 0 | 0 | 0 | 0 | 0 | 0 | 0 | 0 | 0 | 0 | 0
SCE Partnership Roll-up E3 Calculator - With Carbon Adder | [17 empty] | System | #N/A | [21 empty] | 0 | 0 | 0 | 0 | 0 | 0 | 0 | 0 | 0 | 0 | 0 | 0 | 0 | 0 | 0 | 0 | 0 | 0 | 0 | 0 | 0 | 0 | 0 | 0 | 0 | 0 | 0 | 0 | 0
SCE Partnership Roll-up E3 Calculator - With Carbon Adder | [17 empty] | System | #N/A | [21 empty] | 0 | 0 | 0 | 0 | 0 | 0 | 0 | 0 | 0 | 0 | 0 | 0 | 0 | 0 | 0 | 0 | 0 | 0 | 0 | 0 | 0 | 0 | 0 | 0 | 0 | 0 | 0 | 0 | 0
SCE Partnership Roll-up E3 Calculator - With Carbon Adder | [17 empty] | System | #N/A | [21 empty] | 0 | 0 | 0 | 0 | 0 | 0 | 0 | 0 | 0 | 0 | 0 | 0 | 0 | 0 | 0 | 0 | 0 | 0 | 0 | 0 | 0 | 0 | 0 | 0 | 0 | 0 | 0 | 0 | 0
SCE Partnership Roll-up E3 Calculator - With Carbon Adder | [17 empty] | System | #N/A | [21 empty] | 0 | 0 | 0 | 0 | 0 | 0 | 0 | 0 | 0 | 0 | 0 | 0 | 0 | 0 | 0 | 0 | 0 | 0 | 0 | 0 | 0 | 0 | 0 | 0 | 0 | 0 | 0 | 0 | 0
SCE Partnership Roll-up E3 Calculator - With Carbon Adder | [17 empty] | System | #N/A | [21 empty] | 0 | 0 | 0 | 0 | 0 | 0 | 0 | 0 | 0 | 0 | 0 | 0 | 0 | 0 | 0 | 0 | 0 | 0 | 0 | 0 | 0 | 0 | 0 | 0 | 0 | 0 | 0 | 0 | 0
SCE Partnership Roll-up E3 Calculator - With Carbon Adder | [17 empty] | System | #N/A | [21 empty] | 0 | 0 | 0 | 0 | 0 | 0 | 0 | 0 | 0 | 0 | 0 | 0 | 0 | 0 | 0 | 0 | 0 | 0 | 0 | 0 | 0 | 0 | 0 | 0 | 0 | 0 | 0 | 0 | 0
SCE Partnership Roll-up E3 Calculator - With Carbon Adder | [17 empty] | System | #N/A | [21 empty] | 0 | 0 | 0 | 0 | 0 | 0 | 0 | 0 | 0 | 0 | 0 | 0 | 0 | 0 | 0 | 0 | 0 | 0 | 0 | 0 | 0 | 0 | 0 | 0 | 0 | 0 | 0 | 0 | 0
SCE Partnership Roll-up E3 Calculator - With Carbon Adder | [17 empty] | System | #N/A | [21 empty] | 0 | 0 | 0 | 0 | 0 | 0 | 0 | 0 | 0 | 0 | 0 | 0 | 0 | 0 | 0 | 0 | 0 | 0 | 0 | 0 | 0 | 0 | 0 | 0 | 0 | 0 | 0 | 0 | 0
SCE Partnership Roll-up E3 Calculator - With Carbon Adder | [17 empty] | System | #N/A | [21 empty] | 0 | 0 | 0 | 0 | 0 | 0 | 0 | 0 | 0 | 0 | 0 | 0 | 0 | 0 | 0 | 0 | 0 | 0 | 0 | 0 | 0 | 0 | 0 | 0 | 0 | 0 | 0 | 0 | 0
SCE Partnership Roll-up E3 Calculator - With Carbon Adder | [17 empty] | System | #N/A | [21 empty] | 0 | 0 | 0 | 0 | 0 | 0 | 0 | 0 | 0 | 0 | 0 | 0 | 0 | 0 | 0 | 0 | 0 | 0 | 0 | 0 | 0 | 0 | 0 | 0 | 0 | 0 | 0 | 0 | 0
SCE Partnership Roll-up E3 Calculator - With Carbon Adder | [17 empty] | System | #N/A | [21 empty] | 0 | 0 | 0 | 0 | 0 | 0 | 0 | 0 | 0 | 0 | 0 | 0 | 0 | 0 | 0 | 0 | 0 | 0 | 0 | 0 | 0 | 0 | 0 | 0 | 0 | 0 | 0 | 0 | 0
SCE Partnership Roll-up E3 Calculator - With Carbon Adder | [17 empty] | System | #N/A | [21 empty] | 0 | 0 | 0 | 0 | 0 | 0 | 0 | 0 | 0 | 0 | 0 | 0 | 0 | 0 | 0 | 0 | 0 | 0 | 0 | 0 | 0 | 0 | 0 | 0 | 0 | 0 | 0 | 0 | 0
SCE Partnership Roll-up E3 Calculator - With Carbon Adder | [17 empty] | System | #N/A | [21 empty] | 0 | 0 | 0 | 0 | 0 | 0 | 0 | 0 | 0 | 0 | 0 | 0 | 0 | 0 | 0 | 0 | 0 | 0 | 0 | 0 | 0 | 0 | 0 | 0 | 0 | 0 | 0 | 0 | 0
SCE Partnership Roll-up E3 Calculator - With Carbon Adder | [17 empty] | System | #N/A | [21 empty] | 0 | 0 | 0 | 0 | 0 | 0 | 0 | 0 | 0 | 0 | 0 | 0 | 0 | 0 | 0 | 0 | 0 | 0 | 0 | 0 | 0 | 0 | 0 | 0 | 0 | 0 | 0 | 0 | 0
SCE Partnership Roll-up E3 Calculator - With Carbon Adder | [17 empty] | System | #N/A | [21 empty] | 0 | 0 | 0 | 0 | 0 | 0 | 0 | 0 | 0 | 0 | 0 | 0 | 0 | 0 | 0 | 0 | 0 | 0 | 0 | 0 | 0 | 0 | 0 | 0 | 0 | 0 | 0 | 0 | 0
SCE Partnership Roll-up E3 Calculator - With Carbon Adder | [17 empty] | System | #N/A | [21 empty] | 0 | 0 | 0 | 0 | 0 | 0 | 0 | 0 | 0 | 0 | 0 | 0 | 0 | 0 | 0 | 0 | 0 | 0 | 0 | 0 | 0 | 0 | 0 | 0 | 0 | 0 | 0 | 0 | 0
SCE Partnership Roll-up E3 Calculator - With Carbon Adder | [17 empty] | System | #N/A | [21 empty] | 0 | 0 | 0 | 0 | 0 | 0 | 0 | 0 | 0 | 0 | 0 | 0 | 0 | 0 | 0 | 0 | 0 | 0 | 0 | 0 | 0 | 0 | 0 | 0 | 0 | 0 | 0 | 0 | 0
SCE Partnership Roll-up E3 Calculator - With Carbon Adder | [17 empty] | System | #N/A | [21 empty] | 0 | 0 | 0 | 0 | 0 | 0 | 0 | 0 | 0 | 0 | 0 | 0 | 0 | 0 | 0 | 0 | 0 | 0 | 0 | 0 | 0 | 0 | 0 | 0 | 0 | 0 | 0 | 0 | 0
SCE Partnership Roll-up E3 Calculator - With Carbon Adder | [17 empty] | System | #N/A | [21 empty] | 0 | 0 | 0 | 0 | 0 | 0 | 0 | 0 | 0 | 0 | 0 | 0 | 0 | 0 | 0 | 0 | 0 | 0 | 0 | 0 | 0 | 0 | 0 | 0 | 0 | 0 | 0 | 0 | 0
SCE Partnership Roll-up E3 Calculator - With Carbon Adder | [17 empty] | System | #N/A | [21 empty] | 0 | 0 | 0 | 0 | 0 | 0 | 0 | 0 | 0 | 0 | 0 | 0 | 0 | 0 | 0 | 0 | 0 | 0 | 0 | 0 | 0 | 0 | 0 | 0 | 0 | 0 | 0 | 0 | 0
SCE Partnership Roll-up E3 Calculator - With Carbon Adder | [17 empty] | System | #N/A | [21 empty] | 0 | 0 | 0 | 0 | 0 | 0 | 0 | 0 | 0 | 0 | 0 | 0 | 0 | 0 | 0 | 0 | 0 | 0 | 0 | 0 | 0 | 0 | 0 | 0 | 0 | 0 | 0 | 0 | 0
SCE Partnership Roll-up E3 Calculator - With Carbon Adder | [17 empty] | System | #N/A | [21 empty] | 0 | 0 | 0 | 0 | 0 | 0 | 0 | 0 | 0 | 0 | 0 | 0 | 0 | 0 | 0 | 0 | 0 | 0 | 0 | 0 | 0 | 0 | 0 | 0 | 0 | 0 | 0 | 0 | 0
SCE Partnership Roll-up E3 Calculator - With Carbon Adder | [17 empty] | System | #N/A | [21 empty] | 0 | 0 | 0 | 0 | 0 | 0 | 0 | 0 | 0 | 0 | 0 | 0 | 0 | 0 | 0 | 0 | 0 | 0 | 0 | 0 | 0 | 0 | 0 | 0 | 0 | 0 | 0 | 0 | 0
SCE Partnership Roll-up E3 Calculator - With Carbon Adder | [17 empty] | System | #N/A | [21 empty] | 0 | 0 | 0 | 0 | 0 | 0 | 0 | 0 | 0 | 0 | 0 | 0 | 0 | 0 | 0 | 0 | 0 | 0 | 0 | 0 | 0 | 0 | 0 | 0 | 0 | 0 | 0 | 0 | 0
SCE Partnership Roll-up E3 Calculator - With Carbon Adder | [17 empty] | System | #N/A | [21 empty] | 0 | 0 | 0 | 0 | 0 | 0 | 0 | 0 | 0 | 0 | 0 | 0 | 0 | 0 | 0 | 0 | 0 | 0 | 0 | 0 | 0 | 0 | 0 | 0 | 0 | 0 | 0 | 0 | 0
SCE Partnership Roll-up E3 Calculator - With Carbon Adder | [17 empty] | System | #N/A | [21 empty] | 0 | 0 | 0 | 0 | 0 | 0 | 0 | 0 | 0 | 0 | 0 | 0 | 0 | 0 | 0 | 0 | 0 | 0 | 0 | 0 | 0 | 0 | 0 | 0 | 0 | 0 | 0 | 0 | 0
SCE Partnership Roll-up E3 Calculator - With Carbon Adder | [17 empty] | System | #N/A | [21 empty] | 0 | 0 | 0 | 0 | 0 | 0 | 0 | 0 | 0 | 0 | 0 | 0 | 0 | 0 | 0 | 0 | 0 | 0 | 0 | 0 | 0 | 0 | 0 | 0 | 0 | 0 | 0 | 0 | 0
SCE Partnership Roll-up E3 Calculator - With Carbon Adder | [17 empty] | System | #N/A | [21 empty] | 0 | 0 | 0 | 0 | 0 | 0 | 0 | 0 | 0 | 0 | 0 | 0 | 0 | 0 | 0 | 0 | 0 | 0 | 0 | 0 | 0 | 0 | 0 | 0 | 0 | 0 | 0 | 0 | 0
SCE Partnership Roll-up E3 Calculator - With Carbon Adder | [17 empty] | System | #N/A | [21 empty] | 0 | 0 | 0 | 0 | 0 | 0 | 0 | 0 | 0 | 0 | 0 | 0 | 0 | 0 | 0 | 0 | 0 | 0 | 0 | 0 | 0 | 0 | 0 | 0 | 0 | 0 | 0 | 0 | 0
SCE Partnership Roll-up E3 Calculator - With Carbon Adder | [17 empty] | System | #N/A | [21 empty] | 0 | 0 | 0 | 0 | 0 | 0 | 0 | 0 | 0 | 0 | 0 | 0 | 0 | 0 | 0 | 0 | 0 | 0 | 0 | 0 | 0 | 0 | 0 | 0 | 0 | 0 | 0 | 0 | 0
SCE Partnership Roll-up E3 Calculator - With Carbon Adder | [17 empty] | System | #N/A | [21 empty] | 0 | 0 | 0 | 0 | 0 | 0 | 0 | 0 | 0 | 0 | 0 | 0 | 0 | 0 | 0 | 0 | 0 | 0 | 0 | 0 | 0 | 0 | 0 | 0 | 0 | 0 | 0 | 0 | 0
SCE Partnership Roll-up E3 Calculator - With Carbon Adder | [17 empty] | System | #N/A | [21 empty] | 0 | 0 | 0 | 0 | 0 | 0 | 0 | 0 | 0 | 0 | 0 | 0 | 0 | 0 | 0 | 0 | 0 | 0 | 0 | 0 | 0 | 0 | 0 | 0 | 0 | 0 | 0 | 0 | 0
SCE Partnership Roll-up E3 Calculator - With Carbon Adder | [17 empty] | System | #N/A | [21 empty] | 0 | 0 | 0 | 0 | 0 | 0 | 0 | 0 | 0 | 0 | 0 | 0 | 0 | 0 | 0 | 0 | 0 | 0 | 0 | 0 | 0 | 0 | 0 | 0 | 0 | 0 | 0 | 0 | 0
SCE Partnership Roll-up E3 Calculator - With Carbon Adder | [17 empty] | System | #N/A | [21 empty] | 0 | 0 | 0 | 0 | 0 | 0 | 0 | 0 | 0 | 0 | 0 | 0 | 0 | 0 | 0 | 0 | 0 | 0 | 0 | 0 | 0 | 0 | 0 | 0 | 0 | 0 | 0 | 0 | 0
SCE Partnership Roll-up E3 Calculator - With Carbon Adder | [17 empty] | System | #N/A | [21 empty] | 0 | 0 | 0 | 0 | 0 | 0 | 0 | 0 | 0 | 0 | 0 | 0 | 0 | 0 | 0 | 0 | 0 | 0 | 0 | 0 | 0 | 0 | 0 | 0 | 0 | 0 | 0 | 0 | 0
SCE Partnership Roll-up E3 Calculator - With Carbon Adder | [17 empty] | System | #N/A | [21 empty] | 0 | 0 | 0 | 0 | 0 | 0 | 0 | 0 | 0 | 0 | 0 | 0 | 0 | 0 | 0 | 0 | 0 | 0 | 0 | 0 | 0 | 0 | 0 | 0 | 0 | 0 | 0 | 0 | 0
SCE Partnership Roll-up E3 Calculator - With Carbon Adder | [17 empty] | System | #N/A | [21 empty] | 0 | 0 | 0 | 0 | 0 | 0 | 0 | 0 | 0 | 0 | 0 | 0 | 0 | 0 | 0 | 0 | 0 | 0 | 0 | 0 | 0 | 0 | 0 | 0 | 0 | 0 | 0 | 0 | 0
SCE Partnership Roll-up E3 Calculator - With Carbon Adder | [17 empty] | System | #N/A | [21 empty] | 0 | 0 | 0 | 0 | 0 | 0 | 0 | 0 | 0 | 0 | 0 | 0 | 0 | 0 | 0 | 0 | 0 | 0 | 0 | 0 | 0 | 0 | 0 | 0 | 0 | 0 | 0 | 0 | 0
SCE Partnership Roll-up E3 Calculator - With Carbon Adder | [17 empty] | System | #N/A | [21 empty] | 0 | 0 | 0 | 0 | 0 | 0 | 0 | 0 | 0 | 0 | 0 | 0 | 0 | 0 | 0 | 0 | 0 | 0 | 0 | 0 | 0 | 0 | 0 | 0 | 0 | 0 | 0 | 0 | 0
SCE Partnership Roll-up E3 Calculator - With Carbon Adder | [17 empty] | System | #N/A | [21 empty] | 0 | 0 | 0 | 0 | 0 | 0 | 0 | 0 | 0 | 0 | 0 | 0 | 0 | 0 | 0 | 0 | 0 | 0 | 0 | 0 | 0 | 0 | 0 | 0 | 0 | 0 | 0 | 0 | 0
SCE Partnership Roll-up E3 Calculator - With Carbon Adder | [17 empty] | System | #N/A | [21 empty] | 0 | 0 | 0 | 0 | 0 | 0 | 0 | 0 | 0 | 0 | 0 | 0 | 0 | 0 | 0 | 0 | 0 | 0 | 0 | 0 | 0 | 0 | 0 | 0 | 0 | 0 | 0 | 0 | 0
SCE Partnership Roll-up E3 Calculator - With Carbon Adder | [17 empty] | System | #N/A | [21 empty] | 0 | 0 | 0 | 0 | 0 | 0 | 0 | 0 | 0 | 0 | 0 | 0 | 0 | 0 | 0 | 0 | 0 | 0 | 0 | 0 | 0 | 0 | 0 | 0 | 0 | 0 | 0 | 0 | 0
SCE Partnership Roll-up E3 Calculator - With Carbon Adder | [17 empty] | System | #N/A | [21 empty] | 0 | 0 | 0 | 0 | 0 | 0 | 0 | 0 | 0 | 0 | 0 | 0 | 0 | 0 | 0 | 0 | 0 | 0 | 0 | 0 | 0 | 0 | 0 | 0 | 0 | 0 | 0 | 0 | 0
SCE Partnership Roll-up E3 Calculator - With Carbon Adder | [17 empty] | System | #N/A | [21 empty] | 0 | 0 | 0 | 0 | 0 | 0 | 0 | 0 | 0 | 0 | 0 | 0 | 0 | 0 | 0 | 0 | 0 | 0 | 0 | 0 | 0 | 0 | 0 | 0 | 0 | 0 | 0 | 0 | 0
SCE Partnership Roll-up E3 Calculator - With Carbon Adder | [17 empty] | System | #N/A | [21 empty] | 0 | 0 | 0 | 0 | 0 | 0 | 0 | 0 | 0 | 0 | 0 | 0 | 0 | 0 | 0 | 0 | 0 | 0 | 0 | 0 | 0 | 0 | 0 | 0 | 0 | 0 | 0 | 0 | 0
SCE Partnership Roll-up E3 Calculator - With Carbon Adder | [17 empty] | System | #N/A | [21 empty] | 0 | 0 | 0 | 0 | 0 | 0 | 0 | 0 | 0 | 0 | 0 | 0 | 0 | 0 | 0 | 0 | 0 | 0 | 0 | 0 | 0 | 0 | 0 | 0 | 0 | 0 | 0 | 0 | 0
SCE Partnership Roll-up E3 Calculator - With Carbon Adder | [17 empty] | System | #N/A | [21 empty] | 0 | 0 | 0 | 0 | 0 | 0 | 0 | 0 | 0 | 0 | 0 | 0 | 0 | 0 | 0 | 0 | 0 | 0 | 0 | 0 | 0 | 0 | 0 | 0 | 0 | 0 | 0 | 0 | 0
SCE Partnership Roll-up E3 Calculator - With Carbon Adder | [17 empty] | System | #N/A | [21 empty] | 0 | 0 | 0 | 0 | 0 | 0 | 0 | 0 | 0 | 0 | 0 | 0 | 0 | 0 | 0 | 0 | 0 | 0 | 0 | 0 | 0 | 0 | 0 | 0 | 0 | 0 | 0 | 0 | 0
SCE Partnership Roll-up E3 Calculator - With Carbon Adder | [17 empty] | System | #N/A | [21 empty] | 0 | 0 | 0 | 0 | 0 | 0 | 0 | 0 | 0 | 0 | 0 | 0 | 0 | 0 | 0 | 0 | 0 | 0 | 0 | 0 | 0 | 0 | 0 | 0 | 0 | 0 | 0 | 0 | 0
SCE Partnership Roll-up E3 Calculator - With Carbon Adder | [17 empty] | System | #N/A | [21 empty] | 0 | 0 | 0 | 0 | 0 | 0 | 0 | 0 | 0 | 0 | 0 | 0 | 0 | 0 | 0 | 0 | 0 | 0 | 0 | 0 | 0 | 0 | 0 | 0 | 0 | 0 | 0 | 0 | 0
SCE Partnership Roll-up E3 Calculator - With Carbon Adder | [17 empty] | System | #N/A | [21 empty] | 0 | 0 | 0 | 0 | 0 | 0 | 0 | 0 | 0 | 0 | 0 | 0 | 0 | 0 | 0 | 0 | 0 | 0 | 0 | 0 | 0 | 0 | 0 | 0 | 0 | 0 | 0 | 0 | 0
SCE Partnership Roll-up E3 Calculator - With Carbon Adder | [17 empty] | System | #N/A | [21 empty] | 0 | 0 | 0 | 0 | 0 | 0 | 0 | 0 | 0 | 0 | 0 | 0 | 0 | 0 | 0 | 0 | 0 | 0 | 0 | 0 | 0 | 0 | 0 | 0 | 0 | 0 | 0 | 0 | 0
SCE Partnership Roll-up E3 Calculator - With Carbon Adder | [17 empty] | System | #N/A | [21 empty] | 0 | 0 | 0 | 0 | 0 | 0 | 0 | 0 | 0 | 0 | 0 | 0 | 0 | 0 | 0 | 0 | 0 | 0 | 0 | 0 | 0 | 0 | 0 | 0 | 0 | 0 | 0 | 0 | 0
SCE Partnership Roll-up E3 Calculator - With Carbon Adder | [17 empty] | System | #N/A | [21 empty] | 0 | 0 | 0 | 0 | 0 | 0 | 0 | 0 | 0 | 0 | 0 | 0 | 0 | 0 | 0 | 0 | 0 | 0 | 0 | 0 | 0 | 0 | 0 | 0 | 0 | 0 | 0 | 0 | 0
SCE Partnership Roll-up E3 Calculator - With Carbon Adder | [17 empty] | System | #N/A | [21 empty] | 0 | 0 | 0 | 0 | 0 | 0 | 0 | 0 | 0 | 0 | 0 | 0 | 0 | 0 | 0 | 0 | 0 | 0 | 0 | 0 | 0 | 0 | 0 | 0 | 0 | 0 | 0 | 0 | 0
SCE Partnership Roll-up E3 Calculator - With Carbon Adder | [17 empty] | System | #N/A | [21 empty] | 0 | 0 | 0 | 0 | 0 | 0 | 0 | 0 | 0 | 0 | 0 | 0 | 0 | 0 | 0 | 0 | 0 | 0 | 0 | 0 | 0 | 0 | 0 | 0 | 0 | 0 | 0 | 0 | 0
SCE Partnership Roll-up E3 Calculator - With Carbon Adder | [17 empty] | System | #N/A | [21 empty] | 0 | 0 | 0 | 0 | 0 | 0 | 0 | 0 | 0 | 0 | 0 | 0 | 0 | 0 | 0 | 0 | 0 | 0 | 0 | 0 | 0 | 0 | 0 | 0 | 0 | 0 | 0 | 0 | 0
SCE Partnership Roll-up E3 Calculator - With Carbon Adder | [17 empty] | System | #N/A | [21 empty] | 0 | 0 | 0 | 0 | 0 | 0 | 0 | 0 | 0 | 0 | 0 | 0 | 0 | 0 | 0 | 0 | 0 | 0 | 0 | 0 | 0 | 0 | 0 | 0 | 0 | 0 | 0 | 0 | 0
SCE Partnership Roll-up E3 Calculator - With Carbon Adder | [17 empty] | System | #N/A | [21 empty] | 0 | 0 | 0 | 0 | 0 | 0 | 0 | 0 | 0 | 0 | 0 | 0 | 0 | 0 | 0 | 0 | 0 | 0 | 0 | 0 | 0 | 0 | 0 | 0 | 0 | 0 | 0 | 0 | 0
SCE Partnership Roll-up E3 Calculator - With Carbon Adder | [17 empty] | System | #N/A | [21 empty] | 0 | 0 | 0 | 0 | 0 | 0 | 0 | 0 | 0 | 0 | 0 | 0 | 0 | 0 | 0 | 0 | 0 | 0 | 0 | 0 | 0 | 0 | 0 | 0 | 0 | 0 | 0 | 0 | 0
SCE Partnership Roll-up E3 Calculator - With Carbon Adder | [17 empty] | System | #N/A | [21 empty] | 0 | 0 | 0 | 0 | 0 | 0 | 0 | 0 | 0 | 0 | 0 | 0 | 0 | 0 | 0 | 0 | 0 | 0 | 0 | 0 | 0 | 0 | 0 | 0 | 0 | 0 | 0 | 0 | 0
SCE Partnership Roll-up E3 Calculator - With Carbon Adder | [17 empty] | System | #N/A | [21 empty] | 0 | 0 | 0 | 0 | 0 | 0 | 0 | 0 | 0 | 0 | 0 | 0 | 0 | 0 | 0 | 0 | 0 | 0 | 0 | 0 | 0 | 0 | 0 | 0 | 0 | 0 | 0 | 0 | 0
SCE Partnership Roll-up E3 Calculator - With Carbon Adder | [17 empty] | System | #N/A | [21 empty] | 0 | 0 | 0 | 0 | 0 | 0 | 0 | 0 | 0 | 0 | 0 | 0 | 0 | 0 | 0 | 0 | 0 | 0 | 0 | 0 | 0 | 0 | 0 | 0 | 0 | 0 | 0 | 0 | 0
SCE Partnership Roll-up E3 Calculator - With Carbon Adder | [17 empty] | System | #N/A | [21 empty] | 0 | 0 | 0 | 0 | 0 | 0 | 0 | 0 | 0 | 0 | 0 | 0 | 0 | 0 | 0 | 0 | 0 | 0 | 0 | 0 | 0 | 0 | 0 | 0 | 0 | 0 | 0 | 0 | 0
SCE Partnership Roll-up E3 Calculator - With Carbon Adder | [17 empty] | System | #N/A | [21 empty] | 0 | 0 | 0 | 0 | 0 | 0 | 0 | 0 | 0 | 0 | 0 | 0 | 0 | 0 | 0 | 0 | 0 | 0 | 0 | 0 | 0 | 0 | 0 | 0 | 0 | 0 | 0 | 0 | 0
SCE Partnership Roll-up E3 Calculator - With Carbon Adder | [17 empty] | System | #N/A | [21 empty] | 0 | 0 | 0 | 0 | 0 | 0 | 0 | 0 | 0 | 0 | 0 | 0 | 0 | 0 | 0 | 0 | 0 | 0 | 0 | 0 | 0 | 0 | 0 | 0 | 0 | 0 | 0 | 0 | 0
SCE Partnership Roll-up E3 Calculator - With Carbon Adder | [17 empty] | System | #N/A | [21 empty] | 0 | 0 | 0 | 0 | 0 | 0 | 0 | 0 | 0 | 0 | 0 | 0 | 0 | 0 | 0 | 0 | 0 | 0 | 0 | 0 | 0 | 0 | 0 | 0 | 0 | 0 | 0 | 0 | 0
SCE Partnership Roll-up E3 Calculator - With Carbon Adder | [17 empty] | System | #N/A | [21 empty] | 0 | 0 | 0 | 0 | 0 | 0 | 0 | 0 | 0 | 0 | 0 | 0 | 0 | 0 | 0 | 0 | 0 | 0 | 0 | 0 | 0 | 0 | 0 | 0 | 0 | 0 | 0 | 0 | 0
SCE Partnership Roll-up E3 Calculator - With Carbon Adder | [17 empty] | System | #N/A | [21 empty] | 0 | 0 | 0 | 0 | 0 | 0 | 0 | 0 | 0 | 0 | 0 | 0 | 0 | 0 | 0 | 0 | 0 | 0 | 0 | 0 | 0 | 0 | 0 | 0 | 0 | 0 | 0 | 0 | 0
SCE Partnership Roll-up E3 Calculator - With Carbon Adder | [17 empty] | System | #N/A | [21 empty] | 0 | 0 | 0 | 0 | 0 | 0 | 0 | 0 | 0 | 0 | 0 | 0 | 0 | 0 | 0 | 0 | 0 | 0 | 0 | 0 | 0 | 0 | 0 | 0 | 0 | 0 | 0 | 0 | 0
SCE Partnership Roll-up E3 Calculator - With Carbon Adder | [17 empty] | System | #N/A | [21 empty] | 0 | 0 | 0 | 0 | 0 | 0 | 0 | 0 | 0 | 0 | 0 | 0 | 0 | 0 | 0 | 0 | 0 | 0 | 0 | 0 | 0 | 0 | 0 | 0 | 0 | 0 | 0 | 0 | 0
SCE Partnership Roll-up E3 Calculator - With Carbon Adder | [17 empty] | System | #N/A | [21 empty] | 0 | 0 | 0 | 0 | 0 | 0 | 0 | 0 | 0 | 0 | 0 | 0 | 0 | 0 | 0 | 0 | 0 | 0 | 0 | 0 | 0 | 0 | 0 | 0 | 0 | 0 | 0 | 0 | 0
SCE Partnership Roll-up E3 Calculator - With Carbon Adder | [17 empty] | System | #N/A | [21 empty] | 0 | 0 | 0 | 0 | 0 | 0 | 0 | 0 | 0 | 0 | 0 | 0 | 0 | 0 | 0 | 0 | 0 | 0 | 0 | 0 | 0 | 0 | 0 | 0 | 0 | 0 | 0 | 0 | 0
SCE Partnership Roll-up E3 Calculator - With Carbon Adder | [17 empty] | System | #N/A | [21 empty] | 0 | 0 | 0 | 0 | 0 | 0 | 0 | 0 | 0 | 0 | 0 | 0 | 0 | 0 | 0 | 0 | 0 | 0 | 0 | 0 | 0 | 0 | 0 | 0 | 0 | 0 | 0 | 0 | 0
SCE Partnership Roll-up E3 Calculator - With Carbon Adder | [17 empty] | System | #N/A | [21 empty] | 0 | 0 | 0 | 0 | 0 | 0 | 0 | 0 | 0 | 0 | 0 | 0 | 0 | 0 | 0 | 0 | 0 | 0 | 0 | 0 | 0 | 0 | 0 | 0 | 0 | 0 | 0 | 0 | 0
SCE Partnership Roll-up E3 Calculator - With Carbon Adder | [17 empty] | System | #N/A | [21 empty] | 0 | 0 | 0 | 0 | 0 | 0 | 0 | 0 | 0 | 0 | 0 | 0 | 0 | 0 | 0 | 0 | 0 | 0 | 0 | 0 | 0 | 0 | 0 | 0 | 0 | 0 | 0 | 0 | 0
SCE Partnership Roll-up E3 Calculator - With Carbon Adder | [17 empty] | System | #N/A | [21 empty] | 0 | 0 | 0 | 0 | 0 | 0 | 0 | 0 | 0 | 0 | 0 | 0 | 0 | 0 | 0 | 0 | 0 | 0 | 0 | 0 | 0 | 0 | 0 | 0 | 0 | 0 | 0 | 0 | 0
SCE Partnership Roll-up E3 Calculator - With Carbon Adder | [17 empty] | System | #N/A | [21 empty] | 0 | 0 | 0 | 0 | 0 | 0 | 0 | 0 | 0 | 0 | 0 | 0 | 0 | 0 | 0 | 0 | 0 | 0 | 0 | 0 | 0 | 0 | 0 | 0 | 0 | 0 | 0 | 0 | 0
SCE Partnership Roll-up E3 Calculator - With Carbon Adder | [17 empty] | System | #N/A | [21 empty] | 0 | 0 | 0 | 0 | 0 | 0 | 0 | 0 | 0 | 0 | 0 | 0 | 0 | 0 | 0 | 0 | 0 | 0 | 0 | 0 | 0 | 0 | 0 | 0 | 0 | 0 | 0 | 0 | 0
SCE Partnership Roll-up E3 Calculator - With Carbon Adder | [17 empty] | System | #N/A | [21 empty] | 0 | 0 | 0 | 0 | 0 | 0 | 0 | 0 | 0 | 0 | 0 | 0 | 0 | 0 | 0 | 0 | 0 | 0 | 0 | 0 | 0 | 0 | 0 | 0 | 0 | 0 | 0 | 0 | 0
SCE Partnership Roll-up E3 Calculator - With Carbon Adder | [17 empty] | System | #N/A | [21 empty] | 0 | 0 | 0 | 0 | 0 | 0 | 0 | 0 | 0 | 0 | 0 | 0 | 0 | 0 | 0 | 0 | 0 | 0 | 0 | 0 | 0 | 0 | 0 | 0 | 0 | 0 | 0 | 0 | 0
SCE Partnership Roll-up E3 Calculator - With Carbon Adder | [17 empty] | System | #N/A | [21 empty] | 0 | 0 | 0 | 0 | 0 | 0 | 0 | 0 | 0 | 0 | 0 | 0 | 0 | 0 | 0 | 0 | 0 | 0 | 0 | 0 | 0 | 0 | 0 | 0 | 0 | 0 | 0 | 0 | 0
SCE Partnership Roll-up E3 Calculator - With Carbon Adder | [17 empty] | System | #N/A | [21 empty] | 0 | 0 | 0 | 0 | 0 | 0 | 0 | 0 | 0 | 0 | 0 | 0 | 0 | 0 | 0 | 0 | 0 | 0 | 0 | 0 | 0 | 0 | 0 | 0 | 0 | 0 | 0 | 0 | 0
SCE Partnership Roll-up E3 Calculator - With Carbon Adder | [17 empty] | System | #N/A | [21 empty] | 0 | 0 | 0 | 0 | 0 | 0 | 0 | 0 | 0 | 0 | 0 | 0 | 0 | 0 | 0 | 0 | 0 | 0 | 0 | 0 | 0 | 0 | 0 | 0 | 0 | 0 | 0 | 0 | 0
SCE Partnership Roll-up E3 Calculator - With Carbon Adder | [17 empty] | System | #N/A | [21 empty] | 0 | 0 | 0 | 0 | 0 | 0 | 0 | 0 | 0 | 0 | 0 | 0 | 0 | 0 | 0 | 0 | 0 | 0 | 0 | 0 | 0 | 0 | 0 | 0 | 0 | 0 | 0 | 0 | 0
SCE Partnership Roll-up E3 Calculator - With Carbon Adder | [17 empty] | System | #N/A | [21 empty] | 0 | 0 | 0 | 0 | 0 | 0 | 0 | 0 | 0 | 0 | 0 | 0 | 0 | 0 | 0 | 0 | 0 | 0 | 0 | 0 | 0 | 0 | 0 | 0 | 0 | 0 | 0 | 0 | 0
SCE Partnership Roll-up E3 Calculator - With Carbon Adder | [17 empty] | System | #N/A | [21 empty] | 0 | 0 | 0 | 0 | 0 | 0 | 0 | 0 | 0 | 0 | 0 | 0 | 0 | 0 | 0 | 0 | 0 | 0 | 0 | 0 | 0 | 0 | 0 | 0 | 0 | 0 | 0 | 0 | 0
SCE Partnership Roll-up E3 Calculator - With Carbon Adder | [17 empty] | System | #N/A | [21 empty] | 0 | 0 | 0 | 0 | 0 | 0 | 0 | 0 | 0 | 0 | 0 | 0 | 0 | 0 | 0 | 0 | 0 | 0 | 0 | 0 | 0 | 0 | 0 | 0 | 0 | 0 | 0 | 0 | 0
SCE Partnership Roll-up E3 Calculator - With Carbon Adder | [17 empty] | System | #N/A | [21 empty] | 0 | 0 | 0 | 0 | 0 | 0 | 0 | 0 | 0 | 0 | 0 | 0 | 0 | 0 | 0 | 0 | 0 | 0 | 0 | 0 | 0 | 0 | 0 | 0 | 0 | 0 | 0 | 0 | 0
SCE Partnership Roll-up E3 Calculator - With Carbon Adder | [17 empty] | System | #N/A | [21 empty] | 0 | 0 | 0 | 0 | 0 | 0 | 0 | 0 | 0 | 0 | 0 | 0 | 0 | 0 | 0 | 0 | 0 | 0 | 0 | 0 | 0 | 0 | 0 | 0 | 0 | 0 | 0 | 0 | 0
SCE Partnership Roll-up E3 Calculator - With Carbon Adder | [17 empty] | System | #N/A | [21 empty] | 0 | 0 | 0 | 0 | 0 | 0 | 0 | 0 | 0 | 0 | 0 | 0 | 0 | 0 | 0 | 0 | 0 | 0 | 0 | 0 | 0 | 0 | 0 | 0 | 0 | 0 | 0 | 0 | 0
SCE Partnership Roll-up E3 Calculator - With Carbon Adder | [17 empty] | System | #N/A | [21 empty] | 0 | 0 | 0 | 0 | 0 | 0 | 0 | 0 | 0 | 0 | 0 | 0 | 0 | 0 | 0 | 0 | 0 | 0 | 0 | 0 | 0 | 0 | 0 | 0 | 0 | 0 | 0 | 0 | 0
SCE Partnership Roll-up E3 Calculator - With Carbon Adder | [17 empty] | System | #N/A | [21 empty] | 0 | 0 | 0 | 0 | 0 | 0 | 0 | 0 | 0 | 0 | 0 | 0 | 0 | 0 | 0 | 0 | 0 | 0 | 0 | 0 | 0 | 0 | 0 | 0 | 0 | 0 | 0 | 0 | 0
SCE Partnership Roll-up E3 Calculator - With Carbon Adder | [17 empty] | System | #N/A | [21 empty] | 0 | 0 | 0 | 0 | 0 | 0 | 0 | 0 | 0 | 0 | 0 | 0 | 0 | 0 | 0 | 0 | 0 | 0 | 0 | 0 | 0 | 0 | 0 | 0 | 0 | 0 | 0 | 0 | 0
SCE Partnership Roll-up E3 Calculator - With Carbon Adder | [17 empty] | System | #N/A | [21 empty] | 0 | 0 | 0 | 0 | 0 | 0 | 0 | 0 | 0 | 0 | 0 | 0 | 0 | 0 | 0 | 0 | 0 | 0 | 0 | 0 | 0 | 0 | 0 | 0 | 0 | 0 | 0 | 0 | 0
SCE Partnership Roll-up E3 Calculator - With Carbon Adder | [17 empty] | System | #N/A | [21 empty] | 0 | 0 | 0 | 0 | 0 | 0 | 0 | 0 | 0 | 0 | 0 | 0 | 0 | 0 | 0 | 0 | 0 | 0 | 0 | 0 | 0 | 0 | 0 | 0 | 0 | 0 | 0 | 0 | 0
SCE Partnership Roll-up E3 Calculator - With Carbon Adder | [17 empty] | System | #N/A | [21 empty] | 0 | 0 | 0 | 0 | 0 | 0 | 0 | 0 | 0 | 0 | 0 | 0 | 0 | 0 | 0 | 0 | 0 | 0 | 0 | 0 | 0 | 0 | 0 | 0 | 0 | 0 | 0 | 0 | 0
SCE Partnership Roll-up E3 Calculator - With Carbon Adder | [17 empty] | System | #N/A | [21 empty] | 0 | 0 | 0 | 0 | 0 | 0 | 0 | 0 | 0 | 0 | 0 | 0 | 0 | 0 | 0 | 0 | 0 | 0 | 0 | 0 | 0 | 0 | 0 | 0 | 0 | 0 | 0 | 0 | 0
SCE Partnership Roll-up E3 Calculator - With Carbon Adder | [17 empty] | System | #N/A | [21 empty] | 0 | 0 | 0 | 0 | 0 | 0 | 0 | 0 | 0 | 0 | 0 | 0 | 0 | 0 | 0 | 0 | 0 | 0 | 0 | 0 | 0 | 0 | 0 | 0 | 0 | 0 | 0 | 0 | 0
SCE Partnership Roll-up E3 Calculator - With Carbon Adder | [17 empty] | System | #N/A | [21 empty] | 0 | 0 | 0 | 0 | 0 | 0 | 0 | 0 | 0 | 0 | 0 | 0 | 0 | 0 | 0 | 0 | 0 | 0 | 0 | 0 | 0 | 0 | 0 | 0 | 0 | 0 | 0 | 0 | 0
SCE Partnership Roll-up E3 Calculator - With Carbon Adder | [17 empty] | System | #N/A | [21 empty] | 0 | 0 | 0 | 0 | 0 | 0 | 0 | 0 | 0 | 0 | 0 | 0 | 0 | 0 | 0 | 0 | 0 | 0 | 0 | 0 | 0 | 0 | 0 | 0 | 0 | 0 | 0 | 0 | 0
SCE Partnership Roll-up E3 Calculator - With Carbon Adder | [17 empty] | System | #N/A | [21 empty] | 0 | 0 | 0 | 0 | 0 | 0 | 0 | 0 | 0 | 0 | 0 | 0 | 0 | 0 | 0 | 0 | 0 | 0 | 0 | 0 | 0 | 0 | 0 | 0 | 0 | 0 | 0 | 0 | 0
SCE Partnership Roll-up E3 Calculator - With Carbon Adder | [17 empty] | System | #N/A | [21 empty] | 0 | 0 | 0 | 0 | 0 | 0 | 0 | 0 | 0 | 0 | 0 | 0 | 0 | 0 | 0 | 0 | 0 | 0 | 0 | 0 | 0 | 0 | 0 | 0 | 0 | 0 | 0 | 0 | 0
SCE Partnership Roll-up E3 Calculator - With Carbon Adder | [17 empty] | System | #N/A | [21 empty] | 0 | 0 | 0 | 0 | 0 | 0 | 0 | 0 | 0 | 0 | 0 | 0 | 0 | 0 | 0 | 0 | 0 | 0 | 0 | 0 | 0 | 0 | 0 | 0 | 0 | 0 | 0 | 0 | 0
SCE Partnership Roll-up E3 Calculator - With Carbon Adder | [17 empty] | System | #N/A | [21 empty] | 0 | 0 | 0 | 0 | 0 | 0 | 0 | 0 | 0 | 0 | 0 | 0 | 0 | 0 | 0 | 0 | 0 | 0 | 0 | 0 | 0 | 0 | 0 | 0 | 0 | 0 | 0 | 0 | 0
SCE Partnership Roll-up E3 Calculator - With Carbon Adder | [17 empty] | System | #N/A | [21 empty] | 0 | 0 | 0 | 0 | 0 | 0 | 0 | 0 | 0 | 0 | 0 | 0 | 0 | 0 | 0 | 0 | 0 | 0 | 0 | 0 | 0 | 0 | 0 | 0 | 0 | 0 | 0 | 0 | 0
SCE Partnership Roll-up E3 Calculator - With Carbon Adder | [17 empty] | System | #N/A | [21 empty] | 0 | 0 | 0 | 0 | 0 | 0 | 0 | 0 | 0 | 0 | 0 | 0 | 0 | 0 | 0 | 0 | 0 | 0 | 0 | 0 | 0 | 0 | 0 | 0 | 0 | 0 | 0 | 0 | 0
SCE Partnership Roll-up E3 Calculator - With Carbon Adder | [17 empty] | System | #N/A | [21 empty] | 0 | 0 | 0 | 0 | 0 | 0 | 0 | 0 | 0 | 0 | 0 | 0 | 0 | 0 | 0 | 0 | 0 | 0 | 0 | 0 | 0 | 0 | 0 | 0 | 0 | 0 | 0 | 0 | 0
SCE Partnership Roll-up E3 Calculator - With Carbon Adder | [17 empty] | System | #N/A | [21 empty] | 0 | 0 | 0 | 0 | 0 | 0 | 0 | 0 | 0 | 0 | 0 | 0 | 0 | 0 | 0 | 0 | 0 | 0 | 0 | 0 | 0 | 0 | 0 | 0 | 0 | 0 | 0 | 0 | 0
SCE Partnership Roll-up E3 Calculator - With Carbon Adder | [17 empty] | System | #N/A | [21 empty] | 0 | 0 | 0 | 0 | 0 | 0 | 0 | 0 | 0 | 0 | 0 | 0 | 0 | 0 | 0 | 0 | 0 | 0 | 0 | 0 | 0 | 0 | 0 | 0 | 0 | 0 | 0 | 0 | 0
SCE Partnership Roll-up E3 Calculator - With Carbon Adder | [17 empty] | System | #N/A | [21 empty] | 0 | 0 | 0 | 0 | 0 | 0 | 0 | 0 | 0 | 0 | 0 | 0 | 0 | 0 | 0 | 0 | 0 | 0 | 0 | 0 | 0 | 0 | 0 | 0 | 0 | 0 | 0 | 0 | 0
SCE Partnership Roll-up E3 Calculator - With Carbon Adder | [17 empty] | System | #N/A | [21 empty] | 0 | 0 | 0 | 0 | 0 | 0 | 0 | 0 | 0 | 0 | 0 | 0 | 0 | 0 | 0 | 0 | 0 | 0 | 0 | 0 | 0 | 0 | 0 | 0 | 0 | 0 | 0 | 0 | 0
SCE Partnership Roll-up E3 Calculator - With Carbon Adder | [17 empty] | System | #N/A | [21 empty] | 0 | 0 | 0 | 0 | 0 | 0 | 0 | 0 | 0 | 0 | 0 | 0 | 0 | 0 | 0 | 0 | 0 | 0 | 0 | 0 | 0 | 0 | 0 | 0 | 0 | 0 | 0 | 0 | 0
SCE Partnership Roll-up E3 Calculator - With Carbon Adder | [17 empty] | System | #N/A | [21 empty] | 0 | 0 | 0 | 0 | 0 | 0 | 0 | 0 | 0 | 0 | 0 | 0 | 0 | 0 | 0 | 0 | 0 | 0 | 0 | 0 | 0 | 0 | 0 | 0 | 0 | 0 | 0 | 0 | 0
SCE Partnership Roll-up E3 Calculator - With Carbon Adder | [17 empty] | System | #N/A | [21 empty] | 0 | 0 | 0 | 0 | 0 | 0 | 0 | 0 | 0 | 0 | 0 | 0 | 0 | 0 | 0 | 0 | 0 | 0 | 0 | 0 | 0 | 0 | 0 | 0 | 0 | 0 | 0 | 0 | 0
SCE Partnership Roll-up E3 Calculator - With Carbon Adder | [17 empty] | System | #N/A | [21 empty] | 0 | 0 | 0 | 0 | 0 | 0 | 0 | 0 | 0 | 0 | 0 | 0 | 0 | 0 | 0 | 0 | 0 | 0 | 0 | 0 | 0 | 0 | 0 | 0 | 0 | 0 | 0 | 0 | 0
SCE Partnership Roll-up E3 Calculator - With Carbon Adder | [17 empty] | System | #N/A | [21 empty] | 0 | 0 | 0 | 0 | 0 | 0 | 0 | 0 | 0 | 0 | 0 | 0 | 0 | 0 | 0 | 0 | 0 | 0 | 0 | 0 | 0 | 0 | 0 | 0 | 0 | 0 | 0 | 0 | 0
SCE Partnership Roll-up E3 Calculator - With Carbon Adder | [17 empty] | System | #N/A | [21 empty] | 0 | 0 | 0 | 0 | 0 | 0 | 0 | 0 | 0 | 0 | 0 | 0 | 0 | 0 | 0 | 0 | 0 | 0 | 0 | 0 | 0 | 0 | 0 | 0 | 0 | 0 | 0 | 0 | 0
SCE Partnership Roll-up E3 Calculator - With Carbon Adder | [17 empty] | System | #N/A | [21 empty] | 0 | 0 | 0 | 0 | 0 | 0 | 0 | 0 | 0 | 0 | 0 | 0 | 0 | 0 | 0 | 0 | 0 | 0 | 0 | 0 | 0 | 0 | 0 | 0 | 0 | 0 | 0 | 0 | 0
SCE Partnership Roll-up E3 Calculator - With Carbon Adder | [17 empty] | System | #N/A | [21 empty] | 0 | 0 | 0 | 0 | 0 | 0 | 0 | 0 | 0 | 0 | 0 | 0 | 0 | 0 | 0 | 0 | 0 | 0 | 0 | 0 | 0 | 0 | 0 | 0 | 0 | 0 | 0 | 0 | 0
SCE Partnership Roll-up E3 Calculator - With Carbon Adder | [17 empty] | System | #N/A | [21 empty] | 0 | 0 | 0 | 0 | 0 | 0 | 0 | 0 | 0 | 0 | 0 | 0 | 0 | 0 | 0 | 0 | 0 | 0 | 0 | 0 | 0 | 0 | 0 | 0 | 0 | 0 | 0 | 0 | 0
SCE Partnership Roll-up E3 Calculator - With Carbon Adder | [17 empty] | System | #N/A | [21 empty] | 0 | 0 | 0 | 0 | 0 | 0 | 0 | 0 | 0 | 0 | 0 | 0 | 0 | 0 | 0 | 0 | 0 | 0 | 0 | 0 | 0 | 0 | 0 | 0 | 0 | 0 | 0 | 0 | 0
SCE Partnership Roll-up E3 Calculator - With Carbon Adder | [17 empty] | System | #N/A | [21 empty] | 0 | 0 | 0 | 0 | 0 | 0 | 0 | 0 | 0 | 0 | 0 | 0 | 0 | 0 | 0 | 0 | 0 | 0 | 0 | 0 | 0 | 0 | 0 | 0 | 0 | 0 | 0 | 0 | 0
SCE Partnership Roll-up E3 Calculator - With Carbon Adder | [17 empty] | System | #N/A | [21 empty] | 0 | 0 | 0 | 0 | 0 | 0 | 0 | 0 | 0 | 0 | 0 | 0 | 0 | 0 | 0 | 0 | 0 | 0 | 0 | 0 | 0 | 0 | 0 | 0 | 0 | 0 | 0 | 0 | 0
SCE Partnership Roll-up E3 Calculator - With Carbon Adder | [17 empty] | System | #N/A | [21 empty] | 0 | 0 | 0 | 0 | 0 | 0 | 0 | 0 | 0 | 0 | 0 | 0 | 0 | 0 | 0 | 0 | 0 | 0 | 0 | 0 | 0 | 0 | 0 | 0 | 0 | 0 | 0 | 0 | 0
SCE Partnership Roll-up E3 Calculator - With Carbon Adder | [17 empty] | System | #N/A | [21 empty] | 0 | 0 | 0 | 0 | 0 | 0 | 0 | 0 | 0 | 0 | 0 | 0 | 0 | 0 | 0 | 0 | 0 | 0 | 0 | 0 | 0 | 0 | 0 | 0 | 0 | 0 | 0 | 0 | 0
SCE Partnership Roll-up E3 Calculator - With Carbon Adder | [17 empty] | System | #N/A | [21 empty] | 0 | 0 | 0 | 0 | 0 | 0 | 0 | 0 | 0 | 0 | 0 | 0 | 0 | 0 | 0 | 0 | 0 | 0 | 0 | 0 | 0 | 0 | 0 | 0 | 0 | 0 | 0 | 0 | 0
SCE Partnership Roll-up E3 Calculator - With Carbon Adder | [17 empty] | System | #N/A | [21 empty] | 0 | 0 | 0 | 0 | 0 | 0 | 0 | 0 | 0 | 0 | 0 | 0 | 0 | 0 | 0 | 0 | 0 | 0 | 0 | 0 | 0 | 0 | 0 | 0 | 0 | 0 | 0 | 0 | 0
SCE Partnership Roll-up E3 Calculator - With Carbon Adder | [17 empty] | System | #N/A | [21 empty] | 0 | 0 | 0 | 0 | 0 | 0 | 0 | 0 | 0 | 0 | 0 | 0 | 0 | 0 | 0 | 0 | 0 | 0 | 0 | 0 | 0 | 0 | 0 | 0 | 0 | 0 | 0 | 0 | 0
SCE Partnership Roll-up E3 Calculator - With Carbon Adder | [17 empty] | System | #N/A | [21 empty] | 0 | 0 | 0 | 0 | 0 | 0 | 0 | 0 | 0 | 0 | 0 | 0 | 0 | 0 | 0 | 0 | 0 | 0 | 0 | 0 | 0 | 0 | 0 | 0 | 0 | 0 | 0 | 0 | 0
SCE Partnership Roll-up E3 Calculator - With Carbon Adder | [17 empty] | System | #N/A | [21 empty] | 0 | 0 | 0 | 0 | 0 | 0 | 0 | 0 | 0 | 0 | 0 | 0 | 0 | 0 | 0 | 0 | 0 | 0 | 0 | 0 | 0 | 0 | 0 | 0 | 0 | 0 | 0 | 0 | 0
SCE Partnership Roll-up E3 Calculator - With Carbon Adder | [17 empty] | System | #N/A | [21 empty] | 0 | 0 | 0 | 0 | 0 | 0 | 0 | 0 | 0 | 0 | 0 | 0 | 0 | 0 | 0 | 0 | 0 | 0 | 0 | 0 | 0 | 0 | 0 | 0 | 0 | 0 | 0 | 0 | 0
SCE Partnership Roll-up E3 Calculator - With Carbon Adder | [17 empty] | System | #N/A | [21 empty] | 0 | 0 | 0 | 0 | 0 | 0 | 0 | 0 | 0 | 0 | 0 | 0 | 0 | 0 | 0 | 0 | 0 | 0 | 0 | 0 | 0 | 0 | 0 | 0 | 0 | 0 | 0 | 0 | 0
SCE Partnership Roll-up E3 Calculator - With Carbon Adder | [17 empty] | System | #N/A | [21 empty] | 0 | 0 | 0 | 0 | 0 | 0 | 0 | 0 | 0 | 0 | 0 | 0 | 0 | 0 | 0 | 0 | 0 | 0 | 0 | 0 | 0 | 0 | 0 | 0 | 0 | 0 | 0 | 0 | 0
SCE Partnership Roll-up E3 Calculator - With Carbon Adder | [17 empty] | System | #N/A | [21 empty] | 0 | 0 | 0 | 0 | 0 | 0 | 0 | 0 | 0 | 0 | 0 | 0 | 0 | 0 | 0 | 0 | 0 | 0 | 0 | 0 | 0 | 0 | 0 | 0 | 0 | 0 | 0 | 0 | 0
SCE Partnership Roll-up E3 Calculator - With Carbon Adder | [17 empty] | System | #N/A | [21 empty] | 0 | 0 | 0 | 0 | 0 | 0 | 0 | 0 | 0 | 0 | 0 | 0 | 0 | 0 | 0 | 0 | 0 | 0 | 0 | 0 | 0 | 0 | 0 | 0 | 0 | 0 | 0 | 0 | 0
SCE Partnership Roll-up E3 Calculator - With Carbon Adder | [17 empty] | System | #N/A | [21 empty] | 0 | 0 | 0 | 0 | 0 | 0 | 0 | 0 | 0 | 0 | 0 | 0 | 0 | 0 | 0 | 0 | 0 | 0 | 0 | 0 | 0 | 0 | 0 | 0 | 0 | 0 | 0 | 0 | 0
SCE Partnership Roll-up E3 Calculator - With Carbon Adder | [17 empty] | System | #N/A | [21 empty] | 0 | 0 | 0 | 0 | 0 | 0 | 0 | 0 | 0 | 0 | 0 | 0 | 0 | 0 | 0 | 0 | 0 | 0 | 0 | 0 | 0 | 0 | 0 | 0 | 0 | 0 | 0 | 0 | 0
SCE Partnership Roll-up E3 Calculator - With Carbon Adder | [17 empty] | System | #N/A | [21 empty] | 0 | 0 | 0 | 0 | 0 | 0 | 0 | 0 | 0 | 0 | 0 | 0 | 0 | 0 | 0 | 0 | 0 | 0 | 0 | 0 | 0 | 0 | 0 | 0 | 0 | 0 | 0 | 0 | 0
SCE Partnership Roll-up E3 Calculator - With Carbon Adder | [17 empty] | System | #N/A | [21 empty] | 0 | 0 | 0 | 0 | 0 | 0 | 0 | 0 | 0 | 0 | 0 | 0 | 0 | 0 | 0 | 0 | 0 | 0 | 0 | 0 | 0 | 0 | 0 | 0 | 0 | 0 | 0 | 0 | 0
SCE Partnership Roll-up E3 Calculator - With Carbon Adder | [17 empty] | System | #N/A | [21 empty] | 0 | 0 | 0 | 0 | 0 | 0 | 0 | 0 | 0 | 0 | 0 | 0 | 0 | 0 | 0 | 0 | 0 | 0 | 0 | 0 | 0 | 0 | 0 | 0 | 0 | 0 | 0 | 0 | 0
SCE Partnership Roll-up E3 Calculator - With Carbon Adder | [17 empty] | System | #N/A | [21 empty] | 0 | 0 | 0 | 0 | 0 | 0 | 0 | 0 | 0 | 0 | 0 | 0 | 0 | 0 | 0 | 0 | 0 | 0 | 0 | 0 | 0 | 0 | 0 | 0 | 0 | 0 | 0 | 0 | 0
SCE Partnership Roll-up E3 Calculator - With Carbon Adder | [17 empty] | System | #N/A | [21 empty] | 0 | 0 | 0 | 0 | 0 | 0 | 0 | 0 | 0 | 0 | 0 | 0 | 0 | 0 | 0 | 0 | 0 | 0 | 0 | 0 | 0 | 0 | 0 | 0 | 0 | 0 | 0 | 0 | 0
SCE Partnership Roll-up E3 Calculator - With Carbon Adder | [17 empty] | System | #N/A | [21 empty] | 0 | 0 | 0 | 0 | 0 | 0 | 0 | 0 | 0 | 0 | 0 | 0 | 0 | 0 | 0 | 0 | 0 | 0 | 0 | 0 | 0 | 0 | 0 | 0 | 0 | 0 | 0 | 0 | 0
SCE Partnership Roll-up E3 Calculator - With Carbon Adder | [17 empty] | System | #N/A | [21 empty] | 0 | 0 | 0 | 0 | 0 | 0 | 0 | 0 | 0 | 0 | 0 | 0 | 0 | 0 | 0 | 0 | 0 | 0 | 0 | 0 | 0 | 0 | 0 | 0 | 0 | 0 | 0 | 0 | 0
SCE Partnership Roll-up E3 Calculator - With Carbon Adder | [17 empty] | System | #N/A | [21 empty] | 0 | 0 | 0 | 0 | 0 | 0 | 0 | 0 | 0 | 0 | 0 | 0 | 0 | 0 | 0 | 0 | 0 | 0 | 0 | 0 | 0 | 0 | 0 | 0 | 0 | 0 | 0 | 0 | 0
SCE Partnership Roll-up E3 Calculator - With Carbon Adder | [17 empty] | System | #N/A | [21 empty] | 0 | 0 | 0 | 0 | 0 | 0 | 0 | 0 | 0 | 0 | 0 | 0 | 0 | 0 | 0 | 0 | 0 | 0 | 0 | 0 | 0 | 0 | 0 | 0 | 0 | 0 | 0 | 0 | 0
SCE Partnership Roll-up E3 Calculator - With Carbon Adder | [17 empty] | System | #N/A | [21 empty] | 0 | 0 | 0 | 0 | 0 | 0 | 0 | 0 | 0 | 0 | 0 | 0 | 0 | 0 | 0 | 0 | 0 | 0 | 0 | 0 | 0 | 0 | 0 | 0 | 0 | 0 | 0 | 0 | 0
SCE Partnership Roll-up E3 Calculator - With Carbon Adder | [17 empty] | System | #N/A | [21 empty] | 0 | 0 | 0 | 0 | 0 | 0 | 0 | 0 | 0 | 0 | 0 | 0 | 0 | 0 | 0 | 0 | 0 | 0 | 0 | 0 | 0 | 0 | 0 | 0 | 0 | 0 | 0 | 0 | 0
SCE Partnership Roll-up E3 Calculator - With Carbon Adder | [17 empty] | System | #N/A | [21 empty] | 0 | 0 | 0 | 0 | 0 | 0 | 0 | 0 | 0 | 0 | 0 | 0 | 0 | 0 | 0 | 0 | 0 | 0 | 0 | 0 | 0 | 0 | 0 | 0 | 0 | 0 | 0 | 0 | 0
SCE Partnership Roll-up E3 Calculator - With Carbon Adder | [17 empty] | System | #N/A | [21 empty] | 0 | 0 | 0 | 0 | 0 | 0 | 0 | 0 | 0 | 0 | 0 | 0 | 0 | 0 | 0 | 0 | 0 | 0 | 0 | 0 | 0 | 0 | 0 | 0 | 0 | 0 | 0 | 0 | 0
SCE Partnership Roll-up E3 Calculator - With Carbon Adder | [17 empty] | System | #N/A | [21 empty] | 0 | 0 | 0 | 0 | 0 | 0 | 0 | 0 | 0 | 0 | 0 | 0 | 0 | 0 | 0 | 0 | 0 | 0 | 0 | 0 | 0 | 0 | 0 | 0 | 0 | 0 | 0 | 0 | 0
SCE Partnership Roll-up E3 Calculator - With Carbon Adder | [17 empty] | System | #N/A | [21 empty] | 0 | 0 | 0 | 0 | 0 | 0 | 0 | 0 | 0 | 0 | 0 | 0 | 0 | 0 | 0 | 0 | 0 | 0 | 0 | 0 | 0 | 0 | 0 | 0 | 0 | 0 | 0 | 0 | 0
SCE Partnership Roll-up E3 Calculator - With Carbon Adder | [17 empty] | System | #N/A | [21 empty] | 0 | 0 | 0 | 0 | 0 | 0 | 0 | 0 | 0 | 0 | 0 | 0 | 0 | 0 | 0 | 0 | 0 | 0 | 0 | 0 | 0 | 0 | 0 | 0 | 0 | 0 | 0 | 0 | 0
SCE Partnership Roll-up E3 Calculator - With Carbon Adder | [17 empty] | System | #N/A | [21 empty] | 0 | 0 | 0 | 0 | 0 | 0 | 0 | 0 | 0 | 0 | 0 | 0 | 0 | 0 | 0 | 0 | 0 | 0 | 0 | 0 | 0 | 0 | 0 | 0 | 0 | 0 | 0 | 0 | 0
SCE Partnership Roll-up E3 Calculator - With Carbon Adder | [17 empty] | System | #N/A | [21 empty] | 0 | 0 | 0 | 0 | 0 | 0 | 0 | 0 | 0 | 0 | 0 | 0 | 0 | 0 | 0 | 0 | 0 | 0 | 0 | 0 | 0 | 0 | 0 | 0 | 0 | 0 | 0 | 0 | 0
SCE Partnership Roll-up E3 Calculator - With Carbon Adder | [17 empty] | System | #N/A | [21 empty] | 0 | 0 | 0 | 0 | 0 | 0 | 0 | 0 | 0 | 0 | 0 | 0 | 0 | 0 | 0 | 0 | 0 | 0 | 0 | 0 | 0 | 0 | 0 | 0 | 0 | 0 | 0 | 0 | 0
SCE Partnership Roll-up E3 Calculator - With Carbon Adder | [17 empty] | System | #N/A | [21 empty] | 0 | 0 | 0 | 0 | 0 | 0 | 0 | 0 | 0 | 0 | 0 | 0 | 0 | 0 | 0 | 0 | 0 | 0 | 0 | 0 | 0 | 0 | 0 | 0 | 0 | 0 | 0 | 0 | 0
SCE Partnership Roll-up E3 Calculator - With Carbon Adder | [17 empty] | System | #N/A | [21 empty] | 0 | 0 | 0 | 0 | 0 | 0 | 0 | 0 | 0 | 0 | 0 | 0 | 0 | 0 | 0 | 0 | 0 | 0 | 0 | 0 | 0 | 0 | 0 | 0 | 0 | 0 | 0 | 0 | 0
SCE Partnership Roll-up E3 Calculator - With Carbon Adder | [17 empty] | System | #N/A | [21 empty] | 0 | 0 | 0 | 0 | 0 | 0 | 0 | 0 | 0 | 0 | 0 | 0 | 0 | 0 | 0 | 0 | 0 | 0 | 0 | 0 | 0 | 0 | 0 | 0 | 0 | 0 | 0 | 0 | 0
SCE Partnership Roll-up E3 Calculator - With Carbon Adder | [17 empty] | System | #N/A | [21 empty] | 0 | 0 | 0 | 0 | 0 | 0 | 0 | 0 | 0 | 0 | 0 | 0 | 0 | 0 | 0 | 0 | 0 | 0 | 0 | 0 | 0 | 0 | 0 | 0 | 0 | 0 | 0 | 0 | 0
SCE Partnership Roll-up E3 Calculator - With Carbon Adder | [17 empty] | System | #N/A | [21 empty] | 0 | 0 | 0 | 0 | 0 | 0 | 0 | 0 | 0 | 0 | 0 | 0 | 0 | 0 | 0 | 0 | 0 | 0 | 0 | 0 | 0 | 0 | 0 | 0 | 0 | 0 | 0 | 0 | 0
SCE Partnership Roll-up E3 Calculator - With Carbon Adder | [17 empty] | System | #N/A | [21 empty] | 0 | 0 | 0 | 0 | 0 | 0 | 0 | 0 | 0 | 0 | 0 | 0 | 0 | 0 | 0 | 0 | 0 | 0 | 0 | 0 | 0 | 0 | 0 | 0 | 0 | 0 | 0 | 0 | 0
SCE Partnership Roll-up E3 Calculator - With Carbon Adder | [17 empty] | System | #N/A | [21 empty] | 0 | 0 | 0 | 0 | 0 | 0 | 0 | 0 | 0 | 0 | 0 | 0 | 0 | 0 | 0 | 0 | 0 | 0 | 0 | 0 | 0 | 0 | 0 | 0 | 0 | 0 | 0 | 0 | 0
SCE Partnership Roll-up E3 Calculator - With Carbon Adder | [17 empty] | System | #N/A | [21 empty] | 0 | 0 | 0 | 0 | 0 | 0 | 0 | 0 | 0 | 0 | 0 | 0 | 0 | 0 | 0 | 0 | 0 | 0 | 0 | 0 | 0 | 0 | 0 | 0 | 0 | 0 | 0 | 0 | 0
SCE Partnership Roll-up E3 Calculator - With Carbon Adder | [17 empty] | System | #N/A | [21 empty] | 0 | 0 | 0 | 0 | 0 | 0 | 0 | 0 | 0 | 0 | 0 | 0 | 0 | 0 | 0 | 0 | 0 | 0 | 0 | 0 | 0 | 0 | 0 | 0 | 0 | 0 | 0 | 0 | 0
SCE Partnership Roll-up E3 Calculator - With Carbon Adder | [17 empty] | System | #N/A | [21 empty] | 0 | 0 | 0 | 0 | 0 | 0 | 0 | 0 | 0 | 0 | 0 | 0 | 0 | 0 | 0 | 0 | 0 | 0 | 0 | 0 | 0 | 0 | 0 | 0 | 0 | 0 | 0 | 0 | 0
SCE Partnership Roll-up E3 Calculator - With Carbon Adder | [17 empty] | System | #N/A | [21 empty] | 0 | 0 | 0 | 0 | 0 | 0 | 0 | 0 | 0 | 0 | 0 | 0 | 0 | 0 | 0 | 0 | 0 | 0 | 0 | 0 | 0 | 0 | 0 | 0 | 0 | 0 | 0 | 0 | 0
SCE Partnership Roll-up E3 Calculator - With Carbon Adder | [17 empty] | System | #N/A | [21 empty] | 0 | 0 | 0 | 0 | 0 | 0 | 0 | 0 | 0 | 0 | 0 | 0 | 0 | 0 | 0 | 0 | 0 | 0 | 0 | 0 | 0 | 0 | 0 | 0 | 0 | 0 | 0 | 0 | 0
SCE Partnership Roll-up E3 Calculator - With Carbon Adder | [17 empty] | System | #N/A | [21 empty] | 0 | 0 | 0 | 0 | 0 | 0 | 0 | 0 | 0 | 0 | 0 | 0 | 0 | 0 | 0 | 0 | 0 | 0 | 0 | 0 | 0 | 0 | 0 | 0 | 0 | 0 | 0 | 0 | 0
SCE Partnership Roll-up E3 Calculator - With Carbon Adder | [17 empty] | System | #N/A | [21 empty] | 0 | 0 | 0 | 0 | 0 | 0 | 0 | 0 | 0 | 0 | 0 | 0 | 0 | 0 | 0 | 0 | 0 | 0 | 0 | 0 | 0 | 0 | 0 | 0 | 0 | 0 | 0 | 0 | 0
SCE Partnership Roll-up E3 Calculator - With Carbon Adder | [17 empty] | System | #N/A | [21 empty] | 0 | 0 | 0 | 0 | 0 | 0 | 0 | 0 | 0 | 0 | 0 | 0 | 0 | 0 | 0 | 0 | 0 | 0 | 0 | 0 | 0 | 0 | 0 | 0 | 0 | 0 | 0 | 0 | 0
SCE Partnership Roll-up E3 Calculator - With Carbon Adder | [17 empty] | System | #N/A | [21 empty] | 0 | 0 | 0 | 0 | 0 | 0 | 0 | 0 | 0 | 0 | 0 | 0 | 0 | 0 | 0 | 0 | 0 | 0 | 0 | 0 | 0 | 0 | 0 | 0 | 0 | 0 | 0 | 0 | 0
SCE Partnership Roll-up E3 Calculator - With Carbon Adder | [17 empty] | System | #N/A | [21 empty] | 0 | 0 | 0 | 0 | 0 | 0 | 0 | 0 | 0 | 0 | 0 | 0 | 0 | 0 | 0 | 0 | 0 | 0 | 0 | 0 | 0 | 0 | 0 | 0 | 0 | 0 | 0 | 0 | 0
SCE Partnership Roll-up E3 Calculator - With Carbon Adder | [17 empty] | System | #N/A | [21 empty] | 0 | 0 | 0 | 0 | 0 | 0 | 0 | 0 | 0 | 0 | 0 | 0 | 0 | 0 | 0 | 0 | 0 | 0 | 0 | 0 | 0 | 0 | 0 | 0 | 0 | 0 | 0 | 0 | 0
SCE Partnership Roll-up E3 Calculator - With Carbon Adder | [17 empty] | System | #N/A | [21 empty] | 0 | 0 | 0 | 0 | 0 | 0 | 0 | 0 | 0 | 0 | 0 | 0 | 0 | 0 | 0 | 0 | 0 | 0 | 0 | 0 | 0 | 0 | 0 | 0 | 0 | 0 | 0 | 0 | 0
SCE Partnership Roll-up E3 Calculator - With Carbon Adder | [17 empty] | System | #N/A | [21 empty] | 0 | 0 | 0 | 0 | 0 | 0 | 0 | 0 | 0 | 0 | 0 | 0 | 0 | 0 | 0 | 0 | 0 | 0 | 0 | 0 | 0 | 0 | 0 | 0 | 0 | 0 | 0 | 0 | 0
SCE Partnership Roll-up E3 Calculator - With Carbon Adder | [17 empty] | System | #N/A | [21 empty] | 0 | 0 | 0 | 0 | 0 | 0 | 0 | 0 | 0 | 0 | 0 | 0 | 0 | 0 | 0 | 0 | 0 | 0 | 0 | 0 | 0 | 0 | 0 | 0 | 0 | 0 | 0 | 0 | 0
SCE Partnership Roll-up E3 Calculator - With Carbon Adder | [17 empty] | System | #N/A | [21 empty] | 0 | 0 | 0 | 0 | 0 | 0 | 0 | 0 | 0 | 0 | 0 | 0 | 0 | 0 | 0 | 0 | 0 | 0 | 0 | 0 | 0 | 0 | 0 | 0 | 0 | 0 | 0 | 0 | 0
SCE Partnership Roll-up E3 Calculator - With Carbon Adder | [17 empty] | System | #N/A | [21 empty] | 0 | 0 | 0 | 0 | 0 | 0 | 0 | 0 | 0 | 0 | 0 | 0 | 0 | 0 | 0 | 0 | 0 | 0 | 0 | 0 | 0 | 0 | 0 | 0 | 0 | 0 | 0 | 0 | 0
SCE Partnership Roll-up E3 Calculator - With Carbon Adder | [17 empty] | System | #N/A | [21 empty] | 0 | 0 | 0 | 0 | 0 | 0 | 0 | 0 | 0 | 0 | 0 | 0 | 0 | 0 | 0 | 0 | 0 | 0 | 0 | 0 | 0 | 0 | 0 | 0 | 0 | 0 | 0 | 0 | 0
SCE Partnership Roll-up E3 Calculator - With Carbon Adder | [17 empty] | System | #N/A | [21 empty] | 0 | 0 | 0 | 0 | 0 | 0 | 0 | 0 | 0 | 0 | 0 | 0 | 0 | 0 | 0 | 0 | 0 | 0 | 0 | 0 | 0 | 0 | 0 | 0 | 0 | 0 | 0 | 0 | 0
SCE Partnership Roll-up E3 Calculator - With Carbon Adder | [17 empty] | System | #N/A | [21 empty] | 0 | 0 | 0 | 0 | 0 | 0 | 0 | 0 | 0 | 0 | 0 | 0 | 0 | 0 | 0 | 0 | 0 | 0 | 0 | 0 | 0 | 0 | 0 | 0 | 0 | 0 | 0 | 0 | 0
SCE Partnership Roll-up E3 Calculator - With Carbon Adder | [17 empty] | System | #N/A | [21 empty] | 0 | 0 | 0 | 0 | 0 | 0 | 0 | 0 | 0 | 0 | 0 | 0 | 0 | 0 | 0 | 0 | 0 | 0 | 0 | 0 | 0 | 0 | 0 | 0 | 0 | 0 | 0 | 0 | 0
SCE Partnership Roll-up E3 Calculator - With Carbon Adder | [17 empty] | System | #N/A | [21 empty] | 0 | 0 | 0 | 0 | 0 | 0 | 0 | 0 | 0 | 0 | 0 | 0 | 0 | 0 | 0 | 0 | 0 | 0 | 0 | 0 | 0 | 0 | 0 | 0 | 0 | 0 | 0 | 0 | 0
SCE Partnership Roll-up E3 Calculator - With Carbon Adder | [17 empty] | System | #N/A | [21 empty] | 0 | 0 | 0 | 0 | 0 | 0 | 0 | 0 | 0 | 0 | 0 | 0 | 0 | 0 | 0 | 0 | 0 | 0 | 0 | 0 | 0 | 0 | 0 | 0 | 0 | 0 | 0 | 0 | 0
SCE Partnership Roll-up E3 Calculator - With Carbon Adder | [17 empty] | System | #N/A | [21 empty] | 0 | 0 | 0 | 0 | 0 | 0 | 0 | 0 | 0 | 0 | 0 | 0 | 0 | 0 | 0 | 0 | 0 | 0 | 0 | 0 | 0 | 0 | 0 | 0 | 0 | 0 | 0 | 0 | 0
SCE Partnership Roll-up E3 Calculator - With Carbon Adder | [17 empty] | System | #N/A | [21 empty] | 0 | 0 | 0 | 0 | 0 | 0 | 0 | 0 | 0 | 0 | 0 | 0 | 0 | 0 | 0 | 0 | 0 | 0 | 0 | 0 | 0 | 0 | 0 | 0 | 0 | 0 | 0 | 0 | 0
SCE Partnership Roll-up E3 Calculator - With Carbon Adder | [17 empty] | System | #N/A | [21 empty] | 0 | 0 | 0 | 0 | 0 | 0 | 0 | 0 | 0 | 0 | 0 | 0 | 0 | 0 | 0 | 0 | 0 | 0 | 0 | 0 | 0 | 0 | 0 | 0 | 0 | 0 | 0 | 0 | 0
SCE Partnership Roll-up E3 Calculator - With Carbon Adder | [17 empty] | System | #N/A | [21 empty] | 0 | 0 | 0 | 0 | 0 | 0 | 0 | 0 | 0 | 0 | 0 | 0 | 0 | 0 | 0 | 0 | 0 | 0 | 0 | 0 | 0 | 0 | 0 | 0 | 0 | 0 | 0 | 0 | 0
SCE Partnership Roll-up E3 Calculator - With Carbon Adder | [17 empty] | System | #N/A | [21 empty] | 0 | 0 | 0 | 0 | 0 | 0 | 0 | 0 | 0 | 0 | 0 | 0 | 0 | 0 | 0 | 0 | 0 | 0 | 0 | 0 | 0 | 0 | 0 | 0 | 0 | 0 | 0 | 0 | 0
SCE Partnership Roll-up E3 Calculator - With Carbon Adder | [17 empty] | System | #N/A | [21 empty] | 0 | 0 | 0 | 0 | 0 | 0 | 0 | 0 | 0 | 0 | 0 | 0 | 0 | 0 | 0 | 0 | 0 | 0 | 0 | 0 | 0 | 0 | 0 | 0 | 0 | 0 | 0 | 0 | 0
SCE Partnership Roll-up E3 Calculator - With Carbon Adder | [17 empty] | System | #N/A | [21 empty] | 0 | 0 | 0 | 0 | 0 | 0 | 0 | 0 | 0 | 0 | 0 | 0 | 0 | 0 | 0 | 0 | 0 | 0 | 0 | 0 | 0 | 0 | 0 | 0 | 0 | 0 | 0 | 0 | 0
SCE Partnership Roll-up E3 Calculator - With Carbon Adder | [17 empty] | System | #N/A | [21 empty] | 0 | 0 | 0 | 0 | 0 | 0 | 0 | 0 | 0 | 0 | 0 | 0 | 0 | 0 | 0 | 0 | 0 | 0 | 0 | 0 | 0 | 0 | 0 | 0 | 0 | 0 | 0 | 0 | 0
SCE Partnership Roll-up E3 Calculator - With Carbon Adder | [17 empty] | System | #N/A | [21 empty] | 0 | 0 | 0 | 0 | 0 | 0 | 0 | 0 | 0 | 0 | 0 | 0 | 0 | 0 | 0 | 0 | 0 | 0 | 0 | 0 | 0 | 0 | 0 | 0 | 0 | 0 | 0 | 0 | 0
SCE Partnership Roll-up E3 Calculator - With Carbon Adder | [17 empty] | System | #N/A | [21 empty] | 0 | 0 | 0 | 0 | 0 | 0 | 0 | 0 | 0 | 0 | 0 | 0 | 0 | 0 | 0 | 0 | 0 | 0 | 0 | 0 | 0 | 0 | 0 | 0 | 0 | 0 | 0 | 0 | 0
SCE Partnership Roll-up E3 Calculator - With Carbon Adder | [17 empty] | System | #N/A | [21 empty] | 0 | 0 | 0 | 0 | 0 | 0 | 0 | 0 | 0 | 0 | 0 | 0 | 0 | 0 | 0 | 0 | 0 | 0 | 0 | 0 | 0 | 0 | 0 | 0 | 0 | 0 | 0 | 0 | 0
SCE Partnership Roll-up E3 Calculator - With Carbon Adder | [17 empty] | System | #N/A | [21 empty] | 0 | 0 | 0 | 0 | 0 | 0 | 0 | 0 | 0 | 0 | 0 | 0 | 0 | 0 | 0 | 0 | 0 | 0 | 0 | 0 | 0 | 0 | 0 | 0 | 0 | 0 | 0 | 0 | 0
SCE Partnership Roll-up E3 Calculator - With Carbon Adder | [17 empty] | System | #N/A | [21 empty] | 0 | 0 | 0 | 0 | 0 | 0 | 0 | 0 | 0 | 0 | 0 | 0 | 0 | 0 | 0 | 0 | 0 | 0 | 0 | 0 | 0 | 0 | 0 | 0 | 0 | 0 | 0 | 0 | 0
SCE Partnership Roll-up E3 Calculator - With Carbon Adder | [17 empty] | System | #N/A | [21 empty] | 0 | 0 | 0 | 0 | 0 | 0 | 0 | 0 | 0 | 0 | 0 | 0 | 0 | 0 | 0 | 0 | 0 | 0 | 0 | 0 | 0 | 0 | 0 | 0 | 0 | 0 | 0 | 0 | 0
SCE Partnership Roll-up E3 Calculator - With Carbon Adder | [17 empty] | System | #N/A | [21 empty] | 0 | 0 | 0 | 0 | 0 | 0 | 0 | 0 | 0 | 0 | 0 | 0 | 0 | 0 | 0 | 0 | 0 | 0 | 0 | 0 | 0 | 0 | 0 | 0 | 0 | 0 | 0 | 0 | 0
SCE Partnership Roll-up E3 Calculator - With Carbon Adder | [17 empty] | System | #N/A | [21 empty] | 0 | 0 | 0 | 0 | 0 | 0 | 0 | 0 | 0 | 0 | 0 | 0 | 0 | 0 | 0 | 0 | 0 | 0 | 0 | 0 | 0 | 0 | 0 | 0 | 0 | 0 | 0 | 0 | 0
SCE Partnership Roll-up E3 Calculator - With Carbon Adder | [17 empty] | System | #N/A | [21 empty] | 0 | 0 | 0 | 0 | 0 | 0 | 0 | 0 | 0 | 0 | 0 | 0 | 0 | 0 | 0 | 0 | 0 | 0 | 0 | 0 | 0 | 0 | 0 | 0 | 0 | 0 | 0 | 0 | 0
SCE Partnership Roll-up E3 Calculator - With Carbon Adder | [17 empty] | System | #N/A | [21 empty] | 0 | 0 | 0 | 0 | 0 | 0 | 0 | 0 | 0 | 0 | 0 | 0 | 0 | 0 | 0 | 0 | 0 | 0 | 0 | 0 | 0 | 0 | 0 | 0 | 0 | 0 | 0 | 0 | 0
SCE Partnership Roll-up E3 Calculator - With Carbon Adder | [17 empty] | System | #N/A | [21 empty] | 0 | 0 | 0 | 0 | 0 | 0 | 0 | 0 | 0 | 0 | 0 | 0 | 0 | 0 | 0 | 0 | 0 | 0 | 0 | 0 | 0 | 0 | 0 | 0 | 0 | 0 | 0 | 0 | 0
SCE Partnership Roll-up E3 Calculator - With Carbon Adder | [17 empty] | System | #N/A | [21 empty] | 0 | 0 | 0 | 0 | 0 | 0 | 0 | 0 | 0 | 0 | 0 | 0 | 0 | 0 | 0 | 0 | 0 | 0 | 0 | 0 | 0 | 0 | 0 | 0 | 0 | 0 | 0 | 0 | 0
SCE Partnership Roll-up E3 Calculator - With Carbon Adder | [17 empty] | System | #N/A | [21 empty] | 0 | 0 | 0 | 0 | 0 | 0 | 0 | 0 | 0 | 0 | 0 | 0 | 0 | 0 | 0 | 0 | 0 | 0 | 0 | 0 | 0 | 0 | 0 | 0 | 0 | 0 | 0 | 0 | 0
SCE Partnership Roll-up E3 Calculator - With Carbon Adder | [17 empty] | System | #N/A | [21 empty] | 0 | 0 | 0 | 0 | 0 | 0 | 0 | 0 | 0 | 0 | 0 | 0 | 0 | 0 | 0 | 0 | 0 | 0 | 0 | 0 | 0 | 0 | 0 | 0 | 0 | 0 | 0 | 0 | 0
SCE Partnership Roll-up E3 Calculator - With Carbon Adder | [17 empty] | System | #N/A | [21 empty] | 0 | 0 | 0 | 0 | 0 | 0 | 0 | 0 | 0 | 0 | 0 | 0 | 0 | 0 | 0 | 0 | 0 | 0 | 0 | 0 | 0 | 0 | 0 | 0 | 0 | 0 | 0 | 0 | 0
SCE Partnership Roll-up E3 Calculator - With Carbon Adder | [17 empty] | System | #N/A | [21 empty] | 0 | 0 | 0 | 0 | 0 | 0 | 0 | 0 | 0 | 0 | 0 | 0 | 0 | 0 | 0 | 0 | 0 | 0 | 0 | 0 | 0 | 0 | 0 | 0 | 0 | 0 | 0 | 0 | 0
SCE Partnership Roll-up E3 Calculator - With Carbon Adder | [17 empty] | System | #N/A | [21 empty] | 0 | 0 | 0 | 0 | 0 | 0 | 0 | 0 | 0 | 0 | 0 | 0 | 0 | 0 | 0 | 0 | 0 | 0 | 0 | 0 | 0 | 0 | 0 | 0 | 0 | 0 | 0 | 0 | 0
SCE Partnership Roll-up E3 Calculator - With Carbon Adder | [17 empty] | System | #N/A | [21 empty] | 0 | 0 | 0 | 0 | 0 | 0 | 0 | 0 | 0 | 0 | 0 | 0 | 0 | 0 | 0 | 0 | 0 | 0 | 0 | 0 | 0 | 0 | 0 | 0 | 0 | 0 | 0 | 0 | 0
SCE Partnership Roll-up E3 Calculator - With Carbon Adder | [17 empty] | System | #N/A | [21 empty] | 0 | 0 | 0 | 0 | 0 | 0 | 0 | 0 | 0 | 0 | 0 | 0 | 0 | 0 | 0 | 0 | 0 | 0 | 0 | 0 | 0 | 0 | 0 | 0 | 0 | 0 | 0 | 0 | 0
SCE Partnership Roll-up E3 Calculator - With Carbon Adder | [17 empty] | System | #N/A | [21 empty] | 0 | 0 | 0 | 0 | 0 | 0 | 0 | 0 | 0 | 0 | 0 | 0 | 0 | 0 | 0 | 0 | 0 | 0 | 0 | 0 | 0 | 0 | 0 | 0 | 0 | 0 | 0 | 0 | 0
SCE Partnership Roll-up E3 Calculator - With Carbon Adder | [17 empty] | System | #N/A | [21 empty] | 0 | 0 | 0 | 0 | 0 | 0 | 0 | 0 | 0 | 0 | 0 | 0 | 0 | 0 | 0 | 0 | 0 | 0 | 0 | 0 | 0 | 0 | 0 | 0 | 0 | 0 | 0 | 0 | 0
SCE Partnership Roll-up E3 Calculator - With Carbon Adder | [17 empty] | System | #N/A | [21 empty] | 0 | 0 | 0 | 0 | 0 | 0 | 0 | 0 | 0 | 0 | 0 | 0 | 0 | 0 | 0 | 0 | 0 | 0 | 0 | 0 | 0 | 0 | 0 | 0 | 0 | 0 | 0 | 0 | 0
SCE Partnership Roll-up E3 Calculator - With Carbon Adder | [17 empty] | System | #N/A | [21 empty] | 0 | 0 | 0 | 0 | 0 | 0 | 0 | 0 | 0 | 0 | 0 | 0 | 0 | 0 | 0 | 0 | 0 | 0 | 0 | 0 | 0 | 0 | 0 | 0 | 0 | 0 | 0 | 0 | 0
SCE Partnership Roll-up E3 Calculator - With Carbon Adder | [17 empty] | System | #N/A | [21 empty] | 0 | 0 | 0 | 0 | 0 | 0 | 0 | 0 | 0 | 0 | 0 | 0 | 0 | 0 | 0 | 0 | 0 | 0 | 0 | 0 | 0 | 0 | 0 | 0 | 0 | 0 | 0 | 0 | 0
SCE Partnership Roll-up E3 Calculator - With Carbon Adder | [17 empty] | System | #N/A | [21 empty] | 0 | 0 | 0 | 0 | 0 | 0 | 0 | 0 | 0 | 0 | 0 | 0 | 0 | 0 | 0 | 0 | 0 | 0 | 0 | 0 | 0 | 0 | 0 | 0 | 0 | 0 | 0 | 0 | 0
SCE Partnership Roll-up E3 Calculator - With Carbon Adder | [17 empty] | System | #N/A | [21 empty] | 0 | 0 | 0 | 0 | 0 | 0 | 0 | 0 | 0 | 0 | 0 | 0 | 0 | 0 | 0 | 0 | 0 | 0 | 0 | 0 | 0 | 0 | 0 | 0 | 0 | 0 | 0 | 0 | 0
SCE Partnership Roll-up E3 Calculator - With Carbon Adder | [17 empty] | System | #N/A | [21 empty] | 0 | 0 | 0 | 0 | 0 | 0 | 0 | 0 | 0 | 0 | 0 | 0 | 0 | 0 | 0 | 0 | 0 | 0 | 0 | 0 | 0 | 0 | 0 | 0 | 0 | 0 | 0 | 0 | 0
SCE Partnership Roll-up E3 Calculator - With Carbon Adder | [17 empty] | System | #N/A | [21 empty] | 0 | 0 | 0 | 0 | 0 | 0 | 0 | 0 | 0 | 0 | 0 | 0 | 0 | 0 | 0 | 0 | 0 | 0 | 0 | 0 | 0 | 0 | 0 | 0 | 0 | 0 | 0 | 0 | 0
SCE Partnership Roll-up E3 Calculator - With Carbon Adder | [17 empty] | System | #N/A | [21 empty] | 0 | 0 | 0 | 0 | 0 | 0 | 0 | 0 | 0 | 0 | 0 | 0 | 0 | 0 | 0 | 0 | 0 | 0 | 0 | 0 | 0 | 0 | 0 | 0 | 0 | 0 | 0 | 0 | 0
SCE Partnership Roll-up E3 Calculator - With Carbon Adder | [17 empty] | System | #N/A | [21 empty] | 0 | 0 | 0 | 0 | 0 | 0 | 0 | 0 | 0 | 0 | 0 | 0 | 0 | 0 | 0 | 0 | 0 | 0 | 0 | 0 | 0 | 0 | 0 | 0 | 0 | 0 | 0 | 0 | 0
SCE Partnership Roll-up E3 Calculator - With Carbon Adder | [17 empty] | System | #N/A | [21 empty] | 0 | 0 | 0 | 0 | 0 | 0 | 0 | 0 | 0 | 0 | 0 | 0 | 0 | 0 | 0 | 0 | 0 | 0 | 0 | 0 | 0 | 0 | 0 | 0 | 0 | 0 | 0 | 0 | 0
SCE Partnership Roll-up E3 Calculator - With Carbon Adder | [17 empty] | System | #N/A | [21 empty] | 0 | 0 | 0 | 0 | 0 | 0 | 0 | 0 | 0 | 0 | 0 | 0 | 0 | 0 | 0 | 0 | 0 | 0 | 0 | 0 | 0 | 0 | 0 | 0 | 0 | 0 | 0 | 0 | 0
SCE Partnership Roll-up E3 Calculator - With Carbon Adder | [17 empty] | System | #N/A | [21 empty] | 0 | 0 | 0 | 0 | 0 | 0 | 0 | 0 | 0 | 0 | 0 | 0 | 0 | 0 | 0 | 0 | 0 | 0 | 0 | 0 | 0 | 0 | 0 | 0 | 0 | 0 | 0 | 0 | 0
SCE Partnership Roll-up E3 Calculator - With Carbon Adder | [17 empty] | System | #N/A | [21 empty] | 0 | 0 | 0 | 0 | 0 | 0 | 0 | 0 | 0 | 0 | 0 | 0 | 0 | 0 | 0 | 0 | 0 | 0 | 0 | 0 | 0 | 0 | 0 | 0 | 0 | 0 | 0 | 0 | 0
SCE Partnership Roll-up E3 Calculator - With Carbon Adder | [17 empty] | System | #N/A | [21 empty] | 0 | 0 | 0 | 0 | 0 | 0 | 0 | 0 | 0 | 0 | 0 | 0 | 0 | 0 | 0 | 0 | 0 | 0 | 0 | 0 | 0 | 0 | 0 | 0 | 0 | 0 | 0 | 0 | 0
SCE Partnership Roll-up E3 Calculator - With Carbon Adder | [17 empty] | System | #N/A | [21 empty] | 0 | 0 | 0 | 0 | 0 | 0 | 0 | 0 | 0 | 0 | 0 | 0 | 0 | 0 | 0 | 0 | 0 | 0 | 0 | 0 | 0 | 0 | 0 | 0 | 0 | 0 | 0 | 0 | 0
SCE Partnership Roll-up E3 Calculator - With Carbon Adder | [17 empty] | System | #N/A | [21 empty] | 0 | 0 | 0 | 0 | 0 | 0 | 0 | 0 | 0 | 0 | 0 | 0 | 0 | 0 | 0 | 0 | 0 | 0 | 0 | 0 | 0 | 0 | 0 | 0 | 0 | 0 | 0 | 0 | 0
SCE Partnership Roll-up E3 Calculator - With Carbon Adder | [17 empty] | System | #N/A | [21 empty] | 0 | 0 | 0 | 0 | 0 | 0 | 0 | 0 | 0 | 0 | 0 | 0 | 0 | 0 | 0 | 0 | 0 | 0 | 0 | 0 | 0 | 0 | 0 | 0 | 0 | 0 | 0 | 0 | 0
SCE Partnership Roll-up E3 Calculator - With Carbon Adder | [17 empty] | System | #N/A | [21 empty] | 0 | 0 | 0 | 0 | 0 | 0 | 0 | 0 | 0 | 0 | 0 | 0 | 0 | 0 | 0 | 0 | 0 | 0 | 0 | 0 | 0 | 0 | 0 | 0 | 0 | 0 | 0 | 0 | 0
SCE Partnership Roll-up E3 Calculator - With Carbon Adder | [17 empty] | System | #N/A | [21 empty] | 0 | 0 | 0 | 0 | 0 | 0 | 0 | 0 | 0 | 0 | 0 | 0 | 0 | 0 | 0 | 0 | 0 | 0 | 0 | 0 | 0 | 0 | 0 | 0 | 0 | 0 | 0 | 0 | 0
SCE Partnership Roll-up E3 Calculator - With Carbon Adder | [17 empty] | System | #N/A | [21 empty] | 0 | 0 | 0 | 0 | 0 | 0 | 0 | 0 | 0 | 0 | 0 | 0 | 0 | 0 | 0 | 0 | 0 | 0 | 0 | 0 | 0 | 0 | 0 | 0 | 0 | 0 | 0 | 0 | 0
SCE Partnership Roll-up E3 Calculator - With Carbon Adder | [17 empty] | System | #N/A | [21 empty] | 0 | 0 | 0 | 0 | 0 | 0 | 0 | 0 | 0 | 0 | 0 | 0 | 0 | 0 | 0 | 0 | 0 | 0 | 0 | 0 | 0 | 0 | 0 | 0 | 0 | 0 | 0 | 0 | 0
SCE Partnership Roll-up E3 Calculator - With Carbon Adder | [17 empty] | System | #N/A | [21 empty] | 0 | 0 | 0 | 0 | 0 | 0 | 0 | 0 | 0 | 0 | 0 | 0 | 0 | 0 | 0 | 0 | 0 | 0 | 0 | 0 | 0 | 0 | 0 | 0 | 0 | 0 | 0 | 0 | 0
SCE Partnership Roll-up E3 Calculator - With Carbon Adder | [17 empty] | System | #N/A | [21 empty] | 0 | 0 | 0 | 0 | 0 | 0 | 0 | 0 | 0 | 0 | 0 | 0 | 0 | 0 | 0 | 0 | 0 | 0 | 0 | 0 | 0 | 0 | 0 | 0 | 0 | 0 | 0 | 0 | 0
SCE Partnership Roll-up E3 Calculator - With Carbon Adder | [17 empty] | System | #N/A | [21 empty] | 0 | 0 | 0 | 0 | 0 | 0 | 0 | 0 | 0 | 0 | 0 | 0 | 0 | 0 | 0 | 0 | 0 | 0 | 0 | 0 | 0 | 0 | 0 | 0 | 0 | 0 | 0 | 0 | 0
SCE Partnership Roll-up E3 Calculator - With Carbon Adder | [17 empty] | System | #N/A | [21 empty] | 0 | 0 | 0 | 0 | 0 | 0 | 0 | 0 | 0 | 0 | 0 | 0 | 0 | 0 | 0 | 0 | 0 | 0 | 0 | 0 | 0 | 0 | 0 | 0 | 0 | 0 | 0 | 0 | 0
SCE Partnership Roll-up E3 Calculator - With Carbon Adder | [17 empty] | System | #N/A | [21 empty] | 0 | 0 | 0 | 0 | 0 | 0 | 0 | 0 | 0 | 0 | 0 | 0 | 0 | 0 | 0 | 0 | 0 | 0 | 0 | 0 | 0 | 0 | 0 | 0 | 0 | 0 | 0 | 0 | 0
SCE Partnership Roll-up E3 Calculator - With Carbon Adder | [17 empty] | System | #N/A | [21 empty] | 0 | 0 | 0 | 0 | 0 | 0 | 0 | 0 | 0 | 0 | 0 | 0 | 0 | 0 | 0 | 0 | 0 | 0 | 0 | 0 | 0 | 0 | 0 | 0 | 0 | 0 | 0 | 0 | 0
SCE Partnership Roll-up E3 Calculator - With Carbon Adder | [17 empty] | System | #N/A | [21 empty] | 0 | 0 | 0 | 0 | 0 | 0 | 0 | 0 | 0 | 0 | 0 | 0 | 0 | 0 | 0 | 0 | 0 | 0 | 0 | 0 | 0 | 0 | 0 | 0 | 0 | 0 | 0 | 0 | 0
SCE Partnership Roll-up E3 Calculator - With Carbon Adder | [17 empty] | System | #N/A | [21 empty] | 0 | 0 | 0 | 0 | 0 | 0 | 0 | 0 | 0 | 0 | 0 | 0 | 0 | 0 | 0 | 0 | 0 | 0 | 0 | 0 | 0 | 0 | 0 | 0 | 0 | 0 | 0 | 0 | 0
SCE Partnership Roll-up E3 Calculator - With Carbon Adder | [17 empty] | System | #N/A | [21 empty] | 0 | 0 | 0 | 0 | 0 | 0 | 0 | 0 | 0 | 0 | 0 | 0 | 0 | 0 | 0 | 0 | 0 | 0 | 0 | 0 | 0 | 0 | 0 | 0 | 0 | 0 | 0 | 0 | 0
SCE Partnership Roll-up E3 Calculator - With Carbon Adder | [17 empty] | System | #N/A | [21 empty] | 0 | 0 | 0 | 0 | 0 | 0 | 0 | 0 | 0 | 0 | 0 | 0 | 0 | 0 | 0 | 0 | 0 | 0 | 0 | 0 | 0 | 0 | 0 | 0 | 0 | 0 | 0 | 0 | 0
SCE Partnership Roll-up E3 Calculator - With Carbon Adder | [17 empty] | System | #N/A | [21 empty] | 0 | 0 | 0 | 0 | 0 | 0 | 0 | 0 | 0 | 0 | 0 | 0 | 0 | 0 | 0 | 0 | 0 | 0 | 0 | 0 | 0 | 0 | 0 | 0 | 0 | 0 | 0 | 0 | 0
SCE Partnership Roll-up E3 Calculator - With Carbon Adder | [17 empty] | System | #N/A | [21 empty] | 0 | 0 | 0 | 0 | 0 | 0 | 0 | 0 | 0 | 0 | 0 | 0 | 0 | 0 | 0 | 0 | 0 | 0 | 0 | 0 | 0 | 0 | 0 | 0 | 0 | 0 | 0 | 0 | 0
SCE Partnership Roll-up E3 Calculator - With Carbon Adder | [17 empty] | System | #N/A | [21 empty] | 0 | 0 | 0 | 0 | 0 | 0 | 0 | 0 | 0 | 0 | 0 | 0 | 0 | 0 | 0 | 0 | 0 | 0 | 0 | 0 | 0 | 0 | 0 | 0 | 0 | 0 | 0 | 0 | 0
SCE Partnership Roll-up E3 Calculator - With Carbon Adder | [17 empty] | System | #N/A | [21 empty] | 0 | 0 | 0 | 0 | 0 | 0 | 0 | 0 | 0 | 0 | 0 | 0 | 0 | 0 | 0 | 0 | 0 | 0 | 0 | 0 | 0 | 0 | 0 | 0 | 0 | 0 | 0 | 0 | 0
SCE Partnership Roll-up E3 Calculator - With Carbon Adder | [17 empty] | System | #N/A | [21 empty] | 0 | 0 | 0 | 0 | 0 | 0 | 0 | 0 | 0 | 0 | 0 | 0 | 0 | 0 | 0 | 0 | 0 | 0 | 0 | 0 | 0 | 0 | 0 | 0 | 0 | 0 | 0 | 0 | 0
SCE Partnership Roll-up E3 Calculator - With Carbon Adder | [17 empty] | System | #N/A | [21 empty] | 0 | 0 | 0 | 0 | 0 | 0 | 0 | 0 | 0 | 0 | 0 | 0 | 0 | 0 | 0 | 0 | 0 | 0 | 0 | 0 | 0 | 0 | 0 | 0 | 0 | 0 | 0 | 0 | 0
SCE Partnership Roll-up E3 Calculator - With Carbon Adder | [17 empty] | System | #N/A | [21 empty] | 0 | 0 | 0 | 0 | 0 | 0 | 0 | 0 | 0 | 0 | 0 | 0 | 0 | 0 | 0 | 0 | 0 | 0 | 0 | 0 | 0 | 0 | 0 | 0 | 0 | 0 | 0 | 0 | 0
SCE Partnership Roll-up E3 Calculator - With Carbon Adder | [17 empty] | System | #N/A | [21 empty] | 0 | 0 | 0 | 0 | 0 | 0 | 0 | 0 | 0 | 0 | 0 | 0 | 0 | 0 | 0 | 0 | 0 | 0 | 0 | 0 | 0 | 0 | 0 | 0 | 0 | 0 | 0 | 0 | 0
SCE Partnership Roll-up E3 Calculator - With Carbon Adder | [17 empty] | System | #N/A | [21 empty] | 0 | 0 | 0 | 0 | 0 | 0 | 0 | 0 | 0 | 0 | 0 | 0 | 0 | 0 | 0 | 0 | 0 | 0 | 0 | 0 | 0 | 0 | 0 | 0 | 0 | 0 | 0 | 0 | 0
SCE Partnership Roll-up E3 Calculator - With Carbon Adder | [17 empty] | System | #N/A | [21 empty] | 0 | 0 | 0 | 0 | 0 | 0 | 0 | 0 | 0 | 0 | 0 | 0 | 0 | 0 | 0 | 0 | 0 | 0 | 0 | 0 | 0 | 0 | 0 | 0 | 0 | 0 | 0 | 0 | 0
SCE Partnership Roll-up E3 Calculator - With Carbon Adder | [17 empty] | System | #N/A | [21 empty] | 0 | 0 | 0 | 0 | 0 | 0 | 0 | 0 | 0 | 0 | 0 | 0 | 0 | 0 | 0 | 0 | 0 | 0 | 0 | 0 | 0 | 0 | 0 | 0 | 0 | 0 | 0 | 0 | 0
SCE Partnership Roll-up E3 Calculator - With Carbon Adder | [17 empty] | System | #N/A | [21 empty] | 0 | 0 | 0 | 0 | 0 | 0 | 0 | 0 | 0 | 0 | 0 | 0 | 0 | 0 | 0 | 0 | 0 | 0 | 0 | 0 | 0 | 0 | 0 | 0 | 0 | 0 | 0 | 0 | 0
SCE Partnership Roll-up E3 Calculator - With Carbon Adder | [17 empty] | System | #N/A | [21 empty] | 0 | 0 | 0 | 0 | 0 | 0 | 0 | 0 | 0 | 0 | 0 | 0 | 0 | 0 | 0 | 0 | 0 | 0 | 0 | 0 | 0 | 0 | 0 | 0 | 0 | 0 | 0 | 0 | 0
SCE Partnership Roll-up E3 Calculator - With Carbon Adder | [17 empty] | System | #N/A | [21 empty] | 0 | 0 | 0 | 0 | 0 | 0 | 0 | 0 | 0 | 0 | 0 | 0 | 0 | 0 | 0 | 0 | 0 | 0 | 0 | 0 | 0 | 0 | 0 | 0 | 0 | 0 | 0 | 0 | 0
SCE Partnership Roll-up E3 Calculator - With Carbon Adder | [17 empty] | System | #N/A | [21 empty] | 0 | 0 | 0 | 0 | 0 | 0 | 0 | 0 | 0 | 0 | 0 | 0 | 0 | 0 | 0 | 0 | 0 | 0 | 0 | 0 | 0 | 0 | 0 | 0 | 0 | 0 | 0 | 0 | 0
SCE Partnership Roll-up E3 Calculator - With Carbon Adder | [17 empty] | System | #N/A | [21 empty] | 0 | 0 | 0 | 0 | 0 | 0 | 0 | 0 | 0 | 0 | 0 | 0 | 0 | 0 | 0 | 0 | 0 | 0 | 0 | 0 | 0 | 0 | 0 | 0 | 0 | 0 | 0 | 0 | 0
SCE Partnership Roll-up E3 Calculator - With Carbon Adder | [17 empty] | System | #N/A | [21 empty] | 0 | 0 | 0 | 0 | 0 | 0 | 0 | 0 | 0 | 0 | 0 | 0 | 0 | 0 | 0 | 0 | 0 | 0 | 0 | 0 | 0 | 0 | 0 | 0 | 0 | 0 | 0 | 0 | 0
SCE Partnership Roll-up E3 Calculator - With Carbon Adder | [17 empty] | System | #N/A | [21 empty] | 0 | 0 | 0 | 0 | 0 | 0 | 0 | 0 | 0 | 0 | 0 | 0 | 0 | 0 | 0 | 0 | 0 | 0 | 0 | 0 | 0 | 0 | 0 | 0 | 0 | 0 | 0 | 0 | 0
SCE Partnership Roll-up E3 Calculator - With Carbon Adder | [17 empty] | System | #N/A | [21 empty] | 0 | 0 | 0 | 0 | 0 | 0 | 0 | 0 | 0 | 0 | 0 | 0 | 0 | 0 | 0 | 0 | 0 | 0 | 0 | 0 | 0 | 0 | 0 | 0 | 0 | 0 | 0 | 0 | 0
SCE Partnership Roll-up E3 Calculator - With Carbon Adder | [17 empty] | System | #N/A | [21 empty] | 0 | 0 | 0 | 0 | 0 | 0 | 0 | 0 | 0 | 0 | 0 | 0 | 0 | 0 | 0 | 0 | 0 | 0 | 0 | 0 | 0 | 0 | 0 | 0 | 0 | 0 | 0 | 0 | 0
SCE Partnership Roll-up E3 Calculator - With Carbon Adder | [17 empty] | System | #N/A | [21 empty] | 0 | 0 | 0 | 0 | 0 | 0 | 0 | 0 | 0 | 0 | 0 | 0 | 0 | 0 | 0 | 0 | 0 | 0 | 0 | 0 | 0 | 0 | 0 | 0 | 0 | 0 | 0 | 0 | 0
SCE Partnership Roll-up E3 Calculator - With Carbon Adder | [17 empty] | System | #N/A | [21 empty] | 0 | 0 | 0 | 0 | 0 | 0 | 0 | 0 | 0 | 0 | 0 | 0 | 0 | 0 | 0 | 0 | 0 | 0 | 0 | 0 | 0 | 0 | 0 | 0 | 0 | 0 | 0 | 0 | 0
SCE Partnership Roll-up E3 Calculator - With Carbon Adder | [17 empty] | System | #N/A | [21 empty] | 0 | 0 | 0 | 0 | 0 | 0 | 0 | 0 | 0 | 0 | 0 | 0 | 0 | 0 | 0 | 0 | 0 | 0 | 0 | 0 | 0 | 0 | 0 | 0 | 0 | 0 | 0 | 0 | 0
SCE Partnership Roll-up E3 Calculator - With Carbon Adder | [17 empty] | System | #N/A | [21 empty] | 0 | 0 | 0 | 0 | 0 | 0 | 0 | 0 | 0 | 0 | 0 | 0 | 0 | 0 | 0 | 0 | 0 | 0 | 0 | 0 | 0 | 0 | 0 | 0 | 0 | 0 | 0 | 0 | 0
SCE Partnership Roll-up E3 Calculator - With Carbon Adder | [17 empty] | System | #N/A | [21 empty] | 0 | 0 | 0 | 0 | 0 | 0 | 0 | 0 | 0 | 0 | 0 | 0 | 0 | 0 | 0 | 0 | 0 | 0 | 0 | 0 | 0 | 0 | 0 | 0 | 0 | 0 | 0 | 0 | 0
SCE Partnership Roll-up E3 Calculator - With Carbon Adder | [17 empty] | System | #N/A | [21 empty] | 0 | 0 | 0 | 0 | 0 | 0 | 0 | 0 | 0 | 0 | 0 | 0 | 0 | 0 | 0 | 0 | 0 | 0 | 0 | 0 | 0 | 0 | 0 | 0 | 0 | 0 | 0 | 0 | 0
SCE Partnership Roll-up E3 Calculator - With Carbon Adder | [17 empty] | System | #N/A | [21 empty] | 0 | 0 | 0 | 0 | 0 | 0 | 0 | 0 | 0 | 0 | 0 | 0 | 0 | 0 | 0 | 0 | 0 | 0 | 0 | 0 | 0 | 0 | 0 | 0 | 0 | 0 | 0 | 0 | 0
SCE Partnership Roll-up E3 Calculator - With Carbon Adder | [17 empty] | System | #N/A | [21 empty] | 0 | 0 | 0 | 0 | 0 | 0 | 0 | 0 | 0 | 0 | 0 | 0 | 0 | 0 | 0 | 0 | 0 | 0 | 0 | 0 | 0 | 0 | 0 | 0 | 0 | 0 | 0 | 0 | 0
SCE Partnership Roll-up E3 Calculator - With Carbon Adder | [17 empty] | System | #N/A | [21 empty] | 0 | 0 | 0 | 0 | 0 | 0 | 0 | 0 | 0 | 0 | 0 | 0 | 0 | 0 | 0 | 0 | 0 | 0 | 0 | 0 | 0 | 0 | 0 | 0 | 0 | 0 | 0 | 0 | 0
SCE Partnership Roll-up E3 Calculator - With Carbon Adder | [17 empty] | System | #N/A | [21 empty] | 0 | 0 | 0 | 0 | 0 | 0 | 0 | 0 | 0 | 0 | 0 | 0 | 0 | 0 | 0 | 0 | 0 | 0 | 0 | 0 | 0 | 0 | 0 | 0 | 0 | 0 | 0 | 0 | 0
SCE Partnership Roll-up E3 Calculator - With Carbon Adder | [17 empty] | System | #N/A | [21 empty] | 0 | 0 | 0 | 0 | 0 | 0 | 0 | 0 | 0 | 0 | 0 | 0 | 0 | 0 | 0 | 0 | 0 | 0 | 0 | 0 | 0 | 0 | 0 | 0 | 0 | 0 | 0 | 0 | 0
SCE Partnership Roll-up E3 Calculator - With Carbon Adder | [17 empty] | System | #N/A | [21 empty] | 0 | 0 | 0 | 0 | 0 | 0 | 0 | 0 | 0 | 0 | 0 | 0 | 0 | 0 | 0 | 0 | 0 | 0 | 0 | 0 | 0 | 0 | 0 | 0 | 0 | 0 | 0 | 0 | 0
SCE Partnership Roll-up E3 Calculator - With Carbon Adder | [17 empty] | System | #N/A | [21 empty] | 0 | 0 | 0 | 0 | 0 | 0 | 0 | 0 | 0 | 0 | 0 | 0 | 0 | 0 | 0 | 0 | 0 | 0 | 0 | 0 | 0 | 0 | 0 | 0 | 0 | 0 | 0 | 0 | 0
SCE Partnership Roll-up E3 Calculator - With Carbon Adder | [17 empty] | System | #N/A | [21 empty] | 0 | 0 | 0 | 0 | 0 | 0 | 0 | 0 | 0 | 0 | 0 | 0 | 0 | 0 | 0 | 0 | 0 | 0 | 0 | 0 | 0 | 0 | 0 | 0 | 0 | 0 | 0 | 0 | 0
SCE Partnership Roll-up E3 Calculator - With Carbon Adder | [17 empty] | System | #N/A | [21 empty] | 0 | 0 | 0 | 0 | 0 | 0 | 0 | 0 | 0 | 0 | 0 | 0 | 0 | 0 | 0 | 0 | 0 | 0 | 0 | 0 | 0 | 0 | 0 | 0 | 0 | 0 | 0 | 0 | 0
SCE Partnership Roll-up E3 Calculator - With Carbon Adder | [17 empty] | System | #N/A | [21 empty] | 0 | 0 | 0 | 0 | 0 | 0 | 0 | 0 | 0 | 0 | 0 | 0 | 0 | 0 | 0 | 0 | 0 | 0 | 0 | 0 | 0 | 0 | 0 | 0 | 0 | 0 | 0 | 0 | 0
SCE Partnership Roll-up E3 Calculator - With Carbon Adder | [17 empty] | System | #N/A | [21 empty] | 0 | 0 | 0 | 0 | 0 | 0 | 0 | 0 | 0 | 0 | 0 | 0 | 0 | 0 | 0 | 0 | 0 | 0 | 0 | 0 | 0 | 0 | 0 | 0 | 0 | 0 | 0 | 0 | 0
SCE Partnership Roll-up E3 Calculator - With Carbon Adder | [17 empty] | System | #N/A | [21 empty] | 0 | 0 | 0 | 0 | 0 | 0 | 0 | 0 | 0 | 0 | 0 | 0 | 0 | 0 | 0 | 0 | 0 | 0 | 0 | 0 | 0 | 0 | 0 | 0 | 0 | 0 | 0 | 0 | 0
SCE Partnership Roll-up E3 Calculator - With Carbon Adder | [17 empty] | System | #N/A | [21 empty] | 0 | 0 | 0 | 0 | 0 | 0 | 0 | 0 | 0 | 0 | 0 | 0 | 0 | 0 | 0 | 0 | 0 | 0 | 0 | 0 | 0 | 0 | 0 | 0 | 0 | 0 | 0 | 0 | 0
SCE Partnership Roll-up E3 Calculator - With Carbon Adder | [17 empty] | System | #N/A | [21 empty] | 0 | 0 | 0 | 0 | 0 | 0 | 0 | 0 | 0 | 0 | 0 | 0 | 0 | 0 | 0 | 0 | 0 | 0 | 0 | 0 | 0 | 0 | 0 | 0 | 0 | 0 | 0 | 0 | 0
SCE Partnership Roll-up E3 Calculator - With Carbon Adder | [17 empty] | System | #N/A | [21 empty] | 0 | 0 | 0 | 0 | 0 | 0 | 0 | 0 | 0 | 0 | 0 | 0 | 0 | 0 | 0 | 0 | 0 | 0 | 0 | 0 | 0 | 0 | 0 | 0 | 0 | 0 | 0 | 0 | 0
SCE Partnership Roll-up E3 Calculator - With Carbon Adder | [17 empty] | System | #N/A | [21 empty] | 0 | 0 | 0 | 0 | 0 | 0 | 0 | 0 | 0 | 0 | 0 | 0 | 0 | 0 | 0 | 0 | 0 | 0 | 0 | 0 | 0 | 0 | 0 | 0 | 0 | 0 | 0 | 0 | 0
SCE Partnership Roll-up E3 Calculator - With Carbon Adder | [17 empty] | System | #N/A | [21 empty] | 0 | 0 | 0 | 0 | 0 | 0 | 0 | 0 | 0 | 0 | 0 | 0 | 0 | 0 | 0 | 0 | 0 | 0 | 0 | 0 | 0 | 0 | 0 | 0 | 0 | 0 | 0 | 0 | 0
SCE Partnership Roll-up E3 Calculator - With Carbon Adder | [17 empty] | System | #N/A | [21 empty] | 0 | 0 | 0 | 0 | 0 | 0 | 0 | 0 | 0 | 0 | 0 | 0 | 0 | 0 | 0 | 0 | 0 | 0 | 0 | 0 | 0 | 0 | 0 | 0 | 0 | 0 | 0 | 0 | 0
SCE Partnership Roll-up E3 Calculator - With Carbon Adder | [17 empty] | System | #N/A | [21 empty] | 0 | 0 | 0 | 0 | 0 | 0 | 0 | 0 | 0 | 0 | 0 | 0 | 0 | 0 | 0 | 0 | 0 | 0 | 0 | 0 | 0 | 0 | 0 | 0 | 0 | 0 | 0 | 0 | 0
SCE Partnership Roll-up E3 Calculator - With Carbon Adder | [17 empty] | System | #N/A | [21 empty] | 0 | 0 | 0 | 0 | 0 | 0 | 0 | 0 | 0 | 0 | 0 | 0 | 0 | 0 | 0 | 0 | 0 | 0 | 0 | 0 | 0 | 0 | 0 | 0 | 0 | 0 | 0 | 0 | 0
SCE Partnership Roll-up E3 Calculator - With Carbon Adder | [17 empty] | System | #N/A | [21 empty] | 0 | 0 | 0 | 0 | 0 | 0 | 0 | 0 | 0 | 0 | 0 | 0 | 0 | 0 | 0 | 0 | 0 | 0 | 0 | 0 | 0 | 0 | 0 | 0 | 0 | 0 | 0 | 0 | 0
SCE Partnership Roll-up E3 Calculator - With Carbon Adder | [17 empty] | System | #N/A | [21 empty] | 0 | 0 | 0 | 0 | 0 | 0 | 0 | 0 | 0 | 0 | 0 | 0 | 0 | 0 | 0 | 0 | 0 | 0 | 0 | 0 | 0 | 0 | 0 | 0 | 0 | 0 | 0 | 0 | 0
SCE Partnership Roll-up E3 Calculator - With Carbon Adder | [17 empty] | System | #N/A | [21 empty] | 0 | 0 | 0 | 0 | 0 | 0 | 0 | 0 | 0 | 0 | 0 | 0 | 0 | 0 | 0 | 0 | 0 | 0 | 0 | 0 | 0 | 0 | 0 | 0 | 0 | 0 | 0 | 0 | 0
SCE Partnership Roll-up E3 Calculator - With Carbon Adder | [17 empty] | System | #N/A | [21 empty] | 0 | 0 | 0 | 0 | 0 | 0 | 0 | 0 | 0 | 0 | 0 | 0 | 0 | 0 | 0 | 0 | 0 | 0 | 0 | 0 | 0 | 0 | 0 | 0 | 0 | 0 | 0 | 0 | 0
SCE Partnership Roll-up E3 Calculator - With Carbon Adder | [17 empty] | System | #N/A | [21 empty] | 0 | 0 | 0 | 0 | 0 | 0 | 0 | 0 | 0 | 0 | 0 | 0 | 0 | 0 | 0 | 0 | 0 | 0 | 0 | 0 | 0 | 0 | 0 | 0 | 0 | 0 | 0 | 0 | 0
SCE Partnership Roll-up E3 Calculator - With Carbon Adder | [17 empty] | System | #N/A | [21 empty] | 0 | 0 | 0 | 0 | 0 | 0 | 0 | 0 | 0 | 0 | 0 | 0 | 0 | 0 | 0 | 0 | 0 | 0 | 0 | 0 | 0 | 0 | 0 | 0 | 0 | 0 | 0 | 0 | 0
SCE Partnership Roll-up E3 Calculator - With Carbon Adder | [17 empty] | System | #N/A | [21 empty] | 0 | 0 | 0 | 0 | 0 | 0 | 0 | 0 | 0 | 0 | 0 | 0 | 0 | 0 | 0 | 0 | 0 | 0 | 0 | 0 | 0 | 0 | 0 | 0 | 0 | 0 | 0 | 0 | 0
SCE Partnership Roll-up E3 Calculator - With Carbon Adder | [17 empty] | System | #N/A | [21 empty] | 0 | 0 | 0 | 0 | 0 | 0 | 0 | 0 | 0 | 0 | 0 | 0 | 0 | 0 | 0 | 0 | 0 | 0 | 0 | 0 | 0 | 0 | 0 | 0 | 0 | 0 | 0 | 0 | 0
SCE Partnership Roll-up E3 Calculator - With Carbon Adder | [17 empty] | System | #N/A | [21 empty] | 0 | 0 | 0 | 0 | 0 | 0 | 0 | 0 | 0 | 0 | 0 | 0 | 0 | 0 | 0 | 0 | 0 | 0 | 0 | 0 | 0 | 0 | 0 | 0 | 0 | 0 | 0 | 0 | 0
SCE Partnership Roll-up E3 Calculator - With Carbon Adder | [17 empty] | System | #N/A | [21 empty] | 0 | 0 | 0 | 0 | 0 | 0 | 0 | 0 | 0 | 0 | 0 | 0 | 0 | 0 | 0 | 0 | 0 | 0 | 0 | 0 | 0 | 0 | 0 | 0 | 0 | 0 | 0 | 0 | 0
SCE Partnership Roll-up E3 Calculator - With Carbon Adder | [17 empty] | System | #N/A | [21 empty] | 0 | 0 | 0 | 0 | 0 | 0 | 0 | 0 | 0 | 0 | 0 | 0 | 0 | 0 | 0 | 0 | 0 | 0 | 0 | 0 | 0 | 0 | 0 | 0 | 0 | 0 | 0 | 0 | 0
SCE Partnership Roll-up E3 Calculator - With Carbon Adder | [17 empty] | System | #N/A | [21 empty] | 0 | 0 | 0 | 0 | 0 | 0 | 0 | 0 | 0 | 0 | 0 | 0 | 0 | 0 | 0 | 0 | 0 | 0 | 0 | 0 | 0 | 0 | 0 | 0 | 0 | 0 | 0 | 0 | 0
SCE Partnership Roll-up E3 Calculator - With Carbon Adder | [17 empty] | System | #N/A | [21 empty] | 0 | 0 | 0 | 0 | 0 | 0 | 0 | 0 | 0 | 0 | 0 | 0 | 0 | 0 | 0 | 0 | 0 | 0 | 0 | 0 | 0 | 0 | 0 | 0 | 0 | 0 | 0 | 0 | 0
SCE Partnership Roll-up E3 Calculator - With Carbon Adder | [17 empty] | System | #N/A | [21 empty] | 0 | 0 | 0 | 0 | 0 | 0 | 0 | 0 | 0 | 0 | 0 | 0 | 0 | 0 | 0 | 0 | 0 | 0 | 0 | 0 | 0 | 0 | 0 | 0 | 0 | 0 | 0 | 0 | 0
SCE Partnership Roll-up E3 Calculator - With Carbon Adder | [17 empty] | System | #N/A | [21 empty] | 0 | 0 | 0 | 0 | 0 | 0 | 0 | 0 | 0 | 0 | 0 | 0 | 0 | 0 | 0 | 0 | 0 | 0 | 0 | 0 | 0 | 0 | 0 | 0 | 0 | 0 | 0 | 0 | 0
SCE Partnership Roll-up E3 Calculator - With Carbon Adder | [17 empty] | System | #N/A | [21 empty] | 0 | 0 | 0 | 0 | 0 | 0 | 0 | 0 | 0 | 0 | 0 | 0 | 0 | 0 | 0 | 0 | 0 | 0 | 0 | 0 | 0 | 0 | 0 | 0 | 0 | 0 | 0 | 0 | 0
SCE Partnership Roll-up E3 Calculator - With Carbon Adder | [17 empty] | System | #N/A | [21 empty] | 0 | 0 | 0 | 0 | 0 | 0 | 0 | 0 | 0 | 0 | 0 | 0 | 0 | 0 | 0 | 0 | 0 | 0 | 0 | 0 | 0 | 0 | 0 | 0 | 0 | 0 | 0 | 0 | 0
SCE Partnership Roll-up E3 Calculator - With Carbon Adder | [17 empty] | System | #N/A | [21 empty] | 0 | 0 | 0 | 0 | 0 | 0 | 0 | 0 | 0 | 0 | 0 | 0 | 0 | 0 | 0 | 0 | 0 | 0 | 0 | 0 | 0 | 0 | 0 | 0 | 0 | 0 | 0 | 0 | 0
SCE Partnership Roll-up E3 Calculator - With Carbon Adder | [17 empty] | System | #N/A | [21 empty] | 0 | 0 | 0 | 0 | 0 | 0 | 0 | 0 | 0 | 0 | 0 | 0 | 0 | 0 | 0 | 0 | 0 | 0 | 0 | 0 | 0 | 0 | 0 | 0 | 0 | 0 | 0 | 0 | 0
SCE Partnership Roll-up E3 Calculator - With Carbon Adder | [17 empty] | System | #N/A | [21 empty] | 0 | 0 | 0 | 0 | 0 | 0 | 0 | 0 | 0 | 0 | 0 | 0 | 0 | 0 | 0 | 0 | 0 | 0 | 0 | 0 | 0 | 0 | 0 | 0 | 0 | 0 | 0 | 0 | 0
SCE Partnership Roll-up E3 Calculator - With Carbon Adder | [17 empty] | System | #N/A | [21 empty] | 0 | 0 | 0 | 0 | 0 | 0 | 0 | 0 | 0 | 0 | 0 | 0 | 0 | 0 | 0 | 0 | 0 | 0 | 0 | 0 | 0 | 0 | 0 | 0 | 0 | 0 | 0 | 0 | 0
SCE Partnership Roll-up E3 Calculator - With Carbon Adder | [17 empty] | System | #N/A | [21 empty] | 0 | 0 | 0 | 0 | 0 | 0 | 0 | 0 | 0 | 0 | 0 | 0 | 0 | 0 | 0 | 0 | 0 | 0 | 0 | 0 | 0 | 0 | 0 | 0 | 0 | 0 | 0 | 0 | 0
SCE Partnership Roll-up E3 Calculator - With Carbon Adder | [17 empty] | System | #N/A | [21 empty] | 0 | 0 | 0 | 0 | 0 | 0 | 0 | 0 | 0 | 0 | 0 | 0 | 0 | 0 | 0 | 0 | 0 | 0 | 0 | 0 | 0 | 0 | 0 | 0 | 0 | 0 | 0 | 0 | 0
SCE Partnership Roll-up E3 Calculator - With Carbon Adder | [17 empty] | System | #N/A | [21 empty] | 0 | 0 | 0 | 0 | 0 | 0 | 0 | 0 | 0 | 0 | 0 | 0 | 0 | 0 | 0 | 0 | 0 | 0 | 0 | 0 | 0 | 0 | 0 | 0 | 0 | 0 | 0 | 0 | 0
SCE Partnership Roll-up E3 Calculator - With Carbon Adder | [17 empty] | System | #N/A | [21 empty] | 0 | 0 | 0 | 0 | 0 | 0 | 0 | 0 | 0 | 0 | 0 | 0 | 0 | 0 | 0 | 0 | 0 | 0 | 0 | 0 | 0 | 0 | 0 | 0 | 0 | 0 | 0 | 0 | 0
SCE Partnership Roll-up E3 Calculator - With Carbon Adder | [17 empty] | System | #N/A | [21 empty] | 0 | 0 | 0 | 0 | 0 | 0 | 0 | 0 | 0 | 0 | 0 | 0 | 0 | 0 | 0 | 0 | 0 | 0 | 0 | 0 | 0 | 0 | 0 | 0 | 0 | 0 | 0 | 0 | 0
SCE Partnership Roll-up E3 Calculator - With Carbon Adder | [17 empty] | System | #N/A | [21 empty] | 0 | 0 | 0 | 0 | 0 | 0 | 0 | 0 | 0 | 0 | 0 | 0 | 0 | 0 | 0 | 0 | 0 | 0 | 0 | 0 | 0 | 0 | 0 | 0 | 0 | 0 | 0 | 0 | 0
SCE Partnership Roll-up E3 Calculator - With Carbon Adder | [17 empty] | System | #N/A | [21 empty] | 0 | 0 | 0 | 0 | 0 | 0 | 0 | 0 | 0 | 0 | 0 | 0 | 0 | 0 | 0 | 0 | 0 | 0 | 0 | 0 | 0 | 0 | 0 | 0 | 0 | 0 | 0 | 0 | 0
SCE Partnership Roll-up E3 Calculator - With Carbon Adder | [17 empty] | System | #N/A | [21 empty] | 0 | 0 | 0 | 0 | 0 | 0 | 0 | 0 | 0 | 0 | 0 | 0 | 0 | 0 | 0 | 0 | 0 | 0 | 0 | 0 | 0 | 0 | 0 | 0 | 0 | 0 | 0 | 0 | 0
SCE Partnership Roll-up E3 Calculator - With Carbon Adder | [17 empty] | System | #N/A | [21 empty] | 0 | 0 | 0 | 0 | 0 | 0 | 0 | 0 | 0 | 0 | 0 | 0 | 0 | 0 | 0 | 0 | 0 | 0 | 0 | 0 | 0 | 0 | 0 | 0 | 0 | 0 | 0 | 0 | 0
SCE Partnership Roll-up E3 Calculator - With Carbon Adder | [17 empty] | System | #N/A | [21 empty] | 0 | 0 | 0 | 0 | 0 | 0 | 0 | 0 | 0 | 0 | 0 | 0 | 0 | 0 | 0 | 0 | 0 | 0 | 0 | 0 | 0 | 0 | 0 | 0 | 0 | 0 | 0 | 0 | 0
SCE Partnership Roll-up E3 Calculator - With Carbon Adder | [17 empty] | System | #N/A | [21 empty] | 0 | 0 | 0 | 0 | 0 | 0 | 0 | 0 | 0 | 0 | 0 | 0 | 0 | 0 | 0 | 0 | 0 | 0 | 0 | 0 | 0 | 0 | 0 | 0 | 0 | 0 | 0 | 0 | 0
SCE Partnership Roll-up E3 Calculator - With Carbon Adder | [17 empty] | System | #N/A | [21 empty] | 0 | 0 | 0 | 0 | 0 | 0 | 0 | 0 | 0 | 0 | 0 | 0 | 0 | 0 | 0 | 0 | 0 | 0 | 0 | 0 | 0 | 0 | 0 | 0 | 0 | 0 | 0 | 0 | 0
SCE Partnership Roll-up E3 Calculator - With Carbon Adder | [17 empty] | System | #N/A | [21 empty] | 0 | 0 | 0 | 0 | 0 | 0 | 0 | 0 | 0 | 0 | 0 | 0 | 0 | 0 | 0 | 0 | 0 | 0 | 0 | 0 | 0 | 0 | 0 | 0 | 0 | 0 | 0 | 0 | 0
SCE Partnership Roll-up E3 Calculator - With Carbon Adder | [17 empty] | System | #N/A | [21 empty] | 0 | 0 | 0 | 0 | 0 | 0 | 0 | 0 | 0 | 0 | 0 | 0 | 0 | 0 | 0 | 0 | 0 | 0 | 0 | 0 | 0 | 0 | 0 | 0 | 0 | 0 | 0 | 0 | 0
SCE Partnership Roll-up E3 Calculator - With Carbon Adder | [17 empty] | System | #N/A | [21 empty] | 0 | 0 | 0 | 0 | 0 | 0 | 0 | 0 | 0 | 0 | 0 | 0 | 0 | 0 | 0 | 0 | 0 | 0 | 0 | 0 | 0 | 0 | 0 | 0 | 0 | 0 | 0 | 0 | 0
SCE Partnership Roll-up E3 Calculator - With Carbon Adder | [17 empty] | System | #N/A | [21 empty] | 0 | 0 | 0 | 0 | 0 | 0 | 0 | 0 | 0 | 0 | 0 | 0 | 0 | 0 | 0 | 0 | 0 | 0 | 0 | 0 | 0 | 0 | 0 | 0 | 0 | 0 | 0 | 0 | 0
SCE Partnership Roll-up E3 Calculator - With Carbon Adder | [17 empty] | System | #N/A | [21 empty] | 0 | 0 | 0 | 0 | 0 | 0 | 0 | 0 | 0 | 0 | 0 | 0 | 0 | 0 | 0 | 0 | 0 | 0 | 0 | 0 | 0 | 0 | 0 | 0 | 0 | 0 | 0 | 0 | 0
SCE Partnership Roll-up E3 Calculator - With Carbon Adder | [17 empty] | System | #N/A | [21 empty] | 0 | 0 | 0 | 0 | 0 | 0 | 0 | 0 | 0 | 0 | 0 | 0 | 0 | 0 | 0 | 0 | 0 | 0 | 0 | 0 | 0 | 0 | 0 | 0 | 0 | 0 | 0 | 0 | 0
SCE Partnership Roll-up E3 Calculator - With Carbon Adder | [17 empty] | System | #N/A | [21 empty] | 0 | 0 | 0 | 0 | 0 | 0 | 0 | 0 | 0 | 0 | 0 | 0 | 0 | 0 | 0 | 0 | 0 | 0 | 0 | 0 | 0 | 0 | 0 | 0 | 0 | 0 | 0 | 0 | 0
SCE Partnership Roll-up E3 Calculator - With Carbon Adder | [17 empty] | System | #N/A | [21 empty] | 0 | 0 | 0 | 0 | 0 | 0 | 0 | 0 | 0 | 0 | 0 | 0 | 0 | 0 | 0 | 0 | 0 | 0 | 0 | 0 | 0 | 0 | 0 | 0 | 0 | 0 | 0 | 0 | 0
SCE Partnership Roll-up E3 Calculator - With Carbon Adder | [17 empty] | System | #N/A | [21 empty] | 0 | 0 | 0 | 0 | 0 | 0 | 0 | 0 | 0 | 0 | 0 | 0 | 0 | 0 | 0 | 0 | 0 | 0 | 0 | 0 | 0 | 0 | 0 | 0 | 0 | 0 | 0 | 0 | 0
SCE Partnership Roll-up E3 Calculator - With Carbon Adder | [17 empty] | System | #N/A | [21 empty] | 0 | 0 | 0 | 0 | 0 | 0 | 0 | 0 | 0 | 0 | 0 | 0 | 0 | 0 | 0 | 0 | 0 | 0 | 0 | 0 | 0 | 0 | 0 | 0 | 0 | 0 | 0 | 0 | 0
SCE Partnership Roll-up E3 Calculator - With Carbon Adder | [17 empty] | System | #N/A | [21 empty] | 0 | 0 | 0 | 0 | 0 | 0 | 0 | 0 | 0 | 0 | 0 | 0 | 0 | 0 | 0 | 0 | 0 | 0 | 0 | 0 | 0 | 0 | 0 | 0 | 0 | 0 | 0 | 0 | 0
SCE Partnership Roll-up E3 Calculator - With Carbon Adder | [17 empty] | System | #N/A | [21 empty] | 0 | 0 | 0 | 0 | 0 | 0 | 0 | 0 | 0 | 0 | 0 | 0 | 0 | 0 | 0 | 0 | 0 | 0 | 0 | 0 | 0 | 0 | 0 | 0 | 0 | 0 | 0 | 0 | 0
SCE Partnership Roll-up E3 Calculator - With Carbon Adder | [17 empty] | System | #N/A | [21 empty] | 0 | 0 | 0 | 0 | 0 | 0 | 0 | 0 | 0 | 0 | 0 | 0 | 0 | 0 | 0 | 0 | 0 | 0 | 0 | 0 | 0 | 0 | 0 | 0 | 0 | 0 | 0 | 0 | 0
SCE Partnership Roll-up E3 Calculator - With Carbon Adder | [17 empty] | System | #N/A | [21 empty] | 0 | 0 | 0 | 0 | 0 | 0 | 0 | 0 | 0 | 0 | 0 | 0 | 0 | 0 | 0 | 0 | 0 | 0 | 0 | 0 | 0 | 0 | 0 | 0 | 0 | 0 | 0 | 0 | 0
SCE Partnership Roll-up E3 Calculator - With Carbon Adder | [17 empty] | System | #N/A | [21 empty] | 0 | 0 | 0 | 0 | 0 | 0 | 0 | 0 | 0 | 0 | 0 | 0 | 0 | 0 | 0 | 0 | 0 | 0 | 0 | 0 | 0 | 0 | 0 | 0 | 0 | 0 | 0 | 0 | 0
SCE Partnership Roll-up E3 Calculator - With Carbon Adder | [17 empty] | System | #N/A | [21 empty] | 0 | 0 | 0 | 0 | 0 | 0 | 0 | 0 | 0 | 0 | 0 | 0 | 0 | 0 | 0 | 0 | 0 | 0 | 0 | 0 | 0 | 0 | 0 | 0 | 0 | 0 | 0 | 0 | 0
SCE Partnership Roll-up E3 Calculator - With Carbon Adder | [17 empty] | System | #N/A | [21 empty] | 0 | 0 | 0 | 0 | 0 | 0 | 0 | 0 | 0 | 0 | 0 | 0 | 0 | 0 | 0 | 0 | 0 | 0 | 0 | 0 | 0 | 0 | 0 | 0 | 0 | 0 | 0 | 0 | 0
SCE Partnership Roll-up E3 Calculator - With Carbon Adder | [17 empty] | System | #N/A | [21 empty] | 0 | 0 | 0 | 0 | 0 | 0 | 0 | 0 | 0 | 0 | 0 | 0 | 0 | 0 | 0 | 0 | 0 | 0 | 0 | 0 | 0 | 0 | 0 | 0 | 0 | 0 | 0 | 0 | 0
SCE Partnership Roll-up E3 Calculator - With Carbon Adder | [17 empty] | System | #N/A | [21 empty] | 0 | 0 | 0 | 0 | 0 | 0 | 0 | 0 | 0 | 0 | 0 | 0 | 0 | 0 | 0 | 0 | 0 | 0 | 0 | 0 | 0 | 0 | 0 | 0 | 0 | 0 | 0 | 0 | 0
SCE Partnership Roll-up E3 Calculator - With Carbon Adder | [17 empty] | System | #N/A | [21 empty] | 0 | 0 | 0 | 0 | 0 | 0 | 0 | 0 | 0 | 0 | 0 | 0 | 0 | 0 | 0 | 0 | 0 | 0 | 0 | 0 | 0 | 0 | 0 | 0 | 0 | 0 | 0 | 0 | 0
SCE Partnership Roll-up E3 Calculator - With Carbon Adder | [17 empty] | System | #N/A | [21 empty] | 0 | 0 | 0 | 0 | 0 | 0 | 0 | 0 | 0 | 0 | 0 | 0 | 0 | 0 | 0 | 0 | 0 | 0 | 0 | 0 | 0 | 0 | 0 | 0 | 0 | 0 | 0 | 0 | 0
SCE Partnership Roll-up E3 Calculator - With Carbon Adder | [17 empty] | System | #N/A | [21 empty] | 0 | 0 | 0 | 0 | 0 | 0 | 0 | 0 | 0 | 0 | 0 | 0 | 0 | 0 | 0 | 0 | 0 | 0 | 0 | 0 | 0 | 0 | 0 | 0 | 0 | 0 | 0 | 0 | 0
SCE Partnership Roll-up E3 Calculator - With Carbon Adder | [17 empty] | System | #N/A | [21 empty] | 0 | 0 | 0 | 0 | 0 | 0 | 0 | 0 | 0 | 0 | 0 | 0 | 0 | 0 | 0 | 0 | 0 | 0 | 0 | 0 | 0 | 0 | 0 | 0 | 0 | 0 | 0 | 0 | 0
SCE Partnership Roll-up E3 Calculator - With Carbon Adder | [17 empty] | System | #N/A | [21 empty] | 0 | 0 | 0 | 0 | 0 | 0 | 0 | 0 | 0 | 0 | 0 | 0 | 0 | 0 | 0 | 0 | 0 | 0 | 0 | 0 | 0 | 0 | 0 | 0 | 0 | 0 | 0 | 0 | 0
SCE Partnership Roll-up E3 Calculator - With Carbon Adder | [17 empty] | System | #N/A | [21 empty] | 0 | 0 | 0 | 0 | 0 | 0 | 0 | 0 | 0 | 0 | 0 | 0 | 0 | 0 | 0 | 0 | 0 | 0 | 0 | 0 | 0 | 0 | 0 | 0 | 0 | 0 | 0 | 0 | 0
SCE Partnership Roll-up E3 Calculator - With Carbon Adder | [17 empty] | System | #N/A | [21 empty] | 0 | 0 | 0 | 0 | 0 | 0 | 0 | 0 | 0 | 0 | 0 | 0 | 0 | 0 | 0 | 0 | 0 | 0 | 0 | 0 | 0 | 0 | 0 | 0 | 0 | 0 | 0 | 0 | 0
SCE Partnership Roll-up E3 Calculator - With Carbon Adder | [17 empty] | System | #N/A | [21 empty] | 0 | 0 | 0 | 0 | 0 | 0 | 0 | 0 | 0 | 0 | 0 | 0 | 0 | 0 | 0 | 0 | 0 | 0 | 0 | 0 | 0 | 0 | 0 | 0 | 0 | 0 | 0 | 0 | 0
SCE Partnership Roll-up E3 Calculator - With Carbon Adder | [17 empty] | System | #N/A | [21 empty] | 0 | 0 | 0 | 0 | 0 | 0 | 0 | 0 | 0 | 0 | 0 | 0 | 0 | 0 | 0 | 0 | 0 | 0 | 0 | 0 | 0 | 0 | 0 | 0 | 0 | 0 | 0 | 0 | 0
SCE Partnership Roll-up E3 Calculator - With Carbon Adder | [17 empty] | System | #N/A | [21 empty] | 0 | 0 | 0 | 0 | 0 | 0 | 0 | 0 | 0 | 0 | 0 | 0 | 0 | 0 | 0 | 0 | 0 | 0 | 0 | 0 | 0 | 0 | 0 | 0 | 0 | 0 | 0 | 0 | 0
SCE Partnership Roll-up E3 Calculator - With Carbon Adder | [17 empty] | System | #N/A | [21 empty] | 0 | 0 | 0 | 0 | 0 | 0 | 0 | 0 | 0 | 0 | 0 | 0 | 0 | 0 | 0 | 0 | 0 | 0 | 0 | 0 | 0 | 0 | 0 | 0 | 0 | 0 | 0 | 0 | 0
SCE Partnership Roll-up E3 Calculator - With Carbon Adder | [17 empty] | System | #N/A | [21 empty] | 0 | 0 | 0 | 0 | 0 | 0 | 0 | 0 | 0 | 0 | 0 | 0 | 0 | 0 | 0 | 0 | 0 | 0 | 0 | 0 | 0 | 0 | 0 | 0 | 0 | 0 | 0 | 0 | 0
SCE Partnership Roll-up E3 Calculator - With Carbon Adder | [17 empty] | System | #N/A | [21 empty] | 0 | 0 | 0 | 0 | 0 | 0 | 0 | 0 | 0 | 0 | 0 | 0 | 0 | 0 | 0 | 0 | 0 | 0 | 0 | 0 | 0 | 0 | 0 | 0 | 0 | 0 | 0 | 0 | 0
SCE Partnership Roll-up E3 Calculator - With Carbon Adder | [17 empty] | System | #N/A | [21 empty] | 0 | 0 | 0 | 0 | 0 | 0 | 0 | 0 | 0 | 0 | 0 | 0 | 0 | 0 | 0 | 0 | 0 | 0 | 0 | 0 | 0 | 0 | 0 | 0 | 0 | 0 | 0 | 0 | 0
SCE Partnership Roll-up E3 Calculator - With Carbon Adder | [17 empty] | System | #N/A | [21 empty] | 0 | 0 | 0 | 0 | 0 | 0 | 0 | 0 | 0 | 0 | 0 | 0 | 0 | 0 | 0 | 0 | 0 | 0 | 0 | 0 | 0 | 0 | 0 | 0 | 0 | 0 | 0 | 0 | 0
SCE Partnership Roll-up E3 Calculator - With Carbon Adder | [17 empty] | System | #N/A | [21 empty] | 0 | 0 | 0 | 0 | 0 | 0 | 0 | 0 | 0 | 0 | 0 | 0 | 0 | 0 | 0 | 0 | 0 | 0 | 0 | 0 | 0 | 0 | 0 | 0 | 0 | 0 | 0 | 0 | 0
SCE Partnership Roll-up E3 Calculator - With Carbon Adder | [17 empty] | System | #N/A | [21 empty] | 0 | 0 | 0 | 0 | 0 | 0 | 0 | 0 | 0 | 0 | 0 | 0 | 0 | 0 | 0 | 0 | 0 | 0 | 0 | 0 | 0 | 0 | 0 | 0 | 0 | 0 | 0 | 0 | 0
SCE Partnership Roll-up E3 Calculator - With Carbon Adder | [17 empty] | System | #N/A | [21 empty] | 0 | 0 | 0 | 0 | 0 | 0 | 0 | 0 | 0 | 0 | 0 | 0 | 0 | 0 | 0 | 0 | 0 | 0 | 0 | 0 | 0 | 0 | 0 | 0 | 0 | 0 | 0 | 0 | 0
SCE Partnership Roll-up E3 Calculator - With Carbon Adder | [17 empty] | System | #N/A | [21 empty] | 0 | 0 | 0 | 0 | 0 | 0 | 0 | 0 | 0 | 0 | 0 | 0 | 0 | 0 | 0 | 0 | 0 | 0 | 0 | 0 | 0 | 0 | 0 | 0 | 0 | 0 | 0 | 0 | 0
SCE Partnership Roll-up E3 Calculator - With Carbon Adder | [17 empty] | System | #N/A | [21 empty] | 0 | 0 | 0 | 0 | 0 | 0 | 0 | 0 | 0 | 0 | 0 | 0 | 0 | 0 | 0 | 0 | 0 | 0 | 0 | 0 | 0 | 0 | 0 | 0 | 0 | 0 | 0 | 0 | 0
SCE Partnership Roll-up E3 Calculator - With Carbon Adder | [17 empty] | System | #N/A | [21 empty] | 0 | 0 | 0 | 0 | 0 | 0 | 0 | 0 | 0 | 0 | 0 | 0 | 0 | 0 | 0 | 0 | 0 | 0 | 0 | 0 | 0 | 0 | 0 | 0 | 0 | 0 | 0 | 0 | 0
SCE Partnership Roll-up E3 Calculator - With Carbon Adder | [17 empty] | System | #N/A | [21 empty] | 0 | 0 | 0 | 0 | 0 | 0 | 0 | 0 | 0 | 0 | 0 | 0 | 0 | 0 | 0 | 0 | 0 | 0 | 0 | 0 | 0 | 0 | 0 | 0 | 0 | 0 | 0 | 0 | 0
SCE Partnership Roll-up E3 Calculator - With Carbon Adder | [17 empty] | System | #N/A | [21 empty] | 0 | 0 | 0 | 0 | 0 | 0 | 0 | 0 | 0 | 0 | 0 | 0 | 0 | 0 | 0 | 0 | 0 | 0 | 0 | 0 | 0 | 0 | 0 | 0 | 0 | 0 | 0 | 0 | 0
SCE Partnership Roll-up E3 Calculator - With Carbon Adder | [17 empty] | System | #N/A | [21 empty] | 0 | 0 | 0 | 0 | 0 | 0 | 0 | 0 | 0 | 0 | 0 | 0 | 0 | 0 | 0 | 0 | 0 | 0 | 0 | 0 | 0 | 0 | 0 | 0 | 0 | 0 | 0 | 0 | 0
SCE Partnership Roll-up E3 Calculator - With Carbon Adder | [17 empty] | System | #N/A | [21 empty] | 0 | 0 | 0 | 0 | 0 | 0 | 0 | 0 | 0 | 0 | 0 | 0 | 0 | 0 | 0 | 0 | 0 | 0 | 0 | 0 | 0 | 0 | 0 | 0 | 0 | 0 | 0 | 0 | 0
SCE Partnership Roll-up E3 Calculator - With Carbon Adder | [17 empty] | System | #N/A | [21 empty] | 0 | 0 | 0 | 0 | 0 | 0 | 0 | 0 | 0 | 0 | 0 | 0 | 0 | 0 | 0 | 0 | 0 | 0 | 0 | 0 | 0 | 0 | 0 | 0 | 0 | 0 | 0 | 0 | 0
SCE Partnership Roll-up E3 Calculator - With Carbon Adder | [17 empty] | System | #N/A | [21 empty] | 0 | 0 | 0 | 0 | 0 | 0 | 0 | 0 | 0 | 0 | 0 | 0 | 0 | 0 | 0 | 0 | 0 | 0 | 0 | 0 | 0 | 0 | 0 | 0 | 0 | 0 | 0 | 0 | 0
SCE Partnership Roll-up E3 Calculator - With Carbon Adder | [17 empty] | System | #N/A | [21 empty] | 0 | 0 | 0 | 0 | 0 | 0 | 0 | 0 | 0 | 0 | 0 | 0 | 0 | 0 | 0 | 0 | 0 | 0 | 0 | 0 | 0 | 0 | 0 | 0 | 0 | 0 | 0 | 0 | 0
SCE Partnership Roll-up E3 Calculator - With Carbon Adder | [17 empty] | System | #N/A | [21 empty] | 0 | 0 | 0 | 0 | 0 | 0 | 0 | 0 | 0 | 0 | 0 | 0 | 0 | 0 | 0 | 0 | 0 | 0 | 0 | 0 | 0 | 0 | 0 | 0 | 0 | 0 | 0 | 0 | 0
SCE Partnership Roll-up E3 Calculator - With Carbon Adder | [17 empty] | System | #N/A | [21 empty] | 0 | 0 | 0 | 0 | 0 | 0 | 0 | 0 | 0 | 0 | 0 | 0 | 0 | 0 | 0 | 0 | 0 | 0 | 0 | 0 | 0 | 0 | 0 | 0 | 0 | 0 | 0 | 0 | 0
SCE Partnership Roll-up E3 Calculator - With Carbon Adder | [17 empty] | System | #N/A | [21 empty] | 0 | 0 | 0 | 0 | 0 | 0 | 0 | 0 | 0 | 0 | 0 | 0 | 0 | 0 | 0 | 0 | 0 | 0 | 0 | 0 | 0 | 0 | 0 | 0 | 0 | 0 | 0 | 0 | 0
SCE Partnership Roll-up E3 Calculator - With Carbon Adder | [17 empty] | System | #N/A | [21 empty] | 0 | 0 | 0 | 0 | 0 | 0 | 0 | 0 | 0 | 0 | 0 | 0 | 0 | 0 | 0 | 0 | 0 | 0 | 0 | 0 | 0 | 0 | 0 | 0 | 0 | 0 | 0 | 0 | 0
SCE Partnership Roll-up E3 Calculator - With Carbon Adder | [17 empty] | System | #N/A | [21 empty] | 0 | 0 | 0 | 0 | 0 | 0 | 0 | 0 | 0 | 0 | 0 | 0 | 0 | 0 | 0 | 0 | 0 | 0 | 0 | 0 | 0 | 0 | 0 | 0 | 0 | 0 | 0 | 0 | 0
SCE Partnership Roll-up E3 Calculator - With Carbon Adder | [17 empty] | System | #N/A | [21 empty] | 0 | 0 | 0 | 0 | 0 | 0 | 0 | 0 | 0 | 0 | 0 | 0 | 0 | 0 | 0 | 0 | 0 | 0 | 0 | 0 | 0 | 0 | 0 | 0 | 0 | 0 | 0 | 0 | 0
SCE Partnership Roll-up E3 Calculator - With Carbon Adder | [17 empty] | System | #N/A | [21 empty] | 0 | 0 | 0 | 0 | 0 | 0 | 0 | 0 | 0 | 0 | 0 | 0 | 0 | 0 | 0 | 0 | 0 | 0 | 0 | 0 | 0 | 0 | 0 | 0 | 0 | 0 | 0 | 0 | 0
SCE Partnership Roll-up E3 Calculator - With Carbon Adder | [17 empty] | System | #N/A | [21 empty] | 0 | 0 | 0 | 0 | 0 | 0 | 0 | 0 | 0 | 0 | 0 | 0 | 0 | 0 | 0 | 0 | 0 | 0 | 0 | 0 | 0 | 0 | 0 | 0 | 0 | 0 | 0 | 0 | 0
SCE Partnership Roll-up E3 Calculator - With Carbon Adder | [17 empty] | System | #N/A | [21 empty] | 0 | 0 | 0 | 0 | 0 | 0 | 0 | 0 | 0 | 0 | 0 | 0 | 0 | 0 | 0 | 0 | 0 | 0 | 0 | 0 | 0 | 0 | 0 | 0 | 0 | 0 | 0 | 0 | 0
SCE Partnership Roll-up E3 Calculator - With Carbon Adder | [17 empty] | System | #N/A | [21 empty] | 0 | 0 | 0 | 0 | 0 | 0 | 0 | 0 | 0 | 0 | 0 | 0 | 0 | 0 | 0 | 0 | 0 | 0 | 0 | 0 | 0 | 0 | 0 | 0 | 0 | 0 | 0 | 0 | 0
SCE Partnership Roll-up E3 Calculator - With Carbon Adder | [17 empty] | System | #N/A | [21 empty] | 0 | 0 | 0 | 0 | 0 | 0 | 0 | 0 | 0 | 0 | 0 | 0 | 0 | 0 | 0 | 0 | 0 | 0 | 0 | 0 | 0 | 0 | 0 | 0 | 0 | 0 | 0 | 0 | 0
SCE Partnership Roll-up E3 Calculator - With Carbon Adder | [17 empty] | System | #N/A | [21 empty] | 0 | 0 | 0 | 0 | 0 | 0 | 0 | 0 | 0 | 0 | 0 | 0 | 0 | 0 | 0 | 0 | 0 | 0 | 0 | 0 | 0 | 0 | 0 | 0 | 0 | 0 | 0 | 0 | 0
SCE Partnership Roll-up E3 Calculator - With Carbon Adder | [17 empty] | System | #N/A | [21 empty] | 0 | 0 | 0 | 0 | 0 | 0 | 0 | 0 | 0 | 0 | 0 | 0 | 0 | 0 | 0 | 0 | 0 | 0 | 0 | 0 | 0 | 0 | 0 | 0 | 0 | 0 | 0 | 0 | 0
SCE Partnership Roll-up E3 Calculator - With Carbon Adder | [17 empty] | System | #N/A | [21 empty] | 0 | 0 | 0 | 0 | 0 | 0 | 0 | 0 | 0 | 0 | 0 | 0 | 0 | 0 | 0 | 0 | 0 | 0 | 0 | 0 | 0 | 0 | 0 | 0 | 0 | 0 | 0 | 0 | 0
SCE Partnership Roll-up E3 Calculator - With Carbon Adder | [17 empty] | System | #N/A | [21 empty] | 0 | 0 | 0 | 0 | 0 | 0 | 0 | 0 | 0 | 0 | 0 | 0 | 0 | 0 | 0 | 0 | 0 | 0 | 0 | 0 | 0 | 0 | 0 | 0 | 0 | 0 | 0 | 0 | 0
SCE Partnership Roll-up E3 Calculator - With Carbon Adder | [17 empty] | System | #N/A | [21 empty] | 0 | 0 | 0 | 0 | 0 | 0 | 0 | 0 | 0 | 0 | 0 | 0 | 0 | 0 | 0 | 0 | 0 | 0 | 0 | 0 | 0 | 0 | 0 | 0 | 0 | 0 | 0 | 0 | 0
SCE Partnership Roll-up E3 Calculator - With Carbon Adder | [17 empty] | System | #N/A | [21 empty] | 0 | 0 | 0 | 0 | 0 | 0 | 0 | 0 | 0 | 0 | 0 | 0 | 0 | 0 | 0 | 0 | 0 | 0 | 0 | 0 | 0 | 0 | 0 | 0 | 0 | 0 | 0 | 0 | 0
SCE Partnership Roll-up E3 Calculator - With Carbon Adder | [17 empty] | System | #N/A | [21 empty] | 0 | 0 | 0 | 0 | 0 | 0 | 0 | 0 | 0 | 0 | 0 | 0 | 0 | 0 | 0 | 0 | 0 | 0 | 0 | 0 | 0 | 0 | 0 | 0 | 0 | 0 | 0 | 0 | 0
SCE Partnership Roll-up E3 Calculator - With Carbon Adder | [17 empty] | System | #N/A | [21 empty] | 0 | 0 | 0 | 0 | 0 | 0 | 0 | 0 | 0 | 0 | 0 | 0 | 0 | 0 | 0 | 0 | 0 | 0 | 0 | 0 | 0 | 0 | 0 | 0 | 0 | 0 | 0 | 0 | 0
SCE Partnership Roll-up E3 Calculator - With Carbon Adder | [17 empty] | System | #N/A | [21 empty] | 0 | 0 | 0 | 0 | 0 | 0 | 0 | 0 | 0 | 0 | 0 | 0 | 0 | 0 | 0 | 0 | 0 | 0 | 0 | 0 | 0 | 0 | 0 | 0 | 0 | 0 | 0 | 0 | 0
SCE Partnership Roll-up E3 Calculator - With Carbon Adder | [17 empty] | System | #N/A | [21 empty] | 0 | 0 | 0 | 0 | 0 | 0 | 0 | 0 | 0 | 0 | 0 | 0 | 0 | 0 | 0 | 0 | 0 | 0 | 0 | 0 | 0 | 0 | 0 | 0 | 0 | 0 | 0 | 0 | 0
SCE Partnership Roll-up E3 Calculator - With Carbon Adder | [17 empty] | System | #N/A | [21 empty] | 0 | 0 | 0 | 0 | 0 | 0 | 0 | 0 | 0 | 0 | 0 | 0 | 0 | 0 | 0 | 0 | 0 | 0 | 0 | 0 | 0 | 0 | 0 | 0 | 0 | 0 | 0 | 0 | 0
SCE Partnership Roll-up E3 Calculator - With Carbon Adder | [17 empty] | System | #N/A | [21 empty] | 0 | 0 | 0 | 0 | 0 | 0 | 0 | 0 | 0 | 0 | 0 | 0 | 0 | 0 | 0 | 0 | 0 | 0 | 0 | 0 | 0 | 0 | 0 | 0 | 0 | 0 | 0 | 0 | 0
SCE Partnership Roll-up E3 Calculator - With Carbon Adder | [17 empty] | System | #N/A | [21 empty] | 0 | 0 | 0 | 0 | 0 | 0 | 0 | 0 | 0 | 0 | 0 | 0 | 0 | 0 | 0 | 0 | 0 | 0 | 0 | 0 | 0 | 0 | 0 | 0 | 0 | 0 | 0 | 0 | 0
SCE Partnership Roll-up E3 Calculator - With Carbon Adder | [17 empty] | System | #N/A | [21 empty] | 0 | 0 | 0 | 0 | 0 | 0 | 0 | 0 | 0 | 0 | 0 | 0 | 0 | 0 | 0 | 0 | 0 | 0 | 0 | 0 | 0 | 0 | 0 | 0 | 0 | 0 | 0 | 0 | 0
SCE Partnership Roll-up E3 Calculator - With Carbon Adder | [17 empty] | System | #N/A | [21 empty] | 0 | 0 | 0 | 0 | 0 | 0 | 0 | 0 | 0 | 0 | 0 | 0 | 0 | 0 | 0 | 0 | 0 | 0 | 0 | 0 | 0 | 0 | 0 | 0 | 0 | 0 | 0 | 0 | 0
SCE Partnership Roll-up E3 Calculator - With Carbon Adder | [17 empty] | System | #N/A | [21 empty] | 0 | 0 | 0 | 0 | 0 | 0 | 0 | 0 | 0 | 0 | 0 | 0 | 0 | 0 | 0 | 0 | 0 | 0 | 0 | 0 | 0 | 0 | 0 | 0 | 0 | 0 | 0 | 0 | 0
SCE Partnership Roll-up E3 Calculator - With Carbon Adder | [17 empty] | System | #N/A | [21 empty] | 0 | 0 | 0 | 0 | 0 | 0 | 0 | 0 | 0 | 0 | 0 | 0 | 0 | 0 | 0 | 0 | 0 | 0 | 0 | 0 | 0 | 0 | 0 | 0 | 0 | 0 | 0 | 0 | 0
SCE Partnership Roll-up E3 Calculator - With Carbon Adder | [17 empty] | System | #N/A | [21 empty] | 0 | 0 | 0 | 0 | 0 | 0 | 0 | 0 | 0 | 0 | 0 | 0 | 0 | 0 | 0 | 0 | 0 | 0 | 0 | 0 | 0 | 0 | 0 | 0 | 0 | 0 | 0 | 0 | 0
SCE Partnership Roll-up E3 Calculator - With Carbon Adder | [17 empty] | System | #N/A | [21 empty] | 0 | 0 | 0 | 0 | 0 | 0 | 0 | 0 | 0 | 0 | 0 | 0 | 0 | 0 | 0 | 0 | 0 | 0 | 0 | 0 | 0 | 0 | 0 | 0 | 0 | 0 | 0 | 0 | 0
SCE Partnership Roll-up E3 Calculator - With Carbon Adder | [17 empty] | System | #N/A | [21 empty] | 0 | 0 | 0 | 0 | 0 | 0 | 0 | 0 | 0 | 0 | 0 | 0 | 0 | 0 | 0 | 0 | 0 | 0 | 0 | 0 | 0 | 0 | 0 | 0 | 0 | 0 | 0 | 0 | 0
SCE Partnership Roll-up E3 Calculator - With Carbon Adder | [17 empty] | System | #N/A | [21 empty] | 0 | 0 | 0 | 0 | 0 | 0 | 0 | 0 | 0 | 0 | 0 | 0 | 0 | 0 | 0 | 0 | 0 | 0 | 0 | 0 | 0 | 0 | 0 | 0 | 0 | 0 | 0 | 0 | 0
SCE Partnership Roll-up E3 Calculator - With Carbon Adder | [17 empty] | System | #N/A | [21 empty] | 0 | 0 | 0 | 0 | 0 | 0 | 0 | 0 | 0 | 0 | 0 | 0 | 0 | 0 | 0 | 0 | 0 | 0 | 0 | 0 | 0 | 0 | 0 | 0 | 0 | 0 | 0 | 0 | 0
SCE Partnership Roll-up E3 Calculator - With Carbon Adder | [17 empty] | System | #N/A | [21 empty] | 0 | 0 | 0 | 0 | 0 | 0 | 0 | 0 | 0 | 0 | 0 | 0 | 0 | 0 | 0 | 0 | 0 | 0 | 0 | 0 | 0 | 0 | 0 | 0 | 0 | 0 | 0 | 0 | 0
SCE Partnership Roll-up E3 Calculator - With Carbon Adder | [17 empty] | System | #N/A | [21 empty] | 0 | 0 | 0 | 0 | 0 | 0 | 0 | 0 | 0 | 0 | 0 | 0 | 0 | 0 | 0 | 0 | 0 | 0 | 0 | 0 | 0 | 0 | 0 | 0 | 0 | 0 | 0 | 0 | 0
SCE Partnership Roll-up E3 Calculator - With Carbon Adder | [17 empty] | System | #N/A | [21 empty] | 0 | 0 | 0 | 0 | 0 | 0 | 0 | 0 | 0 | 0 | 0 | 0 | 0 | 0 | 0 | 0 | 0 | 0 | 0 | 0 | 0 | 0 | 0 | 0 | 0 | 0 | 0 | 0 | 0
SCE Partnership Roll-up E3 Calculator - With Carbon Adder | [17 empty] | System | #N/A | [21 empty] | 0 | 0 | 0 | 0 | 0 | 0 | 0 | 0 | 0 | 0 | 0 | 0 | 0 | 0 | 0 | 0 | 0 | 0 | 0 | 0 | 0 | 0 | 0 | 0 | 0 | 0 | 0 | 0 | 0
SCE Partnership Roll-up E3 Calculator - With Carbon Adder | [17 empty] | System | #N/A | [21 empty] | 0 | 0 | 0 | 0 | 0 | 0 | 0 | 0 | 0 | 0 | 0 | 0 | 0 | 0 | 0 | 0 | 0 | 0 | 0 | 0 | 0 | 0 | 0 | 0 | 0 | 0 | 0 | 0 | 0
SCE Partnership Roll-up E3 Calculator - With Carbon Adder | [17 empty] | System | #N/A | [21 empty] | 0 | 0 | 0 | 0 | 0 | 0 | 0 | 0 | 0 | 0 | 0 | 0 | 0 | 0 | 0 | 0 | 0 | 0 | 0 | 0 | 0 | 0 | 0 | 0 | 0 | 0 | 0 | 0 | 0
SCE Partnership Roll-up E3 Calculator - With Carbon Adder | [17 empty] | System | #N/A | [21 empty] | 0 | 0 | 0 | 0 | 0 | 0 | 0 | 0 | 0 | 0 | 0 | 0 | 0 | 0 | 0 | 0 | 0 | 0 | 0 | 0 | 0 | 0 | 0 | 0 | 0 | 0 | 0 | 0 | 0
SCE Partnership Roll-up E3 Calculator - With Carbon Adder | [17 empty] | System | #N/A | [21 empty] | 0 | 0 | 0 | 0 | 0 | 0 | 0 | 0 | 0 | 0 | 0 | 0 | 0 | 0 | 0 | 0 | 0 | 0 | 0 | 0 | 0 | 0 | 0 | 0 | 0 | 0 | 0 | 0 | 0
SCE Partnership Roll-up E3 Calculator - With Carbon Adder | [17 empty] | System | #N/A | [21 empty] | 0 | 0 | 0 | 0 | 0 | 0 | 0 | 0 | 0 | 0 | 0 | 0 | 0 | 0 | 0 | 0 | 0 | 0 | 0 | 0 | 0 | 0 | 0 | 0 | 0 | 0 | 0 | 0 | 0
SCE Partnership Roll-up E3 Calculator - With Carbon Adder | [17 empty] | System | #N/A | [21 empty] | 0 | 0 | 0 | 0 | 0 | 0 | 0 | 0 | 0 | 0 | 0 | 0 | 0 | 0 | 0 | 0 | 0 | 0 | 0 | 0 | 0 | 0 | 0 | 0 | 0 | 0 | 0 | 0 | 0
SCE Partnership Roll-up E3 Calculator - With Carbon Adder | [17 empty] | System | #N/A | [21 empty] | 0 | 0 | 0 | 0 | 0 | 0 | 0 | 0 | 0 | 0 | 0 | 0 | 0 | 0 | 0 | 0 | 0 | 0 | 0 | 0 | 0 | 0 | 0 | 0 | 0 | 0 | 0 | 0 | 0
SCE Partnership Roll-up E3 Calculator - With Carbon Adder | [17 empty] | System | #N/A | [21 empty] | 0 | 0 | 0 | 0 | 0 | 0 | 0 | 0 | 0 | 0 | 0 | 0 | 0 | 0 | 0 | 0 | 0 | 0 | 0 | 0 | 0 | 0 | 0 | 0 | 0 | 0 | 0 | 0 | 0
SCE Partnership Roll-up E3 Calculator - With Carbon Adder | [17 empty] | System | #N/A | [21 empty] | 0 | 0 | 0 | 0 | 0 | 0 | 0 | 0 | 0 | 0 | 0 | 0 | 0 | 0 | 0 | 0 | 0 | 0 | 0 | 0 | 0 | 0 | 0 | 0 | 0 | 0 | 0 | 0 | 0
SCE Partnership Roll-up E3 Calculator - With Carbon Adder | [17 empty] | System | #N/A | [21 empty] | 0 | 0 | 0 | 0 | 0 | 0 | 0 | 0 | 0 | 0 | 0 | 0 | 0 | 0 | 0 | 0 | 0 | 0 | 0 | 0 | 0 | 0 | 0 | 0 | 0 | 0 | 0 | 0 | 0
SCE Partnership Roll-up E3 Calculator - With Carbon Adder | [17 empty] | System | #N/A | [21 empty] | 0 | 0 | 0 | 0 | 0 | 0 | 0 | 0 | 0 | 0 | 0 | 0 | 0 | 0 | 0 | 0 | 0 | 0 | 0 | 0 | 0 | 0 | 0 | 0 | 0 | 0 | 0 | 0 | 0
SCE Partnership Roll-up E3 Calculator - With Carbon Adder | [17 empty] | System | #N/A | [21 empty] | 0 | 0 | 0 | 0 | 0 | 0 | 0 | 0 | 0 | 0 | 0 | 0 | 0 | 0 | 0 | 0 | 0 | 0 | 0 | 0 | 0 | 0 | 0 | 0 | 0 | 0 | 0 | 0 | 0
SCE Partnership Roll-up E3 Calculator - With Carbon Adder | [17 empty] | System | #N/A | [21 empty] | 0 | 0 | 0 | 0 | 0 | 0 | 0 | 0 | 0 | 0 | 0 | 0 | 0 | 0 | 0 | 0 | 0 | 0 | 0 | 0 | 0 | 0 | 0 | 0 | 0 | 0 | 0 | 0 | 0
SCE Partnership Roll-up E3 Calculator - With Carbon Adder | [17 empty] | System | #N/A | [21 empty] | 0 | 0 | 0 | 0 | 0 | 0 | 0 | 0 | 0 | 0 | 0 | 0 | 0 | 0 | 0 | 0 | 0 | 0 | 0 | 0 | 0 | 0 | 0 | 0 | 0 | 0 | 0 | 0 | 0
SCE Partnership Roll-up E3 Calculator - With Carbon Adder | [17 empty] | System | #N/A | [21 empty] | 0 | 0 | 0 | 0 | 0 | 0 | 0 | 0 | 0 | 0 | 0 | 0 | 0 | 0 | 0 | 0 | 0 | 0 | 0 | 0 | 0 | 0 | 0 | 0 | 0 | 0 | 0 | 0 | 0
SCE Partnership Roll-up E3 Calculator - With Carbon Adder | [17 empty] | System | #N/A | [21 empty] | 0 | 0 | 0 | 0 | 0 | 0 | 0 | 0 | 0 | 0 | 0 | 0 | 0 | 0 | 0 | 0 | 0 | 0 | 0 | 0 | 0 | 0 | 0 | 0 | 0 | 0 | 0 | 0 | 0
SCE Partnership Roll-up E3 Calculator - With Carbon Adder | [17 empty] | System | #N/A | [21 empty] | 0 | 0 | 0 | 0 | 0 | 0 | 0 | 0 | 0 | 0 | 0 | 0 | 0 | 0 | 0 | 0 | 0 | 0 | 0 | 0 | 0 | 0 | 0 | 0 | 0 | 0 | 0 | 0 | 0
SCE Partnership Roll-up E3 Calculator - With Carbon Adder | [17 empty] | System | #N/A | [21 empty] | 0 | 0 | 0 | 0 | 0 | 0 | 0 | 0 | 0 | 0 | 0 | 0 | 0 | 0 | 0 | 0 | 0 | 0 | 0 | 0 | 0 | 0 | 0 | 0 | 0 | 0 | 0 | 0 | 0
SCE Partnership Roll-up E3 Calculator - With Carbon Adder | [17 empty] | System | #N/A | [21 empty] | 0 | 0 | 0 | 0 | 0 | 0 | 0 | 0 | 0 | 0 | 0 | 0 | 0 | 0 | 0 | 0 | 0 | 0 | 0 | 0 | 0 | 0 | 0 | 0 | 0 | 0 | 0 | 0 | 0
SCE Partnership Roll-up E3 Calculator - With Carbon Adder | [17 empty] | System | #N/A | [21 empty] | 0 | 0 | 0 | 0 | 0 | 0 | 0 | 0 | 0 | 0 | 0 | 0 | 0 | 0 | 0 | 0 | 0 | 0 | 0 | 0 | 0 | 0 | 0 | 0 | 0 | 0 | 0 | 0 | 0
SCE Partnership Roll-up E3 Calculator - With Carbon Adder | [17 empty] | System | #N/A | [21 empty] | 0 | 0 | 0 | 0 | 0 | 0 | 0 | 0 | 0 | 0 | 0 | 0 | 0 | 0 | 0 | 0 | 0 | 0 | 0 | 0 | 0 | 0 | 0 | 0 | 0 | 0 | 0 | 0 | 0
SCE Partnership Roll-up E3 Calculator - With Carbon Adder | [17 empty] | System | #N/A | [21 empty] | 0 | 0 | 0 | 0 | 0 | 0 | 0 | 0 | 0 | 0 | 0 | 0 | 0 | 0 | 0 | 0 | 0 | 0 | 0 | 0 | 0 | 0 | 0 | 0 | 0 | 0 | 0 | 0 | 0
SCE Partnership Roll-up E3 Calculator - With Carbon Adder | [17 empty] | System | #N/A | [21 empty] | 0 | 0 | 0 | 0 | 0 | 0 | 0 | 0 | 0 | 0 | 0 | 0 | 0 | 0 | 0 | 0 | 0 | 0 | 0 | 0 | 0 | 0 | 0 | 0 | 0 | 0 | 0 | 0 | 0
SCE Partnership Roll-up E3 Calculator - With Carbon Adder | [17 empty] | System | #N/A | [21 empty] | 0 | 0 | 0 | 0 | 0 | 0 | 0 | 0 | 0 | 0 | 0 | 0 | 0 | 0 | 0 | 0 | 0 | 0 | 0 | 0 | 0 | 0 | 0 | 0 | 0 | 0 | 0 | 0 | 0
SCE Partnership Roll-up E3 Calculator - With Carbon Adder | [17 empty] | System | #N/A | [21 empty] | 0 | 0 | 0 | 0 | 0 | 0 | 0 | 0 | 0 | 0 | 0 | 0 | 0 | 0 | 0 | 0 | 0 | 0 | 0 | 0 | 0 | 0 | 0 | 0 | 0 | 0 | 0 | 0 | 0
SCE Partnership Roll-up E3 Calculator - With Carbon Adder | [17 empty] | System | #N/A | [21 empty] | 0 | 0 | 0 | 0 | 0 | 0 | 0 | 0 | 0 | 0 | 0 | 0 | 0 | 0 | 0 | 0 | 0 | 0 | 0 | 0 | 0 | 0 | 0 | 0 | 0 | 0 | 0 | 0 | 0
SCE Partnership Roll-up E3 Calculator - With Carbon Adder | [17 empty] | System | #N/A | [21 empty] | 0 | 0 | 0 | 0 | 0 | 0 | 0 | 0 | 0 | 0 | 0 | 0 | 0 | 0 | 0 | 0 | 0 | 0 | 0 | 0 | 0 | 0 | 0 | 0 | 0 | 0 | 0 | 0 | 0
SCE Partnership Roll-up E3 Calculator - With Carbon Adder | [17 empty] | System | #N/A | [21 empty] | 0 | 0 | 0 | 0 | 0 | 0 | 0 | 0 | 0 | 0 | 0 | 0 | 0 | 0 | 0 | 0 | 0 | 0 | 0 | 0 | 0 | 0 | 0 | 0 | 0 | 0 | 0 | 0 | 0
SCE Partnership Roll-up E3 Calculator - With Carbon Adder | [17 empty] | System | #N/A | [21 empty] | 0 | 0 | 0 | 0 | 0 | 0 | 0 | 0 | 0 | 0 | 0 | 0 | 0 | 0 | 0 | 0 | 0 | 0 | 0 | 0 | 0 | 0 | 0 | 0 | 0 | 0 | 0 | 0 | 0
SCE Partnership Roll-up E3 Calculator - With Carbon Adder | [17 empty] | System | #N/A | [21 empty] | 0 | 0 | 0 | 0 | 0 | 0 | 0 | 0 | 0 | 0 | 0 | 0 | 0 | 0 | 0 | 0 | 0 | 0 | 0 | 0 | 0 | 0 | 0 | 0 | 0 | 0 | 0 | 0 | 0
SCE Partnership Roll-up E3 Calculator - With Carbon Adder | [17 empty] | System | #N/A | [21 empty] | 0 | 0 | 0 | 0 | 0 | 0 | 0 | 0 | 0 | 0 | 0 | 0 | 0 | 0 | 0 | 0 | 0 | 0 | 0 | 0 | 0 | 0 | 0 | 0 | 0 | 0 | 0 | 0 | 0
SCE Partnership Roll-up E3 Calculator - With Carbon Adder | [17 empty] | System | #N/A | [21 empty] | 0 | 0 | 0 | 0 | 0 | 0 | 0 | 0 | 0 | 0 | 0 | 0 | 0 | 0 | 0 | 0 | 0 | 0 | 0 | 0 | 0 | 0 | 0 | 0 | 0 | 0 | 0 | 0 | 0
SCE Partnership Roll-up E3 Calculator - With Carbon Adder | [17 empty] | System | #N/A | [21 empty] | 0 | 0 | 0 | 0 | 0 | 0 | 0 | 0 | 0 | 0 | 0 | 0 | 0 | 0 | 0 | 0 | 0 | 0 | 0 | 0 | 0 | 0 | 0 | 0 | 0 | 0 | 0 | 0 | 0
SCE Partnership Roll-up E3 Calculator - With Carbon Adder | [17 empty] | System | #N/A | [21 empty] | 0 | 0 | 0 | 0 | 0 | 0 | 0 | 0 | 0 | 0 | 0 | 0 | 0 | 0 | 0 | 0 | 0 | 0 | 0 | 0 | 0 | 0 | 0 | 0 | 0 | 0 | 0 | 0 | 0
SCE Partnership Roll-up E3 Calculator - With Carbon Adder | [17 empty] | System | #N/A | [21 empty] | 0 | 0 | 0 | 0 | 0 | 0 | 0 | 0 | 0 | 0 | 0 | 0 | 0 | 0 | 0 | 0 | 0 | 0 | 0 | 0 | 0 | 0 | 0 | 0 | 0 | 0 | 0 | 0 | 0
SCE Partnership Roll-up E3 Calculator - With Carbon Adder | [17 empty] | System | #N/A | [21 empty] | 0 | 0 | 0 | 0 | 0 | 0 | 0 | 0 | 0 | 0 | 0 | 0 | 0 | 0 | 0 | 0 | 0 | 0 | 0 | 0 | 0 | 0 | 0 | 0 | 0 | 0 | 0 | 0 | 0
SCE Partnership Roll-up E3 Calculator - With Carbon Adder | [17 empty] | System | #N/A | [21 empty] | 0 | 0 | 0 | 0 | 0 | 0 | 0 | 0 | 0 | 0 | 0 | 0 | 0 | 0 | 0 | 0 | 0 | 0 | 0 | 0 | 0 | 0 | 0 | 0 | 0 | 0 | 0 | 0 | 0
SCE Partnership Roll-up E3 Calculator - With Carbon Adder | [17 empty] | System | #N/A | [21 empty] | 0 | 0 | 0 | 0 | 0 | 0 | 0 | 0 | 0 | 0 | 0 | 0 | 0 | 0 | 0 | 0 | 0 | 0 | 0 | 0 | 0 | 0 | 0 | 0 | 0 | 0 | 0 | 0 | 0
SCE Partnership Roll-up E3 Calculator - With Carbon Adder | [17 empty] | System | #N/A | [21 empty] | 0 | 0 | 0 | 0 | 0 | 0 | 0 | 0 | 0 | 0 | 0 | 0 | 0 | 0 | 0 | 0 | 0 | 0 | 0 | 0 | 0 | 0 | 0 | 0 | 0 | 0 | 0 | 0 | 0
SCE Partnership Roll-up E3 Calculator - With Carbon Adder | [17 empty] | System | #N/A | [21 empty] | 0 | 0 | 0 | 0 | 0 | 0 | 0 | 0 | 0 | 0 | 0 | 0 | 0 | 0 | 0 | 0 | 0 | 0 | 0 | 0 | 0 | 0 | 0 | 0 | 0 | 0 | 0 | 0 | 0
SCE Partnership Roll-up E3 Calculator - With Carbon Adder | [17 empty] | System | #N/A | [21 empty] | 0 | 0 | 0 | 0 | 0 | 0 | 0 | 0 | 0 | 0 | 0 | 0 | 0 | 0 | 0 | 0 | 0 | 0 | 0 | 0 | 0 | 0 | 0 | 0 | 0 | 0 | 0 | 0 | 0
SCE Partnership Roll-up E3 Calculator - With Carbon Adder | [17 empty] | System | #N/A | [21 empty] | 0 | 0 | 0 | 0 | 0 | 0 | 0 | 0 | 0 | 0 | 0 | 0 | 0 | 0 | 0 | 0 | 0 | 0 | 0 | 0 | 0 | 0 | 0 | 0 | 0 | 0 | 0 | 0 | 0
SCE Partnership Roll-up E3 Calculator - With Carbon Adder | [17 empty] | System | #N/A | [21 empty] | 0 | 0 | 0 | 0 | 0 | 0 | 0 | 0 | 0 | 0 | 0 | 0 | 0 | 0 | 0 | 0 | 0 | 0 | 0 | 0 | 0 | 0 | 0 | 0 | 0 | 0 | 0 | 0 | 0
SCE Partnership Roll-up E3 Calculator - With Carbon Adder | [17 empty] | System | #N/A | [21 empty] | 0 | 0 | 0 | 0 | 0 | 0 | 0 | 0 | 0 | 0 | 0 | 0 | 0 | 0 | 0 | 0 | 0 | 0 | 0 | 0 | 0 | 0 | 0 | 0 | 0 | 0 | 0 | 0 | 0
SCE Partnership Roll-up E3 Calculator - With Carbon Adder | [17 empty] | System | #N/A | [21 empty] | 0 | 0 | 0 | 0 | 0 | 0 | 0 | 0 | 0 | 0 | 0 | 0 | 0 | 0 | 0 | 0 | 0 | 0 | 0 | 0 | 0 | 0 | 0 | 0 | 0 | 0 | 0 | 0 | 0
SCE Partnership Roll-up E3 Calculator - With Carbon Adder | [17 empty] | System | #N/A | [21 empty] | 0 | 0 | 0 | 0 | 0 | 0 | 0 | 0 | 0 | 0 | 0 | 0 | 0 | 0 | 0 | 0 | 0 | 0 | 0 | 0 | 0 | 0 | 0 | 0 | 0 | 0 | 0 | 0 | 0
SCE Partnership Roll-up E3 Calculator - With Carbon Adder | [17 empty] | System | #N/A | [21 empty] | 0 | 0 | 0 | 0 | 0 | 0 | 0 | 0 | 0 | 0 | 0 | 0 | 0 | 0 | 0 | 0 | 0 | 0 | 0 | 0 | 0 | 0 | 0 | 0 | 0 | 0 | 0 | 0 | 0
SCE Partnership Roll-up E3 Calculator - With Carbon Adder | [17 empty] | System | #N/A | [21 empty] | 0 | 0 | 0 | 0 | 0 | 0 | 0 | 0 | 0 | 0 | 0 | 0 | 0 | 0 | 0 | 0 | 0 | 0 | 0 | 0 | 0 | 0 | 0 | 0 | 0 | 0 | 0 | 0 | 0
SCE Partnership Roll-up E3 Calculator - With Carbon Adder | [17 empty] | System | #N/A | [21 empty] | 0 | 0 | 0 | 0 | 0 | 0 | 0 | 0 | 0 | 0 | 0 | 0 | 0 | 0 | 0 | 0 | 0 | 0 | 0 | 0 | 0 | 0 | 0 | 0 | 0 | 0 | 0 | 0 | 0
SCE Partnership Roll-up E3 Calculator - With Carbon Adder | [17 empty] | System | #N/A | [21 empty] | 0 | 0 | 0 | 0 | 0 | 0 | 0 | 0 | 0 | 0 | 0 | 0 | 0 | 0 | 0 | 0 | 0 | 0 | 0 | 0 | 0 | 0 | 0 | 0 | 0 | 0 | 0 | 0 | 0
SCE Partnership Roll-up E3 Calculator - With Carbon Adder | [17 empty] | System | #N/A | [21 empty] | 0 | 0 | 0 | 0 | 0 | 0 | 0 | 0 | 0 | 0 | 0 | 0 | 0 | 0 | 0 | 0 | 0 | 0 | 0 | 0 | 0 | 0 | 0 | 0 | 0 | 0 | 0 | 0 | 0
SCE Partnership Roll-up E3 Calculator - With Carbon Adder | [17 empty] | System | #N/A | [21 empty] | 0 | 0 | 0 | 0 | 0 | 0 | 0 | 0 | 0 | 0 | 0 | 0 | 0 | 0 | 0 | 0 | 0 | 0 | 0 | 0 | 0 | 0 | 0 | 0 | 0 | 0 | 0 | 0 | 0
SCE Partnership Roll-up E3 Calculator - With Carbon Adder | [17 empty] | System | #N/A | [21 empty] | 0 | 0 | 0 | 0 | 0 | 0 | 0 | 0 | 0 | 0 | 0 | 0 | 0 | 0 | 0 | 0 | 0 | 0 | 0 | 0 | 0 | 0 | 0 | 0 | 0 | 0 | 0 | 0 | 0
SCE Partnership Roll-up E3 Calculator - With Carbon Adder | [17 empty] | System | #N/A | [21 empty] | 0 | 0 | 0 | 0 | 0 | 0 | 0 | 0 | 0 | 0 | 0 | 0 | 0 | 0 | 0 | 0 | 0 | 0 | 0 | 0 | 0 | 0 | 0 | 0 | 0 | 0 | 0 | 0 | 0
SCE Partnership Roll-up E3 Calculator - With Carbon Adder | [17 empty] | System | #N/A | [21 empty] | 0 | 0 | 0 | 0 | 0 | 0 | 0 | 0 | 0 | 0 | 0 | 0 | 0 | 0 | 0 | 0 | 0 | 0 | 0 | 0 | 0 | 0 | 0 | 0 | 0 | 0 | 0 | 0 | 0
SCE Partnership Roll-up E3 Calculator - With Carbon Adder | [17 empty] | System | #N/A | [21 empty] | 0 | 0 | 0 | 0 | 0 | 0 | 0 | 0 | 0 | 0 | 0 | 0 | 0 | 0 | 0 | 0 | 0 | 0 | 0 | 0 | 0 | 0 | 0 | 0 | 0 | 0 | 0 | 0 | 0
SCE Partnership Roll-up E3 Calculator - With Carbon Adder | [17 empty] | System | #N/A | [21 empty] | 0 | 0 | 0 | 0 | 0 | 0 | 0 | 0 | 0 | 0 | 0 | 0 | 0 | 0 | 0 | 0 | 0 | 0 | 0 | 0 | 0 | 0 | 0 | 0 | 0 | 0 | 0 | 0 | 0
SCE Partnership Roll-up E3 Calculator - With Carbon Adder | [17 empty] | System | #N/A | [21 empty] | 0 | 0 | 0 | 0 | 0 | 0 | 0 | 0 | 0 | 0 | 0 | 0 | 0 | 0 | 0 | 0 | 0 | 0 | 0 | 0 | 0 | 0 | 0 | 0 | 0 | 0 | 0 | 0 | 0
SCE Partnership Roll-up E3 Calculator - With Carbon Adder | [17 empty] | System | #N/A | [21 empty] | 0 | 0 | 0 | 0 | 0 | 0 | 0 | 0 | 0 | 0 | 0 | 0 | 0 | 0 | 0 | 0 | 0 | 0 | 0 | 0 | 0 | 0 | 0 | 0 | 0 | 0 | 0 | 0 | 0
SCE Partnership Roll-up E3 Calculator - With Carbon Adder | [17 empty] | System | #N/A | [21 empty] | 0 | 0 | 0 | 0 | 0 | 0 | 0 | 0 | 0 | 0 | 0 | 0 | 0 | 0 | 0 | 0 | 0 | 0 | 0 | 0 | 0 | 0 | 0 | 0 | 0 | 0 | 0 | 0 | 0
SCE Partnership Roll-up E3 Calculator - With Carbon Adder | [17 empty] | System | #N/A | [21 empty] | 0 | 0 | 0 | 0 | 0 | 0 | 0 | 0 | 0 | 0 | 0 | 0 | 0 | 0 | 0 | 0 | 0 | 0 | 0 | 0 | 0 | 0 | 0 | 0 | 0 | 0 | 0 | 0 | 0
SCE Partnership Roll-up E3 Calculator - With Carbon Adder | [17 empty] | System | #N/A | [21 empty] | 0 | 0 | 0 | 0 | 0 | 0 | 0 | 0 | 0 | 0 | 0 | 0 | 0 | 0 | 0 | 0 | 0 | 0 | 0 | 0 | 0 | 0 | 0 | 0 | 0 | 0 | 0 | 0 | 0
SCE Partnership Roll-up E3 Calculator - With Carbon Adder | [17 empty] | System | #N/A | [21 empty] | 0 | 0 | 0 | 0 | 0 | 0 | 0 | 0 | 0 | 0 | 0 | 0 | 0 | 0 | 0 | 0 | 0 | 0 | 0 | 0 | 0 | 0 | 0 | 0 | 0 | 0 | 0 | 0 | 0
SCE Partnership Roll-up E3 Calculator - With Carbon Adder | [17 empty] | System | #N/A | [21 empty] | 0 | 0 | 0 | 0 | 0 | 0 | 0 | 0 | 0 | 0 | 0 | 0 | 0 | 0 | 0 | 0 | 0 | 0 | 0 | 0 | 0 | 0 | 0 | 0 | 0 | 0 | 0 | 0 | 0
SCE Partnership Roll-up E3 Calculator - With Carbon Adder | [17 empty] | System | #N/A | [21 empty] | 0 | 0 | 0 | 0 | 0 | 0 | 0 | 0 | 0 | 0 | 0 | 0 | 0 | 0 | 0 | 0 | 0 | 0 | 0 | 0 | 0 | 0 | 0 | 0 | 0 | 0 | 0 | 0 | 0
SCE Partnership Roll-up E3 Calculator - With Carbon Adder | [17 empty] | System | #N/A | [21 empty] | 0 | 0 | 0 | 0 | 0 | 0 | 0 | 0 | 0 | 0 | 0 | 0 | 0 | 0 | 0 | 0 | 0 | 0 | 0 | 0 | 0 | 0 | 0 | 0 | 0 | 0 | 0 | 0 | 0
SCE Partnership Roll-up E3 Calculator - With Carbon Adder | [17 empty] | System | #N/A | [21 empty] | 0 | 0 | 0 | 0 | 0 | 0 | 0 | 0 | 0 | 0 | 0 | 0 | 0 | 0 | 0 | 0 | 0 | 0 | 0 | 0 | 0 | 0 | 0 | 0 | 0 | 0 | 0 | 0 | 0
SCE Partnership Roll-up E3 Calculator - With Carbon Adder | [17 empty] | System | #N/A | [21 empty] | 0 | 0 | 0 | 0 | 0 | 0 | 0 | 0 | 0 | 0 | 0 | 0 | 0 | 0 | 0 | 0 | 0 | 0 | 0 | 0 | 0 | 0 | 0 | 0 | 0 | 0 | 0 | 0 | 0
SCE Partnership Roll-up E3 Calculator - With Carbon Adder | [17 empty] | System | #N/A | [21 empty] | 0 | 0 | 0 | 0 | 0 | 0 | 0 | 0 | 0 | 0 | 0 | 0 | 0 | 0 | 0 | 0 | 0 | 0 | 0 | 0 | 0 | 0 | 0 | 0 | 0 | 0 | 0 | 0 | 0
SCE Partnership Roll-up E3 Calculator - With Carbon Adder | [17 empty] | System | #N/A | [21 empty] | 0 | 0 | 0 | 0 | 0 | 0 | 0 | 0 | 0 | 0 | 0 | 0 | 0 | 0 | 0 | 0 | 0 | 0 | 0 | 0 | 0 | 0 | 0 | 0 | 0 | 0 | 0 | 0 | 0
SCE Partnership Roll-up E3 Calculator - With Carbon Adder | [17 empty] | System | #N/A | [21 empty] | 0 | 0 | 0 | 0 | 0 | 0 | 0 | 0 | 0 | 0 | 0 | 0 | 0 | 0 | 0 | 0 | 0 | 0 | 0 | 0 | 0 | 0 | 0 | 0 | 0 | 0 | 0 | 0 | 0
SCE Partnership Roll-up E3 Calculator - With Carbon Adder | [17 empty] | System | #N/A | [21 empty] | 0 | 0 | 0 | 0 | 0 | 0 | 0 | 0 | 0 | 0 | 0 | 0 | 0 | 0 | 0 | 0 | 0 | 0 | 0 | 0 | 0 | 0 | 0 | 0 | 0 | 0 | 0 | 0 | 0
SCE Partnership Roll-up E3 Calculator - With Carbon Adder | [17 empty] | System | #N/A | [21 empty] | 0 | 0 | 0 | 0 | 0 | 0 | 0 | 0 | 0 | 0 | 0 | 0 | 0 | 0 | 0 | 0 | 0 | 0 | 0 | 0 | 0 | 0 | 0 | 0 | 0 | 0 | 0 | 0 | 0
SCE Partnership Roll-up E3 Calculator - With Carbon Adder | [17 empty] | System | #N/A | [21 empty] | 0 | 0 | 0 | 0 | 0 | 0 | 0 | 0 | 0 | 0 | 0 | 0 | 0 | 0 | 0 | 0 | 0 | 0 | 0 | 0 | 0 | 0 | 0 | 0 | 0 | 0 | 0 | 0 | 0
SCE Partnership Roll-up E3 Calculator - With Carbon Adder | [17 empty] | System | #N/A | [21 empty] | 0 | 0 | 0 | 0 | 0 | 0 | 0 | 0 | 0 | 0 | 0 | 0 | 0 | 0 | 0 | 0 | 0 | 0 | 0 | 0 | 0 | 0 | 0 | 0 | 0 | 0 | 0 | 0 | 0
SCE Partnership Roll-up E3 Calculator - With Carbon Adder | [17 empty] | System | #N/A | [21 empty] | 0 | 0 | 0 | 0 | 0 | 0 | 0 | 0 | 0 | 0 | 0 | 0 | 0 | 0 | 0 | 0 | 0 | 0 | 0 | 0 | 0 | 0 | 0 | 0 | 0 | 0 | 0 | 0 | 0
SCE Partnership Roll-up E3 Calculator - With Carbon Adder | [17 empty] | System | #N/A | [21 empty] | 0 | 0 | 0 | 0 | 0 | 0 | 0 | 0 | 0 | 0 | 0 | 0 | 0 | 0 | 0 | 0 | 0 | 0 | 0 | 0 | 0 | 0 | 0 | 0 | 0 | 0 | 0 | 0 | 0
SCE Partnership Roll-up E3 Calculator - With Carbon Adder | [17 empty] | System | #N/A | [21 empty] | 0 | 0 | 0 | 0 | 0 | 0 | 0 | 0 | 0 | 0 | 0 | 0 | 0 | 0 | 0 | 0 | 0 | 0 | 0 | 0 | 0 | 0 | 0 | 0 | 0 | 0 | 0 | 0 | 0
SCE Partnership Roll-up E3 Calculator - With Carbon Adder | [17 empty] | System | #N/A | [21 empty] | 0 | 0 | 0 | 0 | 0 | 0 | 0 | 0 | 0 | 0 | 0 | 0 | 0 | 0 | 0 | 0 | 0 | 0 | 0 | 0 | 0 | 0 | 0 | 0 | 0 | 0 | 0 | 0 | 0
SCE Partnership Roll-up E3 Calculator - With Carbon Adder | [17 empty] | System | #N/A | [21 empty] | 0 | 0 | 0 | 0 | 0 | 0 | 0 | 0 | 0 | 0 | 0 | 0 | 0 | 0 | 0 | 0 | 0 | 0 | 0 | 0 | 0 | 0 | 0 | 0 | 0 | 0 | 0 | 0 | 0
SCE Partnership Roll-up E3 Calculator - With Carbon Adder | [17 empty] | System | #N/A | [21 empty] | 0 | 0 | 0 | 0 | 0 | 0 | 0 | 0 | 0 | 0 | 0 | 0 | 0 | 0 | 0 | 0 | 0 | 0 | 0 | 0 | 0 | 0 | 0 | 0 | 0 | 0 | 0 | 0 | 0
SCE Partnership Roll-up E3 Calculator - With Carbon Adder | [17 empty] | System | #N/A | [21 empty] | 0 | 0 | 0 | 0 | 0 | 0 | 0 | 0 | 0 | 0 | 0 | 0 | 0 | 0 | 0 | 0 | 0 | 0 | 0 | 0 | 0 | 0 | 0 | 0 | 0 | 0 | 0 | 0 | 0
SCE Partnership Roll-up E3 Calculator - With Carbon Adder | [17 empty] | System | #N/A | [21 empty] | 0 | 0 | 0 | 0 | 0 | 0 | 0 | 0 | 0 | 0 | 0 | 0 | 0 | 0 | 0 | 0 | 0 | 0 | 0 | 0 | 0 | 0 | 0 | 0 | 0 | 0 | 0 | 0 | 0
SCE Partnership Roll-up E3 Calculator - With Carbon Adder | [17 empty] | System | #N/A | [21 empty] | 0 | 0 | 0 | 0 | 0 | 0 | 0 | 0 | 0 | 0 | 0 | 0 | 0 | 0 | 0 | 0 | 0 | 0 | 0 | 0 | 0 | 0 | 0 | 0 | 0 | 0 | 0 | 0 | 0
SCE Partnership Roll-up E3 Calculator - With Carbon Adder | [17 empty] | System | #N/A | [21 empty] | 0 | 0 | 0 | 0 | 0 | 0 | 0 | 0 | 0 | 0 | 0 | 0 | 0 | 0 | 0 | 0 | 0 | 0 | 0 | 0 | 0 | 0 | 0 | 0 | 0 | 0 | 0 | 0 | 0
SCE Partnership Roll-up E3 Calculator - With Carbon Adder | [17 empty] | System | #N/A | [21 empty] | 0 | 0 | 0 | 0 | 0 | 0 | 0 | 0 | 0 | 0 | 0 | 0 | 0 | 0 | 0 | 0 | 0 | 0 | 0 | 0 | 0 | 0 | 0 | 0 | 0 | 0 | 0 | 0 | 0
SCE Partnership Roll-up E3 Calculator - With Carbon Adder | [17 empty] | System | #N/A | [21 empty] | 0 | 0 | 0 | 0 | 0 | 0 | 0 | 0 | 0 | 0 | 0 | 0 | 0 | 0 | 0 | 0 | 0 | 0 | 0 | 0 | 0 | 0 | 0 | 0 | 0 | 0 | 0 | 0 | 0
SCE Partnership Roll-up E3 Calculator - With Carbon Adder | [17 empty] | System | #N/A | [21 empty] | 0 | 0 | 0 | 0 | 0 | 0 | 0 | 0 | 0 | 0 | 0 | 0 | 0 | 0 | 0 | 0 | 0 | 0 | 0 | 0 | 0 | 0 | 0 | 0 | 0 | 0 | 0 | 0 | 0
SCE Partnership Roll-up E3 Calculator - With Carbon Adder | [17 empty] | System | #N/A | [21 empty] | 0 | 0 | 0 | 0 | 0 | 0 | 0 | 0 | 0 | 0 | 0 | 0 | 0 | 0 | 0 | 0 | 0 | 0 | 0 | 0 | 0 | 0 | 0 | 0 | 0 | 0 | 0 | 0 | 0
SCE Partnership Roll-up E3 Calculator - With Carbon Adder | [17 empty] | System | #N/A | [21 empty] | 0 | 0 | 0 | 0 | 0 | 0 | 0 | 0 | 0 | 0 | 0 | 0 | 0 | 0 | 0 | 0 | 0 | 0 | 0 | 0 | 0 | 0 | 0 | 0 | 0 | 0 | 0 | 0 | 0
SCE Partnership Roll-up E3 Calculator - With Carbon Adder | [17 empty] | System | #N/A | [21 empty] | 0 | 0 | 0 | 0 | 0 | 0 | 0 | 0 | 0 | 0 | 0 | 0 | 0 | 0 | 0 | 0 | 0 | 0 | 0 | 0 | 0 | 0 | 0 | 0 | 0 | 0 | 0 | 0 | 0
SCE Partnership Roll-up E3 Calculator - With Carbon Adder | [17 empty] | System | #N/A | [21 empty] | 0 | 0 | 0 | 0 | 0 | 0 | 0 | 0 | 0 | 0 | 0 | 0 | 0 | 0 | 0 | 0 | 0 | 0 | 0 | 0 | 0 | 0 | 0 | 0 | 0 | 0 | 0 | 0 | 0
SCE Partnership Roll-up E3 Calculator - With Carbon Adder | [17 empty] | System | #N/A | [21 empty] | 0 | 0 | 0 | 0 | 0 | 0 | 0 | 0 | 0 | 0 | 0 | 0 | 0 | 0 | 0 | 0 | 0 | 0 | 0 | 0 | 0 | 0 | 0 | 0 | 0 | 0 | 0 | 0 | 0
SCE Partnership Roll-up E3 Calculator - With Carbon Adder | [17 empty] | System | #N/A | [21 empty] | 0 | 0 | 0 | 0 | 0 | 0 | 0 | 0 | 0 | 0 | 0 | 0 | 0 | 0 | 0 | 0 | 0 | 0 | 0 | 0 | 0 | 0 | 0 | 0 | 0 | 0 | 0 | 0 | 0
SCE Partnership Roll-up E3 Calculator - With Carbon Adder | [17 empty] | System | #N/A | [21 empty] | 0 | 0 | 0 | 0 | 0 | 0 | 0 | 0 | 0 | 0 | 0 | 0 | 0 | 0 | 0 | 0 | 0 | 0 | 0 | 0 | 0 | 0 | 0 | 0 | 0 | 0 | 0 | 0 | 0
SCE Partnership Roll-up E3 Calculator - With Carbon Adder | [17 empty] | System | #N/A | [21 empty] | 0 | 0 | 0 | 0 | 0 | 0 | 0 | 0 | 0 | 0 | 0 | 0 | 0 | 0 | 0 | 0 | 0 | 0 | 0 | 0 | 0 | 0 | 0 | 0 | 0 | 0 | 0 | 0 | 0
SCE Partnership Roll-up E3 Calculator - With Carbon Adder | [17 empty] | System | #N/A | [21 empty] | 0 | 0 | 0 | 0 | 0 | 0 | 0 | 0 | 0 | 0 | 0 | 0 | 0 | 0 | 0 | 0 | 0 | 0 | 0 | 0 | 0 | 0 | 0 | 0 | 0 | 0 | 0 | 0 | 0
SCE Partnership Roll-up E3 Calculator - With Carbon Adder | [17 empty] | System | #N/A | [21 empty] | 0 | 0 | 0 | 0 | 0 | 0 | 0 | 0 | 0 | 0 | 0 | 0 | 0 | 0 | 0 | 0 | 0 | 0 | 0 | 0 | 0 | 0 | 0 | 0 | 0 | 0 | 0 | 0 | 0
SCE Partnership Roll-up E3 Calculator - With Carbon Adder | [17 empty] | System | #N/A | [21 empty] | 0 | 0 | 0 | 0 | 0 | 0 | 0 | 0 | 0 | 0 | 0 | 0 | 0 | 0 | 0 | 0 | 0 | 0 | 0 | 0 | 0 | 0 | 0 | 0 | 0 | 0 | 0 | 0 | 0
SCE Partnership Roll-up E3 Calculator - With Carbon Adder | [17 empty] | System | #N/A | [21 empty] | 0 | 0 | 0 | 0 | 0 | 0 | 0 | 0 | 0 | 0 | 0 | 0 | 0 | 0 | 0 | 0 | 0 | 0 | 0 | 0 | 0 | 0 | 0 | 0 | 0 | 0 | 0 | 0 | 0
SCE Partnership Roll-up E3 Calculator - With Carbon Adder | [17 empty] | System | #N/A | [21 empty] | 0 | 0 | 0 | 0 | 0 | 0 | 0 | 0 | 0 | 0 | 0 | 0 | 0 | 0 | 0 | 0 | 0 | 0 | 0 | 0 | 0 | 0 | 0 | 0 | 0 | 0 | 0 | 0 | 0
SCE Partnership Roll-up E3 Calculator - With Carbon Adder | [17 empty] | System | #N/A | [21 empty] | 0 | 0 | 0 | 0 | 0 | 0 | 0 | 0 | 0 | 0 | 0 | 0 | 0 | 0 | 0 | 0 | 0 | 0 | 0 | 0 | 0 | 0 | 0 | 0 | 0 | 0 | 0 | 0 | 0
SCE Partnership Roll-up E3 Calculator - With Carbon Adder | [17 empty] | System | #N/A | [21 empty] | 0 | 0 | 0 | 0 | 0 | 0 | 0 | 0 | 0 | 0 | 0 | 0 | 0 | 0 | 0 | 0 | 0 | 0 | 0 | 0 | 0 | 0 | 0 | 0 | 0 | 0 | 0 | 0 | 0
SCE Partnership Roll-up E3 Calculator - With Carbon Adder | [17 empty] | System | #N/A | [21 empty] | 0 | 0 | 0 | 0 | 0 | 0 | 0 | 0 | 0 | 0 | 0 | 0 | 0 | 0 | 0 | 0 | 0 | 0 | 0 | 0 | 0 | 0 | 0 | 0 | 0 | 0 | 0 | 0 | 0
SCE Partnership Roll-up E3 Calculator - With Carbon Adder | [17 empty] | System | #N/A | [21 empty] | 0 | 0 | 0 | 0 | 0 | 0 | 0 | 0 | 0 | 0 | 0 | 0 | 0 | 0 | 0 | 0 | 0 | 0 | 0 | 0 | 0 | 0 | 0 | 0 | 0 | 0 | 0 | 0 | 0
SCE Partnership Roll-up E3 Calculator - With Carbon Adder | [17 empty] | System | #N/A | [21 empty] | 0 | 0 | 0 | 0 | 0 | 0 | 0 | 0 | 0 | 0 | 0 | 0 | 0 | 0 | 0 | 0 | 0 | 0 | 0 | 0 | 0 | 0 | 0 | 0 | 0 | 0 | 0 | 0 | 0
SCE Partnership Roll-up E3 Calculator - With Carbon Adder | [17 empty] | System | #N/A | [21 empty] | 0 | 0 | 0 | 0 | 0 | 0 | 0 | 0 | 0 | 0 | 0 | 0 | 0 | 0 | 0 | 0 | 0 | 0 | 0 | 0 | 0 | 0 | 0 | 0 | 0 | 0 | 0 | 0 | 0
SCE Partnership Roll-up E3 Calculator - With Carbon Adder | [17 empty] | System | #N/A | [21 empty] | 0 | 0 | 0 | 0 | 0 | 0 | 0 | 0 | 0 | 0 | 0 | 0 | 0 | 0 | 0 | 0 | 0 | 0 | 0 | 0 | 0 | 0 | 0 | 0 | 0 | 0 | 0 | 0 | 0
SCE Partnership Roll-up E3 Calculator - With Carbon Adder | [17 empty] | System | #N/A | [21 empty] | 0 | 0 | 0 | 0 | 0 | 0 | 0 | 0 | 0 | 0 | 0 | 0 | 0 | 0 | 0 | 0 | 0 | 0 | 0 | 0 | 0 | 0 | 0 | 0 | 0 | 0 | 0 | 0 | 0
SCE Partnership Roll-up E3 Calculator - With Carbon Adder | [17 empty] | System | #N/A | [21 empty] | 0 | 0 | 0 | 0 | 0 | 0 | 0 | 0 | 0 | 0 | 0 | 0 | 0 | 0 | 0 | 0 | 0 | 0 | 0 | 0 | 0 | 0 | 0 | 0 | 0 | 0 | 0 | 0 | 0
SCE Partnership Roll-up E3 Calculator - With Carbon Adder | [17 empty] | System | #N/A | [21 empty] | 0 | 0 | 0 | 0 | 0 | 0 | 0 | 0 | 0 | 0 | 0 | 0 | 0 | 0 | 0 | 0 | 0 | 0 | 0 | 0 | 0 | 0 | 0 | 0 | 0 | 0 | 0 | 0 | 0
SCE Partnership Roll-up E3 Calculator - With Carbon Adder | [17 empty] | System | #N/A | [21 empty] | 0 | 0 | 0 | 0 | 0 | 0 | 0 | 0 | 0 | 0 | 0 | 0 | 0 | 0 | 0 | 0 | 0 | 0 | 0 | 0 | 0 | 0 | 0 | 0 | 0 | 0 | 0 | 0 | 0
SCE Partnership Roll-up E3 Calculator - With Carbon Adder | [17 empty] | System | #N/A | [21 empty] | 0 | 0 | 0 | 0 | 0 | 0 | 0 | 0 | 0 | 0 | 0 | 0 | 0 | 0 | 0 | 0 | 0 | 0 | 0 | 0 | 0 | 0 | 0 | 0 | 0 | 0 | 0 | 0 | 0
SCE Partnership Roll-up E3 Calculator - With Carbon Adder | [17 empty] | System | #N/A | [21 empty] | 0 | 0 | 0 | 0 | 0 | 0 | 0 | 0 | 0 | 0 | 0 | 0 | 0 | 0 | 0 | 0 | 0 | 0 | 0 | 0 | 0 | 0 | 0 | 0 | 0 | 0 | 0 | 0 | 0
SCE Partnership Roll-up E3 Calculator - With Carbon Adder | [17 empty] | System | #N/A | [21 empty] | 0 | 0 | 0 | 0 | 0 | 0 | 0 | 0 | 0 | 0 | 0 | 0 | 0 | 0 | 0 | 0 | 0 | 0 | 0 | 0 | 0 | 0 | 0 | 0 | 0 | 0 | 0 | 0 | 0
SCE Partnership Roll-up E3 Calculator - With Carbon Adder | [17 empty] | System | #N/A | [21 empty] | 0 | 0 | 0 | 0 | 0 | 0 | 0 | 0 | 0 | 0 | 0 | 0 | 0 | 0 | 0 | 0 | 0 | 0 | 0 | 0 | 0 | 0 | 0 | 0 | 0 | 0 | 0 | 0 | 0
SCE Partnership Roll-up E3 Calculator - With Carbon Adder | [17 empty] | System | #N/A | [21 empty] | 0 | 0 | 0 | 0 | 0 | 0 | 0 | 0 | 0 | 0 | 0 | 0 | 0 | 0 | 0 | 0 | 0 | 0 | 0 | 0 | 0 | 0 | 0 | 0 | 0 | 0 | 0 | 0 | 0
SCE Partnership Roll-up E3 Calculator - With Carbon Adder | [17 empty] | System | #N/A | [21 empty] | 0 | 0 | 0 | 0 | 0 | 0 | 0 | 0 | 0 | 0 | 0 | 0 | 0 | 0 | 0 | 0 | 0 | 0 | 0 | 0 | 0 | 0 | 0 | 0 | 0 | 0 | 0 | 0 | 0
SCE Partnership Roll-up E3 Calculator - With Carbon Adder | [17 empty] | System | #N/A | [21 empty] | 0 | 0 | 0 | 0 | 0 | 0 | 0 | 0 | 0 | 0 | 0 | 0 | 0 | 0 | 0 | 0 | 0 | 0 | 0 | 0 | 0 | 0 | 0 | 0 | 0 | 0 | 0 | 0 | 0
SCE Partnership Roll-up E3 Calculator - With Carbon Adder | [17 empty] | System | #N/A | [21 empty] | 0 | 0 | 0 | 0 | 0 | 0 | 0 | 0 | 0 | 0 | 0 | 0 | 0 | 0 | 0 | 0 | 0 | 0 | 0 | 0 | 0 | 0 | 0 | 0 | 0 | 0 | 0 | 0 | 0
SCE Partnership Roll-up E3 Calculator - With Carbon Adder | [17 empty] | System | #N/A | [21 empty] | 0 | 0 | 0 | 0 | 0 | 0 | 0 | 0 | 0 | 0 | 0 | 0 | 0 | 0 | 0 | 0 | 0 | 0 | 0 | 0 | 0 | 0 | 0 | 0 | 0 | 0 | 0 | 0 | 0
SCE Partnership Roll-up E3 Calculator - With Carbon Adder | [17 empty] | System | #N/A | [21 empty] | 0 | 0 | 0 | 0 | 0 | 0 | 0 | 0 | 0 | 0 | 0 | 0 | 0 | 0 | 0 | 0 | 0 | 0 | 0 | 0 | 0 | 0 | 0 | 0 | 0 | 0 | 0 | 0 | 0
SCE Partnership Roll-up E3 Calculator - With Carbon Adder | [17 empty] | System | #N/A | [21 empty] | 0 | 0 | 0 | 0 | 0 | 0 | 0 | 0 | 0 | 0 | 0 | 0 | 0 | 0 | 0 | 0 | 0 | 0 | 0 | 0 | 0 | 0 | 0 | 0 | 0 | 0 | 0 | 0 | 0
SCE Partnership Roll-up E3 Calculator - With Carbon Adder | [17 empty] | System | #N/A | [21 empty] | 0 | 0 | 0 | 0 | 0 | 0 | 0 | 0 | 0 | 0 | 0 | 0 | 0 | 0 | 0 | 0 | 0 | 0 | 0 | 0 | 0 | 0 | 0 | 0 | 0 | 0 | 0 | 0 | 0
SCE Partnership Roll-up E3 Calculator - With Carbon Adder | [17 empty] | System | #N/A | [21 empty] | 0 | 0 | 0 | 0 | 0 | 0 | 0 | 0 | 0 | 0 | 0 | 0 | 0 | 0 | 0 | 0 | 0 | 0 | 0 | 0 | 0 | 0 | 0 | 0 | 0 | 0 | 0 | 0 | 0
SCE Partnership Roll-up E3 Calculator - With Carbon Adder | [17 empty] | System | #N/A | [21 empty] | 0 | 0 | 0 | 0 | 0 | 0 | 0 | 0 | 0 | 0 | 0 | 0 | 0 | 0 | 0 | 0 | 0 | 0 | 0 | 0 | 0 | 0 | 0 | 0 | 0 | 0 | 0 | 0 | 0
SCE Partnership Roll-up E3 Calculator - With Carbon Adder | [17 empty] | System | #N/A | [21 empty] | 0 | 0 | 0 | 0 | 0 | 0 | 0 | 0 | 0 | 0 | 0 | 0 | 0 | 0 | 0 | 0 | 0 | 0 | 0 | 0 | 0 | 0 | 0 | 0 | 0 | 0 | 0 | 0 | 0
SCE Partnership Roll-up E3 Calculator - With Carbon Adder | [17 empty] | System | #N/A | [21 empty] | 0 | 0 | 0 | 0 | 0 | 0 | 0 | 0 | 0 | 0 | 0 | 0 | 0 | 0 | 0 | 0 | 0 | 0 | 0 | 0 | 0 | 0 | 0 | 0 | 0 | 0 | 0 | 0 | 0
SCE Partnership Roll-up E3 Calculator - With Carbon Adder | [17 empty] | System | #N/A | [21 empty] | 0 | 0 | 0 | 0 | 0 | 0 | 0 | 0 | 0 | 0 | 0 | 0 | 0 | 0 | 0 | 0 | 0 | 0 | 0 | 0 | 0 | 0 | 0 | 0 | 0 | 0 | 0 | 0 | 0
SCE Partnership Roll-up E3 Calculator - With Carbon Adder | [17 empty] | System | #N/A | [21 empty] | 0 | 0 | 0 | 0 | 0 | 0 | 0 | 0 | 0 | 0 | 0 | 0 | 0 | 0 | 0 | 0 | 0 | 0 | 0 | 0 | 0 | 0 | 0 | 0 | 0 | 0 | 0 | 0 | 0
SCE Partnership Roll-up E3 Calculator - With Carbon Adder | [17 empty] | System | #N/A | [21 empty] | 0 | 0 | 0 | 0 | 0 | 0 | 0 | 0 | 0 | 0 | 0 | 0 | 0 | 0 | 0 | 0 | 0 | 0 | 0 | 0 | 0 | 0 | 0 | 0 | 0 | 0 | 0 | 0 | 0
SCE Partnership Roll-up E3 Calculator - With Carbon Adder | [17 empty] | System | #N/A | [21 empty] | 0 | 0 | 0 | 0 | 0 | 0 | 0 | 0 | 0 | 0 | 0 | 0 | 0 | 0 | 0 | 0 | 0 | 0 | 0 | 0 | 0 | 0 | 0 | 0 | 0 | 0 | 0 | 0 | 0
SCE Partnership Roll-up E3 Calculator - With Carbon Adder | [17 empty] | System | #N/A | [21 empty] | 0 | 0 | 0 | 0 | 0 | 0 | 0 | 0 | 0 | 0 | 0 | 0 | 0 | 0 | 0 | 0 | 0 | 0 | 0 | 0 | 0 | 0 | 0 | 0 | 0 | 0 | 0 | 0 | 0
SCE Partnership Roll-up E3 Calculator - With Carbon Adder | [17 empty] | System | #N/A | [21 empty] | 0 | 0 | 0 | 0 | 0 | 0 | 0 | 0 | 0 | 0 | 0 | 0 | 0 | 0 | 0 | 0 | 0 | 0 | 0 | 0 | 0 | 0 | 0 | 0 | 0 | 0 | 0 | 0 | 0
SCE Partnership Roll-up E3 Calculator - With Carbon Adder | [17 empty] | System | #N/A | [21 empty] | 0 | 0 | 0 | 0 | 0 | 0 | 0 | 0 | 0 | 0 | 0 | 0 | 0 | 0 | 0 | 0 | 0 | 0 | 0 | 0 | 0 | 0 | 0 | 0 | 0 | 0 | 0 | 0 | 0
SCE Partnership Roll-up E3 Calculator - With Carbon Adder | [17 empty] | System | #N/A | [21 empty] | 0 | 0 | 0 | 0 | 0 | 0 | 0 | 0 | 0 | 0 | 0 | 0 | 0 | 0 | 0 | 0 | 0 | 0 | 0 | 0 | 0 | 0 | 0 | 0 | 0 | 0 | 0 | 0 | 0
SCE Partnership Roll-up E3 Calculator - With Carbon Adder | [17 empty] | System | #N/A | [21 empty] | 0 | 0 | 0 | 0 | 0 | 0 | 0 | 0 | 0 | 0 | 0 | 0 | 0 | 0 | 0 | 0 | 0 | 0 | 0 | 0 | 0 | 0 | 0 | 0 | 0 | 0 | 0 | 0 | 0
SCE Partnership Roll-up E3 Calculator - With Carbon Adder | [17 empty] | System | #N/A | [21 empty] | 0 | 0 | 0 | 0 | 0 | 0 | 0 | 0 | 0 | 0 | 0 | 0 | 0 | 0 | 0 | 0 | 0 | 0 | 0 | 0 | 0 | 0 | 0 | 0 | 0 | 0 | 0 | 0 | 0
SCE Partnership Roll-up E3 Calculator - With Carbon Adder | [17 empty] | System | #N/A | [21 empty] | 0 | 0 | 0 | 0 | 0 | 0 | 0 | 0 | 0 | 0 | 0 | 0 | 0 | 0 | 0 | 0 | 0 | 0 | 0 | 0 | 0 | 0 | 0 | 0 | 0 | 0 | 0 | 0 | 0
SCE Partnership Roll-up E3 Calculator - With Carbon Adder | [17 empty] | System | #N/A | [21 empty] | 0 | 0 | 0 | 0 | 0 | 0 | 0 | 0 | 0 | 0 | 0 | 0 | 0 | 0 | 0 | 0 | 0 | 0 | 0 | 0 | 0 | 0 | 0 | 0 | 0 | 0 | 0 | 0 | 0
SCE Partnership Roll-up E3 Calculator - With Carbon Adder | [17 empty] | System | #N/A | [21 empty] | 0 | 0 | 0 | 0 | 0 | 0 | 0 | 0 | 0 | 0 | 0 | 0 | 0 | 0 | 0 | 0 | 0 | 0 | 0 | 0 | 0 | 0 | 0 | 0 | 0 | 0 | 0 | 0 | 0
SCE Partnership Roll-up E3 Calculator - With Carbon Adder | [17 empty] | System | #N/A | [21 empty] | 0 | 0 | 0 | 0 | 0 | 0 | 0 | 0 | 0 | 0 | 0 | 0 | 0 | 0 | 0 | 0 | 0 | 0 | 0 | 0 | 0 | 0 | 0 | 0 | 0 | 0 | 0 | 0 | 0
SCE Partnership Roll-up E3 Calculator - With Carbon Adder | [17 empty] | System | #N/A | [21 empty] | 0 | 0 | 0 | 0 | 0 | 0 | 0 | 0 | 0 | 0 | 0 | 0 | 0 | 0 | 0 | 0 | 0 | 0 | 0 | 0 | 0 | 0 | 0 | 0 | 0 | 0 | 0 | 0 | 0
SCE Partnership Roll-up E3 Calculator - With Carbon Adder | [17 empty] | System | #N/A | [21 empty] | 0 | 0 | 0 | 0 | 0 | 0 | 0 | 0 | 0 | 0 | 0 | 0 | 0 | 0 | 0 | 0 | 0 | 0 | 0 | 0 | 0 | 0 | 0 | 0 | 0 | 0 | 0 | 0 | 0
SCE Partnership Roll-up E3 Calculator - With Carbon Adder | [17 empty] | System | #N/A | [21 empty] | 0 | 0 | 0 | 0 | 0 | 0 | 0 | 0 | 0 | 0 | 0 | 0 | 0 | 0 | 0 | 0 | 0 | 0 | 0 | 0 | 0 | 0 | 0 | 0 | 0 | 0 | 0 | 0 | 0
SCE Partnership Roll-up E3 Calculator - With Carbon Adder | [17 empty] | System | #N/A | [21 empty] | 0 | 0 | 0 | 0 | 0 | 0 | 0 | 0 | 0 | 0 | 0 | 0 | 0 | 0 | 0 | 0 | 0 | 0 | 0 | 0 | 0 | 0 | 0 | 0 | 0 | 0 | 0 | 0 | 0
SCE Partnership Roll-up E3 Calculator - With Carbon Adder | [17 empty] | System | #N/A | [21 empty] | 0 | 0 | 0 | 0 | 0 | 0 | 0 | 0 | 0 | 0 | 0 | 0 | 0 | 0 | 0 | 0 | 0 | 0 | 0 | 0 | 0 | 0 | 0 | 0 | 0 | 0 | 0 | 0 | 0
SCE Partnership Roll-up E3 Calculator - With Carbon Adder | [17 empty] | System | #N/A | [21 empty] | 0 | 0 | 0 | 0 | 0 | 0 | 0 | 0 | 0 | 0 | 0 | 0 | 0 | 0 | 0 | 0 | 0 | 0 | 0 | 0 | 0 | 0 | 0 | 0 | 0 | 0 | 0 | 0 | 0
SCE Partnership Roll-up E3 Calculator - With Carbon Adder | [17 empty] | System | #N/A | [21 empty] | 0 | 0 | 0 | 0 | 0 | 0 | 0 | 0 | 0 | 0 | 0 | 0 | 0 | 0 | 0 | 0 | 0 | 0 | 0 | 0 | 0 | 0 | 0 | 0 | 0 | 0 | 0 | 0 | 0
SCE Partnership Roll-up E3 Calculator - With Carbon Adder | [17 empty] | System | #N/A | [21 empty] | 0 | 0 | 0 | 0 | 0 | 0 | 0 | 0 | 0 | 0 | 0 | 0 | 0 | 0 | 0 | 0 | 0 | 0 | 0 | 0 | 0 | 0 | 0 | 0 | 0 | 0 | 0 | 0 | 0
SCE Partnership Roll-up E3 Calculator - With Carbon Adder | [17 empty] | System | #N/A | [21 empty] | 0 | 0 | 0 | 0 | 0 | 0 | 0 | 0 | 0 | 0 | 0 | 0 | 0 | 0 | 0 | 0 | 0 | 0 | 0 | 0 | 0 | 0 | 0 | 0 | 0 | 0 | 0 | 0 | 0
SCE Partnership Roll-up E3 Calculator - With Carbon Adder | [17 empty] | System | #N/A | [21 empty] | 0 | 0 | 0 | 0 | 0 | 0 | 0 | 0 | 0 | 0 | 0 | 0 | 0 | 0 | 0 | 0 | 0 | 0 | 0 | 0 | 0 | 0 | 0 | 0 | 0 | 0 | 0 | 0 | 0
SCE Partnership Roll-up E3 Calculator - With Carbon Adder | [17 empty] | System | #N/A | [21 empty] | 0 | 0 | 0 | 0 | 0 | 0 | 0 | 0 | 0 | 0 | 0 | 0 | 0 | 0 | 0 | 0 | 0 | 0 | 0 | 0 | 0 | 0 | 0 | 0 | 0 | 0 | 0 | 0 | 0
SCE Partnership Roll-up E3 Calculator - With Carbon Adder | [17 empty] | System | #N/A | [21 empty] | 0 | 0 | 0 | 0 | 0 | 0 | 0 | 0 | 0 | 0 | 0 | 0 | 0 | 0 | 0 | 0 | 0 | 0 | 0 | 0 | 0 | 0 | 0 | 0 | 0 | 0 | 0 | 0 | 0
SCE Partnership Roll-up E3 Calculator - With Carbon Adder | [17 empty] | System | #N/A | [21 empty] | 0 | 0 | 0 | 0 | 0 | 0 | 0 | 0 | 0 | 0 | 0 | 0 | 0 | 0 | 0 | 0 | 0 | 0 | 0 | 0 | 0 | 0 | 0 | 0 | 0 | 0 | 0 | 0 | 0
SCE Partnership Roll-up E3 Calculator - With Carbon Adder | [17 empty] | System | #N/A | [21 empty] | 0 | 0 | 0 | 0 | 0 | 0 | 0 | 0 | 0 | 0 | 0 | 0 | 0 | 0 | 0 | 0 | 0 | 0 | 0 | 0 | 0 | 0 | 0 | 0 | 0 | 0 | 0 | 0 | 0
SCE Partnership Roll-up E3 Calculator - With Carbon Adder | [17 empty] | System | #N/A | [21 empty] | 0 | 0 | 0 | 0 | 0 | 0 | 0 | 0 | 0 | 0 | 0 | 0 | 0 | 0 | 0 | 0 | 0 | 0 | 0 | 0 | 0 | 0 | 0 | 0 | 0 | 0 | 0 | 0 | 0
SCE Partnership Roll-up E3 Calculator - With Carbon Adder | [17 empty] | System | #N/A | [21 empty] | 0 | 0 | 0 | 0 | 0 | 0 | 0 | 0 | 0 | 0 | 0 | 0 | 0 | 0 | 0 | 0 | 0 | 0 | 0 | 0 | 0 | 0 | 0 | 0 | 0 | 0 | 0 | 0 | 0
SCE Partnership Roll-up E3 Calculator - With Carbon Adder | [17 empty] | System | #N/A | [21 empty] | 0 | 0 | 0 | 0 | 0 | 0 | 0 | 0 | 0 | 0 | 0 | 0 | 0 | 0 | 0 | 0 | 0 | 0 | 0 | 0 | 0 | 0 | 0 | 0 | 0 | 0 | 0 | 0 | 0
SCE Partnership Roll-up E3 Calculator - With Carbon Adder | Do NOT enter program data in this row or below. The Spreadsheet will not evaluate any such data.
Lists of Dimensions and their Labels
|  |  | Climate Zones |  |  |  | Measure Types for Measure Life | Measure Types for NTGR | Gas Sector | Gas Savings Profile | Combustor Type |  | RES | DEER:Indoor_CFL_Ltg | DEER:RefgFrzr_HighEff | DEER:RefgFrzr_Recyc-Conditioned | DEER:RefgFrzr_Recyc-UnConditioned | DEER:HVAC_Eff_AC | DEER:HVAC_Duct_Sealing | DEER:HVAC_Refrig_Charge | DEER:Refg_Chrg_Duct_Seal | DEER:RefgFrzr_Recycling
|  |  | 6 |  |  |  | NONRESIDENTIAL MEASURES: |  | Residential | Summer Only | Large Boilers (>100 MMBtu/hr Heat Input):Uncontrolled |  | NON_RES | DEER:Indoor_CFL_Ltg | DEER:Indoor_Non-CFL_Ltg | DEER:HVAC_Chillers | DEER:HVAC_Refrig_Charge | DEER:HVAC_Split-Package_AC | DEER:HVAC_Duct_Sealing
|  |  | 8 |  |  |  | **************************************************************** | Appliance early retirement and replacement 0.80 | Commercial | Winter Only | Large Boilers (>100 MMBtu/hr Heat Input):Controlled Low NOx Burner |  | Residential | AC-NC | Heat_Pump-NC | Refrig-RC | AC_Cooling-RC | HeatPump_Heating_Only-RC | HeatPump_ThroughWall-RC | HeatPump_WtrHt-RC | HorizAxisClothesWasher-RC | CFL-RC | Residential Pool Pumps
|  |  | 9 |  |  |  | Ballast – Dimmable: NR - 11 | California Home Energy Efficiency Rating System (CHEERS) | Core | Annual | Large Boilers (>100 MMBtu/hr Heat Input):Controlled – Flue Gas Recirculation |  | Small_Office | Hi_Perf_Glass-NC | Lo_Gain_Wndw-NC | Wtr_Cool_Chiller-NC | Package_AC-NC | <65K_AC_Split-NC | <65K_AC_Pckg-NC | <65K_EvapCool-NC | 65K-135K_Air_AC-NC | 65K-135_Wtr_AC-NC | >135K_Air_AC-NC | >135K_Wtr_AC-NC | Hi_Eff_AC_Mtr-NC | Var_Spd_AC_Mtr-NC | DayLt_Cntrl-NC | Lighting-NC | Economy_cycle-Ret | New_AC-Ret | New_HtPmp-Ret | Roof_insul-Ret | Wall_insul-Ret | Window_Tint-Ret | Reduce_Cooling_Load-Ret | IndoorLt | Occupancy Sensor | Refrigeration | DayLt & Controls | Perimter Lt Control | 2009 Qtr 1: Pool HtPmp; 2009 Qtr 2: DHW HtPmp
|  |  | 10 |  |  |  | Ballast – Electronic: NR - 11 | Residential Audits 0.72 |  |  | Small Boilers (<100 MMBtu/hr Heat Input):Uncontrolled |  | Large_Office | Hi_Perf_Glass-NC | Lo_Gain_Wndw-NC | Wtr_Cool_Chiller-NC | >135K_Air_AC-NC | >135K_Wtr_AC-NC | Hi_Eff_AC_Mtr-NC | Var_Spd_AC_Mtr-NC | DayLt_Cntrl-NC | Lighting-NC | Economy_cycle-Ret | New_AC-Ret | New_HtPmp-Ret | Roof_insul-Ret | Wall_insul-Ret | Window_Tint-Ret | Reduce_Cooling_Load-Ret | IndoorLt | Occupancy Sensor | Refrigeration | DayLt & Controls | Perimter Lt Control | Pool HtPmp | DHW HtPmp | bar: 2009 Qtr 1 to 2009 Qtr 2
|  |  | 13 |  |  |  | Fluorescent Fixture – T8: C/I/A - 11 | Refrigerator Recycling 0.35 |  |  | Small Boilers (<100 MMBtu/hr Heat Input):Controlled Low NOx Burner |  | Small_Retail_Store | Package_AC-NC | <65K_AC_Split-NC | <65K_AC_Pckg-NC | <65K_EvapCool-NC | 65K-135K_Air_AC-NC | 65K-135_Wtr_AC-NC | Lighting-NC | Economy_cycle-Ret | Evap_Cooling-Ret | Replace_Chiller-Ret | New_AC-Ret | New_HtPmp-Ret | Roof_insul-Ret | Wall_insul-Ret | Reduce_Cooling_Load-Ret | IndoorLt | Occupancy Sensor | Refrigeration | DayLt & Controls | Perimter Lt Control | Pool HtPmp | DHW HtPmp | bar: 2009 Qtr 1 to 2009 Qtr 2
|  |  | 14 |  |  |  | Fixture: T8 Lamp & Electronic Ballast: C/I/A - 11 | Freezer Recycling 0.54 |  |  | Small Boilers (<100 MMBtu/hr Heat Input):Controlled – Flue Gas Recirculation |  | Large_Retail_Store | Wtr_Cool_Chiller-NC | >135K_Air_AC-NC | >135K_Wtr_AC-NC | Hi_Eff_AC_Mtr-NC | Var_Spd_AC_Mtr-NC | Lighting-NC | Economy_cycle-Ret | Evap_Cooling-Ret | Replace_Chiller-Ret | New_AC-Ret | New_HtPmp-Ret | Roof_insul-Ret | Wall_insul-Ret | Reduce_Cooling_Load-Ret | IndoorLt | Occupancy Sensor | Refrigeration | DayLt & Controls | Perimter Lt Control | Pool HtPmp | DHW HtPmp | bar: 2009 Qtr 1 to 2009 Qtr 2
|  |  | 15 |  |  |  | T8 Fixtures – 17 Watt Lamp, 2ft or 32-watt Lamp, 4ft 11 | Residential Contractor Program 0.89 |  |  | Residential Furnaces (<0.3):Uncontrolled |  | Grocery_Store | Hi_Perf_Glass-NC | Lo_Gain_Wndw-NC | Wtr_Cool_Chiller-NC | 65K-135_Wtr_AC-NC | >135K_Air_AC-NC | >135K_Wtr_AC-NC | Hi_Eff_AC_Mtr-NC | Var_Spd_AC_Mtr-NC | DayLt_Cntrl-NC | Lighting-NC | Refrigeration | DayLt & Controls | Perimter Lt Control | Pool HtPmp | DHW HtPmp | bar: 2009 Qtr 1 to 2009 Qtr 2
|  |  | 16 |  |  |  | T8 Lamps: C/I/A - 5 | Emerging Technologies 0.83 |  |  |  |  | Food_Store | New_AC-Ret | New_HtPmp-Ret | Roof_insul-Ret | Wall_insul-Ret | Reduce_Cooling_Load-Ret | Lower_Cond_temp-Ret | IndoorLt | Refrigeration | DayLt & Controls | Perimter Lt Control | Pool HtPmp | DHW HtPmp | bar: 2009 Qtr 1 to 2009 Qtr 2
|  |  | System |  |  |  | High Efficiency Lighting (HID): NR - 16 | All other residential programs 0.80 |  |  |  |  | Restaurant | Economy_cycle-Ret | Evap_Cooling-Ret | New_AC-Ret | New_HtPmp-Ret | IndoorLt | Refrigeration | DayLt & Controls | Perimter Lt Control | Pool HtPmp | DHW HtPmp | bar: 2009 Qtr 1 to 2009 Qtr 2
[7 empty] | High Output T5 Fixture: NR - 16 |  | Electric Rate | Gas Rate |  |  | Fast_Food_Restaurant | Hi_Perf_Glass-NC | Lo_Gain_Wndw-NC | Package_AC-NC | <65K_AC_Split-NC | <65K_AC_Pckg-NC | <65K_EvapCool-NC | 65K-135K_Air_AC-NC | 65K-135_Wtr_AC-NC | DayLt_Cntrl-NC | Lighting-NC | Refrigeration | DayLt & Controls | Perimter Lt Control | Pool HtPmp | DHW HtPmp | bar: 2009 Qtr 1 to 2009 Qtr 2
[7 empty] | Indoor or Outdoor Lighting System Modification: NR - 13.5 | Advanced water heating systems 1.00 | System | System |  |  | Sit_Down_Restaurant | Hi_Perf_Glass-NC | Lo_Gain_Wndw-NC | <65K_AC_Split-NC | <65K_AC_Pckg-NC | <65K_EvapCool-NC | 65K-135K_Air_AC-NC | 65K-135_Wtr_AC-NC | >135K_Air_AC-NC | >135K_Wtr_AC-NC | DayLt_Cntrl-NC | Lighting-NC | Refrigeration | DayLt & Controls | Perimter Lt Control | Pool HtPmp | DHW HtPmp | bar: 2009 Qtr 1 to 2009 Qtr 2
[7 empty] | Lighting Controls: NR - 16 | Agricultural and Dairy Incentives 0.75 | System | System |  |  | Storage_Building | <65K_AC_Split-NC | <65K_AC_Pckg-NC | <65K_EvapCool-NC | >135K_Air_AC-NC | >135K_Wtr_AC-NC | Lighting-NC | Refrigeration | DayLt & Controls | Perimter Lt Control | Pool HtPmp | DHW HtPmp | bar: 2009 Qtr 1 to 2009 Qtr 2
[7 empty] | Daylighting Controls; NR - 16 | Coin Laundry and Dry Cleaner Education 0.70 | System | 0 |  |  | Refrigerated_Warehouse | New_AC-Ret | New_HtPmp-Ret | IndoorLt | Refrigeration | DayLt & Controls | Perimter Lt Control | Pool HtPmp | DHW HtPmp | bar: 2009 Qtr 1 to 2009 Qtr 2
[7 empty] | Lighting Power Density: NR - 11 | Commercial and agricultural information, tools, or design assistance services | System |  |  |  | Non-Refrig._Warehouse | New_AC-Ret | New_HtPmp-Ret | Roof_insul-Ret | Wall_insul-Ret | Reduce_Cooling_Load-Ret | IndoorLt | Occupancy Sensor | Refrigeration | DayLt & Controls | Perimter Lt Control | Pool HtPmp | DHW HtPmp | bar: 2009 Qtr 1 to 2009 Qtr 2
[7 empty] | Exit Sign – CF Hardware Kit/LED/ Electro-Luminescent: NR - 16 | Comprehensive Space Conditioning 1.00 | System |  |  |  | Hotel_Motel | Wtr_Cool_Chiller-NC | Package_AC-NC | >135K_Air_AC-NC | >135K_Wtr_AC-NC | Var_Spd_AC_Mtr-NC | Lighting-NC | Replace_Chiller-Ret | New_AC-Ret | New_HtPmp-Ret | Roof_insul-Ret | Wall_insul-Ret | Reduce_Cooling_Load-Ret | IndoorLt | Occupancy Sensor | Refrigeration | DayLt & Controls | Perimter Lt Control | Pool HtPmp | DHW HtPmp | bar: 2009 Qtr 1 to 2009 Qtr 2
[7 empty] | Occupancy Sensor: NR - 8 | Lodging Education 0.70 |  |  |  |  | Medical_Clinic | Replace_Chiller-Ret | New_AC-Ret | New_HtPmp-Ret | Roof_insul-Ret | Wall_insul-Ret | IndoorLt | Refrigeration | DayLt & Controls | Perimter Lt Control | Pool HtPmp | DHW HtPmp | bar: 2009 Qtr 1 to 2009 Qtr 2
[7 empty] | Photocell: NR - 8 | Express Efficiency (rebates) 0.96 |  |  |  |  | School | Hi_Perf_Glass-NC | Lo_Gain_Wndw-NC | Wtr_Cool_Chiller-NC | Package_AC-NC | >135K_Air_AC-NC | >135K_Wtr_AC-NC | Hi_Eff_AC_Mtr-NC | Var_Spd_AC_Mtr-NC | DayLt_Cntrl-NC | Lighting-NC | Refrigeration | DayLt & Controls | Perimter Lt Control | Pool HtPmp | DHW HtPmp | bar: 2009 Qtr 1 to 2009 Qtr 2
[7 empty] | Time Clock – Lighting: NR - 8 | Energy Management Services, including audits (for small and medium customers) |  |  |  |  | K_thru_12_School | New_AC-Ret | New_HtPmp-Ret | Roof_insul-Ret | Wall_insul-Ret | IndoorLt | Occupancy Sensor | Refrigeration | DayLt & Controls | Perimter Lt Control | Pool HtPmp | DHW HtPmp | bar: 2009 Qtr 1 to 2009 Qtr 2
[7 empty] | Induction Lamps: NR - 2 | Food Services Equipment Retrofit 1.00 |  |  |  |  | College_University | Hi_Perf_Glass-NC | Lo_Gain_Wndw-NC | Wtr_Cool_Chiller-NC | 65K-135K_Air_AC-NC | 65K-135_Wtr_AC-NC | >135K_Air_AC-NC | >135K_Wtr_AC-NC | Hi_Eff_AC_Mtr-NC | Var_Spd_AC_Mtr-NC | DayLt_Cntrl-NC | Lighting-NC | Economy_cycle-Ret | Evap_Cooling-Ret | New_AC-Ret | New_HtPmp-Ret | Roof_insul-Ret | Wall_insul-Ret | Reduce_Cooling_Load-Ret | IndoorLt | Refrigeration | DayLt & Controls | Perimter Lt Control | Pool HtPmp | DHW HtPmp | bar: 2009 Qtr 1 to 2009 Qtr 2
[7 empty] | Induction Fixture: NR - 16 | Industrial Information and Services 0.74 |  |  |  |  | Assembly | Hi_Perf_Glass-NC | Lo_Gain_Wndw-NC | Wtr_Cool_Chiller-NC | >135K_Air_AC-NC | >135K_Wtr_AC-NC | Hi_Eff_AC_Mtr-NC | Var_Spd_AC_Mtr-NC | DayLt_Cntrl-NC | Lighting-NC | Refrigeration | DayLt & Controls | Perimter Lt Control | Pool HtPmp | DHW HtPmp | bar: 2009 Qtr 1 to 2009 Qtr 2
[7 empty] | Delamp/reflectors: C/I - 11 | Large Standard Performance Contract 0.70 |  |  |  |  | Trans_Comm_Util | Replace_Chiller-Ret | New_AC-Ret | New_HtPmp-Ret | Roof_insul-Ret | Wall_insul-Ret | Reduce_Cooling_Load-Ret | IndoorLt | Occupancy Sensor | Refrigeration | DayLt & Controls | Perimter Lt Control | Pool HtPmp | DHW HtPmp | bar: 2009 Qtr 1 to 2009 Qtr 2
[7 empty] | Optical Reflectors- new construction: Ind, NRNC - 12 | All other nonresidential programs 0.80 |  |  |  |  | Misc._Commercial | Economy_cycle-Ret | New_AC-Ret | New_HtPmp-Ret | Roof_insul-Ret | Wall_insul-Ret | Reduce_Cooling_Load-Ret | IndoorLt | Outdoor Lt | DayLt & Controls | Perimter Lt Control | Pool HtPmp | DHW HtPmp | Frig Barrier | Refrigeration | Commercial Whole Building | Occupancy Sensor | bar: 2009 Qtr 1 to 2009 Qtr 2
[7 empty] | Optical Reflectors- retrofit: NR - 10 | New Construction |  |  |  |  | Industrial | Replace_Chiller-Ret | New_AC-Ret | New_HtPmp-Ret | Roof_insul-Ret | Wall_insul-Ret | Reduce_Cooling_Load-Ret | IndoorLt | Industrial | Occupancy Sensor | Refrigeration | DayLt & Controls | Perimter Lt Control | Pool HtPmp | DHW HtPmp | bar: 2009 Qtr 1 to 2009 Qtr 2
[7 empty] | HID fixture: Interior, >= 176 Watts lamp: Ind - 16 | Industrial and Agricultural Process 0.94 |  |  |  |  | Agricultural | Replace_Chiller-Ret | New_AC-Ret | New_HtPmp-Ret | Roof_insul-Ret | Wall_insul-Ret | Reduce_Cooling_Load-Ret | IndoorLt | Ag & Water Pumping | Occupancy Sensor | Refrigeration | DayLt & Controls | Perimter Lt Control | Pool HtPmp | DHW HtPmp | bar: 2009 Qtr 1 to 2009 Qtr 2
[7 empty] | HID fixture: Interior, 251-400 Watt lamp: Com - 16 | Industrial new construction incentives 0.62 |  |  |  |  | Hospital | Hi_Perf_Glass-NC | Lo_Gain_Wndw-NC | Wtr_Cool_Chiller-NC | >135K_Air_AC-NC | >135K_Wtr_AC-NC | Hi_Eff_AC_Mtr-NC | Var_Spd_AC_Mtr-NC | DayLt_Cntrl-NC | Lighting-NC | Replace_Chiller-Ret | New_AC-Ret | New_HtPmp-Ret | Roof_insul-Ret | Wall_insul-Ret | IndoorLt | Refrigeration | DayLt & Controls | Perimter Lt Control | Pool HtPmp | DHW HtPmp | bar: 2009 Qtr 1 to 2009 Qtr 2
[7 empty] | CFL Fixture: Pin based CFL fixture: Com - 12.0 | Savings by Design 0.82
[7 empty] | Screw-in CFL: Education - Primary School: NR - 5.6 | All other new construction programs 0.80
[7 empty] | Screw-in CFL: Education - Secondary School: NR - 3.5 | Large Standard Performance Contract 0.7011
[7 empty] | Screw-in CFL: Education - Community College: NR - 2.1 | Savings by Design 0.8212
Screw-in CFL: Education - University: NR - 2.6
Screw-in CFL: Grocery: NR - 1.4
Screw-in CFL: Health/Medical - Hospital: NR - 0.9
Screw-in CFL: Health/Medical - Nursing Home: NR - 0.9
Screw-in CFL: Lodging - Hotel: NR - 0.9
Screw-in CFL: Lodging - Motel: NR - 0.9
Screw-in CFL: Lodging - Guest Rooms: NR - 7.0
Screw-in CFL: Manufacturing - Light Industrial: NR - 2.8
Screw-in CFL: Office - Large: NR - 2.9
Screw-in CFL: Office - Small: NR - 3.2
Screw-in CFL: Restaurant - Sit-Down: NR - 2.3
Screw-in CFL: Restaurant - Fast-Food: NR - 1.3
Screw-in CFL: Retail - 3-Story Large: NR - 1.9
Screw-in CFL: Retail - Single-Story Large: NR - 1.8
Screw-in CFL: Retail - Small: NR - 2.1
Screw-in CFL: Storage - Conditioned: NR - 2.8
Screw-in CFL: Storage - Unconditioned: NR - 2.8
Screw-in CFL: Warehouse - Refrigerated: NR - 3.1
HVAC/Refrigeration – SPC: NR - 16
Chiller – High Efficiency: NR - 20
Chiller – Variable Speed Drive: NR - 20
Water Cooled Chillers: NR - 20
Air Conditioners – High Efficiency: NR - 15
Packaged HVAC Systems: NR - 15
Install HVAC EMS: Com - 14
AC Packaged Terminal Units: NR - 15
Evaporative Coolers: NR - 15
Boiler – High Efficiency: NR - 20
Cooling Towers/Evaporative Condenser: NR - 15
Heat Pump – Split System: NR - 15
Heat Pump with Integrated Water Heating: NR - 10
Ground Source Heat Pump: NR - 15
Reduce Internal Load: NR - 15
Insulation: NR - 20
Insulation Package: NR - 20
Reflective Window Film: NR - 10
Bypass/Delay Timer(lighting): NR - 8
Set-Back Thermostat: NR - 11
Time Clock - HVAC: NR - 10
HVAC/Space Heating/Efficiency (Gas): NR - 18
Nonresidential Gas – AC: NR - 20
Adjustable speed drive, application unknown: Ag - 10
Adjustable speed drive, application unknown: Com - 10
Adjustable Speed Drive: HVAC fan, 50 HP Max: Com - 10
Pump repair: Ag - 11
Injection molding machines: Ind - 15
Plastic extusion equipment: Ind - 15
Process cooling: Ind - 15
Process equipment insulation: Ind - 15
Horizontal Clothes Washer: NR - 10
Efficient Dishwashing: NR - 5
Water Heater Controls: NR - 15
Cooking measures , Assorted: Com - 12
Water Heater – Gas: NR - 15
Domestic Hot Water Boiler (Gas): NR - 20
Auto Closer for Cooler/Freezer: NR - 8
Door Gaskets: NR - 4
Floating Head Pressure: NR - 16
Heatless Door: NR - 16
Humidistat Control for Anti-Sweat Heater: NR - 12
Insulation on Refrigeration Suction Line: NR - 11
Night Covers for Display Cases: NR - 5
PSC Evaporator Motor – Walkin/ Display: NR - 15
Refrigeration Case Doors – Glass/Acrylic: NR - 12
Refrigerator Case with Doors: NR - 12
Refrigerator Condensate Evaporator – Elec/Non Elec: NR - 8
Strip Curtains for Walk-Ins: NR - 4
Ballast: Electronic, for display case: NR - 11
Defrost: NR - 16
FHP & EFF Conditioner: NR - 16
High-efficiency Liquid Suction Heat Exchangers: NR - 16
Night Shields on Refrigerator and Freezer Cases: NR - 5
Walk-in Refrigerator or Freezer: Evaporative Fan Controller: NR - 5
Multiplec Refrigeration Systems/Supermarket Systems: NR - 10
Kiln/Oven/Furnace: NR - 18
Thermal Night Curtains: NR - 5
Custom Measures – SPC: NR - 15
Local Government Partnership: NR - 11
Audits: NR - 3
Plug Load Sensor: NR - 10
Information: NR - 1
High Efficiency Motors: NR - 15
Process Overhaul: NR - 20
System Controls: NR - 15
RESIDENTIAL MEASURES
****************************************************************
T8 Fixtures ; lamp or ballast: Res - 15
Pin based CFL Fixture: Res - 16
CFL: Indoor Screw in: Res - 9.4
CFL: Outdoor Screw in: Res - 7
Torchiere: Res - 9
Air Conditioners with SEER >= 11.0: Res - 18
Central Air Conditioners: Res - 18
Duct Testing: Res NC - 18
High Energy Efficiency Ducts: Res - 18
Whole House Fan: Res - 15
Evaporative Cooler: Res - 15
Glazing - Low E Double / Low Shade Coefficient: Res - 20
Heat Pump - Electric: Res - 15
Insulation - Ceiling / Floor / Walls: Res - 20
A/C with Integrated Water Heating: Res - 10
Programmable Thermostat: Res - 12
Audits: Res - 3
Gas Cooktops: Res - 20
Gas Dryer Stub: Res - 18
Energy-Efficient Furnaces: Res - 18
Refrigerator Recycling: Res - 10
Refrigerator - Energy Efficient; 20% more efficient: Res - 18
Refrigerators: Res - 18
GENERIC USEFUL LIVES:
****************************************************************
0.1
0.2
0.3
0.4
0.5
0.6
0.7
0.8
0.9
1
1.1
1.2
1.3
1.4
1.5
1.6
1.7
1.8
1.9
2
2.1
2.2
2.3
2.4
2.5
2.6
2.7
2.8
2.9
3
3.1
3.2
3.3
3.4
3.5
3.6
3.7
3.8
3.9
4
4.1
4.2
4.3
4.4
4.5
4.6
4.7
4.8
4.9
5
5.1
5.2
5.3
5.4
5.5
5.6
5.7
5.8
5.9
6
6.1
6.2
6.3
6.4
6.5
6.6
6.7
6.8
6.9
7
7.1
7.2
7.3
7.4
7.5
7.6
7.7
7.8
7.9
8
8.1
8.2
8.3
8.4
8.5
8.6
8.7
8.8
8.9
9
9.1
9.2
9.3
9.4
9.5
9.6
9.7
9.8
9.9
10
10.1
10.2
10.3
10.4
10.5
10.6
10.7
10.8
10.9
11
11.1
11.2
11.3
11.4
11.5
11.6
11.7
11.8
11.9
12
12.1
12.2
12.3
12.4
12.5
12.6
12.7
12.8
12.9
13
13.1
13.2
13.3
13.4
13.5
13.6
13.7
13.8
13.9
14
14.1
14.2
14.3
14.4
14.5
14.6
14.7
14.8
14.9
15
15.1
15.2
15.3
15.4
15.5
15.6
15.7
15.8
15.9
16
16.1
16.2
16.3
16.4
16.5
16.6
16.7
16.8
16.9
17
17.1
17.2
17.3
17.4
17.5
17.6
17.7
17.8
17.9
18
18.1
18.2
18.3
18.4
18.5
18.6
18.7
18.8
18.9
19
19.1
19.2
19.3
19.4
19.5
19.6
19.7
19.8
19.9
20
21
22
23
24
25
26
27
28
29
30