## Export
PROGRAM NAME | SCE Third Party Roll-up E3 Calculator - No Carbon Adder
BUDGET
Administrative Costs
Overhead and G&A | 37498121.7998
Other Administrative Costs | 16255625.8623
Marketing/Outreach | 19366893.4134
Incentives and Rebates
d.i. User Input Incentive | 868698.659
d.ii. Rebate | 134241508.4702
d.iii. Direct Install Labor | 68053959.3454
d.iv. Direct Install Materials | 62100080.4039
d.v. Upstream payments | 33530065.9343
Activity | 176443680.3881
Installation | 0
Hardware & Materials | 0
Rebate Processing & Inspection | 1179868
EM&V Costs | 39290969.3631
Budget | 588829471.6394
Costs recovered from other sources | 0
Budget (plus other costs) | 588829471.6394
PROGRAM IMPACTS
Program Reductions for Measures installed through 2011
User Entered kW (kW) | 297167.796
Net Jul-Sept Peak (kW) | 320178.3408
Net Dec-Feb Peak (kW) | 154490.433
Net NCP (kW) | 372395.4305
Net CEC (kW) | 273868.4278
Annual Net kWh | 1262066487.6125
Lifecycle Net kWh | 15595794182.6842
Annual Net Therms | -10787010.5899
Lifecycle Net Therms | -106879191.5061
Program Reductions for Measures installed through 2015
User Entered kW (kW) | 303058.7671
Net Jul-Sept Peak (kW) | 326167.547
Net Dec-Feb Peak (kW) | 157112.0651
Net NCP (kW) | 456739.8624
Net CEC (kW) | 278482.0668
Annual Net kWh | 1283327496.6045
Lifecycle Net kWh | 15860003780.8308
Annual Net Therms | -11018557.1231
Lifecycle Net Therms | -109402809.2594
Cost Effectiveness for all measures installed through 2015
TRC
Costs | 828874498.0865
Electric Benefits | 1183239427.5222
Gas Benefits | -55942792.3069
Net Benefits (NPV) | 298422137.1287
BC Ratio | 1.36
PAC
Costs | 547050778.8813
Electric Benefits | 1183239427.5222
Gas Benefits | -55942792.3069
Net Benefits (NPV) | 580245856.3339
BC Ratio | 2.0607
Levelized Cost
Levelized Cost TRC ($/kWh )
Discounted kWh | 8417765963.7029
Cost | 0.10487
Benefits | 0.14056
Benefit-Cost | 0.03569
Levelized Cost PAC ($/kWh)
Discounted kWh | 8417765963.7029
Cost | 0.069967
Benefits | 0.14056
Benefit-Cost | 0.070598
Levelized Cost TRC ($/therm)
Discounted Therms | -62130997.9769
Cost | 0.88204
Benefits | 0.9004
Benefit-Cost | 0.018358
Levelized Cost PAC ($/therm)
Discounted Therms | -62130997.9769
Cost | 0.6746
Benefits | 0.9004
Benefit-Cost | 0.2258
Emission Annual Reductions (2009-2011)
Electric Annual CO2 (tons) - 2009 | 190145.4463
2010 | 300435.87
2011 | 251650.4529
Electric Lifecycle CO2 (tons) - 2009 | 2280187.7093
2010 | 3910200.1502
2011 | 3015412.3163
Electric Annual NOX (tons) - 2009 | 26.0728
2010 | 41.575
2011 | 34.8857
Electric Lifecycle NOX (tons) - 2009 | 313.858
2010 | 542.7041
2011 | 418.6851
Electric Annual SO2 (lbs) - 2009
2010
2011
Electric Lifecycle SO2 (lbs) - 2009
2010
2011
Gas Annual CO2 (tons) - 2009 | -17384.8438
2010 | -22906.7508
2011 | -22812.4174
Gas Lifecycle CO2 (tons) - 2009 | -174030.8685
2010 | -230823.5313
2011 | -220388.8705
Gas Annual NOX (tons) - 2009 | -14.2562
2010 | -18.8501
2011 | -18.81
Gas Lifecycle NOX (tons) - 2009 | -144.5543
2010 | -192.0203
2011 | -183.4924
Gas Annual SO2 (lbs) - 2009
2010
2011
Gas Lifecycle SO2 (lbs) - 2009
2010
2011
Data below not currently used in Energy Division workbook
Levelized Cost RIM ($/therm)
Discounted Therms | -62130997.9769
Cost | 1.4754
Benefits | 0.9004
Benefit-Cost | -0.57505
Levelized Cost RIM ($/kWh)
Discounted kWh | 8417765963.7029
Cost | 0.23034
Benefits | 0.14056
Benefit-Cost | -0.57505
RIM
Costs | 1847251920.418
Electric Benefits | 1183239427.5222
Gas Benefits | -55942792.3069
Net Benefits (NPV) | -719955285.2028
BC Ratio | 0.61026
Impacts for all programs installed through 2015
Net July-Sept Peak (kW)
Clothes Dryer | 0
Clothes Washer | 106.1681
Consumer Electronics | 0
Cooking | 0
Dishwasher | 0
Net Dec-Feb Pk (kW)
Clothes Dryer | 0
Clothes Washer | 144.4761
Consumer Electronics | 0
Cooking | 0
Dishwasher | 0
Net CEC (kW)
Clothes Dryer | 0
Clothes Washer | 46.5767
Consumer Electronics | 0
Cooking | 0
Dishwasher | 0
Annual Net kWh
Clothes Dryer | 0
Clothes Washer | 214639.2816
Consumer Electronics | 0
Cooking | 0
Dishwasher | 0
Lifecycle Net kWh
Clothes Dryer | 0
Clothes Washer | 2399932.2114
Consumer Electronics | 0
Cooking | 0
Dishwasher | 0
Annual Net Therms
Clothes Dryer | 0
Clothes Washer | -6105.3058
Consumer Electronics | 0
Cooking | 0
Dishwasher | 0
Lifecycle Net Therms
Clothes Dryer | 0
Clothes Washer | -68182.5373
Consumer Electronics | 0
Cooking | 0
Dishwasher | 0

## Output by Measure
Southern California Edison
SCE Third Party Roll-up E3 Calculator - No Carbon Adder
SCE | [8 empty] | Levelized Benefits less Costs (TRC) |  |  |  | Levelized Benefits less Costs (PAC) |  |  |  | Benefit Cost Ratios
Net Impacts by Measure | [8 empty] | No Allocated Admin |  | w/ Allocated Admin |  | No Allocated Admin |  | w/ Allocated Admin |  | No Allocated Admin |  | w/ Allocated Admin
| Net Avg Jul-Sep (kW) | Net Dec-Feb Pk (kW) | Net CEC (kW) | Net User Entered kW | Annual kWh adj for Net to gross | Lifecycle kWh (Annual * Measure Life) | Annual Therms | Lifecycle Therms | Electric ($/kWh) | Gas ($/Th) | Electric ($/kWh) | Gas ($/Th) | Electric ($/kWh) | Gas ($/Th) | Electric ($/kWh) | Gas ($/Th) | TRC | PAC | TRC | PAC
Total or Average | 326167.547 | 157112.0651 | 278482.0668 | 303058.7671 | 1283327496.6045 | 15860003780.8308 | -11018557.1231 | -109402809.2594 | 0.071855 | 0.25002 | 0.03569 | 0.018358 | 0.10687 | 0.45816 | 0.070598 | 0.2258
RESIDENTIAL | 0 | 0 | 0 | 0 | 0 | 0 | 0 | 0 | 0 | 0 | 0 | 0 | 0 | 0 | 0 | 0 | 0 | 0 | 0 | 0
DEEMED MEASURES | 0 | 0 | 0 | 0 | 0 | 0 | 0 | 0 | 0 | 0 | 0 | 0 | 0 | 0 | 0 | 0 | 0 | 0 | 0 | 0
Appliances | 0 | 0 | 0 | 0 | 0 | 0 | 0 | 0 | 0 | 0 | 0 | 0 | 0 | 0 | 0 | 0 | 0 | 0 | 0 | 0
Laundry & Kitchen | 43.5401 | 59.2504 | 18.439 | 43.5401 | 84972.2357 | 934694.5925 | -2691.3956 | -29605.352 | -2.2268 | -16.6405 | -2.2617 | -16.9013 | -0.041894 | -0.31307 | -0.076909 | -0.57472 | 0.057434 | 0.76409 | 0.056597 | 0.63824
Refrigerators | 5.5751 | 3.1694 | 6.3829 | 5.9399 | 29414.0661 | 411796.9253 | -795.9463 | -11143.2486 | 0.00088386 | 0.0076171 | -0.030253 | -0.26072 | 0.060813 | 0.52409 | 0.029583 | 0.25495 | 1.0074 | 2.01 | 0.80001 | 1.3235
Appliances Recycling | 0 | 0 | 0 | 0 | 0 | 0 | 0 | 0 | 0 | 0 | 0 | 0 | 0 | 0 | 0 | 0 | 0 | 0 | 0 | 0
Refrigerators/Freezers | 29590.2206 | 16720.896 | 33864.8846 | 33417.3695 | 156059376 | 764690942.4 | -4539522.0606 | -22243658.0969 | 0.059441 | 0.50337 | 0.028951 | 0.24517 | 0.059441 | 0.50337 | 0.02886 | 0.2444 | 2.0064 | 2.0064 | 1.3233 | 1.3219
Room A/C | 0 | 0 | 0 | 0 | 0 | 0 | 0 | 0 | 0 | 0 | 0 | 0 | 0 | 0 | 0 | 0 | 0 | 0 | 0 | 0
Other | 0 | 0 | 0 | 0 | 0 | 0 | 0 | 0 | 0 | 0 | 0 | 0 | 0 | 0 | 0 | 0 | 0 | 0 | 0 | 0
Residential Audits | 2292.4171 | 2287.2842 | 3611.7046 | 6066 | 16643800 | 49931400 | 0 | 0 | 0.031766 | 0 | 0.00076697 | 0 | 0.12048 | 0 | 0.089393 | 0 | 1.358 | 0 | 1.0064 | 3.8752
Consumer Electronics | 0 | 0 | 0 | 0 | 0 | 0 | 0 | 0 | 0 | 0 | 0 | 0 | 0 | 0 | 0 | 0 | 0 | 0 | 0 | 0
Entertainment | 0 | 0 | 0 | 0 | 0 | 0 | 0 | 0 | 0 | 0 | 0 | 0 | 0 | 0 | 0 | 0 | 0 | 0 | 0 | 0
Home Office | 0 | 0 | 0 | 0 | 0 | 0 | 0 | 0 | 0 | 0 | 0 | 0 | 0 | 0 | 0 | 0 | 0 | 0 | 0 | 0
Other | 0 | 0 | 0 | 0 | 0 | 0 | 0 | 0 | 0 | 0 | 0 | 0 | 0 | 0 | 0 | 0 | 0 | 0 | 0 | 0
Water Heating | 0 | 0 | 0 | 0 | 0 | 0 | 0 | 0 | 0 | 0 | 0 | 0 | 0 | 0 | 0 | 0 | 0 | 0 | 0 | 0
Efficiency | 0 | 0 | 0 | 0 | 0 | 0 | 0 | 0 | 0 | 0 | 0 | 0 | 0 | 0 | 0 | 0 | 0 | 0 | 0 | 0
Use Reduction | 90.3113 | 153.9108 | 89.0798 | 90.3113 | 410505.8384 | 4105058.3843 | 0 | 0 | 0.10749 | 0 | 0.077941 | 0 | 0.10749 | 0 | 0.077852 | 0 | 15.5889 | 15.5889 | 3.1111 | 3.1036
Pool Pump | 0 | 0 | 0 | 0 | 0 | 0 | 0 | 0 | 0 | 0 | 0 | 0 | 0 | 0 | 0 | 0 | 0 | 0 | 0 | 0
Residential Other | 0 | 0 | 0 | 0 | 0 | 0 | 0 | 0 | 0 | 0 | 0 | 0 | 0 | 0 | 0 | 0 | 0 | 0 | 0 | 0
HVAC | 0 | 0 | 0 | 0 | 0 | 0 | 0 | 0 | 0 | 0 | 0 | 0 | 0 | 0 | 0 | 0 | 0 | 0 | 0 | 0
New Room AC | 0 | 0 | 0 | 0 | 0 | 0 | 0 | 0 | 0 | 0 | 0 | 0 | 0 | 0 | 0 | 0 | 0 | 0 | 0 | 0
New Package, Split System AC, etc. | 466.6135 | 3.6913 | 125.7732 | 448 | 579600 | 8694000 | -1815.6124 | -27234.186 | 0.032196 | 0.19762 | -0.013478 | -0.08273 | 0.073719 | 0.45249 | 0.027908 | 0.1713 | 1.2215 | 1.7102 | 0.92943 | 1.1865
Repair & Maintenance | 20121.3719 | 648.5441 | 5700.154 | 25805.3668 | 26267990.6228 | 197009929.6707 | 1887835.1767 | 14158763.8255 | 0.14701 | 0.80066 | 0.10004 | 0.54486 | 0.13827 | 0.75303 | 0.091157 | 0.49647 | 5.1362 | 4.1221 | 2.2125 | 1.9974
HVAC Ducts | 2152.0048 | 87.572 | 610.625 | 2871.2831 | 2813940.09 | 50088133.602 | 54568.2852 | 971315.4766 | 0.13169 | 0.857 | 0.085056 | 0.55351 | 0.13206 | 0.85942 | 0.085288 | 0.55502 | 3.6567 | 3.6843 | 1.8841 | 1.8887
HVAC Envelope | 2.4657 | 0.22438 | 0.68488 | 2.4657 | 3156.1102 | 63122.2032 | 1045.4516 | 20909.0326 | -0.026732 | -0.18665 | -0.07169 | -0.50057 | -0.030177 | -0.21071 | -0.07527 | -0.52557 | 0.86732 | 0.85274 | 0.70909 | 0.69893
HVAC Install - Operation | 0 | 0 | 0 | 0 | 0 | 0 | 0 | 0 | 0 | 0 | 0 | 0 | 0 | 0 | 0 | 0 | 0 | 0 | 0 | 0
HVAC Controls | 0 | 0 | 0 | 0 | 0 | 0 | 0 | 0 | 0 | 0 | 0 | 0 | 0 | 0 | 0 | 0 | 0 | 0 | 0 | 0
New Evap Coolers & Whole House Fans | 0 | 0 | 0 | 0 | 0 | 0 | 0 | 0 | 0 | 0 | 0 | 0 | 0 | 0 | 0 | 0 | 0 | 0 | 0 | 0
Lighting | 0 | 0 | 0 | 0 | 0 | 0 | 0 | 0 | 0 | 0 | 0 | 0 | 0 | 0 | 0 | 0 | 0 | 0 | 0 | 0
Screw-in CFL Interior (Downstream) | 5.2394 | 5.2277 | 8.2547 | 6.8275 | 38040.2796 | 251065.8455 | -893.6882 | -5898.342 | 0.044945 | 0.37147 | 0.013947 | 0.11527 | -0.060928 | -0.50357 | -0.092019 | -0.76053 | 1.595 | 0.66414 | 1.1309 | 0.56697
Screw-in CFL Interior (Upstream - Traditional) | 0 | 0 | 0 | 0 | 0 | 0 | 0 | 0 | 0 | 0 | 0 | 0 | 0 | 0 | 0 | 0 | 0 | 0 | 0 | 0
Screw-in CFL Interior (Upstream - Specialty) | 0 | 0 | 0 | 0 | 0 | 0 | 0 | 0 | 0 | 0 | 0 | 0 | 0 | 0 | 0 | 0 | 0 | 0 | 0 | 0
Screw-in CFL Interior (Direct Install) | 1742.0327 | 1738.1322 | 2744.5736 | 2117.3215 | 12647804.8097 | 83475511.7437 | -223573.0561 | -1475582.17 | 0.089478 | 0.73752 | 0.058455 | 0.48182 | 0.089478 | 0.73752 | 0.058362 | 0.48105 | 3.8771 | 3.8771 | 1.941 | 1.9381
Screw-in CFL Interior (Midstream) | 0 | 0 | 0 | 0 | 0 | 0 | 0 | 0 | 0 | 0 | 0 | 0 | 0 | 0 | 0 | 0 | 0 | 0 | 0 | 0
Screw-in CFL Interior (Giveaway) | 476.3103 | 475.2438 | 750.4272 | 587.5426 | 3458189.693 | 22824051.9735 | -66521.0221 | -439038.7461 | 0.096847 | 0.7984 | 0.065826 | 0.54267 | 0.097721 | 0.80561 | 0.066607 | 0.54911 | 5.0824 | 5.2768 | 2.2024 | 2.2343
CFL Fixture Interior (Midstream) | 0 | 0 | 0 | 0 | 0 | 0 | 0 | 0 | 0 | 0 | 0 | 0 | 0 | 0 | 0 | 0 | 0 | 0 | 0 | 0
CFL Fixture Interior (Upstream) | 0 | 0 | 0 | 0 | 0 | 0 | 0 | 0 | 0 | 0 | 0 | 0 | 0 | 0 | 0 | 0 | 0 | 0 | 0 | 0
CFL Fixture Interior (Direct Install) | 234.99 | 234.4638 | 370.2268 | 305.1935 | 1706114.475 | 26444774.3625 | -22002.3501 | -341036.427 | 0.015785 | 0.1387 | -0.016305 | -0.14326 | 0.015785 | 0.1387 | -0.016401 | -0.14411 | 1.1449 | 1.1449 | 0.88439 | 0.88379
CFL Fixture Interior (Giveaway) | 1249.4719 | 1246.6742 | 1968.5437 | 781.2143 | 9071629.7417 | 145146075.8667 | -94689.7128 | -1515035.4054 | 0.079546 | 0.71362 | 0.047292 | 0.42427 | 0.079546 | 0.71362 | 0.047196 | 0.4234 | 2.7362 | 2.7362 | 1.6058 | 1.6038
CFL Exterior | 0 | 0 | 256.307 | 0 | 1181138.325 | 2598504.315 | 0 | 0 | 0.072923 | 0 | 0.049607 | 0 | 0.072923 | 0 | 0.049537 | 0 | 5.1194 | 5.1194 | 2.2094 | 2.2056
CFL Fixture Exterior (Midstream) | 0 | 0 | 0 | 0 | 0 | 0 | 0 | 0 | 0 | 0 | 0 | 0 | 0 | 0 | 0 | 0 | 0 | 0 | 0 | 0
CFL Fixture Exterior (Upstream) | 0 | 0 | 0 | 0 | 0 | 0 | 0 | 0 | 0 | 0 | 0 | 0 | 0 | 0 | 0 | 0 | 0 | 0 | 0 | 0
CFL Fixture Exterior (Direct Install) | 0 | 0 | 998.3436 | 0 | 4600661.55 | 73610584.8 | 0 | 0 | 0.069414 | 0 | 0.045393 | 0 | 0.069414 | 0 | 0.045321 | 0 | 3.8985 | 3.8985 | 1.9463 | 1.9434
LED Interior | 434.3328 | 433.3603 | 684.2916 | 0 | 3153417.559 | 25227340.4717 | -64931.1749 | -519449.3992 | 0.094827 | 0.78338 | 0.0638 | 0.52706 | 0.094827 | 0.78338 | 0.063708 | 0.5263 | 4.6804 | 4.6804 | 2.1234 | 2.1199
Interior Controls | 446.1745 | 445.1755 | 702.9482 | 441.15 | 3239392.5 | 25915140 | 0 | 0 | 0.082429 | 0 | 0.051407 | 0 | 0.082429 | 0 | 0.051314 | 0 | 3.1608 | 3.1608 | 1.7432 | 1.7409
Interior Exit Signs | 27.7859 | 27.7236 | 43.7766 | 28.0745 | 201735.6 | 3227769.6 | 0 | 0 | 0.10687 | 0 | 0.074689 | 0 | 0.10687 | 0 | 0.074592 | 0 | 6.865 | 6.865 | 2.4817 | 2.477
Linear Flourescents Interior | 53.2498 | 53.1306 | 83.8951 | 48.7305 | 386613.5325 | 4407394.2705 | -6703.8506 | -76423.8963 | 0.010291 | 0.086095 | -0.021074 | -0.1763 | 0.010291 | 0.086095 | -0.021168 | -0.17709 | 1.0922 | 1.0922 | 0.85261 | 0.85205
Linear Flourescents (parking structures) Exterior | 0 | 0 | 0 | 0 | 0 | 0 | 0 | 0 | 0 | 0 | 0 | 0 | 0 | 0 | 0 | 0 | 0 | 0 | 0 | 0
Other Interior Lighting | 0 | 0 | 0 | 0 | 0 | 0 | 0 | 0 | 0 | 0 | 0 | 0 | 0 | 0 | 0 | 0 | 0 | 0 | 0 | 0
Other Exterior Lighting | 0 | 0 | 90.6881 | 0 | 417917.3062 | 6686676.8996 | 0 | 0 | 0.056019 | 0 | 0.031953 | 0 | 0.056019 | 0 | 0.031881 | 0 | 2.493 | 2.493 | 1.5188 | 1.5171
Refrigeration | 0 | 0 | 144.5074 | 0 | 665932.5 | 3329662.5 | 0 | 0 | 0.059044 | 0 | 0.031875 | 0 | 0.059044 | 0 | 0.031793 | 0 | 2.2682 | 2.2682 | 1.4323 | 1.4308
CUSTOMIZED MEASURES | 0 | 0 | 0 | 0 | 0 | 0 | 0 | 0 | 0 | 0 | 0 | 0 | 0 | 0 | 0 | 0 | 0 | 0 | 0 | 0
HVAC Equipment | 0 | 0 | 0 | 0 | 0 | 0 | 0 | 0 | 0 | 0 | 0 | 0 | 0 | 0 | 0 | 0 | 0 | 0 | 0 | 0
HVAC Envelope | 1415.0895 | 128.7731 | 309.1671 | 1415.0895 | 1424733.2853 | 21370999.2797 | 100.2642 | 1503.963 | -0.021652 | -0.13036 | -0.068372 | -0.41164 | 0.041856 | 0.252 | -0.0050032 | -0.030122 | 0.89346 | 1.2995 | 0.72647 | 0.97319
Interior Lighting | 10.9026 | 10.8782 | 17.177 | 10.0645 | 79156.7759 | 522434.7207 | -1680.047 | -11088.3104 | -0.028586 | -0.23353 | -0.059907 | -0.4894 | -0.19585 | -1.5999 | -0.22726 | -1.8566 | 0.80984 | 0.38332 | 0.6702 | 0.34882
Exterior Lighting | 0 | 0 | 0 | 0 | 0 | 0 | 0 | 0 | 0 | 0 | 0 | 0 | 0 | 0 | 0 | 0 | 0 | 0 | 0 | 0
Whole Building | 4417.5988 | 402.0015 | 1082.9011 | 4417.5988 | 4990327.495 | 74854912.4257 | -8760.4954 | -131407.4305 | -0.28134 | -1.854 | -0.3284 | -2.1641 | -0.034833 | -0.22955 | -0.082032 | -0.54058 | 0.39398 | 0.84002 | 0.35772 | 0.69037
Other | 62.628 | 85.2257 | 28.1377 | 62.628 | 129667.0459 | 1465237.6189 | -3413.9102 | -38577.1853 | -1.1749 | -8.9704 | -1.2106 | -9.2423 | -0.038714 | -0.29557 | -0.074444 | -0.56836 | 0.10542 | 0.78149 | 0.10264 | 0.65034
NONRESIDENTIAL | 0 | 0 | 0 | 0 | 0 | 0 | 0 | 0 | 0 | 0 | 0 | 0 | 0 | 0 | 0 | 0 | 0 | 0 | 0 | 0
DEEMED MEASURES | 0 | 0 | 0 | 0 | 0 | 0 | 0 | 0 | 0 | 0 | 0 | 0 | 0 | 0 | 0 | 0 | 0 | 0 | 0 | 0
Nonresidential Audits | 0 | 0 | 0 | 0 | 0 | 0 | 0 | 0 | 0 | 0 | 0 | 0 | 0 | 0 | 0 | 0 | 0 | 0 | 0 | 0
Food Service | 29.4 | 28.9828 | 32.7451 | 29.4 | 150899 | 1705158.7 | -49595.7272 | -560431.7176 | 0.28052 | 2.4267 | 0.25021 | 2.1645 | 0.13433 | 1.1621 | 0.10393 | 0.8991 | -0.72394 | -7.1256 | -0.88964 | 8.4951
Laundry General | 0 | 0 | 0 | 0 | 0 | 0 | 0 | 0 | 0 | 0 | 0 | 0 | 0 | 0 | 0 | 0 | 0 | 0 | 0 | 0
Agricultural | 0 | 0 | 0 | 0 | 0 | 0 | 0 | 0 | 0 | 0 | 0 | 0 | 0 | 0 | 0 | 0 | 0 | 0 | 0 | 0
Greenhouse | 0 | 0 | 0 | 0 | 0 | 0 | 0 | 0 | 0 | 0 | 0 | 0 | 0 | 0 | 0 | 0 | 0 | 0 | 0 | 0
Process | 0 | 0 | 0 | 0 | 0 | 0 | 0 | 0 | 0 | 0 | 0 | 0 | 0 | 0 | 0 | 0 | 0 | 0 | 0 | 0
Pumping | 0 | 0 | 0 | 0 | 0 | 0 | 0 | 0 | 0 | 0 | 0 | 0 | 0 | 0 | 0 | 0 | 0 | 0 | 0 | 0
Municipal Water | 0 | 0 | 0 | 0 | 0 | 0 | 0 | 0 | 0 | 0 | 0 | 0 | 0 | 0 | 0 | 0 | 0 | 0 | 0 | 0
Process | 0 | 0 | 0 | 0 | 0 | 0 | 0 | 0 | 0 | 0 | 0 | 0 | 0 | 0 | 0 | 0 | 0 | 0 | 0 | 0
Pumping | 0 | 0 | 0 | 0 | 0 | 0 | 0 | 0 | 0 | 0 | 0 | 0 | 0 | 0 | 0 | 0 | 0 | 0 | 0 | 0
Refrigeration | 0 | 0 | 0 | 0 | 0 | 0 | 0 | 0 | 0 | 0 | 0 | 0 | 0 | 0 | 0 | 0 | 0 | 0 | 0 | 0
Casework | -520.7823 | -484.3276 | 5.6654 | -520.7823 | 26107.8478 | 130539.2389 | -979.4826 | -4897.4132 | -0.91678 | 1.029 | -0.72272 | 0.81115 | -0.80377 | 0.90212 | -0.60912 | 0.68366 | -4.6415 | -15.2403 | 23.9037 | 5.1965
Compressors | 0 | 0 | 0 | 0 | 0 | 0 | 0 | 0 | 0 | 0 | 0 | 0 | 0 | 0 | 0 | 0 | 0 | 0 | 0 | 0
Condenser | 0 | 0 | 0 | 0 | 0 | 0 | 0 | 0 | 0 | 0 | 0 | 0 | 0 | 0 | 0 | 0 | 0 | 0 | 0 | 0
Controls & VSDs | 379.8612 | 353.2709 | 5860.3771 | 379.8612 | 27006345.892 | 280865997.2771 | -570186.49 | -5929939.4965 | 0.082552 | 0.63509 | 0.054036 | 0.41571 | 0.083789 | 0.64461 | 0.055188 | 0.42457 | 3.9189 | 4.0982 | 1.9514 | 1.9918
Dist to others | 332.7464 | 309.4542 | 869.3219 | 332.7464 | 4006091.8845 | 24036551.3071 | -16737.9953 | -100427.972 | 0.08607 | 0.63612 | 0.056837 | 0.42007 | 0.08607 | 0.63612 | 0.056749 | 0.41942 | 4.1239 | 4.1239 | 2.0009 | 1.9978
Nonresidential Other (Downstream) | 0 | 0 | 0 | 0 | 0 | 0 | 0 | 0 | 0 | 0 | 0 | 0 | 0 | 0 | 0 | 0 | 0 | 0 | 0 | 0
Nonresidential Other (Upstream) | 0 | 0 | 0 | 0 | 0 | 0 | 0 | 0 | 0 | 0 | 0 | 0 | 0 | 0 | 0 | 0 | 0 | 0 | 0 | 0
Nonresidential Other (Direct Install) | 1067.8092 | 1067.8092 | 635.4241 | 1067.8092 | 2928221.871 | 29282218.71 | 0 | 0 | 0.1302 | 0 | 0.09445 | 0 | 0.1302 | 0 | 0.094343 | 0 | 15.8948 | 15.8948 | 3.1231 | 3.1156
Nonresidential Other (Pump Tests) | 0 | 0 | 0 | 0 | 0 | 0 | 0 | 0 | 0 | 0 | 0 | 0 | 0 | 0 | 0 | 0 | 0 | 0 | 0 | 0
HVAC | 0 | 0 | 0 | 0 | 0 | 0 | 0 | 0 | 0 | 0 | 0 | 0 | 0 | 0 | 0 | 0 | 0 | 0 | 0 | 0
Commissioning | 0 | 0 | 0 | 0 | 0 | 0 | 0 | 0 | 0 | 0 | 0 | 0 | 0 | 0 | 0 | 0 | 0 | 0 | 0 | 0
Retrocommissioing | 0 | 0 | 334.1238 | 0 | 1539741 | 12317928 | 0 | 0 | 0.092493 | 0 | 0.057546 | 0 | 0.11934 | 0 | 0.084286 | 0 | 3.1344 | 8.2368 | 1.7351 | 2.6353
New AC Equipment: packaged, split, etc. (Downstream) | 81962.415 | 15191.25 | 42108.4461 | 33920.5712 | 194048138.4973 | 3395842423.7033 | -68096.2802 | -1191684.9042 | 0.051103 | 0.28331 | 0.0087632 | 0.048582 | 0.14514 | 0.80462 | 0.10267 | 0.56919 | 1.4504 | 8.471 | 1.0562 | 2.6588
New AC Equipment: packaged, split, etc. (Upstream) | 1831.0402 | 339.3725 | 940.7026 | 4673.088 | 4335035.04 | 65025525.6 | -2563.5053 | -38452.5792 | 0.030803 | 0.16997 | -0.010802 | -0.059604 | 0.070599 | 0.38955 | 0.028869 | 0.1593 | 1.2353 | 1.7749 | 0.93738 | 1.2173
New AC Equipment: packaged, split, etc. (Direct Install) | 1422.0257 | 263.5641 | 730.5701 | 1481.1674 | 3366682.6577 | 50500239.8662 | -366.603 | -5499.0447 | 0.12777 | 0.70496 | 0.086209 | 0.47563 | 0.12777 | 0.70496 | 0.086085 | 0.47495 | 4.7826 | 4.7826 | 2.1442 | 2.1407
Chillers | 16347.2797 | 2874.1006 | 9693.163 | 20396.5722 | 44668954.0479 | 893379080.9583 | -23.6346 | -472.6921 | 0.079209 | 0.45836 | 0.038063 | 0.22026 | 0.1435 | 0.83039 | 0.10223 | 0.59158 | 1.9813 | 9.7372 | 1.3123 | 2.772
Controls & VSDs | 2874.5608 | 1784.5945 | 2483.6228 | 2874.5608 | 11445266.485 | 136198671.1714 | 0 | 0 | 0.10281 | 0 | 0.064463 | 0 | 0.11769 | 0 | 0.079232 | 0 | 3.2236 | 4.7539 | 1.7621 | 2.1349
Cooling Towers | 0 | 0 | 0 | 0 | 0 | 0 | 0 | 0 | 0 | 0 | 0 | 0 | 0 | 0 | 0 | 0 | 0 | 0 | 0 | 0
RCA (Direct Install) | 3446.5325 | 70.4011 | 1149.8856 | 4207.4747 | 5299011.9891 | 52990119.8912 | -115.1163 | -1151.1631 | -0.028742 | -0.13586 | -0.075002 | -0.35452 | -0.028742 | -0.13586 | -0.075141 | -0.35518 | 0.86218 | 0.86218 | 0.70565 | 0.70526
RCA (Midstream) | 8035.8304 | 164.1451 | 2681.0383 | 9426.7447 | 12355015.3069 | 123550153.0691 | -464.7278 | -4647.2777 | 0.09373 | 0.44277 | 0.04739 | 0.22387 | 0.10761 | 0.50834 | 0.061132 | 0.28878 | 2.0851 | 2.4842 | 1.3571 | 1.5138
Fans | 219.772 | 136.4396 | 406.3841 | 219.772 | 1872738 | 28091070 | 0 | 0 | 0.12172 | 0 | 0.084204 | 0 | 0.13296 | 0 | 0.095331 | 0 | 6.0535 | 11.3503 | 2.367 | 2.8889
Ducts | 0 | 0 | 0 | 0 | 0 | 0 | 0 | 0 | 0 | 0 | 0 | 0 | 0 | 0 | 0 | 0 | 0 | 0 | 0 | 0
Other Ventilation | 0 | 0 | 0 | 0 | 0 | 0 | 0 | 0 | 0 | 0 | 0 | 0 | 0 | 0 | 0 | 0 | 0 | 0 | 0 | 0
Economizers | 65.7667 | 40.8295 | 807.4706 | 65.7667 | 3721062.884 | 18977420.7082 | -574674.533 | -2930840.1182 | -1.042 | -6.4079 | -1.0773 | -6.6251 | -0.67123 | -4.1278 | -0.70665 | -4.3456 | 0.1164 | 0.16978 | 0.11302 | 0.16266
Envelope (Downsteam) | 874.1661 | 542.7027 | 424.9115 | 874.1661 | 1958117.6949 | 19581176.9489 | -1660.3567 | -16603.5667 | 0.080196 | 0.43362 | 0.039774 | 0.21506 | 0.13591 | 0.73485 | 0.095365 | 0.51563 | 2.0427 | 7.4099 | 1.339 | 2.5445
Envelope (Direct Install) | 5961.2989 | 3700.9137 | 4653.2847 | 5961.2989 | 21443708.4611 | 214437084.6107 | -9245.1379 | -92451.3789 | 0.1177 | 0.66966 | 0.079268 | 0.451 | 0.1177 | 0.66966 | 0.079153 | 0.45035 | 4.716 | 4.716 | 2.1307 | 2.1272
HVAC Other (Downstream) | 362.737 | 225.1956 | 684.3713 | 362.737 | 3153784.9789 | 25861036.8269 | 0 | 0 | -0.014349 | 0 | -0.05061 | 0 | 0.11312 | 0 | 0.076748 | 0 | 0.9076 | 5.0659 | 0.73578 | 2.1956
HVAC Other (Direct Install) | 5537.7458 | 3437.962 | 990.7067 | 5537.7458 | 4565468.6098 | 12783312.1073 | 0 | 0 | -0.067223 | 0 | -0.11486 | 0 | -0.067223 | 0 | -0.11501 | 0 | 0.73366 | 0.73366 | 0.61716 | 0.61687
HVAC Other (Midstream) | 16777.984 | 10416.1645 | 4589.7483 | 16777.984 | 21150914.042 | 63452742.1261 | 0 | 0 | 0.069051 | 0 | 0.025641 | 0 | 0.10888 | 0 | 0.065335 | 0 | 1.6928 | 2.8191 | 1.1792 | 1.6319
Lighting | 0 | 0 | 0 | 0 | 0 | 0 | 0 | 0 | 0 | 0 | 0 | 0 | 0 | 0 | 0 | 0 | 0 | 0 | 0 | 0
Screw-in CFL Interior (Downstream) | 351.4518 | 295.5969 | 424.6761 | 464.2753 | 1957032.5308 | 13699227.7157 | -8918.5661 | -62429.9625 | 0.11378 | 0.75483 | 0.081294 | 0.5393 | 0.11612 | 0.77031 | 0.08353 | 0.55414 | 10.1072 | 12.4279 | 2.8072 | 2.954
Screw-in CFL Interior (Upstream - Traditional) | 0 | 0 | 0 | 0 | 0 | 0 | 0 | 0 | 0 | 0 | 0 | 0 | 0 | 0 | 0 | 0 | 0 | 0 | 0 | 0
Screw-in CFL Interior (Upstream - Specialty) | 0 | 0 | 0 | 0 | 0 | 0 | 0 | 0 | 0 | 0 | 0 | 0 | 0 | 0 | 0 | 0 | 0 | 0 | 0 | 0
Screw-in CFL Interior (Direct Install) | 5609.9776 | 4718.4062 | 6778.8053 | 5781.994 | 31238733.9506 | 84344581.6665 | -107288.8211 | -289679.8171 | 0.098991 | 0.68162 | 0.066556 | 0.45828 | 0.098915 | 0.6811 | 0.066384 | 0.45709 | 4.6562 | 4.6433 | 2.1184 | 2.1123
CFL Fixture Interior | 91.2799 | 76.7732 | 110.2979 | 122.6757 | 508285.3839 | 5946938.9916 | -2062.8 | -24134.7597 | 0.11007 | 0.74168 | 0.076963 | 0.5186 | 0.12004 | 0.80888 | 0.086836 | 0.58513 | 6.9156 | 14.9038 | 2.4883 | 3.0755
Interior Exit Signs | 890.8778 | 747.9271 | 945.254 | 601.2977 | 4356009.411 | 69696150.5767 | -117997.9139 | -1887966.6223 | 0.10198 | 0.66566 | 0.066519 | 0.43419 | 0.10384 | 0.67781 | 0.068274 | 0.44564 | 3.8445 | 4.055 | 1.9328 | 1.9815
Linear Flourescents Interior (Downstream) | 9788.0267 | 8217.435 | 10385.456 | 13267.2756 | 47859244.0756 | 703530887.912 | -710291.2952 | -10441282.04 | 0.078156 | 0.50822 | 0.042952 | 0.2793 | 0.12648 | 0.82249 | 0.091174 | 0.59288 | 2.3321 | 13.2273 | 1.4575 | 2.9971
Linear Flourescents Interior (Direct Install) | 37638.7606 | 31599.226 | 39936.1081 | 35155.6503 | 184037364.3213 | 2723752991.9558 | -1659672.3845 | -24563151.29 | 0.090697 | 0.5897 | 0.0555 | 0.36085 | 0.090697 | 0.5897 | 0.055395 | 0.36017 | 2.9672 | 2.9672 | 1.6826 | 1.6805
HID Interior | 0.17309 | 0.14531 | 0.18365 | 0.23368 | 846.3252 | 12694.878 | -3.4035 | -51.0524 | 0.11553 | 0.75296 | 0.080308 | 0.5234 | 0.13145 | 0.85671 | 0.096121 | 0.62646 | 6.4053 | 25.0959 | 2.4189 | 3.3568
LED Interior | 151.9821 | 127.595 | 161.2586 | 131.4339 | 743127.2179 | 11890035.4862 | 0 | 0 | 0.11186 | 0 | 0.076406 | 0 | 0.11186 | 0 | 0.076299 | 0 | 5.3101 | 5.3101 | 2.2441 | 2.2403
Interior Controls (Downstream) | 1941.2458 | 1629.7526 | 2059.7332 | 2332.5945 | 9491857.9729 | 75934863.7834 | -245705.5073 | -1965644.0588 | 0.050894 | 0.32201 | 0.016778 | 0.10616 | 0.11922 | 0.75433 | 0.085007 | 0.53784 | 1.6229 | 9.9144 | 1.1449 | 2.7862
Interior Controls (Direct Install) | 311.4731 | 261.494 | 330.4844 | 1255.1948 | 1522969.6879 | 12183757.5035 | -78783.0725 | -630264.5797 | 0.029378 | 0.18581 | -0.0047515 | -0.030052 | 0.029378 | 0.18581 | -0.0048537 | -0.030698 | 1.2845 | 1.2845 | 0.96542 | 0.9647
Interior Day Lighting | 0 | 0 | 0 | 0 | 0 | 0 | 0 | 0 | 0 | 0 | 0 | 0 | 0 | 0 | 0 | 0 | 0 | 0 | 0 | 0
Other Interior Lighting | 384.4707 | 322.7783 | 407.9375 | 367.6262 | 1879896.3889 | 21054839.5559 | -323.4133 | -3622.229 | 0.09795 | 0.62731 | 0.063426 | 0.40621 | 0.1234 | 0.79034 | 0.088777 | 0.56857 | 3.7031 | 12.4463 | 1.8964 | 2.9551
CFL Lamp Exterior | 0 | 0 | 0 | 0 | 0 | 0 | 0 | 0 | 0 | 0 | 0 | 0 | 0 | 0 | 0 | 0 | 0 | 0 | 0 | 0
CFL Fixture Exterior | 0 | 0 | 0 | 0 | 0 | 0 | 0 | 0 | 0 | 0 | 0 | 0 | 0 | 0 | 0 | 0 | 0 | 0 | 0 | 0
Other Exterior Lighting | 0 | 0.43158 | 41.5429 | 0.43158 | 191442.02 | 2584467.27 | 0 | 0 | 0.066256 | 0 | 0.042476 | 0 | 0.082563 | 0 | 0.058712 | 0 | 3.5318 | 9.3718 | 1.8504 | 2.7415
Process | 0 | 0 | 0 | 0 | 0 | 0 | 0 | 0 | 0 | 0 | 0 | 0 | 0 | 0 | 0 | 0 | 0 | 0 | 0 | 0
Compressed Air | 761.1784 | 770.7673 | 2494.3967 | 761.1784 | 11494915.7591 | 172423736.3858 | 0 | 0 | 0.070944 | 0 | 0.042467 | 0 | 0.097677 | 0 | 0.069115 | 0 | 2.7853 | 8.5102 | 1.6225 | 2.6627
Controls | 0 | 0 | 0 | 0 | 0 | 0 | 0 | 0 | 0 | 0 | 0 | 0 | 0 | 0 | 0 | 0 | 0 | 0 | 0 | 0
VSD | 1537.5 | 1556.8686 | 2587.8037 | 1537.5 | 11925362.5 | 119253625 | 0 | 0 | 0.084571 | 0 | 0.05609 | 0 | 0.088024 | 0 | 0.059458 | 0 | 4.237 | 4.8822 | 2.0272 | 2.1604
Oil Well Pump-Off Controllers | 0 | 0 | 0 | 0 | 0 | 0 | 0 | 0 | 0 | 0 | 0 | 0 | 0 | 0 | 0 | 0 | 0 | 0 | 0 | 0
Custom | 1649.3561 | 1670.1339 | 2860.3613 | 1649.3561 | 13181388.2972 | 235946850.52 | 0 | 0 | 0.086573 | 0 | 0.056863 | 0 | 0.10295 | 0 | 0.073147 | 0 | 3.9954 | 9.2166 | 1.9702 | 2.7281
Cooling & Motors | 61.0021 | 37.8715 | 113.0775 | 61.0021 | 521094.5199 | 7816417.7992 | 0 | 0 | 0.087016 | 0 | 0.049508 | 0 | 0.13247 | 0 | 0.094848 | 0 | 2.4806 | 10.9471 | 1.5142 | 2.862
Pumps & Vacuum | 837.7219 | 848.2751 | 1549.1097 | 837.7219 | 7138754.3438 | 107081315.1569 | 0 | 0 | 0.08876 | 0 | 0.059593 | 0 | 0.1 | 0 | 0.070746 | 0 | 4.6077 | 8.4832 | 2.1083 | 2.66
Water Heating | 0 | 0 | 0 | 0 | 0 | 0 | 0 | 0 | 0 | 0 | 0 | 0 | 0 | 0 | 0 | 0 | 0 | 0 | 0 | 0
Efficiency | 110.1 | 110.1 | 66.8879 | 110.1 | 308239 | 3082390 | 0 | 0 | -0.20857 | 0 | -0.243 | 0 | 0.11117 | 0 | 0.076633 | 0 | 0.39089 | 5.9032 | 0.35517 | 2.3394
Use Reduction | 0 | 0 | 0 | 0 | 0 | 0 | 0 | 0 | 0 | 0 | 0 | 0 | 0 | 0 | 0 | 0 | 0 | 0 | 0 | 0
CUSTOMIZED MEASURES | 0 | 0 | 0 | 0 | 0 | 0 | 0 | 0 | 0 | 0 | 0 | 0 | 0 | 0 | 0 | 0 | 0 | 0 | 0 | 0
HVAC | 0 | 0 | 0 | 0 | 0 | 0 | 0 | 0 | 0 | 0 | 0 | 0 | 0 | 0 | 0 | 0 | 0 | 0 | 0 | 0
Chillers | 7262.7515 | 1276.9023 | 4306.4679 | 7925.6563 | 19845474.0213 | 383017648.6117 | -622105.0624 | -12006627.7038 | 0.10206 | 0.59094 | 0.0612 | 0.35434 | 0.13464 | 0.77953 | 0.093648 | 0.54221 | 2.798 | 6.5644 | 1.6268 | 2.4367
Controls & VSDs | 776.725 | 482.209 | 1443.4571 | 776.725 | 6651875.84 | 96452199.68 | -249459.733 | -3617166.128 | 0.06556 | 0.4011 | 0.028317 | 0.17325 | 0.11198 | 0.68508 | 0.074622 | 0.45654 | 1.8278 | 4.4164 | 1.2432 | 2.0641
Cool Roofs | 0 | 0 | 0 | 0 | 0 | 0 | 0 | 0 | 0 | 0 | 0 | 0 | 0 | 0 | 0 | 0 | 0 | 0 | 0 | 0
Cooling Towers | 327.0492 | 203.0398 | 925.8554 | 327.0492 | 4266614.827 | 61439253.5095 | 0 | 0 | -0.019738 | 0 | -0.056506 | 0 | 0.1169 | 0 | 0.080017 | 0 | 0.87865 | 5.4937 | 0.71664 | 2.2723
Fans | 39.816 | 24.7187 | 55.2965 | 39.816 | 254822.4 | 3822336 | 0 | 0 | 0.1018 | 0 | 0.063942 | 0 | 0.12143 | 0 | 0.083463 | 0 | 3.2453 | 5.7242 | 1.7686 | 2.3108
HVAC Other | 8119.6721 | 5040.8821 | 9600.024 | 8119.6721 | 44239741.8647 | 601660489.3601 | 0 | 0 | 0.10367 | 0 | 0.065701 | 0 | 0.12401 | 0 | 0.085927 | 0 | 3.3612 | 6.2621 | 1.8025 | 2.3938
New AC Equipment: packaged, split, etc. | 0 | 0 | 0 | 0 | 0 | 0 | 0 | 0 | 0 | 0 | 0 | 0 | 0 | 0 | 0 | 0 | 0 | 0 | 0 | 0
Other Ventilation | 120.7426 | 74.9598 | 378.6325 | 120.7426 | 1744850 | 23380990 | 0 | 0 | 0.070623 | 0 | 0.03414 | 0 | 0.10233 | 0 | 0.065733 | 0 | 1.9922 | 3.5921 | 1.3171 | 1.8641
RCA | 0 | 0 | 0 | 0 | 0 | 0 | 0 | 0 | 0 | 0 | 0 | 0 | 0 | 0 | 0 | 0 | 0 | 0 | 0 | 0
Retrocommissioing | 1363.3063 | 846.3724 | 13449.2883 | 1363.3063 | 61978287.1697 | 495826297.358 | -1218163.633 | -9745309.0639 | 0.076705 | 0.47013 | 0.041445 | 0.25402 | 0.10783 | 0.66092 | 0.072467 | 0.44416 | 2.2711 | 4.691 | 1.4335 | 2.1221
Space Conditioning | 1809.945 | 1123.6561 | 925.2019 | 1809.945 | 4263603.264 | 45620554.9248 | -7633.1303 | -81674.4946 | 0.12998 | 0.70632 | 0.089078 | 0.48404 | 0.11977 | 0.65081 | 0.078741 | 0.42787 | 5.481 | 4.0536 | 2.2741 | 1.9812
Exterior Lighting | 0 | 0 | 0 | 0 | 0 | 0 | 0 | 0 | 0 | 0 | 0 | 0 | 0 | 0 | 0 | 0 | 0 | 0 | 0 | 0
Customized Exterior Lighting | 0 | 0 | 0 | 0 | 0 | 0 | 0 | 0 | 0 | 0 | 0 | 0 | 0 | 0 | 0 | 0 | 0 | 0 | 0 | 0
Exterior Lighting Controls | 0 | 0 | 0 | 0 | 0 | 0 | 0 | 0 | 0 | 0 | 0 | 0 | 0 | 0 | 0 | 0 | 0 | 0 | 0 | 0
Interior Lighting | 0 | 0 | 0 | 0 | 0 | 0 | 0 | 0 | 0 | 0 | 0 | 0 | 0 | 0 | 0 | 0 | 0 | 0 | 0 | 0
Customized Interior Lighting | 8304.1375 | 6971.6514 | 8810.995 | 7344.3156 | 40603663.5786 | 540028725.5952 | -1136334.2229 | -15113245.1644 | 0.072434 | 0.46835 | 0.037379 | 0.24169 | 0.11284 | 0.72963 | 0.077685 | 0.50229 | 2.135 | 5.8211 | 1.3781 | 2.3264
Daylighting | 447.3409 | 375.5604 | 474.6452 | 520.4299 | 2187304.8941 | 17498439.1532 | -64795.0794 | -518360.6349 | 0.093246 | 0.58973 | 0.059115 | 0.37387 | 0.10652 | 0.67368 | 0.072288 | 0.45718 | 3.3658 | 5.0752 | 1.8038 | 2.1974
Interior Lighting System Modification | 0 | 0 | 0 | 0 | 0 | 0 | 0 | 0 | 0 | 0 | 0 | 0 | 0 | 0 | 0 | 0 | 0 | 0 | 0 | 0
Interior Lighting System Replacement | 176.3443 | 148.048 | 187.1078 | 103.556 | 862247.7338 | 11899018.7266 | -32336.2629 | -446240.4283 | 0.10709 | 0.69393 | 0.071969 | 0.46635 | 0.11137 | 0.72165 | 0.076142 | 0.49338 | 4.6402 | 5.4298 | 2.1151 | 2.2613
Interior Controls | 91.3495 | 76.6915 | 96.9252 | 112.9594 | 446659.68 | 5359916.16 | -16752.9842 | -201035.8104 | 0.068782 | 0.44223 | 0.033958 | 0.21833 | 0.10112 | 0.65015 | 0.066194 | 0.42559 | 2.0332 | 3.9541 | 1.3349 | 1.9571
LED Interior | 12.7393 | 10.6952 | 13.5169 | 9.0275 | 62289.92 | 996638.72 | 0 | 0 | 0.11782 | 0 | 0.08214 | 0 | 0.12049 | 0 | 0.084697 | 0 | 6.6467 | 7.6193 | 2.4526 | 2.5687
SBD - Light Power Density | 1166.9246 | 979.6793 | 1238.1499 | 1324.0186 | 5705759.6914 | 82162939.5559 | -169023.1449 | -2433933.2862 | 0.11416 | 0.74105 | 0.079046 | 0.51311 | 0.11416 | 0.74105 | 0.078941 | 0.51242 | 6.1136 | 6.1136 | 2.3761 | 2.3718
Refrigeration | 493.5261 | 458.9793 | 1134.6326 | 493.5261 | 5228721.5636 | 79999439.9233 | -181751.7923 | -2780802.4228 | 0.068876 | 0.52296 | 0.038718 | 0.29397 | 0.068331 | 0.51881 | 0.038082 | 0.28915 | 2.4248 | 2.3977 | 1.4932 | 1.4812
Process | 0 | 0 | 0 | 0 | 0 | 0 | 0 | 0 | 0 | 0 | 0 | 0 | 0 | 0 | 0 | 0 | 0 | 0 | 0 | 0
Compressed Air | 2390.7792 | 2420.897 | 4003.1571 | 2390.7792 | 18447728.718 | 276715930.7702 | 0 | 0 | 0.058475 | 0 | 0.029323 | 0 | 0.088893 | 0 | 0.059653 | 0 | 2.0664 | 4.641 | 1.3491 | 2.1118
Controls | 1378.0264 | 1395.386 | 2747.1801 | 1378.0264 | 12659816.318 | 189897244.7703 | 0 | 0 | 0.067346 | 0 | 0.038559 | 0 | 0.090886 | 0 | 0.062013 | 0 | 2.512 | 5.3279 | 1.5259 | 2.2434
Cooling & Motors | 2888.8391 | 1793.4588 | 2619.9058 | 2888.8391 | 12073298.4852 | 181099477.2778 | 0 | 0 | 0.0843 | 0 | 0.045293 | 0 | 0.12552 | 0 | 0.086402 | 0 | 2.2524 | 5.8124 | 1.426 | 2.325
Custom | 12066.2588 | 12218.2633 | 15636.3328 | 12066.2588 | 72056833.3493 | 1030412716.8953 | 0 | 0 | 0.071656 | 0 | 0.041929 | 0 | 0.088502 | 0 | 0.058686 | 0 | 2.6327 | 4.2729 | 1.5696 | 2.0322
Oil Well Pump-Off Controllers | 847.0285 | 857.6989 | 1649.9568 | 847.0285 | 7603487.5844 | 114052313.7663 | 0 | 0 | 0.095572 | 0 | 0.066753 | 0 | 0.08953 | 0 | 0.060624 | 0 | 6.8127 | 4.9819 | 2.4748 | 2.1797
Pumps & Vacuums | 595.0806 | 602.5771 | 890.8128 | 595.0806 | 4105127.9705 | 47619484.4574 | 0 | 0 | 0.053531 | 0 | 0.024701 | 0 | 0.08313 | 0 | 0.054213 | 0 | 1.9147 | 3.8738 | 1.2828 | 1.9372
VSD | 569.0713 | 576.2401 | 1806.6721 | 569.0713 | 8325677.9977 | 124052602.1655 | 0 | 0 | 0.0264 | 0 | -0.0020419 | 0 | 0.087009 | 0 | 0.058483 | 0 | 1.3137 | 4.6968 | 0.98186 | 2.1233
Whole Building | 455 | 448.5433 | 440.6212 | 455 | 2030512.4 | 30457686 | -0.16589 | -2.4884 | 0.024945 | 0.18242 | -0.0062945 | -0.046031 | 0.080835 | 0.59113 | 0.049503 | 0.362 | 1.2586 | 2.9918 | 0.95071 | 1.6883
CODES & STANDARDS | 0 | 0 | 0 | 0 | 0 | 0 | 0 | 0 | 0 | 0 | 0 | 0 | 0 | 0 | 0 | 0 | 0 | 0 | 0 | 0
2008 Title 24 | 0 | 0 | 0 | 0 | 0 | 0 | 0 | 0 | 0 | 0 | 0 | 0 | 0 | 0 | 0 | 0 | 0 | 0 | 0 | 0
2008 Title 20 | 0 | 0 | 0 | 0 | 0 | 0 | 0 | 0 | 0 | 0 | 0 | 0 | 0 | 0 | 0 | 0 | 0 | 0 | 0 | 0
2009 Title 20 | 0 | 0 | 0 | 0 | 0 | 0 | 0 | 0 | 0 | 0 | 0 | 0 | 0 | 0 | 0 | 0 | 0 | 0 | 0 | 0
0 | 0 | 0 | 0 | 0 | 0 | 0 | 0 | 0 | 0 | 0 | 0 | 0 | 0 | 0 | 0 | 0 | 0 | 0 | 0 | 0
0 | 0 | 0 | 0 | 0 | 0 | 0 | 0 | 0 | 0 | 0 | 0 | 0 | 0 | 0 | 0 | 0 | 0 | 0 | 0 | 0
0 | 0 | 0 | 0 | 0 | 0 | 0 | 0 | 0 | 0 | 0 | 0 | 0 | 0 | 0 | 0 | 0 | 0 | 0 | 0 | 0
0 | 0 | 0 | 0 | 0 | 0 | 0 | 0 | 0 | 0 | 0 | 0 | 0 | 0 | 0 | 0 | 0 | 0 | 0 | 0 | 0
0 | 0 | 0 | 0 | 0 | 0 | 0 | 0 | 0 | 0 | 0 | 0 | 0 | 0 | 0 | 0 | 0 | 0 | 0 | 0 | 0
0 | 0 | 0 | 0 | 0 | 0 | 0 | 0 | 0 | 0 | 0 | 0 | 0 | 0 | 0 | 0 | 0 | 0 | 0 | 0 | 0
0 | 0 | 0 | 0 | 0 | 0 | 0 | 0 | 0 | 0 | 0 | 0 | 0 | 0 | 0 | 0 | 0 | 0 | 0 | 0 | 0
0 | 0 | 0 | 0 | 0 | 0 | 0 | 0 | 0 | 0 | 0 | 0 | 0 | 0 | 0 | 0 | 0 | 0 | 0 | 0 | 0
0 | 0 | 0 | 0 | 0 | 0 | 0 | 0 | 0 | 0 | 0 | 0 | 0 | 0 | 0 | 0 | 0 | 0 | 0 | 0 | 0
0 | 0 | 0 | 0 | 0 | 0 | 0 | 0 | 0 | 0 | 0 | 0 | 0 | 0 | 0 | 0 | 0 | 0 | 0 | 0 | 0
0 | 0 | 0 | 0 | 0 | 0 | 0 | 0 | 0 | 0 | 0 | 0 | 0 | 0 | 0 | 0 | 0 | 0 | 0 | 0 | 0
0 | 0 | 0 | 0 | 0 | 0 | 0 | 0 | 0 | 0 | 0 | 0 | 0 | 0 | 0 | 0 | 0 | 0 | 0 | 0 | 0
0 | 0 | 0 | 0 | 0 | 0 | 0 | 0 | 0 | 0 | 0 | 0 | 0 | 0 | 0 | 0 | 0 | 0 | 0 | 0 | 0
0 | 0 | 0 | 0 | 0 | 0 | 0 | 0 | 0 | 0 | 0 | 0 | 0 | 0 | 0 | 0 | 0 | 0 | 0 | 0 | 0
0 | 0 | 0 | 0 | 0 | 0 | 0 | 0 | 0 | 0 | 0 | 0 | 0 | 0 | 0 | 0 | 0 | 0 | 0 | 0 | 0
0 | 0 | 0 | 0 | 0 | 0 | 0 | 0 | 0 | 0 | 0 | 0 | 0 | 0 | 0 | 0 | 0 | 0 | 0 | 0 | 0
0 | 0 | 0 | 0 | 0 | 0 | 0 | 0 | 0 | 0 | 0 | 0 | 0 | 0 | 0 | 0 | 0 | 0 | 0 | 0 | 0
0 | 0 | 0 | 0 | 0 | 0 | 0 | 0 | 0 | 0 | 0 | 0 | 0 | 0 | 0 | 0 | 0 | 0 | 0 | 0 | 0
0 | 0 | 0 | 0 | 0 | 0 | 0 | 0 | 0 | 0 | 0 | 0 | 0 | 0 | 0 | 0 | 0 | 0 | 0 | 0 | 0
0 | 0 | 0 | 0 | 0 | 0 | 0 | 0 | 0 | 0 | 0 | 0 | 0 | 0 | 0 | 0 | 0 | 0 | 0 | 0 | 0
0 | 0 | 0 | 0 | 0 | 0 | 0 | 0 | 0 | 0 | 0 | 0 | 0 | 0 | 0 | 0 | 0 | 0 | 0 | 0 | 0
0 | 0 | 0 | 0 | 0 | 0 | 0 | 0 | 0 | 0 | 0 | 0 | 0 | 0 | 0 | 0 | 0 | 0 | 0 | 0 | 0
0 | 0 | 0 | 0 | 0 | 0 | 0 | 0 | 0 | 0 | 0 | 0 | 0 | 0 | 0 | 0 | 0 | 0 | 0 | 0 | 0
0 | 0 | 0 | 0 | 0 | 0 | 0 | 0 | 0 | 0 | 0 | 0 | 0 | 0 | 0 | 0 | 0 | 0 | 0 | 0 | 0
0 | 0 | 0 | 0 | 0 | 0 | 0 | 0 | 0 | 0 | 0 | 0 | 0 | 0 | 0 | 0 | 0 | 0 | 0 | 0 | 0
0 | 0 | 0 | 0 | 0 | 0 | 0 | 0 | 0 | 0 | 0 | 0 | 0 | 0 | 0 | 0 | 0 | 0 | 0 | 0 | 0
0 | 0 | 0 | 0 | 0 | 0 | 0 | 0 | 0 | 0 | 0 | 0 | 0 | 0 | 0 | 0 | 0 | 0 | 0 | 0 | 0
0 | 0 | 0 | 0 | 0 | 0 | 0 | 0 | 0 | 0 | 0 | 0 | 0 | 0 | 0 | 0 | 0 | 0 | 0 | 0 | 0
0 | 0 | 0 | 0 | 0 | 0 | 0 | 0 | 0 | 0 | 0 | 0 | 0 | 0 | 0 | 0 | 0 | 0 | 0 | 0 | 0
0 | 0 | 0 | 0 | 0 | 0 | 0 | 0 | 0 | 0 | 0 | 0 | 0 | 0 | 0 | 0 | 0 | 0 | 0 | 0 | 0
0 | 0 | 0 | 0 | 0 | 0 | 0 | 0 | 0 | 0 | 0 | 0 | 0 | 0 | 0 | 0 | 0 | 0 | 0 | 0 | 0
0 | 0 | 0 | 0 | 0 | 0 | 0 | 0 | 0 | 0 | 0 | 0 | 0 | 0 | 0 | 0 | 0 | 0 | 0 | 0 | 0
0 | 0 | 0 | 0 | 0 | 0 | 0 | 0 | 0 | 0 | 0 | 0 | 0 | 0 | 0 | 0 | 0 | 0 | 0 | 0 | 0
0 | 0 | 0 | 0 | 0 | 0 | 0 | 0 | 0 | 0 | 0 | 0 | 0 | 0 | 0 | 0 | 0 | 0 | 0 | 0 | 0
0 | 0 | 0 | 0 | 0 | 0 | 0 | 0 | 0 | 0 | 0 | 0 | 0 | 0 | 0 | 0 | 0 | 0 | 0 | 0 | 0
0 | 0 | 0 | 0 | 0 | 0 | 0 | 0 | 0 | 0 | 0 | 0 | 0 | 0 | 0 | 0 | 0 | 0 | 0 | 0 | 0
0 | 0 | 0 | 0 | 0 | 0 | 0 | 0 | 0 | 0 | 0 | 0 | 0 | 0 | 0 | 0 | 0 | 0 | 0 | 0 | 0
0 | 0 | 0 | 0 | 0 | 0 | 0 | 0 | 0 | 0 | 0 | 0 | 0 | 0 | 0 | 0 | 0 | 0 | 0 | 0 | 0
0 | 0 | 0 | 0 | 0 | 0 | 0 | 0 | 0 | 0 | 0 | 0 | 0 | 0 | 0 | 0 | 0 | 0 | 0 | 0 | 0
0 | 0 | 0 | 0 | 0 | 0 | 0 | 0 | 0 | 0 | 0 | 0 | 0 | 0 | 0 | 0 | 0 | 0 | 0 | 0 | 0
0 | 0 | 0 | 0 | 0 | 0 | 0 | 0 | 0 | 0 | 0 | 0 | 0 | 0 | 0 | 0 | 0 | 0 | 0 | 0 | 0
0 | 0 | 0 | 0 | 0 | 0 | 0 | 0 | 0 | 0 | 0 | 0 | 0 | 0 | 0 | 0 | 0 | 0 | 0 | 0 | 0
0 | 0 | 0 | 0 | 0 | 0 | 0 | 0 | 0 | 0 | 0 | 0 | 0 | 0 | 0 | 0 | 0 | 0 | 0 | 0 | 0
0 | 0 | 0 | 0 | 0 | 0 | 0 | 0 | 0 | 0 | 0 | 0 | 0 | 0 | 0 | 0 | 0 | 0 | 0 | 0 | 0
0 | 0 | 0 | 0 | 0 | 0 | 0 | 0 | 0 | 0 | 0 | 0 | 0 | 0 | 0 | 0 | 0 | 0 | 0 | 0 | 0
0 | 0 | 0 | 0 | 0 | 0 | 0 | 0 | 0 | 0 | 0 | 0 | 0 | 0 | 0 | 0 | 0 | 0 | 0 | 0 | 0
0 | 0 | 0 | 0 | 0 | 0 | 0 | 0 | 0 | 0 | 0 | 0 | 0 | 0 | 0 | 0 | 0 | 0 | 0 | 0 | 0
0 | 0 | 0 | 0 | 0 | 0 | 0 | 0 | 0 | 0 | 0 | 0 | 0 | 0 | 0 | 0 | 0 | 0 | 0 | 0 | 0
0 | 0 | 0 | 0 | 0 | 0 | 0 | 0 | 0 | 0 | 0 | 0 | 0 | 0 | 0 | 0 | 0 | 0 | 0 | 0 | 0
0 | 0 | 0 | 0 | 0 | 0 | 0 | 0 | 0 | 0 | 0 | 0 | 0 | 0 | 0 | 0 | 0 | 0 | 0 | 0 | 0
0 | 0 | 0 | 0 | 0 | 0 | 0 | 0 | 0 | 0 | 0 | 0 | 0 | 0 | 0 | 0 | 0 | 0 | 0 | 0 | 0
0 | 0 | 0 | 0 | 0 | 0 | 0 | 0 | 0 | 0 | 0 | 0 | 0 | 0 | 0 | 0 | 0 | 0 | 0 | 0 | 0
0 | 0 | 0 | 0 | 0 | 0 | 0 | 0 | 0 | 0 | 0 | 0 | 0 | 0 | 0 | 0 | 0 | 0 | 0 | 0 | 0
0 | 0 | 0 | 0 | 0 | 0 | 0 | 0 | 0 | 0 | 0 | 0 | 0 | 0 | 0 | 0 | 0 | 0 | 0 | 0 | 0
0 | 0 | 0 | 0 | 0 | 0 | 0 | 0 | 0 | 0 | 0 | 0 | 0 | 0 | 0 | 0 | 0 | 0 | 0 | 0 | 0
0 | 0 | 0 | 0 | 0 | 0 | 0 | 0 | 0 | 0 | 0 | 0 | 0 | 0 | 0 | 0 | 0 | 0 | 0 | 0 | 0
0 | 0 | 0 | 0 | 0 | 0 | 0 | 0 | 0 | 0 | 0 | 0 | 0 | 0 | 0 | 0 | 0 | 0 | 0 | 0 | 0
0 | 0 | 0 | 0 | 0 | 0 | 0 | 0 | 0 | 0 | 0 | 0 | 0 | 0 | 0 | 0 | 0 | 0 | 0 | 0 | 0
0 | 0 | 0 | 0 | 0 | 0 | 0 | 0 | 0 | 0 | 0 | 0 | 0 | 0 | 0 | 0 | 0 | 0 | 0 | 0 | 0
0 | 0 | 0 | 0 | 0 | 0 | 0 | 0 | 0 | 0 | 0 | 0 | 0 | 0 | 0 | 0 | 0 | 0 | 0 | 0 | 0
0 | 0 | 0 | 0 | 0 | 0 | 0 | 0 | 0 | 0 | 0 | 0 | 0 | 0 | 0 | 0 | 0 | 0 | 0 | 0 | 0
0 | 0 | 0 | 0 | 0 | 0 | 0 | 0 | 0 | 0 | 0 | 0 | 0 | 0 | 0 | 0 | 0 | 0 | 0 | 0 | 0
0 | 0 | 0 | 0 | 0 | 0 | 0 | 0 | 0 | 0 | 0 | 0 | 0 | 0 | 0 | 0 | 0 | 0 | 0 | 0 | 0
0 | 0 | 0 | 0 | 0 | 0 | 0 | 0 | 0 | 0 | 0 | 0 | 0 | 0 | 0 | 0 | 0 | 0 | 0 | 0 | 0
0 | 0 | 0 | 0 | 0 | 0 | 0 | 0 | 0 | 0 | 0 | 0 | 0 | 0 | 0 | 0 | 0 | 0 | 0 | 0 | 0
0 | 0 | 0 | 0 | 0 | 0 | 0 | 0 | 0 | 0 | 0 | 0 | 0 | 0 | 0 | 0 | 0 | 0 | 0 | 0 | 0
0 | 0 | 0 | 0 | 0 | 0 | 0 | 0 | 0 | 0 | 0 | 0 | 0 | 0 | 0 | 0 | 0 | 0 | 0 | 0 | 0
0 | 0 | 0 | 0 | 0 | 0 | 0 | 0 | 0 | 0 | 0 | 0 | 0 | 0 | 0 | 0 | 0 | 0 | 0 | 0 | 0
0 | 0 | 0 | 0 | 0 | 0 | 0 | 0 | 0 | 0 | 0 | 0 | 0 | 0 | 0 | 0 | 0 | 0 | 0 | 0 | 0
0 | 0 | 0 | 0 | 0 | 0 | 0 | 0 | 0 | 0 | 0 | 0 | 0 | 0 | 0 | 0 | 0 | 0 | 0 | 0 | 0
0 | 0 | 0 | 0 | 0 | 0 | 0 | 0 | 0 | 0 | 0 | 0 | 0 | 0 | 0 | 0 | 0 | 0 | 0 | 0 | 0
0 | 0 | 0 | 0 | 0 | 0 | 0 | 0 | 0 | 0 | 0 | 0 | 0 | 0 | 0 | 0 | 0 | 0 | 0 | 0 | 0
0 | 0 | 0 | 0 | 0 | 0 | 0 | 0 | 0 | 0 | 0 | 0 | 0 | 0 | 0 | 0 | 0 | 0 | 0 | 0 | 0
0 | 0 | 0 | 0 | 0 | 0 | 0 | 0 | 0 | 0 | 0 | 0 | 0 | 0 | 0 | 0 | 0 | 0 | 0 | 0 | 0
0 | 0 | 0 | 0 | 0 | 0 | 0 | 0 | 0 | 0 | 0 | 0 | 0 | 0 | 0 | 0 | 0 | 0 | 0 | 0 | 0
0 | 0 | 0 | 0 | 0 | 0 | 0 | 0 | 0 | 0 | 0 | 0 | 0 | 0 | 0 | 0 | 0 | 0 | 0 | 0 | 0
0 | 0 | 0 | 0 | 0 | 0 | 0 | 0 | 0 | 0 | 0 | 0 | 0 | 0 | 0 | 0 | 0 | 0 | 0 | 0 | 0
0 | 0 | 0 | 0 | 0 | 0 | 0 | 0 | 0 | 0 | 0 | 0 | 0 | 0 | 0 | 0 | 0 | 0 | 0 | 0 | 0
0 | 0 | 0 | 0 | 0 | 0 | 0 | 0 | 0 | 0 | 0 | 0 | 0 | 0 | 0 | 0 | 0 | 0 | 0 | 0 | 0
0 | 0 | 0 | 0 | 0 | 0 | 0 | 0 | 0 | 0 | 0 | 0 | 0 | 0 | 0 | 0 | 0 | 0 | 0 | 0 | 0
0 | 0 | 0 | 0 | 0 | 0 | 0 | 0 | 0 | 0 | 0 | 0 | 0 | 0 | 0 | 0 | 0 | 0 | 0 | 0 | 0
0 | 0 | 0 | 0 | 0 | 0 | 0 | 0 | 0 | 0 | 0 | 0 | 0 | 0 | 0 | 0 | 0 | 0 | 0 | 0 | 0
0 | 0 | 0 | 0 | 0 | 0 | 0 | 0 | 0 | 0 | 0 | 0 | 0 | 0 | 0 | 0 | 0 | 0 | 0 | 0 | 0
0 | 0 | 0 | 0 | 0 | 0 | 0 | 0 | 0 | 0 | 0 | 0 | 0 | 0 | 0 | 0 | 0 | 0 | 0 | 0 | 0
0 | 0 | 0 | 0 | 0 | 0 | 0 | 0 | 0 | 0 | 0 | 0 | 0 | 0 | 0 | 0 | 0 | 0 | 0 | 0 | 0
0 | 0 | 0 | 0 | 0 | 0 | 0 | 0 | 0 | 0 | 0 | 0 | 0 | 0 | 0 | 0 | 0 | 0 | 0 | 0 | 0
0 | 0 | 0 | 0 | 0 | 0 | 0 | 0 | 0 | 0 | 0 | 0 | 0 | 0 | 0 | 0 | 0 | 0 | 0 | 0 | 0
0 | 0 | 0 | 0 | 0 | 0 | 0 | 0 | 0 | 0 | 0 | 0 | 0 | 0 | 0 | 0 | 0 | 0 | 0 | 0 | 0
0 | 0 | 0 | 0 | 0 | 0 | 0 | 0 | 0 | 0 | 0 | 0 | 0 | 0 | 0 | 0 | 0 | 0 | 0 | 0 | 0
0 | 0 | 0 | 0 | 0 | 0 | 0 | 0 | 0 | 0 | 0 | 0 | 0 | 0 | 0 | 0 | 0 | 0 | 0 | 0 | 0
0 | 0 | 0 | 0 | 0 | 0 | 0 | 0 | 0 | 0 | 0 | 0 | 0 | 0 | 0 | 0 | 0 | 0 | 0 | 0 | 0
0 | 0 | 0 | 0 | 0 | 0 | 0 | 0 | 0 | 0 | 0 | 0 | 0 | 0 | 0 | 0 | 0 | 0 | 0 | 0 | 0
0 | 0 | 0 | 0 | 0 | 0 | 0 | 0 | 0 | 0 | 0 | 0 | 0 | 0 | 0 | 0 | 0 | 0 | 0 | 0 | 0
0 | 0 | 0 | 0 | 0 | 0 | 0 | 0 | 0 | 0 | 0 | 0 | 0 | 0 | 0 | 0 | 0 | 0 | 0 | 0 | 0
0 | 0 | 0 | 0 | 0 | 0 | 0 | 0 | 0 | 0 | 0 | 0 | 0 | 0 | 0 | 0 | 0 | 0 | 0 | 0 | 0
0 | 0 | 0 | 0 | 0 | 0 | 0 | 0 | 0 | 0 | 0 | 0 | 0 | 0 | 0 | 0 | 0 | 0 | 0 | 0 | 0
0 | 0 | 0 | 0 | 0 | 0 | 0 | 0 | 0 | 0 | 0 | 0 | 0 | 0 | 0 | 0 | 0 | 0 | 0 | 0 | 0
0 | 0 | 0 | 0 | 0 | 0 | 0 | 0 | 0 | 0 | 0 | 0 | 0 | 0 | 0 | 0 | 0 | 0 | 0 | 0 | 0
0 | 0 | 0 | 0 | 0 | 0 | 0 | 0 | 0 | 0 | 0 | 0 | 0 | 0 | 0 | 0 | 0 | 0 | 0 | 0 | 0
0 | 0 | 0 | 0 | 0 | 0 | 0 | 0 | 0 | 0 | 0 | 0 | 0 | 0 | 0 | 0 | 0 | 0 | 0 | 0 | 0
0 | 0 | 0 | 0 | 0 | 0 | 0 | 0 | 0 | 0 | 0 | 0 | 0 | 0 | 0 | 0 | 0 | 0 | 0 | 0 | 0
0 | 0 | 0 | 0 | 0 | 0 | 0 | 0 | 0 | 0 | 0 | 0 | 0 | 0 | 0 | 0 | 0 | 0 | 0 | 0 | 0
0 | 0 | 0 | 0 | 0 | 0 | 0 | 0 | 0 | 0 | 0 | 0 | 0 | 0 | 0 | 0 | 0 | 0 | 0 | 0 | 0
0 | 0 | 0 | 0 | 0 | 0 | 0 | 0 | 0 | 0 | 0 | 0 | 0 | 0 | 0 | 0 | 0 | 0 | 0 | 0 | 0
0 | 0 | 0 | 0 | 0 | 0 | 0 | 0 | 0 | 0 | 0 | 0 | 0 | 0 | 0 | 0 | 0 | 0 | 0 | 0 | 0
0 | 0 | 0 | 0 | 0 | 0 | 0 | 0 | 0 | 0 | 0 | 0 | 0 | 0 | 0 | 0 | 0 | 0 | 0 | 0 | 0
0 | 0 | 0 | 0 | 0 | 0 | 0 | 0 | 0 | 0 | 0 | 0 | 0 | 0 | 0 | 0 | 0 | 0 | 0 | 0 | 0
0 | 0 | 0 | 0 | 0 | 0 | 0 | 0 | 0 | 0 | 0 | 0 | 0 | 0 | 0 | 0 | 0 | 0 | 0 | 0 | 0
0 | 0 | 0 | 0 | 0 | 0 | 0 | 0 | 0 | 0 | 0 | 0 | 0 | 0 | 0 | 0 | 0 | 0 | 0 | 0 | 0
0 | 0 | 0 | 0 | 0 | 0 | 0 | 0 | 0 | 0 | 0 | 0 | 0 | 0 | 0 | 0 | 0 | 0 | 0 | 0 | 0
0 | 0 | 0 | 0 | 0 | 0 | 0 | 0 | 0 | 0 | 0 | 0 | 0 | 0 | 0 | 0 | 0 | 0 | 0 | 0 | 0
0 | 0 | 0 | 0 | 0 | 0 | 0 | 0 | 0 | 0 | 0 | 0 | 0 | 0 | 0 | 0 | 0 | 0 | 0 | 0 | 0
0 | 0 | 0 | 0 | 0 | 0 | 0 | 0 | 0 | 0 | 0 | 0 | 0 | 0 | 0 | 0 | 0 | 0 | 0 | 0 | 0
0 | 0 | 0 | 0 | 0 | 0 | 0 | 0 | 0 | 0 | 0 | 0 | 0 | 0 | 0 | 0 | 0 | 0 | 0 | 0 | 0
0 | 0 | 0 | 0 | 0 | 0 | 0 | 0 | 0 | 0 | 0 | 0 | 0 | 0 | 0 | 0 | 0 | 0 | 0 | 0 | 0
0 | 0 | 0 | 0 | 0 | 0 | 0 | 0 | 0 | 0 | 0 | 0 | 0 | 0 | 0 | 0 | 0 | 0 | 0 | 0 | 0
0 | 0 | 0 | 0 | 0 | 0 | 0 | 0 | 0 | 0 | 0 | 0 | 0 | 0 | 0 | 0 | 0 | 0 | 0 | 0 | 0
0 | 0 | 0 | 0 | 0 | 0 | 0 | 0 | 0 | 0 | 0 | 0 | 0 | 0 | 0 | 0 | 0 | 0 | 0 | 0 | 0
0 | 0 | 0 | 0 | 0 | 0 | 0 | 0 | 0 | 0 | 0 | 0 | 0 | 0 | 0 | 0 | 0 | 0 | 0 | 0 | 0
0 | 0 | 0 | 0 | 0 | 0 | 0 | 0 | 0 | 0 | 0 | 0 | 0 | 0 | 0 | 0 | 0 | 0 | 0 | 0 | 0
0 | 0 | 0 | 0 | 0 | 0 | 0 | 0 | 0 | 0 | 0 | 0 | 0 | 0 | 0 | 0 | 0 | 0 | 0 | 0 | 0
0 | 0 | 0 | 0 | 0 | 0 | 0 | 0 | 0 | 0 | 0 | 0 | 0 | 0 | 0 | 0 | 0 | 0 | 0 | 0 | 0
0 | 0 | 0 | 0 | 0 | 0 | 0 | 0 | 0 | 0 | 0 | 0 | 0 | 0 | 0 | 0 | 0 | 0 | 0 | 0 | 0
0 | 0 | 0 | 0 | 0 | 0 | 0 | 0 | 0 | 0 | 0 | 0 | 0 | 0 | 0 | 0 | 0 | 0 | 0 | 0 | 0
0 | 0 | 0 | 0 | 0 | 0 | 0 | 0 | 0 | 0 | 0 | 0 | 0 | 0 | 0 | 0 | 0 | 0 | 0 | 0 | 0
0 | 0 | 0 | 0 | 0 | 0 | 0 | 0 | 0 | 0 | 0 | 0 | 0 | 0 | 0 | 0 | 0 | 0 | 0 | 0 | 0
0 | 0 | 0 | 0 | 0 | 0 | 0 | 0 | 0 | 0 | 0 | 0 | 0 | 0 | 0 | 0 | 0 | 0 | 0 | 0 | 0
0 | 0 | 0 | 0 | 0 | 0 | 0 | 0 | 0 | 0 | 0 | 0 | 0 | 0 | 0 | 0 | 0 | 0 | 0 | 0 | 0
0 | 0 | 0 | 0 | 0 | 0 | 0 | 0 | 0 | 0 | 0 | 0 | 0 | 0 | 0 | 0 | 0 | 0 | 0 | 0 | 0
0 | 0 | 0 | 0 | 0 | 0 | 0 | 0 | 0 | 0 | 0 | 0 | 0 | 0 | 0 | 0 | 0 | 0 | 0 | 0 | 0
0 | 0 | 0 | 0 | 0 | 0 | 0 | 0 | 0 | 0 | 0 | 0 | 0 | 0 | 0 | 0 | 0 | 0 | 0 | 0 | 0
0 | 0 | 0 | 0 | 0 | 0 | 0 | 0 | 0 | 0 | 0 | 0 | 0 | 0 | 0 | 0 | 0 | 0 | 0 | 0 | 0
0 | 0 | 0 | 0 | 0 | 0 | 0 | 0 | 0 | 0 | 0 | 0 | 0 | 0 | 0 | 0 | 0 | 0 | 0 | 0 | 0
0 | 0 | 0 | 0 | 0 | 0 | 0 | 0 | 0 | 0 | 0 | 0 | 0 | 0 | 0 | 0 | 0 | 0 | 0 | 0 | 0
0 | 0 | 0 | 0 | 0 | 0 | 0 | 0 | 0 | 0 | 0 | 0 | 0 | 0 | 0 | 0 | 0 | 0 | 0 | 0 | 0
0 | 0 | 0 | 0 | 0 | 0 | 0 | 0 | 0 | 0 | 0 | 0 | 0 | 0 | 0 | 0 | 0 | 0 | 0 | 0 | 0
0 | 0 | 0 | 0 | 0 | 0 | 0 | 0 | 0 | 0 | 0 | 0 | 0 | 0 | 0 | 0 | 0 | 0 | 0 | 0 | 0
0 | 0 | 0 | 0 | 0 | 0 | 0 | 0 | 0 | 0 | 0 | 0 | 0 | 0 | 0 | 0 | 0 | 0 | 0 | 0 | 0
0 | 0 | 0 | 0 | 0 | 0 | 0 | 0 | 0 | 0 | 0 | 0 | 0 | 0 | 0 | 0 | 0 | 0 | 0 | 0 | 0
0 | 0 | 0 | 0 | 0 | 0 | 0 | 0 | 0 | 0 | 0 | 0 | 0 | 0 | 0 | 0 | 0 | 0 | 0 | 0 | 0
0 | 0 | 0 | 0 | 0 | 0 | 0 | 0 | 0 | 0 | 0 | 0 | 0 | 0 | 0 | 0 | 0 | 0 | 0 | 0 | 0
0 | 0 | 0 | 0 | 0 | 0 | 0 | 0 | 0 | 0 | 0 | 0 | 0 | 0 | 0 | 0 | 0 | 0 | 0 | 0 | 0
0 | 0 | 0 | 0 | 0 | 0 | 0 | 0 | 0 | 0 | 0 | 0 | 0 | 0 | 0 | 0 | 0 | 0 | 0 | 0 | 0
0 | 0 | 0 | 0 | 0 | 0 | 0 | 0 | 0 | 0 | 0 | 0 | 0 | 0 | 0 | 0 | 0 | 0 | 0 | 0 | 0
0 | 0 | 0 | 0 | 0 | 0 | 0 | 0 | 0 | 0 | 0 | 0 | 0 | 0 | 0 | 0 | 0 | 0 | 0 | 0 | 0
0 | 0 | 0 | 0 | 0 | 0 | 0 | 0 | 0 | 0 | 0 | 0 | 0 | 0 | 0 | 0 | 0 | 0 | 0 | 0 | 0
0 | 0 | 0 | 0 | 0 | 0 | 0 | 0 | 0 | 0 | 0 | 0 | 0 | 0 | 0 | 0 | 0 | 0 | 0 | 0 | 0
0 | 0 | 0 | 0 | 0 | 0 | 0 | 0 | 0 | 0 | 0 | 0 | 0 | 0 | 0 | 0 | 0 | 0 | 0 | 0 | 0
0 | 0 | 0 | 0 | 0 | 0 | 0 | 0 | 0 | 0 | 0 | 0 | 0 | 0 | 0 | 0 | 0 | 0 | 0 | 0 | 0
0 | 0 | 0 | 0 | 0 | 0 | 0 | 0 | 0 | 0 | 0 | 0 | 0 | 0 | 0 | 0 | 0 | 0 | 0 | 0 | 0
0 | 0 | 0 | 0 | 0 | 0 | 0 | 0 | 0 | 0 | 0 | 0 | 0 | 0 | 0 | 0 | 0 | 0 | 0 | 0 | 0
0 | 0 | 0 | 0 | 0 | 0 | 0 | 0 | 0 | 0 | 0 | 0 | 0 | 0 | 0 | 0 | 0 | 0 | 0 | 0 | 0
0 | 0 | 0 | 0 | 0 | 0 | 0 | 0 | 0 | 0 | 0 | 0 | 0 | 0 | 0 | 0 | 0 | 0 | 0 | 0 | 0
0 | 0 | 0 | 0 | 0 | 0 | 0 | 0 | 0 | 0 | 0 | 0 | 0 | 0 | 0 | 0 | 0 | 0 | 0 | 0 | 0
0 | 0 | 0 | 0 | 0 | 0 | 0 | 0 | 0 | 0 | 0 | 0 | 0 | 0 | 0 | 0 | 0 | 0 | 0 | 0 | 0
0 | 0 | 0 | 0 | 0 | 0 | 0 | 0 | 0 | 0 | 0 | 0 | 0 | 0 | 0 | 0 | 0 | 0 | 0 | 0 | 0
0 | 0 | 0 | 0 | 0 | 0 | 0 | 0 | 0 | 0 | 0 | 0 | 0 | 0 | 0 | 0 | 0 | 0 | 0 | 0 | 0
0 | 0 | 0 | 0 | 0 | 0 | 0 | 0 | 0 | 0 | 0 | 0 | 0 | 0 | 0 | 0 | 0 | 0 | 0 | 0 | 0
0 | 0 | 0 | 0 | 0 | 0 | 0 | 0 | 0 | 0 | 0 | 0 | 0 | 0 | 0 | 0 | 0 | 0 | 0 | 0 | 0
0 | 0 | 0 | 0 | 0 | 0 | 0 | 0 | 0 | 0 | 0 | 0 | 0 | 0 | 0 | 0 | 0 | 0 | 0 | 0 | 0
0 | 0 | 0 | 0 | 0 | 0 | 0 | 0 | 0 | 0 | 0 | 0 | 0 | 0 | 0 | 0 | 0 | 0 | 0 | 0 | 0
0 | 0 | 0 | 0 | 0 | 0 | 0 | 0 | 0 | 0 | 0 | 0 | 0 | 0 | 0 | 0 | 0 | 0 | 0 | 0 | 0
0 | 0 | 0 | 0 | 0 | 0 | 0 | 0 | 0 | 0 | 0 | 0 | 0 | 0 | 0 | 0 | 0 | 0 | 0 | 0 | 0
0 | 0 | 0 | 0 | 0 | 0 | 0 | 0 | 0 | 0 | 0 | 0 | 0 | 0 | 0 | 0 | 0 | 0 | 0 | 0 | 0
0 | 0 | 0 | 0 | 0 | 0 | 0 | 0 | 0 | 0 | 0 | 0 | 0 | 0 | 0 | 0 | 0 | 0 | 0 | 0 | 0
0 | 0 | 0 | 0 | 0 | 0 | 0 | 0 | 0 | 0 | 0 | 0 | 0 | 0 | 0 | 0 | 0 | 0 | 0 | 0 | 0
0 | 0 | 0 | 0 | 0 | 0 | 0 | 0 | 0 | 0 | 0 | 0 | 0 | 0 | 0 | 0 | 0 | 0 | 0 | 0 | 0
0 | 0 | 0 | 0 | 0 | 0 | 0 | 0 | 0 | 0 | 0 | 0 | 0 | 0 | 0 | 0 | 0 | 0 | 0 | 0 | 0
0 | 0 | 0 | 0 | 0 | 0 | 0 | 0 | 0 | 0 | 0 | 0 | 0 | 0 | 0 | 0 | 0 | 0 | 0 | 0 | 0
0 | 0 | 0 | 0 | 0 | 0 | 0 | 0 | 0 | 0 | 0 | 0 | 0 | 0 | 0 | 0 | 0 | 0 | 0 | 0 | 0
0 | 0 | 0 | 0 | 0 | 0 | 0 | 0 | 0 | 0 | 0 | 0 | 0 | 0 | 0 | 0 | 0 | 0 | 0 | 0 | 0
0 | 0 | 0 | 0 | 0 | 0 | 0 | 0 | 0 | 0 | 0 | 0 | 0 | 0 | 0 | 0 | 0 | 0 | 0 | 0 | 0
0 | 0 | 0 | 0 | 0 | 0 | 0 | 0 | 0 | 0 | 0 | 0 | 0 | 0 | 0 | 0 | 0 | 0 | 0 | 0 | 0
0 | 0 | 0 | 0 | 0 | 0 | 0 | 0 | 0 | 0 | 0 | 0 | 0 | 0 | 0 | 0 | 0 | 0 | 0 | 0 | 0
0 | 0 | 0 | 0 | 0 | 0 | 0 | 0 | 0 | 0 | 0 | 0 | 0 | 0 | 0 | 0 | 0 | 0 | 0 | 0 | 0
0 | 0 | 0 | 0 | 0 | 0 | 0 | 0 | 0 | 0 | 0 | 0 | 0 | 0 | 0 | 0 | 0 | 0 | 0 | 0 | 0
0 | 0 | 0 | 0 | 0 | 0 | 0 | 0 | 0 | 0 | 0 | 0 | 0 | 0 | 0 | 0 | 0 | 0 | 0 | 0 | 0
0 | 0 | 0 | 0 | 0 | 0 | 0 | 0 | 0 | 0 | 0 | 0 | 0 | 0 | 0 | 0 | 0 | 0 | 0 | 0 | 0
0 | 0 | 0 | 0 | 0 | 0 | 0 | 0 | 0 | 0 | 0 | 0 | 0 | 0 | 0 | 0 | 0 | 0 | 0 | 0 | 0
0 | 0 | 0 | 0 | 0 | 0 | 0 | 0 | 0 | 0 | 0 | 0 | 0 | 0 | 0 | 0 | 0 | 0 | 0 | 0 | 0
0 | 0 | 0 | 0 | 0 | 0 | 0 | 0 | 0 | 0 | 0 | 0 | 0 | 0 | 0 | 0 | 0 | 0 | 0 | 0 | 0
0 | 0 | 0 | 0 | 0 | 0 | 0 | 0 | 0 | 0 | 0 | 0 | 0 | 0 | 0 | 0 | 0 | 0 | 0 | 0 | 0
0 | 0 | 0 | 0 | 0 | 0 | 0 | 0 | 0 | 0 | 0 | 0 | 0 | 0 | 0 | 0 | 0 | 0 | 0 | 0 | 0
0 | 0 | 0 | 0 | 0 | 0 | 0 | 0 | 0 | 0 | 0 | 0 | 0 | 0 | 0 | 0 | 0 | 0 | 0 | 0 | 0
0 | 0 | 0 | 0 | 0 | 0 | 0 | 0 | 0 | 0 | 0 | 0 | 0 | 0 | 0 | 0 | 0 | 0 | 0 | 0 | 0
0 | 0 | 0 | 0 | 0 | 0 | 0 | 0 | 0 | 0 | 0 | 0 | 0 | 0 | 0 | 0 | 0 | 0 | 0 | 0 | 0
0 | 0 | 0 | 0 | 0 | 0 | 0 | 0 | 0 | 0 | 0 | 0 | 0 | 0 | 0 | 0 | 0 | 0 | 0 | 0 | 0
0 | 0 | 0 | 0 | 0 | 0 | 0 | 0 | 0 | 0 | 0 | 0 | 0 | 0 | 0 | 0 | 0 | 0 | 0 | 0 | 0
0 | 0 | 0 | 0 | 0 | 0 | 0 | 0 | 0 | 0 | 0 | 0 | 0 | 0 | 0 | 0 | 0 | 0 | 0 | 0 | 0
0 | 0 | 0 | 0 | 0 | 0 | 0 | 0 | 0 | 0 | 0 | 0 | 0 | 0 | 0 | 0 | 0 | 0 | 0 | 0 | 0
0 | 0 | 0 | 0 | 0 | 0 | 0 | 0 | 0 | 0 | 0 | 0 | 0 | 0 | 0 | 0 | 0 | 0 | 0 | 0 | 0
0 | 0 | 0 | 0 | 0 | 0 | 0 | 0 | 0 | 0 | 0 | 0 | 0 | 0 | 0 | 0 | 0 | 0 | 0 | 0 | 0
0 | 0 | 0 | 0 | 0 | 0 | 0 | 0 | 0 | 0 | 0 | 0 | 0 | 0 | 0 | 0 | 0 | 0 | 0 | 0 | 0
0 | 0 | 0 | 0 | 0 | 0 | 0 | 0 | 0 | 0 | 0 | 0 | 0 | 0 | 0 | 0 | 0 | 0 | 0 | 0 | 0
0 | 0 | 0 | 0 | 0 | 0 | 0 | 0 | 0 | 0 | 0 | 0 | 0 | 0 | 0 | 0 | 0 | 0 | 0 | 0 | 0
0 | 0 | 0 | 0 | 0 | 0 | 0 | 0 | 0 | 0 | 0 | 0 | 0 | 0 | 0 | 0 | 0 | 0 | 0 | 0 | 0
0 | 0 | 0 | 0 | 0 | 0 | 0 | 0 | 0 | 0 | 0 | 0 | 0 | 0 | 0 | 0 | 0 | 0 | 0 | 0 | 0
0 | 0 | 0 | 0 | 0 | 0 | 0 | 0 | 0 | 0 | 0 | 0 | 0 | 0 | 0 | 0 | 0 | 0 | 0 | 0 | 0
0 | 0 | 0 | 0 | 0 | 0 | 0 | 0 | 0 | 0 | 0 | 0 | 0 | 0 | 0 | 0 | 0 | 0 | 0 | 0 | 0
0 | 0 | 0 | 0 | 0 | 0 | 0 | 0 | 0 | 0 | 0 | 0 | 0 | 0 | 0 | 0 | 0 | 0 | 0 | 0 | 0
0 | 0 | 0 | 0 | 0 | 0 | 0 | 0 | 0 | 0 | 0 | 0 | 0 | 0 | 0 | 0 | 0 | 0 | 0 | 0 | 0
0 | 0 | 0 | 0 | 0 | 0 | 0 | 0 | 0 | 0 | 0 | 0 | 0 | 0 | 0 | 0 | 0 | 0 | 0 | 0 | 0
0 | 0 | 0 | 0 | 0 | 0 | 0 | 0 | 0 | 0 | 0 | 0 | 0 | 0 | 0 | 0 | 0 | 0 | 0 | 0 | 0
0 | 0 | 0 | 0 | 0 | 0 | 0 | 0 | 0 | 0 | 0 | 0 | 0 | 0 | 0 | 0 | 0 | 0 | 0 | 0 | 0
0 | 0 | 0 | 0 | 0 | 0 | 0 | 0 | 0 | 0 | 0 | 0 | 0 | 0 | 0 | 0 | 0 | 0 | 0 | 0 | 0
0 | 0 | 0 | 0 | 0 | 0 | 0 | 0 | 0 | 0 | 0 | 0 | 0 | 0 | 0 | 0 | 0 | 0 | 0 | 0 | 0
0 | 0 | 0 | 0 | 0 | 0 | 0 | 0 | 0 | 0 | 0 | 0 | 0 | 0 | 0 | 0 | 0 | 0 | 0 | 0 | 0
0 | 0 | 0 | 0 | 0 | 0 | 0 | 0 | 0 | 0 | 0 | 0 | 0 | 0 | 0 | 0 | 0 | 0 | 0 | 0 | 0
0 | 0 | 0 | 0 | 0 | 0 | 0 | 0 | 0 | 0 | 0 | 0 | 0 | 0 | 0 | 0 | 0 | 0 | 0 | 0 | 0
0 | 0 | 0 | 0 | 0 | 0 | 0 | 0 | 0 | 0 | 0 | 0 | 0 | 0 | 0 | 0 | 0 | 0 | 0 | 0 | 0
0 | 0 | 0 | 0 | 0 | 0 | 0 | 0 | 0 | 0 | 0 | 0 | 0 | 0 | 0 | 0 | 0 | 0 | 0 | 0 | 0
0 | 0 | 0 | 0 | 0 | 0 | 0 | 0 | 0 | 0 | 0 | 0 | 0 | 0 | 0 | 0 | 0 | 0 | 0 | 0 | 0
0 | 0 | 0 | 0 | 0 | 0 | 0 | 0 | 0 | 0 | 0 | 0 | 0 | 0 | 0 | 0 | 0 | 0 | 0 | 0 | 0
0 | 0 | 0 | 0 | 0 | 0 | 0 | 0 | 0 | 0 | 0 | 0 | 0 | 0 | 0 | 0 | 0 | 0 | 0 | 0 | 0
0 | 0 | 0 | 0 | 0 | 0 | 0 | 0 | 0 | 0 | 0 | 0 | 0 | 0 | 0 | 0 | 0 | 0 | 0 | 0 | 0
0 | 0 | 0 | 0 | 0 | 0 | 0 | 0 | 0 | 0 | 0 | 0 | 0 | 0 | 0 | 0 | 0 | 0 | 0 | 0 | 0
0 | 0 | 0 | 0 | 0 | 0 | 0 | 0 | 0 | 0 | 0 | 0 | 0 | 0 | 0 | 0 | 0 | 0 | 0 | 0 | 0
0 | 0 | 0 | 0 | 0 | 0 | 0 | 0 | 0 | 0 | 0 | 0 | 0 | 0 | 0 | 0 | 0 | 0 | 0 | 0 | 0
0 | 0 | 0 | 0 | 0 | 0 | 0 | 0 | 0 | 0 | 0 | 0 | 0 | 0 | 0 | 0 | 0 | 0 | 0 | 0 | 0
0 | 0 | 0 | 0 | 0 | 0 | 0 | 0 | 0 | 0 | 0 | 0 | 0 | 0 | 0 | 0 | 0 | 0 | 0 | 0 | 0
0 | 0 | 0 | 0 | 0 | 0 | 0 | 0 | 0 | 0 | 0 | 0 | 0 | 0 | 0 | 0 | 0 | 0 | 0 | 0 | 0
0 | 0 | 0 | 0 | 0 | 0 | 0 | 0 | 0 | 0 | 0 | 0 | 0 | 0 | 0 | 0 | 0 | 0 | 0 | 0 | 0
0 | 0 | 0 | 0 | 0 | 0 | 0 | 0 | 0 | 0 | 0 | 0 | 0 | 0 | 0 | 0 | 0 | 0 | 0 | 0 | 0
0 | 0 | 0 | 0 | 0 | 0 | 0 | 0 | 0 | 0 | 0 | 0 | 0 | 0 | 0 | 0 | 0 | 0 | 0 | 0 | 0
0 | 0 | 0 | 0 | 0 | 0 | 0 | 0 | 0 | 0 | 0 | 0 | 0 | 0 | 0 | 0 | 0 | 0 | 0 | 0 | 0
0 | 0 | 0 | 0 | 0 | 0 | 0 | 0 | 0 | 0 | 0 | 0 | 0 | 0 | 0 | 0 | 0 | 0 | 0 | 0 | 0
0 | 0 | 0 | 0 | 0 | 0 | 0 | 0 | 0 | 0 | 0 | 0 | 0 | 0 | 0 | 0 | 0 | 0 | 0 | 0 | 0
0 | 0 | 0 | 0 | 0 | 0 | 0 | 0 | 0 | 0 | 0 | 0 | 0 | 0 | 0 | 0 | 0 | 0 | 0 | 0 | 0
0 | 0 | 0 | 0 | 0 | 0 | 0 | 0 | 0 | 0 | 0 | 0 | 0 | 0 | 0 | 0 | 0 | 0 | 0 | 0 | 0
0 | 0 | 0 | 0 | 0 | 0 | 0 | 0 | 0 | 0 | 0 | 0 | 0 | 0 | 0 | 0 | 0 | 0 | 0 | 0 | 0
0 | 0 | 0 | 0 | 0 | 0 | 0 | 0 | 0 | 0 | 0 | 0 | 0 | 0 | 0 | 0 | 0 | 0 | 0 | 0 | 0
0 | 0 | 0 | 0 | 0 | 0 | 0 | 0 | 0 | 0 | 0 | 0 | 0 | 0 | 0 | 0 | 0 | 0 | 0 | 0 | 0
0 | 0 | 0 | 0 | 0 | 0 | 0 | 0 | 0 | 0 | 0 | 0 | 0 | 0 | 0 | 0 | 0 | 0 | 0 | 0 | 0
0 | 0 | 0 | 0 | 0 | 0 | 0 | 0 | 0 | 0 | 0 | 0 | 0 | 0 | 0 | 0 | 0 | 0 | 0 | 0 | 0
0 | 0 | 0 | 0 | 0 | 0 | 0 | 0 | 0 | 0 | 0 | 0 | 0 | 0 | 0 | 0 | 0 | 0 | 0 | 0 | 0
0 | 0 | 0 | 0 | 0 | 0 | 0 | 0 | 0 | 0 | 0 | 0 | 0 | 0 | 0 | 0 | 0 | 0 | 0 | 0 | 0
0 | 0 | 0 | 0 | 0 | 0 | 0 | 0 | 0 | 0 | 0 | 0 | 0 | 0 | 0 | 0 | 0 | 0 | 0 | 0 | 0
0 | 0 | 0 | 0 | 0 | 0 | 0 | 0 | 0 | 0 | 0 | 0 | 0 | 0 | 0 | 0 | 0 | 0 | 0 | 0 | 0
0 | 0 | 0 | 0 | 0 | 0 | 0 | 0 | 0 | 0 | 0 | 0 | 0 | 0 | 0 | 0 | 0 | 0 | 0 | 0 | 0
0 | 0 | 0 | 0 | 0 | 0 | 0 | 0 | 0 | 0 | 0 | 0 | 0 | 0 | 0 | 0 | 0 | 0 | 0 | 0 | 0
0 | 0 | 0 | 0 | 0 | 0 | 0 | 0 | 0 | 0 | 0 | 0 | 0 | 0 | 0 | 0 | 0 | 0 | 0 | 0 | 0
0 | 0 | 0 | 0 | 0 | 0 | 0 | 0 | 0 | 0 | 0 | 0 | 0 | 0 | 0 | 0 | 0 | 0 | 0 | 0 | 0
0 | 0 | 0 | 0 | 0 | 0 | 0 | 0 | 0 | 0 | 0 | 0 | 0 | 0 | 0 | 0 | 0 | 0 | 0 | 0 | 0
0 | 0 | 0 | 0 | 0 | 0 | 0 | 0 | 0 | 0 | 0 | 0 | 0 | 0 | 0 | 0 | 0 | 0 | 0 | 0 | 0
0 | 0 | 0 | 0 | 0 | 0 | 0 | 0 | 0 | 0 | 0 | 0 | 0 | 0 | 0 | 0 | 0 | 0 | 0 | 0 | 0
0 | 0 | 0 | 0 | 0 | 0 | 0 | 0 | 0 | 0 | 0 | 0 | 0 | 0 | 0 | 0 | 0 | 0 | 0 | 0 | 0
0 | 0 | 0 | 0 | 0 | 0 | 0 | 0 | 0 | 0 | 0 | 0 | 0 | 0 | 0 | 0 | 0 | 0 | 0 | 0 | 0
0 | 0 | 0 | 0 | 0 | 0 | 0 | 0 | 0 | 0 | 0 | 0 | 0 | 0 | 0 | 0 | 0 | 0 | 0 | 0 | 0
0 | 0 | 0 | 0 | 0 | 0 | 0 | 0 | 0 | 0 | 0 | 0 | 0 | 0 | 0 | 0 | 0 | 0 | 0 | 0 | 0
0 | 0 | 0 | 0 | 0 | 0 | 0 | 0 | 0 | 0 | 0 | 0 | 0 | 0 | 0 | 0 | 0 | 0 | 0 | 0 | 0
0 | 0 | 0 | 0 | 0 | 0 | 0 | 0 | 0 | 0 | 0 | 0 | 0 | 0 | 0 | 0 | 0 | 0 | 0 | 0 | 0
0 | 0 | 0 | 0 | 0 | 0 | 0 | 0 | 0 | 0 | 0 | 0 | 0 | 0 | 0 | 0 | 0 | 0 | 0 | 0 | 0
0 | 0 | 0 | 0 | 0 | 0 | 0 | 0 | 0 | 0 | 0 | 0 | 0 | 0 | 0 | 0 | 0 | 0 | 0 | 0 | 0
0 | 0 | 0 | 0 | 0 | 0 | 0 | 0 | 0 | 0 | 0 | 0 | 0 | 0 | 0 | 0 | 0 | 0 | 0 | 0 | 0
0 | 0 | 0 | 0 | 0 | 0 | 0 | 0 | 0 | 0 | 0 | 0 | 0 | 0 | 0 | 0 | 0 | 0 | 0 | 0 | 0
0 | 0 | 0 | 0 | 0 | 0 | 0 | 0 | 0 | 0 | 0 | 0 | 0 | 0 | 0 | 0 | 0 | 0 | 0 | 0 | 0
0 | 0 | 0 | 0 | 0 | 0 | 0 | 0 | 0 | 0 | 0 | 0 | 0 | 0 | 0 | 0 | 0 | 0 | 0 | 0 | 0
0 | 0 | 0 | 0 | 0 | 0 | 0 | 0 | 0 | 0 | 0 | 0 | 0 | 0 | 0 | 0 | 0 | 0 | 0 | 0 | 0
0 | 0 | 0 | 0 | 0 | 0 | 0 | 0 | 0 | 0 | 0 | 0 | 0 | 0 | 0 | 0 | 0 | 0 | 0 | 0 | 0
0 | 0 | 0 | 0 | 0 | 0 | 0 | 0 | 0 | 0 | 0 | 0 | 0 | 0 | 0 | 0 | 0 | 0 | 0 | 0 | 0
0 | 0 | 0 | 0 | 0 | 0 | 0 | 0 | 0 | 0 | 0 | 0 | 0 | 0 | 0 | 0 | 0 | 0 | 0 | 0 | 0
0 | 0 | 0 | 0 | 0 | 0 | 0 | 0 | 0 | 0 | 0 | 0 | 0 | 0 | 0 | 0 | 0 | 0 | 0 | 0 | 0
0 | 0 | 0 | 0 | 0 | 0 | 0 | 0 | 0 | 0 | 0 | 0 | 0 | 0 | 0 | 0 | 0 | 0 | 0 | 0 | 0
0 | 0 | 0 | 0 | 0 | 0 | 0 | 0 | 0 | 0 | 0 | 0 | 0 | 0 | 0 | 0 | 0 | 0 | 0 | 0 | 0
0 | 0 | 0 | 0 | 0 | 0 | 0 | 0 | 0 | 0 | 0 | 0 | 0 | 0 | 0 | 0 | 0 | 0 | 0 | 0 | 0
0 | 0 | 0 | 0 | 0 | 0 | 0 | 0 | 0 | 0 | 0 | 0 | 0 | 0 | 0 | 0 | 0 | 0 | 0 | 0 | 0
0 | 0 | 0 | 0 | 0 | 0 | 0 | 0 | 0 | 0 | 0 | 0 | 0 | 0 | 0 | 0 | 0 | 0 | 0 | 0 | 0
0 | 0 | 0 | 0 | 0 | 0 | 0 | 0 | 0 | 0 | 0 | 0 | 0 | 0 | 0 | 0 | 0 | 0 | 0 | 0 | 0
0 | 0 | 0 | 0 | 0 | 0 | 0 | 0 | 0 | 0 | 0 | 0 | 0 | 0 | 0 | 0 | 0 | 0 | 0 | 0 | 0
0 | 0 | 0 | 0 | 0 | 0 | 0 | 0 | 0 | 0 | 0 | 0 | 0 | 0 | 0 | 0 | 0 | 0 | 0 | 0 | 0
0 | 0 | 0 | 0 | 0 | 0 | 0 | 0 | 0 | 0 | 0 | 0 | 0 | 0 | 0 | 0 | 0 | 0 | 0 | 0 | 0
0 | 0 | 0 | 0 | 0 | 0 | 0 | 0 | 0 | 0 | 0 | 0 | 0 | 0 | 0 | 0 | 0 | 0 | 0 | 0 | 0
0 | 0 | 0 | 0 | 0 | 0 | 0 | 0 | 0 | 0 | 0 | 0 | 0 | 0 | 0 | 0 | 0 | 0 | 0 | 0 | 0
0 | 0 | 0 | 0 | 0 | 0 | 0 | 0 | 0 | 0 | 0 | 0 | 0 | 0 | 0 | 0 | 0 | 0 | 0 | 0 | 0
0 | 0 | 0 | 0 | 0 | 0 | 0 | 0 | 0 | 0 | 0 | 0 | 0 | 0 | 0 | 0 | 0 | 0 | 0 | 0 | 0
0 | 0 | 0 | 0 | 0 | 0 | 0 | 0 | 0 | 0 | 0 | 0 | 0 | 0 | 0 | 0 | 0 | 0 | 0 | 0 | 0
0 | 0 | 0 | 0 | 0 | 0 | 0 | 0 | 0 | 0 | 0 | 0 | 0 | 0 | 0 | 0 | 0 | 0 | 0 | 0 | 0
0 | 0 | 0 | 0 | 0 | 0 | 0 | 0 | 0 | 0 | 0 | 0 | 0 | 0 | 0 | 0 | 0 | 0 | 0 | 0 | 0
0 | 0 | 0 | 0 | 0 | 0 | 0 | 0 | 0 | 0 | 0 | 0 | 0 | 0 | 0 | 0 | 0 | 0 | 0 | 0 | 0
0 | 0 | 0 | 0 | 0 | 0 | 0 | 0 | 0 | 0 | 0 | 0 | 0 | 0 | 0 | 0 | 0 | 0 | 0 | 0 | 0
0 | 0 | 0 | 0 | 0 | 0 | 0 | 0 | 0 | 0 | 0 | 0 | 0 | 0 | 0 | 0 | 0 | 0 | 0 | 0 | 0
0 | 0 | 0 | 0 | 0 | 0 | 0 | 0 | 0 | 0 | 0 | 0 | 0 | 0 | 0 | 0 | 0 | 0 | 0 | 0 | 0
0 | 0 | 0 | 0 | 0 | 0 | 0 | 0 | 0 | 0 | 0 | 0 | 0 | 0 | 0 | 0 | 0 | 0 | 0 | 0 | 0
0 | 0 | 0 | 0 | 0 | 0 | 0 | 0 | 0 | 0 | 0 | 0 | 0 | 0 | 0 | 0 | 0 | 0 | 0 | 0 | 0
0 | 0 | 0 | 0 | 0 | 0 | 0 | 0 | 0 | 0 | 0 | 0 | 0 | 0 | 0 | 0 | 0 | 0 | 0 | 0 | 0
0 | 0 | 0 | 0 | 0 | 0 | 0 | 0 | 0 | 0 | 0 | 0 | 0 | 0 | 0 | 0 | 0 | 0 | 0 | 0 | 0
0 | 0 | 0 | 0 | 0 | 0 | 0 | 0 | 0 | 0 | 0 | 0 | 0 | 0 | 0 | 0 | 0 | 0 | 0 | 0 | 0
0 | 0 | 0 | 0 | 0 | 0 | 0 | 0 | 0 | 0 | 0 | 0 | 0 | 0 | 0 | 0 | 0 | 0 | 0 | 0 | 0
0 | 0 | 0 | 0 | 0 | 0 | 0 | 0 | 0 | 0 | 0 | 0 | 0 | 0 | 0 | 0 | 0 | 0 | 0 | 0 | 0
0 | 0 | 0 | 0 | 0 | 0 | 0 | 0 | 0 | 0 | 0 | 0 | 0 | 0 | 0 | 0 | 0 | 0 | 0 | 0 | 0
0 | 0 | 0 | 0 | 0 | 0 | 0 | 0 | 0 | 0 | 0 | 0 | 0 | 0 | 0 | 0 | 0 | 0 | 0 | 0 | 0
0 | 0 | 0 | 0 | 0 | 0 | 0 | 0 | 0 | 0 | 0 | 0 | 0 | 0 | 0 | 0 | 0 | 0 | 0 | 0 | 0
0 | 0 | 0 | 0 | 0 | 0 | 0 | 0 | 0 | 0 | 0 | 0 | 0 | 0 | 0 | 0 | 0 | 0 | 0 | 0 | 0
0 | 0 | 0 | 0 | 0 | 0 | 0 | 0 | 0 | 0 | 0 | 0 | 0 | 0 | 0 | 0 | 0 | 0 | 0 | 0 | 0
0 | 0 | 0 | 0 | 0 | 0 | 0 | 0 | 0 | 0 | 0 | 0 | 0 | 0 | 0 | 0 | 0 | 0 | 0 | 0 | 0
0 | 0 | 0 | 0 | 0 | 0 | 0 | 0 | 0 | 0 | 0 | 0 | 0 | 0 | 0 | 0 | 0 | 0 | 0 | 0 | 0
0 | 0 | 0 | 0 | 0 | 0 | 0 | 0 | 0 | 0 | 0 | 0 | 0 | 0 | 0 | 0 | 0 | 0 | 0 | 0 | 0
0 | 0 | 0 | 0 | 0 | 0 | 0 | 0 | 0 | 0 | 0 | 0 | 0 | 0 | 0 | 0 | 0 | 0 | 0 | 0 | 0
0 | 0 | 0 | 0 | 0 | 0 | 0 | 0 | 0 | 0 | 0 | 0 | 0 | 0 | 0 | 0 | 0 | 0 | 0 | 0 | 0
0 | 0 | 0 | 0 | 0 | 0 | 0 | 0 | 0 | 0 | 0 | 0 | 0 | 0 | 0 | 0 | 0 | 0 | 0 | 0 | 0
0 | 0 | 0 | 0 | 0 | 0 | 0 | 0 | 0 | 0 | 0 | 0 | 0 | 0 | 0 | 0 | 0 | 0 | 0 | 0 | 0
0 | 0 | 0 | 0 | 0 | 0 | 0 | 0 | 0 | 0 | 0 | 0 | 0 | 0 | 0 | 0 | 0 | 0 | 0 | 0 | 0
0 | 0 | 0 | 0 | 0 | 0 | 0 | 0 | 0 | 0 | 0 | 0 | 0 | 0 | 0 | 0 | 0 | 0 | 0 | 0 | 0
0 | 0 | 0 | 0 | 0 | 0 | 0 | 0 | 0 | 0 | 0 | 0 | 0 | 0 | 0 | 0 | 0 | 0 | 0 | 0 | 0
0 | 0 | 0 | 0 | 0 | 0 | 0 | 0 | 0 | 0 | 0 | 0 | 0 | 0 | 0 | 0 | 0 | 0 | 0 | 0 | 0
0 | 0 | 0 | 0 | 0 | 0 | 0 | 0 | 0 | 0 | 0 | 0 | 0 | 0 | 0 | 0 | 0 | 0 | 0 | 0 | 0
0 | 0 | 0 | 0 | 0 | 0 | 0 | 0 | 0 | 0 | 0 | 0 | 0 | 0 | 0 | 0 | 0 | 0 | 0 | 0 | 0
0 | 0 | 0 | 0 | 0 | 0 | 0 | 0 | 0 | 0 | 0 | 0 | 0 | 0 | 0 | 0 | 0 | 0 | 0 | 0 | 0
0 | 0 | 0 | 0 | 0 | 0 | 0 | 0 | 0 | 0 | 0 | 0 | 0 | 0 | 0 | 0 | 0 | 0 | 0 | 0 | 0
0 | 0 | 0 | 0 | 0 | 0 | 0 | 0 | 0 | 0 | 0 | 0 | 0 | 0 | 0 | 0 | 0 | 0 | 0 | 0 | 0
0 | 0 | 0 | 0 | 0 | 0 | 0 | 0 | 0 | 0 | 0 | 0 | 0 | 0 | 0 | 0 | 0 | 0 | 0 | 0 | 0
0 | 0 | 0 | 0 | 0 | 0 | 0 | 0 | 0 | 0 | 0 | 0 | 0 | 0 | 0 | 0 | 0 | 0 | 0 | 0 | 0
0 | 0 | 0 | 0 | 0 | 0 | 0 | 0 | 0 | 0 | 0 | 0 | 0 | 0 | 0 | 0 | 0 | 0 | 0 | 0 | 0
0 | 0 | 0 | 0 | 0 | 0 | 0 | 0 | 0 | 0 | 0 | 0 | 0 | 0 | 0 | 0 | 0 | 0 | 0 | 0 | 0
0 | 0 | 0 | 0 | 0 | 0 | 0 | 0 | 0 | 0 | 0 | 0 | 0 | 0 | 0 | 0 | 0 | 0 | 0 | 0 | 0
0 | 0 | 0 | 0 | 0 | 0 | 0 | 0 | 0 | 0 | 0 | 0 | 0 | 0 | 0 | 0 | 0 | 0 | 0 | 0 | 0
0 | 0 | 0 | 0 | 0 | 0 | 0 | 0 | 0 | 0 | 0 | 0 | 0 | 0 | 0 | 0 | 0 | 0 | 0 | 0 | 0
0 | 0 | 0 | 0 | 0 | 0 | 0 | 0 | 0 | 0 | 0 | 0 | 0 | 0 | 0 | 0 | 0 | 0 | 0 | 0 | 0
0 | 0 | 0 | 0 | 0 | 0 | 0 | 0 | 0 | 0 | 0 | 0 | 0 | 0 | 0 | 0 | 0 | 0 | 0 | 0 | 0
0 | 0 | 0 | 0 | 0 | 0 | 0 | 0 | 0 | 0 | 0 | 0 | 0 | 0 | 0 | 0 | 0 | 0 | 0 | 0 | 0
0 | 0 | 0 | 0 | 0 | 0 | 0 | 0 | 0 | 0 | 0 | 0 | 0 | 0 | 0 | 0 | 0 | 0 | 0 | 0 | 0
0 | 0 | 0 | 0 | 0 | 0 | 0 | 0 | 0 | 0 | 0 | 0 | 0 | 0 | 0 | 0 | 0 | 0 | 0 | 0 | 0
0 | 0 | 0 | 0 | 0 | 0 | 0 | 0 | 0 | 0 | 0 | 0 | 0 | 0 | 0 | 0 | 0 | 0 | 0 | 0 | 0
0 | 0 | 0 | 0 | 0 | 0 | 0 | 0 | 0 | 0 | 0 | 0 | 0 | 0 | 0 | 0 | 0 | 0 | 0 | 0 | 0
0 | 0 | 0 | 0 | 0 | 0 | 0 | 0 | 0 | 0 | 0 | 0 | 0 | 0 | 0 | 0 | 0 | 0 | 0 | 0 | 0
0 | 0 | 0 | 0 | 0 | 0 | 0 | 0 | 0 | 0 | 0 | 0 | 0 | 0 | 0 | 0 | 0 | 0 | 0 | 0 | 0
0 | 0 | 0 | 0 | 0 | 0 | 0 | 0 | 0 | 0 | 0 | 0 | 0 | 0 | 0 | 0 | 0 | 0 | 0 | 0 | 0
0 | 0 | 0 | 0 | 0 | 0 | 0 | 0 | 0 | 0 | 0 | 0 | 0 | 0 | 0 | 0 | 0 | 0 | 0 | 0 | 0
0 | 0 | 0 | 0 | 0 | 0 | 0 | 0 | 0 | 0 | 0 | 0 | 0 | 0 | 0 | 0 | 0 | 0 | 0 | 0 | 0
0 | 0 | 0 | 0 | 0 | 0 | 0 | 0 | 0 | 0 | 0 | 0 | 0 | 0 | 0 | 0 | 0 | 0 | 0 | 0 | 0
0 | 0 | 0 | 0 | 0 | 0 | 0 | 0 | 0 | 0 | 0 | 0 | 0 | 0 | 0 | 0 | 0 | 0 | 0 | 0 | 0
0 | 0 | 0 | 0 | 0 | 0 | 0 | 0 | 0 | 0 | 0 | 0 | 0 | 0 | 0 | 0 | 0 | 0 | 0 | 0 | 0
0 | 0 | 0 | 0 | 0 | 0 | 0 | 0 | 0 | 0 | 0 | 0 | 0 | 0 | 0 | 0 | 0 | 0 | 0 | 0 | 0
0 | 0 | 0 | 0 | 0 | 0 | 0 | 0 | 0 | 0 | 0 | 0 | 0 | 0 | 0 | 0 | 0 | 0 | 0 | 0 | 0
0 | 0 | 0 | 0 | 0 | 0 | 0 | 0 | 0 | 0 | 0 | 0 | 0 | 0 | 0 | 0 | 0 | 0 | 0 | 0 | 0
0 | 0 | 0 | 0 | 0 | 0 | 0 | 0 | 0 | 0 | 0 | 0 | 0 | 0 | 0 | 0 | 0 | 0 | 0 | 0 | 0
0 | 0 | 0 | 0 | 0 | 0 | 0 | 0 | 0 | 0 | 0 | 0 | 0 | 0 | 0 | 0 | 0 | 0 | 0 | 0 | 0
0 | 0 | 0 | 0 | 0 | 0 | 0 | 0 | 0 | 0 | 0 | 0 | 0 | 0 | 0 | 0 | 0 | 0 | 0 | 0 | 0
0 | 0 | 0 | 0 | 0 | 0 | 0 | 0 | 0 | 0 | 0 | 0 | 0 | 0 | 0 | 0 | 0 | 0 | 0 | 0 | 0
0 | 0 | 0 | 0 | 0 | 0 | 0 | 0 | 0 | 0 | 0 | 0 | 0 | 0 | 0 | 0 | 0 | 0 | 0 | 0 | 0
0 | 0 | 0 | 0 | 0 | 0 | 0 | 0 | 0 | 0 | 0 | 0 | 0 | 0 | 0 | 0 | 0 | 0 | 0 | 0 | 0
0 | 0 | 0 | 0 | 0 | 0 | 0 | 0 | 0 | 0 | 0 | 0 | 0 | 0 | 0 | 0 | 0 | 0 | 0 | 0 | 0
0 | 0 | 0 | 0 | 0 | 0 | 0 | 0 | 0 | 0 | 0 | 0 | 0 | 0 | 0 | 0 | 0 | 0 | 0 | 0 | 0
0 | 0 | 0 | 0 | 0 | 0 | 0 | 0 | 0 | 0 | 0 | 0 | 0 | 0 | 0 | 0 | 0 | 0 | 0 | 0 | 0
0 | 0 | 0 | 0 | 0 | 0 | 0 | 0 | 0 | 0 | 0 | 0 | 0 | 0 | 0 | 0 | 0 | 0 | 0 | 0 | 0
0 | 0 | 0 | 0 | 0 | 0 | 0 | 0 | 0 | 0 | 0 | 0 | 0 | 0 | 0 | 0 | 0 | 0 | 0 | 0 | 0
0 | 0 | 0 | 0 | 0 | 0 | 0 | 0 | 0 | 0 | 0 | 0 | 0 | 0 | 0 | 0 | 0 | 0 | 0 | 0 | 0
0 | 0 | 0 | 0 | 0 | 0 | 0 | 0 | 0 | 0 | 0 | 0 | 0 | 0 | 0 | 0 | 0 | 0 | 0 | 0 | 0
0 | 0 | 0 | 0 | 0 | 0 | 0 | 0 | 0 | 0 | 0 | 0 | 0 | 0 | 0 | 0 | 0 | 0 | 0 | 0 | 0
0 | 0 | 0 | 0 | 0 | 0 | 0 | 0 | 0 | 0 | 0 | 0 | 0 | 0 | 0 | 0 | 0 | 0 | 0 | 0 | 0
0 | 0 | 0 | 0 | 0 | 0 | 0 | 0 | 0 | 0 | 0 | 0 | 0 | 0 | 0 | 0 | 0 | 0 | 0 | 0 | 0
0 | 0 | 0 | 0 | 0 | 0 | 0 | 0 | 0 | 0 | 0 | 0 | 0 | 0 | 0 | 0 | 0 | 0 | 0 | 0 | 0
0 | 0 | 0 | 0 | 0 | 0 | 0 | 0 | 0 | 0 | 0 | 0 | 0 | 0 | 0 | 0 | 0 | 0 | 0 | 0 | 0
0 | 0 | 0 | 0 | 0 | 0 | 0 | 0 | 0 | 0 | 0 | 0 | 0 | 0 | 0 | 0 | 0 | 0 | 0 | 0 | 0
0 | 0 | 0 | 0 | 0 | 0 | 0 | 0 | 0 | 0 | 0 | 0 | 0 | 0 | 0 | 0 | 0 | 0 | 0 | 0 | 0
0 | 0 | 0 | 0 | 0 | 0 | 0 | 0 | 0 | 0 | 0 | 0 | 0 | 0 | 0 | 0 | 0 | 0 | 0 | 0 | 0
0 | 0 | 0 | 0 | 0 | 0 | 0 | 0 | 0 | 0 | 0 | 0 | 0 | 0 | 0 | 0 | 0 | 0 | 0 | 0 | 0
0 | 0 | 0 | 0 | 0 | 0 | 0 | 0 | 0 | 0 | 0 | 0 | 0 | 0 | 0 | 0 | 0 | 0 | 0 | 0 | 0
0 | 0 | 0 | 0 | 0 | 0 | 0 | 0 | 0 | 0 | 0 | 0 | 0 | 0 | 0 | 0 | 0 | 0 | 0 | 0 | 0
0 | 0 | 0 | 0 | 0 | 0 | 0 | 0 | 0 | 0 | 0 | 0 | 0 | 0 | 0 | 0 | 0 | 0 | 0 | 0 | 0
0 | 0 | 0 | 0 | 0 | 0 | 0 | 0 | 0 | 0 | 0 | 0 | 0 | 0 | 0 | 0 | 0 | 0 | 0 | 0 | 0
0 | 0 | 0 | 0 | 0 | 0 | 0 | 0 | 0 | 0 | 0 | 0 | 0 | 0 | 0 | 0 | 0 | 0 | 0 | 0 | 0
0 | 0 | 0 | 0 | 0 | 0 | 0 | 0 | 0 | 0 | 0 | 0 | 0 | 0 | 0 | 0 | 0 | 0 | 0 | 0 | 0
0 | 0 | 0 | 0 | 0 | 0 | 0 | 0 | 0 | 0 | 0 | 0 | 0 | 0 | 0 | 0 | 0 | 0 | 0 | 0 | 0
0 | 0 | 0 | 0 | 0 | 0 | 0 | 0 | 0 | 0 | 0 | 0 | 0 | 0 | 0 | 0 | 0 | 0 | 0 | 0 | 0
0 | 0 | 0 | 0 | 0 | 0 | 0 | 0 | 0 | 0 | 0 | 0 | 0 | 0 | 0 | 0 | 0 | 0 | 0 | 0 | 0
0 | 0 | 0 | 0 | 0 | 0 | 0 | 0 | 0 | 0 | 0 | 0 | 0 | 0 | 0 | 0 | 0 | 0 | 0 | 0 | 0
0 | 0 | 0 | 0 | 0 | 0 | 0 | 0 | 0 | 0 | 0 | 0 | 0 | 0 | 0 | 0 | 0 | 0 | 0 | 0 | 0
0 | 0 | 0 | 0 | 0 | 0 | 0 | 0 | 0 | 0 | 0 | 0 | 0 | 0 | 0 | 0 | 0 | 0 | 0 | 0 | 0
0 | 0 | 0 | 0 | 0 | 0 | 0 | 0 | 0 | 0 | 0 | 0 | 0 | 0 | 0 | 0 | 0 | 0 | 0 | 0 | 0
0 | 0 | 0 | 0 | 0 | 0 | 0 | 0 | 0 | 0 | 0 | 0 | 0 | 0 | 0 | 0 | 0 | 0 | 0 | 0 | 0
0 | 0 | 0 | 0 | 0 | 0 | 0 | 0 | 0 | 0 | 0 | 0 | 0 | 0 | 0 | 0 | 0 | 0 | 0 | 0 | 0
0 | 0 | 0 | 0 | 0 | 0 | 0 | 0 | 0 | 0 | 0 | 0 | 0 | 0 | 0 | 0 | 0 | 0 | 0 | 0 | 0
0 | 0 | 0 | 0 | 0 | 0 | 0 | 0 | 0 | 0 | 0 | 0 | 0 | 0 | 0 | 0 | 0 | 0 | 0 | 0 | 0
0 | 0 | 0 | 0 | 0 | 0 | 0 | 0 | 0 | 0 | 0 | 0 | 0 | 0 | 0 | 0 | 0 | 0 | 0 | 0 | 0
0 | 0 | 0 | 0 | 0 | 0 | 0 | 0 | 0 | 0 | 0 | 0 | 0 | 0 | 0 | 0 | 0 | 0 | 0 | 0 | 0
0 | 0 | 0 | 0 | 0 | 0 | 0 | 0 | 0 | 0 | 0 | 0 | 0 | 0 | 0 | 0 | 0 | 0 | 0 | 0 | 0
0 | 0 | 0 | 0 | 0 | 0 | 0 | 0 | 0 | 0 | 0 | 0 | 0 | 0 | 0 | 0 | 0 | 0 | 0 | 0 | 0
0 | 0 | 0 | 0 | 0 | 0 | 0 | 0 | 0 | 0 | 0 | 0 | 0 | 0 | 0 | 0 | 0 | 0 | 0 | 0 | 0
0 | 0 | 0 | 0 | 0 | 0 | 0 | 0 | 0 | 0 | 0 | 0 | 0 | 0 | 0 | 0 | 0 | 0 | 0 | 0 | 0
0 | 0 | 0 | 0 | 0 | 0 | 0 | 0 | 0 | 0 | 0 | 0 | 0 | 0 | 0 | 0 | 0 | 0 | 0 | 0 | 0
0 | 0 | 0 | 0 | 0 | 0 | 0 | 0 | 0 | 0 | 0 | 0 | 0 | 0 | 0 | 0 | 0 | 0 | 0 | 0 | 0
0 | 0 | 0 | 0 | 0 | 0 | 0 | 0 | 0 | 0 | 0 | 0 | 0 | 0 | 0 | 0 | 0 | 0 | 0 | 0 | 0
0 | 0 | 0 | 0 | 0 | 0 | 0 | 0 | 0 | 0 | 0 | 0 | 0 | 0 | 0 | 0 | 0 | 0 | 0 | 0 | 0
0 | 0 | 0 | 0 | 0 | 0 | 0 | 0 | 0 | 0 | 0 | 0 | 0 | 0 | 0 | 0 | 0 | 0 | 0 | 0 | 0
0 | 0 | 0 | 0 | 0 | 0 | 0 | 0 | 0 | 0 | 0 | 0 | 0 | 0 | 0 | 0 | 0 | 0 | 0 | 0 | 0
0 | 0 | 0 | 0 | 0 | 0 | 0 | 0 | 0 | 0 | 0 | 0 | 0 | 0 | 0 | 0 | 0 | 0 | 0 | 0 | 0
0 | 0 | 0 | 0 | 0 | 0 | 0 | 0 | 0 | 0 | 0 | 0 | 0 | 0 | 0 | 0 | 0 | 0 | 0 | 0 | 0
0 | 0 | 0 | 0 | 0 | 0 | 0 | 0 | 0 | 0 | 0 | 0 | 0 | 0 | 0 | 0 | 0 | 0 | 0 | 0 | 0
0 | 0 | 0 | 0 | 0 | 0 | 0 | 0 | 0 | 0 | 0 | 0 | 0 | 0 | 0 | 0 | 0 | 0 | 0 | 0 | 0
0 | 0 | 0 | 0 | 0 | 0 | 0 | 0 | 0 | 0 | 0 | 0 | 0 | 0 | 0 | 0 | 0 | 0 | 0 | 0 | 0
0 | 0 | 0 | 0 | 0 | 0 | 0 | 0 | 0 | 0 | 0 | 0 | 0 | 0 | 0 | 0 | 0 | 0 | 0 | 0 | 0
0 | 0 | 0 | 0 | 0 | 0 | 0 | 0 | 0 | 0 | 0 | 0 | 0 | 0 | 0 | 0 | 0 | 0 | 0 | 0 | 0
0 | 0 | 0 | 0 | 0 | 0 | 0 | 0 | 0 | 0 | 0 | 0 | 0 | 0 | 0 | 0 | 0 | 0 | 0 | 0 | 0
0 | 0 | 0 | 0 | 0 | 0 | 0 | 0 | 0 | 0 | 0 | 0 | 0 | 0 | 0 | 0 | 0 | 0 | 0 | 0 | 0
0 | 0 | 0 | 0 | 0 | 0 | 0 | 0 | 0 | 0 | 0 | 0 | 0 | 0 | 0 | 0 | 0 | 0 | 0 | 0 | 0
0 | 0 | 0 | 0 | 0 | 0 | 0 | 0 | 0 | 0 | 0 | 0 | 0 | 0 | 0 | 0 | 0 | 0 | 0 | 0 | 0
0 | 0 | 0 | 0 | 0 | 0 | 0 | 0 | 0 | 0 | 0 | 0 | 0 | 0 | 0 | 0 | 0 | 0 | 0 | 0 | 0
0 | 0 | 0 | 0 | 0 | 0 | 0 | 0 | 0 | 0 | 0 | 0 | 0 | 0 | 0 | 0 | 0 | 0 | 0 | 0 | 0
0 | 0 | 0 | 0 | 0 | 0 | 0 | 0 | 0 | 0 | 0 | 0 | 0 | 0 | 0 | 0 | 0 | 0 | 0 | 0 | 0
0 | 0 | 0 | 0 | 0 | 0 | 0 | 0 | 0 | 0 | 0 | 0 | 0 | 0 | 0 | 0 | 0 | 0 | 0 | 0 | 0
0 | 0 | 0 | 0 | 0 | 0 | 0 | 0 | 0 | 0 | 0 | 0 | 0 | 0 | 0 | 0 | 0 | 0 | 0 | 0 | 0
0 | 0 | 0 | 0 | 0 | 0 | 0 | 0 | 0 | 0 | 0 | 0 | 0 | 0 | 0 | 0 | 0 | 0 | 0 | 0 | 0
0 | 0 | 0 | 0 | 0 | 0 | 0 | 0 | 0 | 0 | 0 | 0 | 0 | 0 | 0 | 0 | 0 | 0 | 0 | 0 | 0
0 | 0 | 0 | 0 | 0 | 0 | 0 | 0 | 0 | 0 | 0 | 0 | 0 | 0 | 0 | 0 | 0 | 0 | 0 | 0 | 0
0 | 0 | 0 | 0 | 0 | 0 | 0 | 0 | 0 | 0 | 0 | 0 | 0 | 0 | 0 | 0 | 0 | 0 | 0 | 0 | 0
0 | 0 | 0 | 0 | 0 | 0 | 0 | 0 | 0 | 0 | 0 | 0 | 0 | 0 | 0 | 0 | 0 | 0 | 0 | 0 | 0
0 | 0 | 0 | 0 | 0 | 0 | 0 | 0 | 0 | 0 | 0 | 0 | 0 | 0 | 0 | 0 | 0 | 0 | 0 | 0 | 0
0 | 0 | 0 | 0 | 0 | 0 | 0 | 0 | 0 | 0 | 0 | 0 | 0 | 0 | 0 | 0 | 0 | 0 | 0 | 0 | 0
0 | 0 | 0 | 0 | 0 | 0 | 0 | 0 | 0 | 0 | 0 | 0 | 0 | 0 | 0 | 0 | 0 | 0 | 0 | 0 | 0
0 | 0 | 0 | 0 | 0 | 0 | 0 | 0 | 0 | 0 | 0 | 0 | 0 | 0 | 0 | 0 | 0 | 0 | 0 | 0 | 0
0 | 0 | 0 | 0 | 0 | 0 | 0 | 0 | 0 | 0 | 0 | 0 | 0 | 0 | 0 | 0 | 0 | 0 | 0 | 0 | 0
0 | 0 | 0 | 0 | 0 | 0 | 0 | 0 | 0 | 0 | 0 | 0 | 0 | 0 | 0 | 0 | 0 | 0 | 0 | 0 | 0
0 | 0 | 0 | 0 | 0 | 0 | 0 | 0 | 0 | 0 | 0 | 0 | 0 | 0 | 0 | 0 | 0 | 0 | 0 | 0 | 0
0 | 0 | 0 | 0 | 0 | 0 | 0 | 0 | 0 | 0 | 0 | 0 | 0 | 0 | 0 | 0 | 0 | 0 | 0 | 0 | 0
0 | 0 | 0 | 0 | 0 | 0 | 0 | 0 | 0 | 0 | 0 | 0 | 0 | 0 | 0 | 0 | 0 | 0 | 0 | 0 | 0
0 | 0 | 0 | 0 | 0 | 0 | 0 | 0 | 0 | 0 | 0 | 0 | 0 | 0 | 0 | 0 | 0 | 0 | 0 | 0 | 0
0 | 0 | 0 | 0 | 0 | 0 | 0 | 0 | 0 | 0 | 0 | 0 | 0 | 0 | 0 | 0 | 0 | 0 | 0 | 0 | 0
0 | 0 | 0 | 0 | 0 | 0 | 0 | 0 | 0 | 0 | 0 | 0 | 0 | 0 | 0 | 0 | 0 | 0 | 0 | 0 | 0
0 | 0 | 0 | 0 | 0 | 0 | 0 | 0 | 0 | 0 | 0 | 0 | 0 | 0 | 0 | 0 | 0 | 0 | 0 | 0 | 0
0 | 0 | 0 | 0 | 0 | 0 | 0 | 0 | 0 | 0 | 0 | 0 | 0 | 0 | 0 | 0 | 0 | 0 | 0 | 0 | 0
0 | 0 | 0 | 0 | 0 | 0 | 0 | 0 | 0 | 0 | 0 | 0 | 0 | 0 | 0 | 0 | 0 | 0 | 0 | 0 | 0
0 | 0 | 0 | 0 | 0 | 0 | 0 | 0 | 0 | 0 | 0 | 0 | 0 | 0 | 0 | 0 | 0 | 0 | 0 | 0 | 0
0 | 0 | 0 | 0 | 0 | 0 | 0 | 0 | 0 | 0 | 0 | 0 | 0 | 0 | 0 | 0 | 0 | 0 | 0 | 0 | 0
0 | 0 | 0 | 0 | 0 | 0 | 0 | 0 | 0 | 0 | 0 | 0 | 0 | 0 | 0 | 0 | 0 | 0 | 0 | 0 | 0
0 | 0 | 0 | 0 | 0 | 0 | 0 | 0 | 0 | 0 | 0 | 0 | 0 | 0 | 0 | 0 | 0 | 0 | 0 | 0 | 0
0 | 0 | 0 | 0 | 0 | 0 | 0 | 0 | 0 | 0 | 0 | 0 | 0 | 0 | 0 | 0 | 0 | 0 | 0 | 0 | 0
0 | 0 | 0 | 0 | 0 | 0 | 0 | 0 | 0 | 0 | 0 | 0 | 0 | 0 | 0 | 0 | 0 | 0 | 0 | 0 | 0
0 | 0 | 0 | 0 | 0 | 0 | 0 | 0 | 0 | 0 | 0 | 0 | 0 | 0 | 0 | 0 | 0 | 0 | 0 | 0 | 0
0 | 0 | 0 | 0 | 0 | 0 | 0 | 0 | 0 | 0 | 0 | 0 | 0 | 0 | 0 | 0 | 0 | 0 | 0 | 0 | 0
0 | 0 | 0 | 0 | 0 | 0 | 0 | 0 | 0 | 0 | 0 | 0 | 0 | 0 | 0 | 0 | 0 | 0 | 0 | 0 | 0
0 | 0 | 0 | 0 | 0 | 0 | 0 | 0 | 0 | 0 | 0 | 0 | 0 | 0 | 0 | 0 | 0 | 0 | 0 | 0 | 0
0 | 0 | 0 | 0 | 0 | 0 | 0 | 0 | 0 | 0 | 0 | 0 | 0 | 0 | 0 | 0 | 0 | 0 | 0 | 0 | 0
0 | 0 | 0 | 0 | 0 | 0 | 0 | 0 | 0 | 0 | 0 | 0 | 0 | 0 | 0 | 0 | 0 | 0 | 0 | 0 | 0
0 | 0 | 0 | 0 | 0 | 0 | 0 | 0 | 0 | 0 | 0 | 0 | 0 | 0 | 0 | 0 | 0 | 0 | 0 | 0 | 0
0 | 0 | 0 | 0 | 0 | 0 | 0 | 0 | 0 | 0 | 0 | 0 | 0 | 0 | 0 | 0 | 0 | 0 | 0 | 0 | 0
0 | 0 | 0 | 0 | 0 | 0 | 0 | 0 | 0 | 0 | 0 | 0 | 0 | 0 | 0 | 0 | 0 | 0 | 0 | 0 | 0
0 | 0 | 0 | 0 | 0 | 0 | 0 | 0 | 0 | 0 | 0 | 0 | 0 | 0 | 0 | 0 | 0 | 0 | 0 | 0 | 0
0 | 0 | 0 | 0 | 0 | 0 | 0 | 0 | 0 | 0 | 0 | 0 | 0 | 0 | 0 | 0 | 0 | 0 | 0 | 0 | 0
0 | 0 | 0 | 0 | 0 | 0 | 0 | 0 | 0 | 0 | 0 | 0 | 0 | 0 | 0 | 0 | 0 | 0 | 0 | 0 | 0
0 | 0 | 0 | 0 | 0 | 0 | 0 | 0 | 0 | 0 | 0 | 0 | 0 | 0 | 0 | 0 | 0 | 0 | 0 | 0 | 0
0 | 0 | 0 | 0 | 0 | 0 | 0 | 0 | 0 | 0 | 0 | 0 | 0 | 0 | 0 | 0 | 0 | 0 | 0 | 0 | 0
0 | 0 | 0 | 0 | 0 | 0 | 0 | 0 | 0 | 0 | 0 | 0 | 0 | 0 | 0 | 0 | 0 | 0 | 0 | 0 | 0
0 | 0 | 0 | 0 | 0 | 0 | 0 | 0 | 0 | 0 | 0 | 0 | 0 | 0 | 0 | 0 | 0 | 0 | 0 | 0 | 0
0 | 0 | 0 | 0 | 0 | 0 | 0 | 0 | 0 | 0 | 0 | 0 | 0 | 0 | 0 | 0 | 0 | 0 | 0 | 0 | 0
0 | 0 | 0 | 0 | 0 | 0 | 0 | 0 | 0 | 0 | 0 | 0 | 0 | 0 | 0 | 0 | 0 | 0 | 0 | 0 | 0
0 | 0 | 0 | 0 | 0 | 0 | 0 | 0 | 0 | 0 | 0 | 0 | 0 | 0 | 0 | 0 | 0 | 0 | 0 | 0 | 0
0 | 0 | 0 | 0 | 0 | 0 | 0 | 0 | 0 | 0 | 0 | 0 | 0 | 0 | 0 | 0 | 0 | 0 | 0 | 0 | 0
0 | 0 | 0 | 0 | 0 | 0 | 0 | 0 | 0 | 0 | 0 | 0 | 0 | 0 | 0 | 0 | 0 | 0 | 0 | 0 | 0
0 | 0 | 0 | 0 | 0 | 0 | 0 | 0 | 0 | 0 | 0 | 0 | 0 | 0 | 0 | 0 | 0 | 0 | 0 | 0 | 0
0 | 0 | 0 | 0 | 0 | 0 | 0 | 0 | 0 | 0 | 0 | 0 | 0 | 0 | 0 | 0 | 0 | 0 | 0 | 0 | 0
0 | 0 | 0 | 0 | 0 | 0 | 0 | 0 | 0 | 0 | 0 | 0 | 0 | 0 | 0 | 0 | 0 | 0 | 0 | 0 | 0
0 | 0 | 0 | 0 | 0 | 0 | 0 | 0 | 0 | 0 | 0 | 0 | 0 | 0 | 0 | 0 | 0 | 0 | 0 | 0 | 0
0 | 0 | 0 | 0 | 0 | 0 | 0 | 0 | 0 | 0 | 0 | 0 | 0 | 0 | 0 | 0 | 0 | 0 | 0 | 0 | 0
0 | 0 | 0 | 0 | 0 | 0 | 0 | 0 | 0 | 0 | 0 | 0 | 0 | 0 | 0 | 0 | 0 | 0 | 0 | 0 | 0
0 | 0 | 0 | 0 | 0 | 0 | 0 | 0 | 0 | 0 | 0 | 0 | 0 | 0 | 0 | 0 | 0 | 0 | 0 | 0 | 0
0 | 0 | 0 | 0 | 0 | 0 | 0 | 0 | 0 | 0 | 0 | 0 | 0 | 0 | 0 | 0 | 0 | 0 | 0 | 0 | 0
0 | 0 | 0 | 0 | 0 | 0 | 0 | 0 | 0 | 0 | 0 | 0 | 0 | 0 | 0 | 0 | 0 | 0 | 0 | 0 | 0
0 | 0 | 0 | 0 | 0 | 0 | 0 | 0 | 0 | 0 | 0 | 0 | 0 | 0 | 0 | 0 | 0 | 0 | 0 | 0 | 0
0 | 0 | 0 | 0 | 0 | 0 | 0 | 0 | 0 | 0 | 0 | 0 | 0 | 0 | 0 | 0 | 0 | 0 | 0 | 0 | 0
0 | 0 | 0 | 0 | 0 | 0 | 0 | 0 | 0 | 0 | 0 | 0 | 0 | 0 | 0 | 0 | 0 | 0 | 0 | 0 | 0
0 | 0 | 0 | 0 | 0 | 0 | 0 | 0 | 0 | 0 | 0 | 0 | 0 | 0 | 0 | 0 | 0 | 0 | 0 | 0 | 0
0 | 0 | 0 | 0 | 0 | 0 | 0 | 0 | 0 | 0 | 0 | 0 | 0 | 0 | 0 | 0 | 0 | 0 | 0 | 0 | 0
0 | 0 | 0 | 0 | 0 | 0 | 0 | 0 | 0 | 0 | 0 | 0 | 0 | 0 | 0 | 0 | 0 | 0 | 0 | 0 | 0
0 | 0 | 0 | 0 | 0 | 0 | 0 | 0 | 0 | 0 | 0 | 0 | 0 | 0 | 0 | 0 | 0 | 0 | 0 | 0 | 0
0 | 0 | 0 | 0 | 0 | 0 | 0 | 0 | 0 | 0 | 0 | 0 | 0 | 0 | 0 | 0 | 0 | 0 | 0 | 0 | 0
0 | 0 | 0 | 0 | 0 | 0 | 0 | 0 | 0 | 0 | 0 | 0 | 0 | 0 | 0 | 0 | 0 | 0 | 0 | 0 | 0
0 | 0 | 0 | 0 | 0 | 0 | 0 | 0 | 0 | 0 | 0 | 0 | 0 | 0 | 0 | 0 | 0 | 0 | 0 | 0 | 0
0 | 0 | 0 | 0 | 0 | 0 | 0 | 0 | 0 | 0 | 0 | 0 | 0 | 0 | 0 | 0 | 0 | 0 | 0 | 0 | 0
0 | 0 | 0 | 0 | 0 | 0 | 0 | 0 | 0 | 0 | 0 | 0 | 0 | 0 | 0 | 0 | 0 | 0 | 0 | 0 | 0
0 | 0 | 0 | 0 | 0 | 0 | 0 | 0 | 0 | 0 | 0 | 0 | 0 | 0 | 0 | 0 | 0 | 0 | 0 | 0 | 0
0 | 0 | 0 | 0 | 0 | 0 | 0 | 0 | 0 | 0 | 0 | 0 | 0 | 0 | 0 | 0 | 0 | 0 | 0 | 0 | 0
0 | 0 | 0 | 0 | 0 | 0 | 0 | 0 | 0 | 0 | 0 | 0 | 0 | 0 | 0 | 0 | 0 | 0 | 0 | 0 | 0
0 | 0 | 0 | 0 | 0 | 0 | 0 | 0 | 0 | 0 | 0 | 0 | 0 | 0 | 0 | 0 | 0 | 0 | 0 | 0 | 0
0 | 0 | 0 | 0 | 0 | 0 | 0 | 0 | 0 | 0 | 0 | 0 | 0 | 0 | 0 | 0 | 0 | 0 | 0 | 0 | 0
0 | 0 | 0 | 0 | 0 | 0 | 0 | 0 | 0 | 0 | 0 | 0 | 0 | 0 | 0 | 0 | 0 | 0 | 0 | 0 | 0
0 | 0 | 0 | 0 | 0 | 0 | 0 | 0 | 0 | 0 | 0 | 0 | 0 | 0 | 0 | 0 | 0 | 0 | 0 | 0 | 0
0 | 0 | 0 | 0 | 0 | 0 | 0 | 0 | 0 | 0 | 0 | 0 | 0 | 0 | 0 | 0 | 0 | 0 | 0 | 0 | 0
0 | 0 | 0 | 0 | 0 | 0 | 0 | 0 | 0 | 0 | 0 | 0 | 0 | 0 | 0 | 0 | 0 | 0 | 0 | 0 | 0
0 | 0 | 0 | 0 | 0 | 0 | 0 | 0 | 0 | 0 | 0 | 0 | 0 | 0 | 0 | 0 | 0 | 0 | 0 | 0 | 0
0 | 0 | 0 | 0 | 0 | 0 | 0 | 0 | 0 | 0 | 0 | 0 | 0 | 0 | 0 | 0 | 0 | 0 | 0 | 0 | 0
0 | 0 | 0 | 0 | 0 | 0 | 0 | 0 | 0 | 0 | 0 | 0 | 0 | 0 | 0 | 0 | 0 | 0 | 0 | 0 | 0
0 | 0 | 0 | 0 | 0 | 0 | 0 | 0 | 0 | 0 | 0 | 0 | 0 | 0 | 0 | 0 | 0 | 0 | 0 | 0 | 0
0 | 0 | 0 | 0 | 0 | 0 | 0 | 0 | 0 | 0 | 0 | 0 | 0 | 0 | 0 | 0 | 0 | 0 | 0 | 0 | 0
0 | 0 | 0 | 0 | 0 | 0 | 0 | 0 | 0 | 0 | 0 | 0 | 0 | 0 | 0 | 0 | 0 | 0 | 0 | 0 | 0
0 | 0 | 0 | 0 | 0 | 0 | 0 | 0 | 0 | 0 | 0 | 0 | 0 | 0 | 0 | 0 | 0 | 0 | 0 | 0 | 0
0 | 0 | 0 | 0 | 0 | 0 | 0 | 0 | 0 | 0 | 0 | 0 | 0 | 0 | 0 | 0 | 0 | 0 | 0 | 0 | 0
0 | 0 | 0 | 0 | 0 | 0 | 0 | 0 | 0 | 0 | 0 | 0 | 0 | 0 | 0 | 0 | 0 | 0 | 0 | 0 | 0
0 | 0 | 0 | 0 | 0 | 0 | 0 | 0 | 0 | 0 | 0 | 0 | 0 | 0 | 0 | 0 | 0 | 0 | 0 | 0 | 0
0 | 0 | 0 | 0 | 0 | 0 | 0 | 0 | 0 | 0 | 0 | 0 | 0 | 0 | 0 | 0 | 0 | 0 | 0 | 0 | 0
0 | 0 | 0 | 0 | 0 | 0 | 0 | 0 | 0 | 0 | 0 | 0 | 0 | 0 | 0 | 0 | 0 | 0 | 0 | 0 | 0
0 | 0 | 0 | 0 | 0 | 0 | 0 | 0 | 0 | 0 | 0 | 0 | 0 | 0 | 0 | 0 | 0 | 0 | 0 | 0 | 0
0 | 0 | 0 | 0 | 0 | 0 | 0 | 0 | 0 | 0 | 0 | 0 | 0 | 0 | 0 | 0 | 0 | 0 | 0 | 0 | 0
0 | 0 | 0 | 0 | 0 | 0 | 0 | 0 | 0 | 0 | 0 | 0 | 0 | 0 | 0 | 0 | 0 | 0 | 0 | 0 | 0
0 | 0 | 0 | 0 | 0 | 0 | 0 | 0 | 0 | 0 | 0 | 0 | 0 | 0 | 0 | 0 | 0 | 0 | 0 | 0 | 0
0 | 0 | 0 | 0 | 0 | 0 | 0 | 0 | 0 | 0 | 0 | 0 | 0 | 0 | 0 | 0 | 0 | 0 | 0 | 0 | 0
0 | 0 | 0 | 0 | 0 | 0 | 0 | 0 | 0 | 0 | 0 | 0 | 0 | 0 | 0 | 0 | 0 | 0 | 0 | 0 | 0
0 | 0 | 0 | 0 | 0 | 0 | 0 | 0 | 0 | 0 | 0 | 0 | 0 | 0 | 0 | 0 | 0 | 0 | 0 | 0 | 0
0 | 0 | 0 | 0 | 0 | 0 | 0 | 0 | 0 | 0 | 0 | 0 | 0 | 0 | 0 | 0 | 0 | 0 | 0 | 0 | 0
0 | 0 | 0 | 0 | 0 | 0 | 0 | 0 | 0 | 0 | 0 | 0 | 0 | 0 | 0 | 0 | 0 | 0 | 0 | 0 | 0
0 | 0 | 0 | 0 | 0 | 0 | 0 | 0 | 0 | 0 | 0 | 0 | 0 | 0 | 0 | 0 | 0 | 0 | 0 | 0 | 0
0 | 0 | 0 | 0 | 0 | 0 | 0 | 0 | 0 | 0 | 0 | 0 | 0 | 0 | 0 | 0 | 0 | 0 | 0 | 0 | 0
0 | 0 | 0 | 0 | 0 | 0 | 0 | 0 | 0 | 0 | 0 | 0 | 0 | 0 | 0 | 0 | 0 | 0 | 0 | 0 | 0
0 | 0 | 0 | 0 | 0 | 0 | 0 | 0 | 0 | 0 | 0 | 0 | 0 | 0 | 0 | 0 | 0 | 0 | 0 | 0 | 0
0 | 0 | 0 | 0 | 0 | 0 | 0 | 0 | 0 | 0 | 0 | 0 | 0 | 0 | 0 | 0 | 0 | 0 | 0 | 0 | 0
0 | 0 | 0 | 0 | 0 | 0 | 0 | 0 | 0 | 0 | 0 | 0 | 0 | 0 | 0 | 0 | 0 | 0 | 0 | 0 | 0
0 | 0 | 0 | 0 | 0 | 0 | 0 | 0 | 0 | 0 | 0 | 0 | 0 | 0 | 0 | 0 | 0 | 0 | 0 | 0 | 0
0 | 0 | 0 | 0 | 0 | 0 | 0 | 0 | 0 | 0 | 0 | 0 | 0 | 0 | 0 | 0 | 0 | 0 | 0 | 0 | 0
0 | 0 | 0 | 0 | 0 | 0 | 0 | 0 | 0 | 0 | 0 | 0 | 0 | 0 | 0 | 0 | 0 | 0 | 0 | 0 | 0
0 | 0 | 0 | 0 | 0 | 0 | 0 | 0 | 0 | 0 | 0 | 0 | 0 | 0 | 0 | 0 | 0 | 0 | 0 | 0 | 0
0 | 0 | 0 | 0 | 0 | 0 | 0 | 0 | 0 | 0 | 0 | 0 | 0 | 0 | 0 | 0 | 0 | 0 | 0 | 0 | 0
0 | 0 | 0 | 0 | 0 | 0 | 0 | 0 | 0 | 0 | 0 | 0 | 0 | 0 | 0 | 0 | 0 | 0 | 0 | 0 | 0
0 | 0 | 0 | 0 | 0 | 0 | 0 | 0 | 0 | 0 | 0 | 0 | 0 | 0 | 0 | 0 | 0 | 0 | 0 | 0 | 0
0 | 0 | 0 | 0 | 0 | 0 | 0 | 0 | 0 | 0 | 0 | 0 | 0 | 0 | 0 | 0 | 0 | 0 | 0 | 0 | 0
0 | 0 | 0 | 0 | 0 | 0 | 0 | 0 | 0 | 0 | 0 | 0 | 0 | 0 | 0 | 0 | 0 | 0 | 0 | 0 | 0
0 | 0 | 0 | 0 | 0 | 0 | 0 | 0 | 0 | 0 | 0 | 0 | 0 | 0 | 0 | 0 | 0 | 0 | 0 | 0 | 0
0 | 0 | 0 | 0 | 0 | 0 | 0 | 0 | 0 | 0 | 0 | 0 | 0 | 0 | 0 | 0 | 0 | 0 | 0 | 0 | 0
0 | 0 | 0 | 0 | 0 | 0 | 0 | 0 | 0 | 0 | 0 | 0 | 0 | 0 | 0 | 0 | 0 | 0 | 0 | 0 | 0
0 | 0 | 0 | 0 | 0 | 0 | 0 | 0 | 0 | 0 | 0 | 0 | 0 | 0 | 0 | 0 | 0 | 0 | 0 | 0 | 0
0 | 0 | 0 | 0 | 0 | 0 | 0 | 0 | 0 | 0 | 0 | 0 | 0 | 0 | 0 | 0 | 0 | 0 | 0 | 0 | 0
0 | 0 | 0 | 0 | 0 | 0 | 0 | 0 | 0 | 0 | 0 | 0 | 0 | 0 | 0 | 0 | 0 | 0 | 0 | 0 | 0
0 | 0 | 0 | 0 | 0 | 0 | 0 | 0 | 0 | 0 | 0 | 0 | 0 | 0 | 0 | 0 | 0 | 0 | 0 | 0 | 0
0 | 0 | 0 | 0 | 0 | 0 | 0 | 0 | 0 | 0 | 0 | 0 | 0 | 0 | 0 | 0 | 0 | 0 | 0 | 0 | 0
0 | 0 | 0 | 0 | 0 | 0 | 0 | 0 | 0 | 0 | 0 | 0 | 0 | 0 | 0 | 0 | 0 | 0 | 0 | 0 | 0
0 | 0 | 0 | 0 | 0 | 0 | 0 | 0 | 0 | 0 | 0 | 0 | 0 | 0 | 0 | 0 | 0 | 0 | 0 | 0 | 0
0 | 0 | 0 | 0 | 0 | 0 | 0 | 0 | 0 | 0 | 0 | 0 | 0 | 0 | 0 | 0 | 0 | 0 | 0 | 0 | 0
0 | 0 | 0 | 0 | 0 | 0 | 0 | 0 | 0 | 0 | 0 | 0 | 0 | 0 | 0 | 0 | 0 | 0 | 0 | 0 | 0
0 | 0 | 0 | 0 | 0 | 0 | 0 | 0 | 0 | 0 | 0 | 0 | 0 | 0 | 0 | 0 | 0 | 0 | 0 | 0 | 0
0 | 0 | 0 | 0 | 0 | 0 | 0 | 0 | 0 | 0 | 0 | 0 | 0 | 0 | 0 | 0 | 0 | 0 | 0 | 0 | 0
0 | 0 | 0 | 0 | 0 | 0 | 0 | 0 | 0 | 0 | 0 | 0 | 0 | 0 | 0 | 0 | 0 | 0 | 0 | 0 | 0
0 | 0 | 0 | 0 | 0 | 0 | 0 | 0 | 0 | 0 | 0 | 0 | 0 | 0 | 0 | 0 | 0 | 0 | 0 | 0 | 0
0 | 0 | 0 | 0 | 0 | 0 | 0 | 0 | 0 | 0 | 0 | 0 | 0 | 0 | 0 | 0 | 0 | 0 | 0 | 0 | 0
0 | 0 | 0 | 0 | 0 | 0 | 0 | 0 | 0 | 0 | 0 | 0 | 0 | 0 | 0 | 0 | 0 | 0 | 0 | 0 | 0
0 | 0 | 0 | 0 | 0 | 0 | 0 | 0 | 0 | 0 | 0 | 0 | 0 | 0 | 0 | 0 | 0 | 0 | 0 | 0 | 0
0 | 0 | 0 | 0 | 0 | 0 | 0 | 0 | 0 | 0 | 0 | 0 | 0 | 0 | 0 | 0 | 0 | 0 | 0 | 0 | 0
0 | 0 | 0 | 0 | 0 | 0 | 0 | 0 | 0 | 0 | 0 | 0 | 0 | 0 | 0 | 0 | 0 | 0 | 0 | 0 | 0
0 | 0 | 0 | 0 | 0 | 0 | 0 | 0 | 0 | 0 | 0 | 0 | 0 | 0 | 0 | 0 | 0 | 0 | 0 | 0 | 0
0 | 0 | 0 | 0 | 0 | 0 | 0 | 0 | 0 | 0 | 0 | 0 | 0 | 0 | 0 | 0 | 0 | 0 | 0 | 0 | 0
0 | 0 | 0 | 0 | 0 | 0 | 0 | 0 | 0 | 0 | 0 | 0 | 0 | 0 | 0 | 0 | 0 | 0 | 0 | 0 | 0
0 | 0 | 0 | 0 | 0 | 0 | 0 | 0 | 0 | 0 | 0 | 0 | 0 | 0 | 0 | 0 | 0 | 0 | 0 | 0 | 0
0 | 0 | 0 | 0 | 0 | 0 | 0 | 0 | 0 | 0 | 0 | 0 | 0 | 0 | 0 | 0 | 0 | 0 | 0 | 0 | 0
0 | 0 | 0 | 0 | 0 | 0 | 0 | 0 | 0 | 0 | 0 | 0 | 0 | 0 | 0 | 0 | 0 | 0 | 0 | 0 | 0
0 | 0 | 0 | 0 | 0 | 0 | 0 | 0 | 0 | 0 | 0 | 0 | 0 | 0 | 0 | 0 | 0 | 0 | 0 | 0 | 0
0 | 0 | 0 | 0 | 0 | 0 | 0 | 0 | 0 | 0 | 0 | 0 | 0 | 0 | 0 | 0 | 0 | 0 | 0 | 0 | 0
0 | 0 | 0 | 0 | 0 | 0 | 0 | 0 | 0 | 0 | 0 | 0 | 0 | 0 | 0 | 0 | 0 | 0 | 0 | 0 | 0
0 | 0 | 0 | 0 | 0 | 0 | 0 | 0 | 0 | 0 | 0 | 0 | 0 | 0 | 0 | 0 | 0 | 0 | 0 | 0 | 0
0 | 0 | 0 | 0 | 0 | 0 | 0 | 0 | 0 | 0 | 0 | 0 | 0 | 0 | 0 | 0 | 0 | 0 | 0 | 0 | 0
0 | 0 | 0 | 0 | 0 | 0 | 0 | 0 | 0 | 0 | 0 | 0 | 0 | 0 | 0 | 0 | 0 | 0 | 0 | 0 | 0
0 | 0 | 0 | 0 | 0 | 0 | 0 | 0 | 0 | 0 | 0 | 0 | 0 | 0 | 0 | 0 | 0 | 0 | 0 | 0 | 0
0 | 0 | 0 | 0 | 0 | 0 | 0 | 0 | 0 | 0 | 0 | 0 | 0 | 0 | 0 | 0 | 0 | 0 | 0 | 0 | 0
0 | 0 | 0 | 0 | 0 | 0 | 0 | 0 | 0 | 0 | 0 | 0 | 0 | 0 | 0 | 0 | 0 | 0 | 0 | 0 | 0
0 | 0 | 0 | 0 | 0 | 0 | 0 | 0 | 0 | 0 | 0 | 0 | 0 | 0 | 0 | 0 | 0 | 0 | 0 | 0 | 0
0 | 0 | 0 | 0 | 0 | 0 | 0 | 0 | 0 | 0 | 0 | 0 | 0 | 0 | 0 | 0 | 0 | 0 | 0 | 0 | 0
0 | 0 | 0 | 0 | 0 | 0 | 0 | 0 | 0 | 0 | 0 | 0 | 0 | 0 | 0 | 0 | 0 | 0 | 0 | 0 | 0
0 | 0 | 0 | 0 | 0 | 0 | 0 | 0 | 0 | 0 | 0 | 0 | 0 | 0 | 0 | 0 | 0 | 0 | 0 | 0 | 0
0 | 0 | 0 | 0 | 0 | 0 | 0 | 0 | 0 | 0 | 0 | 0 | 0 | 0 | 0 | 0 | 0 | 0 | 0 | 0 | 0
0 | 0 | 0 | 0 | 0 | 0 | 0 | 0 | 0 | 0 | 0 | 0 | 0 | 0 | 0 | 0 | 0 | 0 | 0 | 0 | 0
0 | 0 | 0 | 0 | 0 | 0 | 0 | 0 | 0 | 0 | 0 | 0 | 0 | 0 | 0 | 0 | 0 | 0 | 0 | 0 | 0
0 | 0 | 0 | 0 | 0 | 0 | 0 | 0 | 0 | 0 | 0 | 0 | 0 | 0 | 0 | 0 | 0 | 0 | 0 | 0 | 0
0 | 0 | 0 | 0 | 0 | 0 | 0 | 0 | 0 | 0 | 0 | 0 | 0 | 0 | 0 | 0 | 0 | 0 | 0 | 0 | 0
0 | 0 | 0 | 0 | 0 | 0 | 0 | 0 | 0 | 0 | 0 | 0 | 0 | 0 | 0 | 0 | 0 | 0 | 0 | 0 | 0
0 | 0 | 0 | 0 | 0 | 0 | 0 | 0 | 0 | 0 | 0 | 0 | 0 | 0 | 0 | 0 | 0 | 0 | 0 | 0 | 0
0 | 0 | 0 | 0 | 0 | 0 | 0 | 0 | 0 | 0 | 0 | 0 | 0 | 0 | 0 | 0 | 0 | 0 | 0 | 0 | 0
0 | 0 | 0 | 0 | 0 | 0 | 0 | 0 | 0 | 0 | 0 | 0 | 0 | 0 | 0 | 0 | 0 | 0 | 0 | 0 | 0
0 | 0 | 0 | 0 | 0 | 0 | 0 | 0 | 0 | 0 | 0 | 0 | 0 | 0 | 0 | 0 | 0 | 0 | 0 | 0 | 0
0 | 0 | 0 | 0 | 0 | 0 | 0 | 0 | 0 | 0 | 0 | 0 | 0 | 0 | 0 | 0 | 0 | 0 | 0 | 0 | 0
0 | 0 | 0 | 0 | 0 | 0 | 0 | 0 | 0 | 0 | 0 | 0 | 0 | 0 | 0 | 0 | 0 | 0 | 0 | 0 | 0
0 | 0 | 0 | 0 | 0 | 0 | 0 | 0 | 0 | 0 | 0 | 0 | 0 | 0 | 0 | 0 | 0 | 0 | 0 | 0 | 0
0 | 0 | 0 | 0 | 0 | 0 | 0 | 0 | 0 | 0 | 0 | 0 | 0 | 0 | 0 | 0 | 0 | 0 | 0 | 0 | 0
0 | 0 | 0 | 0 | 0 | 0 | 0 | 0 | 0 | 0 | 0 | 0 | 0 | 0 | 0 | 0 | 0 | 0 | 0 | 0 | 0
0 | 0 | 0 | 0 | 0 | 0 | 0 | 0 | 0 | 0 | 0 | 0 | 0 | 0 | 0 | 0 | 0 | 0 | 0 | 0 | 0
0 | 0 | 0 | 0 | 0 | 0 | 0 | 0 | 0 | 0 | 0 | 0 | 0 | 0 | 0 | 0 | 0 | 0 | 0 | 0 | 0
0 | 0 | 0 | 0 | 0 | 0 | 0 | 0 | 0 | 0 | 0 | 0 | 0 | 0 | 0 | 0 | 0 | 0 | 0 | 0 | 0
0 | 0 | 0 | 0 | 0 | 0 | 0 | 0 | 0 | 0 | 0 | 0 | 0 | 0 | 0 | 0 | 0 | 0 | 0 | 0 | 0
0 | 0 | 0 | 0 | 0 | 0 | 0 | 0 | 0 | 0 | 0 | 0 | 0 | 0 | 0 | 0 | 0 | 0 | 0 | 0 | 0
0 | 0 | 0 | 0 | 0 | 0 | 0 | 0 | 0 | 0 | 0 | 0 | 0 | 0 | 0 | 0 | 0 | 0 | 0 | 0 | 0
0 | 0 | 0 | 0 | 0 | 0 | 0 | 0 | 0 | 0 | 0 | 0 | 0 | 0 | 0 | 0 | 0 | 0 | 0 | 0 | 0
0 | 0 | 0 | 0 | 0 | 0 | 0 | 0 | 0 | 0 | 0 | 0 | 0 | 0 | 0 | 0 | 0 | 0 | 0 | 0 | 0
0 | 0 | 0 | 0 | 0 | 0 | 0 | 0 | 0 | 0 | 0 | 0 | 0 | 0 | 0 | 0 | 0 | 0 | 0 | 0 | 0
0 | 0 | 0 | 0 | 0 | 0 | 0 | 0 | 0 | 0 | 0 | 0 | 0 | 0 | 0 | 0 | 0 | 0 | 0 | 0 | 0
0 | 0 | 0 | 0 | 0 | 0 | 0 | 0 | 0 | 0 | 0 | 0 | 0 | 0 | 0 | 0 | 0 | 0 | 0 | 0 | 0
0 | 0 | 0 | 0 | 0 | 0 | 0 | 0 | 0 | 0 | 0 | 0 | 0 | 0 | 0 | 0 | 0 | 0 | 0 | 0 | 0
0 | 0 | 0 | 0 | 0 | 0 | 0 | 0 | 0 | 0 | 0 | 0 | 0 | 0 | 0 | 0 | 0 | 0 | 0 | 0 | 0
0 | 0 | 0 | 0 | 0 | 0 | 0 | 0 | 0 | 0 | 0 | 0 | 0 | 0 | 0 | 0 | 0 | 0 | 0 | 0 | 0
0 | 0 | 0 | 0 | 0 | 0 | 0 | 0 | 0 | 0 | 0 | 0 | 0 | 0 | 0 | 0 | 0 | 0 | 0 | 0 | 0
0 | 0 | 0 | 0 | 0 | 0 | 0 | 0 | 0 | 0 | 0 | 0 | 0 | 0 | 0 | 0 | 0 | 0 | 0 | 0 | 0
0 | 0 | 0 | 0 | 0 | 0 | 0 | 0 | 0 | 0 | 0 | 0 | 0 | 0 | 0 | 0 | 0 | 0 | 0 | 0 | 0
0 | 0 | 0 | 0 | 0 | 0 | 0 | 0 | 0 | 0 | 0 | 0 | 0 | 0 | 0 | 0 | 0 | 0 | 0 | 0 | 0
0 | 0 | 0 | 0 | 0 | 0 | 0 | 0 | 0 | 0 | 0 | 0 | 0 | 0 | 0 | 0 | 0 | 0 | 0 | 0 | 0
0 | 0 | 0 | 0 | 0 | 0 | 0 | 0 | 0 | 0 | 0 | 0 | 0 | 0 | 0 | 0 | 0 | 0 | 0 | 0 | 0
0 | 0 | 0 | 0 | 0 | 0 | 0 | 0 | 0 | 0 | 0 | 0 | 0 | 0 | 0 | 0 | 0 | 0 | 0 | 0 | 0
0 | 0 | 0 | 0 | 0 | 0 | 0 | 0 | 0 | 0 | 0 | 0 | 0 | 0 | 0 | 0 | 0 | 0 | 0 | 0 | 0
0 | 0 | 0 | 0 | 0 | 0 | 0 | 0 | 0 | 0 | 0 | 0 | 0 | 0 | 0 | 0 | 0 | 0 | 0 | 0 | 0
0 | 0 | 0 | 0 | 0 | 0 | 0 | 0 | 0 | 0 | 0 | 0 | 0 | 0 | 0 | 0 | 0 | 0 | 0 | 0 | 0
0 | 0 | 0 | 0 | 0 | 0 | 0 | 0 | 0 | 0 | 0 | 0 | 0 | 0 | 0 | 0 | 0 | 0 | 0 | 0 | 0
0 | 0 | 0 | 0 | 0 | 0 | 0 | 0 | 0 | 0 | 0 | 0 | 0 | 0 | 0 | 0 | 0 | 0 | 0 | 0 | 0
0 | 0 | 0 | 0 | 0 | 0 | 0 | 0 | 0 | 0 | 0 | 0 | 0 | 0 | 0 | 0 | 0 | 0 | 0 | 0 | 0
0 | 0 | 0 | 0 | 0 | 0 | 0 | 0 | 0 | 0 | 0 | 0 | 0 | 0 | 0 | 0 | 0 | 0 | 0 | 0 | 0
0 | 0 | 0 | 0 | 0 | 0 | 0 | 0 | 0 | 0 | 0 | 0 | 0 | 0 | 0 | 0 | 0 | 0 | 0 | 0 | 0
0 | 0 | 0 | 0 | 0 | 0 | 0 | 0 | 0 | 0 | 0 | 0 | 0 | 0 | 0 | 0 | 0 | 0 | 0 | 0 | 0
0 | 0 | 0 | 0 | 0 | 0 | 0 | 0 | 0 | 0 | 0 | 0 | 0 | 0 | 0 | 0 | 0 | 0 | 0 | 0 | 0
0 | 0 | 0 | 0 | 0 | 0 | 0 | 0 | 0 | 0 | 0 | 0 | 0 | 0 | 0 | 0 | 0 | 0 | 0 | 0 | 0
0 | 0 | 0 | 0 | 0 | 0 | 0 | 0 | 0 | 0 | 0 | 0 | 0 | 0 | 0 | 0 | 0 | 0 | 0 | 0 | 0
0 | 0 | 0 | 0 | 0 | 0 | 0 | 0 | 0 | 0 | 0 | 0 | 0 | 0 | 0 | 0 | 0 | 0 | 0 | 0 | 0
0 | 0 | 0 | 0 | 0 | 0 | 0 | 0 | 0 | 0 | 0 | 0 | 0 | 0 | 0 | 0 | 0 | 0 | 0 | 0 | 0
0 | 0 | 0 | 0 | 0 | 0 | 0 | 0 | 0 | 0 | 0 | 0 | 0 | 0 | 0 | 0 | 0 | 0 | 0 | 0 | 0
0 | 0 | 0 | 0 | 0 | 0 | 0 | 0 | 0 | 0 | 0 | 0 | 0 | 0 | 0 | 0 | 0 | 0 | 0 | 0 | 0
0 | 0 | 0 | 0 | 0 | 0 | 0 | 0 | 0 | 0 | 0 | 0 | 0 | 0 | 0 | 0 | 0 | 0 | 0 | 0 | 0
0 | 0 | 0 | 0 | 0 | 0 | 0 | 0 | 0 | 0 | 0 | 0 | 0 | 0 | 0 | 0 | 0 | 0 | 0 | 0 | 0
0 | 0 | 0 | 0 | 0 | 0 | 0 | 0 | 0 | 0 | 0 | 0 | 0 | 0 | 0 | 0 | 0 | 0 | 0 | 0 | 0
0 | 0 | 0 | 0 | 0 | 0 | 0 | 0 | 0 | 0 | 0 | 0 | 0 | 0 | 0 | 0 | 0 | 0 | 0 | 0 | 0
0 | 0 | 0 | 0 | 0 | 0 | 0 | 0 | 0 | 0 | 0 | 0 | 0 | 0 | 0 | 0 | 0 | 0 | 0 | 0 | 0
0 | 0 | 0 | 0 | 0 | 0 | 0 | 0 | 0 | 0 | 0 | 0 | 0 | 0 | 0 | 0 | 0 | 0 | 0 | 0 | 0
0 | 0 | 0 | 0 | 0 | 0 | 0 | 0 | 0 | 0 | 0 | 0 | 0 | 0 | 0 | 0 | 0 | 0 | 0 | 0 | 0
0 | 0 | 0 | 0 | 0 | 0 | 0 | 0 | 0 | 0 | 0 | 0 | 0 | 0 | 0 | 0 | 0 | 0 | 0 | 0 | 0
0 | 0 | 0 | 0 | 0 | 0 | 0 | 0 | 0 | 0 | 0 | 0 | 0 | 0 | 0 | 0 | 0 | 0 | 0 | 0 | 0
0 | 0 | 0 | 0 | 0 | 0 | 0 | 0 | 0 | 0 | 0 | 0 | 0 | 0 | 0 | 0 | 0 | 0 | 0 | 0 | 0
0 | 0 | 0 | 0 | 0 | 0 | 0 | 0 | 0 | 0 | 0 | 0 | 0 | 0 | 0 | 0 | 0 | 0 | 0 | 0 | 0
0 | 0 | 0 | 0 | 0 | 0 | 0 | 0 | 0 | 0 | 0 | 0 | 0 | 0 | 0 | 0 | 0 | 0 | 0 | 0 | 0
0 | 0 | 0 | 0 | 0 | 0 | 0 | 0 | 0 | 0 | 0 | 0 | 0 | 0 | 0 | 0 | 0 | 0 | 0 | 0 | 0
0 | 0 | 0 | 0 | 0 | 0 | 0 | 0 | 0 | 0 | 0 | 0 | 0 | 0 | 0 | 0 | 0 | 0 | 0 | 0 | 0
0 | 0 | 0 | 0 | 0 | 0 | 0 | 0 | 0 | 0 | 0 | 0 | 0 | 0 | 0 | 0 | 0 | 0 | 0 | 0 | 0
0 | 0 | 0 | 0 | 0 | 0 | 0 | 0 | 0 | 0 | 0 | 0 | 0 | 0 | 0 | 0 | 0 | 0 | 0 | 0 | 0
0 | 0 | 0 | 0 | 0 | 0 | 0 | 0 | 0 | 0 | 0 | 0 | 0 | 0 | 0 | 0 | 0 | 0 | 0 | 0 | 0
0 | 0 | 0 | 0 | 0 | 0 | 0 | 0 | 0 | 0 | 0 | 0 | 0 | 0 | 0 | 0 | 0 | 0 | 0 | 0 | 0
0 | 0 | 0 | 0 | 0 | 0 | 0 | 0 | 0 | 0 | 0 | 0 | 0 | 0 | 0 | 0 | 0 | 0 | 0 | 0 | 0
0 | 0 | 0 | 0 | 0 | 0 | 0 | 0 | 0 | 0 | 0 | 0 | 0 | 0 | 0 | 0 | 0 | 0 | 0 | 0 | 0
0 | 0 | 0 | 0 | 0 | 0 | 0 | 0 | 0 | 0 | 0 | 0 | 0 | 0 | 0 | 0 | 0 | 0 | 0 | 0 | 0
0 | 0 | 0 | 0 | 0 | 0 | 0 | 0 | 0 | 0 | 0 | 0 | 0 | 0 | 0 | 0 | 0 | 0 | 0 | 0 | 0
0 | 0 | 0 | 0 | 0 | 0 | 0 | 0 | 0 | 0 | 0 | 0 | 0 | 0 | 0 | 0 | 0 | 0 | 0 | 0 | 0
0 | 0 | 0 | 0 | 0 | 0 | 0 | 0 | 0 | 0 | 0 | 0 | 0 | 0 | 0 | 0 | 0 | 0 | 0 | 0 | 0
0 | 0 | 0 | 0 | 0 | 0 | 0 | 0 | 0 | 0 | 0 | 0 | 0 | 0 | 0 | 0 | 0 | 0 | 0 | 0 | 0
0 | 0 | 0 | 0 | 0 | 0 | 0 | 0 | 0 | 0 | 0 | 0 | 0 | 0 | 0 | 0 | 0 | 0 | 0 | 0 | 0
0 | 0 | 0 | 0 | 0 | 0 | 0 | 0 | 0 | 0 | 0 | 0 | 0 | 0 | 0 | 0 | 0 | 0 | 0 | 0 | 0
0 | 0 | 0 | 0 | 0 | 0 | 0 | 0 | 0 | 0 | 0 | 0 | 0 | 0 | 0 | 0 | 0 | 0 | 0 | 0 | 0
0 | 0 | 0 | 0 | 0 | 0 | 0 | 0 | 0 | 0 | 0 | 0 | 0 | 0 | 0 | 0 | 0 | 0 | 0 | 0 | 0
0 | 0 | 0 | 0 | 0 | 0 | 0 | 0 | 0 | 0 | 0 | 0 | 0 | 0 | 0 | 0 | 0 | 0 | 0 | 0 | 0
0 | 0 | 0 | 0 | 0 | 0 | 0 | 0 | 0 | 0 | 0 | 0 | 0 | 0 | 0 | 0 | 0 | 0 | 0 | 0 | 0
0 | 0 | 0 | 0 | 0 | 0 | 0 | 0 | 0 | 0 | 0 | 0 | 0 | 0 | 0 | 0 | 0 | 0 | 0 | 0 | 0
0 | 0 | 0 | 0 | 0 | 0 | 0 | 0 | 0 | 0 | 0 | 0 | 0 | 0 | 0 | 0 | 0 | 0 | 0 | 0 | 0
0 | 0 | 0 | 0 | 0 | 0 | 0 | 0 | 0 | 0 | 0 | 0 | 0 | 0 | 0 | 0 | 0 | 0 | 0 | 0 | 0
0 | 0 | 0 | 0 | 0 | 0 | 0 | 0 | 0 | 0 | 0 | 0 | 0 | 0 | 0 | 0 | 0 | 0 | 0 | 0 | 0
0 | 0 | 0 | 0 | 0 | 0 | 0 | 0 | 0 | 0 | 0 | 0 | 0 | 0 | 0 | 0 | 0 | 0 | 0 | 0 | 0
0 | 0 | 0 | 0 | 0 | 0 | 0 | 0 | 0 | 0 | 0 | 0 | 0 | 0 | 0 | 0 | 0 | 0 | 0 | 0 | 0
0 | 0 | 0 | 0 | 0 | 0 | 0 | 0 | 0 | 0 | 0 | 0 | 0 | 0 | 0 | 0 | 0 | 0 | 0 | 0 | 0
0 | 0 | 0 | 0 | 0 | 0 | 0 | 0 | 0 | 0 | 0 | 0 | 0 | 0 | 0 | 0 | 0 | 0 | 0 | 0 | 0
0 | 0 | 0 | 0 | 0 | 0 | 0 | 0 | 0 | 0 | 0 | 0 | 0 | 0 | 0 | 0 | 0 | 0 | 0 | 0 | 0
0 | 0 | 0 | 0 | 0 | 0 | 0 | 0 | 0 | 0 | 0 | 0 | 0 | 0 | 0 | 0 | 0 | 0 | 0 | 0 | 0
0 | 0 | 0 | 0 | 0 | 0 | 0 | 0 | 0 | 0 | 0 | 0 | 0 | 0 | 0 | 0 | 0 | 0 | 0 | 0 | 0
0 | 0 | 0 | 0 | 0 | 0 | 0 | 0 | 0 | 0 | 0 | 0 | 0 | 0 | 0 | 0 | 0 | 0 | 0 | 0 | 0
0 | 0 | 0 | 0 | 0 | 0 | 0 | 0 | 0 | 0 | 0 | 0 | 0 | 0 | 0 | 0 | 0 | 0 | 0 | 0 | 0
0 | 0 | 0 | 0 | 0 | 0 | 0 | 0 | 0 | 0 | 0 | 0 | 0 | 0 | 0 | 0 | 0 | 0 | 0 | 0 | 0
0 | 0 | 0 | 0 | 0 | 0 | 0 | 0 | 0 | 0 | 0 | 0 | 0 | 0 | 0 | 0 | 0 | 0 | 0 | 0 | 0
0 | 0 | 0 | 0 | 0 | 0 | 0 | 0 | 0 | 0 | 0 | 0 | 0 | 0 | 0 | 0 | 0 | 0 | 0 | 0 | 0
0 | 0 | 0 | 0 | 0 | 0 | 0 | 0 | 0 | 0 | 0 | 0 | 0 | 0 | 0 | 0 | 0 | 0 | 0 | 0 | 0
0 | 0 | 0 | 0 | 0 | 0 | 0 | 0 | 0 | 0 | 0 | 0 | 0 | 0 | 0 | 0 | 0 | 0 | 0 | 0 | 0
0 | 0 | 0 | 0 | 0 | 0 | 0 | 0 | 0 | 0 | 0 | 0 | 0 | 0 | 0 | 0 | 0 | 0 | 0 | 0 | 0
0 | 0 | 0 | 0 | 0 | 0 | 0 | 0 | 0 | 0 | 0 | 0 | 0 | 0 | 0 | 0 | 0 | 0 | 0 | 0 | 0
0 | 0 | 0 | 0 | 0 | 0 | 0 | 0 | 0 | 0 | 0 | 0 | 0 | 0 | 0 | 0 | 0 | 0 | 0 | 0 | 0
0 | 0 | 0 | 0 | 0 | 0 | 0 | 0 | 0 | 0 | 0 | 0 | 0 | 0 | 0 | 0 | 0 | 0 | 0 | 0 | 0
0 | 0 | 0 | 0 | 0 | 0 | 0 | 0 | 0 | 0 | 0 | 0 | 0 | 0 | 0 | 0 | 0 | 0 | 0 | 0 | 0
0 | 0 | 0 | 0 | 0 | 0 | 0 | 0 | 0 | 0 | 0 | 0 | 0 | 0 | 0 | 0 | 0 | 0 | 0 | 0 | 0
0 | 0 | 0 | 0 | 0 | 0 | 0 | 0 | 0 | 0 | 0 | 0 | 0 | 0 | 0 | 0 | 0 | 0 | 0 | 0 | 0
0 | 0 | 0 | 0 | 0 | 0 | 0 | 0 | 0 | 0 | 0 | 0 | 0 | 0 | 0 | 0 | 0 | 0 | 0 | 0 | 0
0 | 0 | 0 | 0 | 0 | 0 | 0 | 0 | 0 | 0 | 0 | 0 | 0 | 0 | 0 | 0 | 0 | 0 | 0 | 0 | 0
0 | 0 | 0 | 0 | 0 | 0 | 0 | 0 | 0 | 0 | 0 | 0 | 0 | 0 | 0 | 0 | 0 | 0 | 0 | 0 | 0
0 | 0 | 0 | 0 | 0 | 0 | 0 | 0 | 0 | 0 | 0 | 0 | 0 | 0 | 0 | 0 | 0 | 0 | 0 | 0 | 0
0 | 0 | 0 | 0 | 0 | 0 | 0 | 0 | 0 | 0 | 0 | 0 | 0 | 0 | 0 | 0 | 0 | 0 | 0 | 0 | 0
0 | 0 | 0 | 0 | 0 | 0 | 0 | 0 | 0 | 0 | 0 | 0 | 0 | 0 | 0 | 0 | 0 | 0 | 0 | 0 | 0
0 | 0 | 0 | 0 | 0 | 0 | 0 | 0 | 0 | 0 | 0 | 0 | 0 | 0 | 0 | 0 | 0 | 0 | 0 | 0 | 0
0 | 0 | 0 | 0 | 0 | 0 | 0 | 0 | 0 | 0 | 0 | 0 | 0 | 0 | 0 | 0 | 0 | 0 | 0 | 0 | 0
0 | 0 | 0 | 0 | 0 | 0 | 0 | 0 | 0 | 0 | 0 | 0 | 0 | 0 | 0 | 0 | 0 | 0 | 0 | 0 | 0
0 | 0 | 0 | 0 | 0 | 0 | 0 | 0 | 0 | 0 | 0 | 0 | 0 | 0 | 0 | 0 | 0 | 0 | 0 | 0 | 0
0 | 0 | 0 | 0 | 0 | 0 | 0 | 0 | 0 | 0 | 0 | 0 | 0 | 0 | 0 | 0 | 0 | 0 | 0 | 0 | 0
0 | 0 | 0 | 0 | 0 | 0 | 0 | 0 | 0 | 0 | 0 | 0 | 0 | 0 | 0 | 0 | 0 | 0 | 0 | 0 | 0
0 | 0 | 0 | 0 | 0 | 0 | 0 | 0 | 0 | 0 | 0 | 0 | 0 | 0 | 0 | 0 | 0 | 0 | 0 | 0 | 0
0 | 0 | 0 | 0 | 0 | 0 | 0 | 0 | 0 | 0 | 0 | 0 | 0 | 0 | 0 | 0 | 0 | 0 | 0 | 0 | 0
0 | 0 | 0 | 0 | 0 | 0 | 0 | 0 | 0 | 0 | 0 | 0 | 0 | 0 | 0 | 0 | 0 | 0 | 0 | 0 | 0
0 | 0 | 0 | 0 | 0 | 0 | 0 | 0 | 0 | 0 | 0 | 0 | 0 | 0 | 0 | 0 | 0 | 0 | 0 | 0 | 0
0 | 0 | 0 | 0 | 0 | 0 | 0 | 0 | 0 | 0 | 0 | 0 | 0 | 0 | 0 | 0 | 0 | 0 | 0 | 0 | 0
0 | 0 | 0 | 0 | 0 | 0 | 0 | 0 | 0 | 0 | 0 | 0 | 0 | 0 | 0 | 0 | 0 | 0 | 0 | 0 | 0
0 | 0 | 0 | 0 | 0 | 0 | 0 | 0 | 0 | 0 | 0 | 0 | 0 | 0 | 0 | 0 | 0 | 0 | 0 | 0 | 0
0 | 0 | 0 | 0 | 0 | 0 | 0 | 0 | 0 | 0 | 0 | 0 | 0 | 0 | 0 | 0 | 0 | 0 | 0 | 0 | 0
0 | 0 | 0 | 0 | 0 | 0 | 0 | 0 | 0 | 0 | 0 | 0 | 0 | 0 | 0 | 0 | 0 | 0 | 0 | 0 | 0
0 | 0 | 0 | 0 | 0 | 0 | 0 | 0 | 0 | 0 | 0 | 0 | 0 | 0 | 0 | 0 | 0 | 0 | 0 | 0 | 0
0 | 0 | 0 | 0 | 0 | 0 | 0 | 0 | 0 | 0 | 0 | 0 | 0 | 0 | 0 | 0 | 0 | 0 | 0 | 0 | 0
0 | 0 | 0 | 0 | 0 | 0 | 0 | 0 | 0 | 0 | 0 | 0 | 0 | 0 | 0 | 0 | 0 | 0 | 0 | 0 | 0
0 | 0 | 0 | 0 | 0 | 0 | 0 | 0 | 0 | 0 | 0 | 0 | 0 | 0 | 0 | 0 | 0 | 0 | 0 | 0 | 0
0 | 0 | 0 | 0 | 0 | 0 | 0 | 0 | 0 | 0 | 0 | 0 | 0 | 0 | 0 | 0 | 0 | 0 | 0 | 0 | 0
0 | 0 | 0 | 0 | 0 | 0 | 0 | 0 | 0 | 0 | 0 | 0 | 0 | 0 | 0 | 0 | 0 | 0 | 0 | 0 | 0
0 | 0 | 0 | 0 | 0 | 0 | 0 | 0 | 0 | 0 | 0 | 0 | 0 | 0 | 0 | 0 | 0 | 0 | 0 | 0 | 0
0 | 0 | 0 | 0 | 0 | 0 | 0 | 0 | 0 | 0 | 0 | 0 | 0 | 0 | 0 | 0 | 0 | 0 | 0 | 0 | 0
0 | 0 | 0 | 0 | 0 | 0 | 0 | 0 | 0 | 0 | 0 | 0 | 0 | 0 | 0 | 0 | 0 | 0 | 0 | 0 | 0
0 | 0 | 0 | 0 | 0 | 0 | 0 | 0 | 0 | 0 | 0 | 0 | 0 | 0 | 0 | 0 | 0 | 0 | 0 | 0 | 0
0 | 0 | 0 | 0 | 0 | 0 | 0 | 0 | 0 | 0 | 0 | 0 | 0 | 0 | 0 | 0 | 0 | 0 | 0 | 0 | 0
0 | 0 | 0 | 0 | 0 | 0 | 0 | 0 | 0 | 0 | 0 | 0 | 0 | 0 | 0 | 0 | 0 | 0 | 0 | 0 | 0
0 | 0 | 0 | 0 | 0 | 0 | 0 | 0 | 0 | 0 | 0 | 0 | 0 | 0 | 0 | 0 | 0 | 0 | 0 | 0 | 0
0 | 0 | 0 | 0 | 0 | 0 | 0 | 0 | 0 | 0 | 0 | 0 | 0 | 0 | 0 | 0 | 0 | 0 | 0 | 0 | 0
0 | 0 | 0 | 0 | 0 | 0 | 0 | 0 | 0 | 0 | 0 | 0 | 0 | 0 | 0 | 0 | 0 | 0 | 0 | 0 | 0
0 | 0 | 0 | 0 | 0 | 0 | 0 | 0 | 0 | 0 | 0 | 0 | 0 | 0 | 0 | 0 | 0 | 0 | 0 | 0 | 0
0 | 0 | 0 | 0 | 0 | 0 | 0 | 0 | 0 | 0 | 0 | 0 | 0 | 0 | 0 | 0 | 0 | 0 | 0 | 0 | 0
0 | 0 | 0 | 0 | 0 | 0 | 0 | 0 | 0 | 0 | 0 | 0 | 0 | 0 | 0 | 0 | 0 | 0 | 0 | 0 | 0
0 | 0 | 0 | 0 | 0 | 0 | 0 | 0 | 0 | 0 | 0 | 0 | 0 | 0 | 0 | 0 | 0 | 0 | 0 | 0 | 0
0 | 0 | 0 | 0 | 0 | 0 | 0 | 0 | 0 | 0 | 0 | 0 | 0 | 0 | 0 | 0 | 0 | 0 | 0 | 0 | 0
0 | 0 | 0 | 0 | 0 | 0 | 0 | 0 | 0 | 0 | 0 | 0 | 0 | 0 | 0 | 0 | 0 | 0 | 0 | 0 | 0
0 | 0 | 0 | 0 | 0 | 0 | 0 | 0 | 0 | 0 | 0 | 0 | 0 | 0 | 0 | 0 | 0 | 0 | 0 | 0 | 0
0 | 0 | 0 | 0 | 0 | 0 | 0 | 0 | 0 | 0 | 0 | 0 | 0 | 0 | 0 | 0 | 0 | 0 | 0 | 0 | 0
0 | 0 | 0 | 0 | 0 | 0 | 0 | 0 | 0 | 0 | 0 | 0 | 0 | 0 | 0 | 0 | 0 | 0 | 0 | 0 | 0
0 | 0 | 0 | 0 | 0 | 0 | 0 | 0 | 0 | 0 | 0 | 0 | 0 | 0 | 0 | 0 | 0 | 0 | 0 | 0 | 0
0 | 0 | 0 | 0 | 0 | 0 | 0 | 0 | 0 | 0 | 0 | 0 | 0 | 0 | 0 | 0 | 0 | 0 | 0 | 0 | 0
0 | 0 | 0 | 0 | 0 | 0 | 0 | 0 | 0 | 0 | 0 | 0 | 0 | 0 | 0 | 0 | 0 | 0 | 0 | 0 | 0
0 | 0 | 0 | 0 | 0 | 0 | 0 | 0 | 0 | 0 | 0 | 0 | 0 | 0 | 0 | 0 | 0 | 0 | 0 | 0 | 0
0 | 0 | 0 | 0 | 0 | 0 | 0 | 0 | 0 | 0 | 0 | 0 | 0 | 0 | 0 | 0 | 0 | 0 | 0 | 0 | 0
0 | 0 | 0 | 0 | 0 | 0 | 0 | 0 | 0 | 0 | 0 | 0 | 0 | 0 | 0 | 0 | 0 | 0 | 0 | 0 | 0
0 | 0 | 0 | 0 | 0 | 0 | 0 | 0 | 0 | 0 | 0 | 0 | 0 | 0 | 0 | 0 | 0 | 0 | 0 | 0 | 0
0 | 0 | 0 | 0 | 0 | 0 | 0 | 0 | 0 | 0 | 0 | 0 | 0 | 0 | 0 | 0 | 0 | 0 | 0 | 0 | 0
0 | 0 | 0 | 0 | 0 | 0 | 0 | 0 | 0 | 0 | 0 | 0 | 0 | 0 | 0 | 0 | 0 | 0 | 0 | 0 | 0
0 | 0 | 0 | 0 | 0 | 0 | 0 | 0 | 0 | 0 | 0 | 0 | 0 | 0 | 0 | 0 | 0 | 0 | 0 | 0 | 0
0 | 0 | 0 | 0 | 0 | 0 | 0 | 0 | 0 | 0 | 0 | 0 | 0 | 0 | 0 | 0 | 0 | 0 | 0 | 0 | 0
0 | 0 | 0 | 0 | 0 | 0 | 0 | 0 | 0 | 0 | 0 | 0 | 0 | 0 | 0 | 0 | 0 | 0 | 0 | 0 | 0
0 | 0 | 0 | 0 | 0 | 0 | 0 | 0 | 0 | 0 | 0 | 0 | 0 | 0 | 0 | 0 | 0 | 0 | 0 | 0 | 0
0 | 0 | 0 | 0 | 0 | 0 | 0 | 0 | 0 | 0 | 0 | 0 | 0 | 0 | 0 | 0 | 0 | 0 | 0 | 0 | 0
0 | 0 | 0 | 0 | 0 | 0 | 0 | 0 | 0 | 0 | 0 | 0 | 0 | 0 | 0 | 0 | 0 | 0 | 0 | 0 | 0
0 | 0 | 0 | 0 | 0 | 0 | 0 | 0 | 0 | 0 | 0 | 0 | 0 | 0 | 0 | 0 | 0 | 0 | 0 | 0 | 0
0 | 0 | 0 | 0 | 0 | 0 | 0 | 0 | 0 | 0 | 0 | 0 | 0 | 0 | 0 | 0 | 0 | 0 | 0 | 0 | 0
0 | 0 | 0 | 0 | 0 | 0 | 0 | 0 | 0 | 0 | 0 | 0 | 0 | 0 | 0 | 0 | 0 | 0 | 0 | 0 | 0
0 | 0 | 0 | 0 | 0 | 0 | 0 | 0 | 0 | 0 | 0 | 0 | 0 | 0 | 0 | 0 | 0 | 0 | 0 | 0 | 0
0 | 0 | 0 | 0 | 0 | 0 | 0 | 0 | 0 | 0 | 0 | 0 | 0 | 0 | 0 | 0 | 0 | 0 | 0 | 0 | 0
0 | 0 | 0 | 0 | 0 | 0 | 0 | 0 | 0 | 0 | 0 | 0 | 0 | 0 | 0 | 0 | 0 | 0 | 0 | 0 | 0
0 | 0 | 0 | 0 | 0 | 0 | 0 | 0 | 0 | 0 | 0 | 0 | 0 | 0 | 0 | 0 | 0 | 0 | 0 | 0 | 0
0 | 0 | 0 | 0 | 0 | 0 | 0 | 0 | 0 | 0 | 0 | 0 | 0 | 0 | 0 | 0 | 0 | 0 | 0 | 0 | 0
0 | 0 | 0 | 0 | 0 | 0 | 0 | 0 | 0 | 0 | 0 | 0 | 0 | 0 | 0 | 0 | 0 | 0 | 0 | 0 | 0
0 | 0 | 0 | 0 | 0 | 0 | 0 | 0 | 0 | 0 | 0 | 0 | 0 | 0 | 0 | 0 | 0 | 0 | 0 | 0 | 0
0 | 0 | 0 | 0 | 0 | 0 | 0 | 0 | 0 | 0 | 0 | 0 | 0 | 0 | 0 | 0 | 0 | 0 | 0 | 0 | 0
0 | 0 | 0 | 0 | 0 | 0 | 0 | 0 | 0 | 0 | 0 | 0 | 0 | 0 | 0 | 0 | 0 | 0 | 0 | 0 | 0
0 | 0 | 0 | 0 | 0 | 0 | 0 | 0 | 0 | 0 | 0 | 0 | 0 | 0 | 0 | 0 | 0 | 0 | 0 | 0 | 0
0 | 0 | 0 | 0 | 0 | 0 | 0 | 0 | 0 | 0 | 0 | 0 | 0 | 0 | 0 | 0 | 0 | 0 | 0 | 0 | 0
0 | 0 | 0 | 0 | 0 | 0 | 0 | 0 | 0 | 0 | 0 | 0 | 0 | 0 | 0 | 0 | 0 | 0 | 0 | 0 | 0
0 | 0 | 0 | 0 | 0 | 0 | 0 | 0 | 0 | 0 | 0 | 0 | 0 | 0 | 0 | 0 | 0 | 0 | 0 | 0 | 0
0 | 0 | 0 | 0 | 0 | 0 | 0 | 0 | 0 | 0 | 0 | 0 | 0 | 0 | 0 | 0 | 0 | 0 | 0 | 0 | 0
0 | 0 | 0 | 0 | 0 | 0 | 0 | 0 | 0 | 0 | 0 | 0 | 0 | 0 | 0 | 0 | 0 | 0 | 0 | 0 | 0
0 | 0 | 0 | 0 | 0 | 0 | 0 | 0 | 0 | 0 | 0 | 0 | 0 | 0 | 0 | 0 | 0 | 0 | 0 | 0 | 0
0 | 0 | 0 | 0 | 0 | 0 | 0 | 0 | 0 | 0 | 0 | 0 | 0 | 0 | 0 | 0 | 0 | 0 | 0 | 0 | 0
0 | 0 | 0 | 0 | 0 | 0 | 0 | 0 | 0 | 0 | 0 | 0 | 0 | 0 | 0 | 0 | 0 | 0 | 0 | 0 | 0
0 | 0 | 0 | 0 | 0 | 0 | 0 | 0 | 0 | 0 | 0 | 0 | 0 | 0 | 0 | 0 | 0 | 0 | 0 | 0 | 0
0 | 0 | 0 | 0 | 0 | 0 | 0 | 0 | 0 | 0 | 0 | 0 | 0 | 0 | 0 | 0 | 0 | 0 | 0 | 0 | 0
0 | 0 | 0 | 0 | 0 | 0 | 0 | 0 | 0 | 0 | 0 | 0 | 0 | 0 | 0 | 0 | 0 | 0 | 0 | 0 | 0
0 | 0 | 0 | 0 | 0 | 0 | 0 | 0 | 0 | 0 | 0 | 0 | 0 | 0 | 0 | 0 | 0 | 0 | 0 | 0 | 0
0 | 0 | 0 | 0 | 0 | 0 | 0 | 0 | 0 | 0 | 0 | 0 | 0 | 0 | 0 | 0 | 0 | 0 | 0 | 0 | 0
0 | 0 | 0 | 0 | 0 | 0 | 0 | 0 | 0 | 0 | 0 | 0 | 0 | 0 | 0 | 0 | 0 | 0 | 0 | 0 | 0
0 | 0 | 0 | 0 | 0 | 0 | 0 | 0 | 0 | 0 | 0 | 0 | 0 | 0 | 0 | 0 | 0 | 0 | 0 | 0 | 0
0 | 0 | 0 | 0 | 0 | 0 | 0 | 0 | 0 | 0 | 0 | 0 | 0 | 0 | 0 | 0 | 0 | 0 | 0 | 0 | 0
0 | 0 | 0 | 0 | 0 | 0 | 0 | 0 | 0 | 0 | 0 | 0 | 0 | 0 | 0 | 0 | 0 | 0 | 0 | 0 | 0
0 | 0 | 0 | 0 | 0 | 0 | 0 | 0 | 0 | 0 | 0 | 0 | 0 | 0 | 0 | 0 | 0 | 0 | 0 | 0 | 0
0 | 0 | 0 | 0 | 0 | 0 | 0 | 0 | 0 | 0 | 0 | 0 | 0 | 0 | 0 | 0 | 0 | 0 | 0 | 0 | 0
0 | 0 | 0 | 0 | 0 | 0 | 0 | 0 | 0 | 0 | 0 | 0 | 0 | 0 | 0 | 0 | 0 | 0 | 0 | 0 | 0
0 | 0 | 0 | 0 | 0 | 0 | 0 | 0 | 0 | 0 | 0 | 0 | 0 | 0 | 0 | 0 | 0 | 0 | 0 | 0 | 0
0 | 0 | 0 | 0 | 0 | 0 | 0 | 0 | 0 | 0 | 0 | 0 | 0 | 0 | 0 | 0 | 0 | 0 | 0 | 0 | 0
0 | 0 | 0 | 0 | 0 | 0 | 0 | 0 | 0 | 0 | 0 | 0 | 0 | 0 | 0 | 0 | 0 | 0 | 0 | 0 | 0
0 | 0 | 0 | 0 | 0 | 0 | 0 | 0 | 0 | 0 | 0 | 0 | 0 | 0 | 0 | 0 | 0 | 0 | 0 | 0 | 0
0 | 0 | 0 | 0 | 0 | 0 | 0 | 0 | 0 | 0 | 0 | 0 | 0 | 0 | 0 | 0 | 0 | 0 | 0 | 0 | 0
0 | 0 | 0 | 0 | 0 | 0 | 0 | 0 | 0 | 0 | 0 | 0 | 0 | 0 | 0 | 0 | 0 | 0 | 0 | 0 | 0
0 | 0 | 0 | 0 | 0 | 0 | 0 | 0 | 0 | 0 | 0 | 0 | 0 | 0 | 0 | 0 | 0 | 0 | 0 | 0 | 0
0 | 0 | 0 | 0 | 0 | 0 | 0 | 0 | 0 | 0 | 0 | 0 | 0 | 0 | 0 | 0 | 0 | 0 | 0 | 0 | 0
0 | 0 | 0 | 0 | 0 | 0 | 0 | 0 | 0 | 0 | 0 | 0 | 0 | 0 | 0 | 0 | 0 | 0 | 0 | 0 | 0
0 | 0 | 0 | 0 | 0 | 0 | 0 | 0 | 0 | 0 | 0 | 0 | 0 | 0 | 0 | 0 | 0 | 0 | 0 | 0 | 0
0 | 0 | 0 | 0 | 0 | 0 | 0 | 0 | 0 | 0 | 0 | 0 | 0 | 0 | 0 | 0 | 0 | 0 | 0 | 0 | 0
0 | 0 | 0 | 0 | 0 | 0 | 0 | 0 | 0 | 0 | 0 | 0 | 0 | 0 | 0 | 0 | 0 | 0 | 0 | 0 | 0
0 | 0 | 0 | 0 | 0 | 0 | 0 | 0 | 0 | 0 | 0 | 0 | 0 | 0 | 0 | 0 | 0 | 0 | 0 | 0 | 0
0 | 0 | 0 | 0 | 0 | 0 | 0 | 0 | 0 | 0 | 0 | 0 | 0 | 0 | 0 | 0 | 0 | 0 | 0 | 0 | 0
0 | 0 | 0 | 0 | 0 | 0 | 0 | 0 | 0 | 0 | 0 | 0 | 0 | 0 | 0 | 0 | 0 | 0 | 0 | 0 | 0
0 | 0 | 0 | 0 | 0 | 0 | 0 | 0 | 0 | 0 | 0 | 0 | 0 | 0 | 0 | 0 | 0 | 0 | 0 | 0 | 0
0 | 0 | 0 | 0 | 0 | 0 | 0 | 0 | 0 | 0 | 0 | 0 | 0 | 0 | 0 | 0 | 0 | 0 | 0 | 0 | 0
0 | 0 | 0 | 0 | 0 | 0 | 0 | 0 | 0 | 0 | 0 | 0 | 0 | 0 | 0 | 0 | 0 | 0 | 0 | 0 | 0
0 | 0 | 0 | 0 | 0 | 0 | 0 | 0 | 0 | 0 | 0 | 0 | 0 | 0 | 0 | 0 | 0 | 0 | 0 | 0 | 0
0 | 0 | 0 | 0 | 0 | 0 | 0 | 0 | 0 | 0 | 0 | 0 | 0 | 0 | 0 | 0 | 0 | 0 | 0 | 0 | 0
0 | 0 | 0 | 0 | 0 | 0 | 0 | 0 | 0 | 0 | 0 | 0 | 0 | 0 | 0 | 0 | 0 | 0 | 0 | 0 | 0
0 | 0 | 0 | 0 | 0 | 0 | 0 | 0 | 0 | 0 | 0 | 0 | 0 | 0 | 0 | 0 | 0 | 0 | 0 | 0 | 0
0 | 0 | 0 | 0 | 0 | 0 | 0 | 0 | 0 | 0 | 0 | 0 | 0 | 0 | 0 | 0 | 0 | 0 | 0 | 0 | 0
0 | 0 | 0 | 0 | 0 | 0 | 0 | 0 | 0 | 0 | 0 | 0 | 0 | 0 | 0 | 0 | 0 | 0 | 0 | 0 | 0
0 | 0 | 0 | 0 | 0 | 0 | 0 | 0 | 0 | 0 | 0 | 0 | 0 | 0 | 0 | 0 | 0 | 0 | 0 | 0 | 0
0 | 0 | 0 | 0 | 0 | 0 | 0 | 0 | 0 | 0 | 0 | 0 | 0 | 0 | 0 | 0 | 0 | 0 | 0 | 0 | 0
0 | 0 | 0 | 0 | 0 | 0 | 0 | 0 | 0 | 0 | 0 | 0 | 0 | 0 | 0 | 0 | 0 | 0 | 0 | 0 | 0
0 | 0 | 0 | 0 | 0 | 0 | 0 | 0 | 0 | 0 | 0 | 0 | 0 | 0 | 0 | 0 | 0 | 0 | 0 | 0 | 0
0 | 0 | 0 | 0 | 0 | 0 | 0 | 0 | 0 | 0 | 0 | 0 | 0 | 0 | 0 | 0 | 0 | 0 | 0 | 0 | 0
0 | 0 | 0 | 0 | 0 | 0 | 0 | 0 | 0 | 0 | 0 | 0 | 0 | 0 | 0 | 0 | 0 | 0 | 0 | 0 | 0
0 | 0 | 0 | 0 | 0 | 0 | 0 | 0 | 0 | 0 | 0 | 0 | 0 | 0 | 0 | 0 | 0 | 0 | 0 | 0 | 0
0 | 0 | 0 | 0 | 0 | 0 | 0 | 0 | 0 | 0 | 0 | 0 | 0 | 0 | 0 | 0 | 0 | 0 | 0 | 0 | 0
0 | 0 | 0 | 0 | 0 | 0 | 0 | 0 | 0 | 0 | 0 | 0 | 0 | 0 | 0 | 0 | 0 | 0 | 0 | 0 | 0
0 | 0 | 0 | 0 | 0 | 0 | 0 | 0 | 0 | 0 | 0 | 0 | 0 | 0 | 0 | 0 | 0 | 0 | 0 | 0 | 0
0 | 0 | 0 | 0 | 0 | 0 | 0 | 0 | 0 | 0 | 0 | 0 | 0 | 0 | 0 | 0 | 0 | 0 | 0 | 0 | 0
0 | 0 | 0 | 0 | 0 | 0 | 0 | 0 | 0 | 0 | 0 | 0 | 0 | 0 | 0 | 0 | 0 | 0 | 0 | 0 | 0
0 | 0 | 0 | 0 | 0 | 0 | 0 | 0 | 0 | 0 | 0 | 0 | 0 | 0 | 0 | 0 | 0 | 0 | 0 | 0 | 0
0 | 0 | 0 | 0 | 0 | 0 | 0 | 0 | 0 | 0 | 0 | 0 | 0 | 0 | 0 | 0 | 0 | 0 | 0 | 0 | 0
0 | 0 | 0 | 0 | 0 | 0 | 0 | 0 | 0 | 0 | 0 | 0 | 0 | 0 | 0 | 0 | 0 | 0 | 0 | 0 | 0
0 | 0 | 0 | 0 | 0 | 0 | 0 | 0 | 0 | 0 | 0 | 0 | 0 | 0 | 0 | 0 | 0 | 0 | 0 | 0 | 0
0 | 0 | 0 | 0 | 0 | 0 | 0 | 0 | 0 | 0 | 0 | 0 | 0 | 0 | 0 | 0 | 0 | 0 | 0 | 0 | 0
0 | 0 | 0 | 0 | 0 | 0 | 0 | 0 | 0 | 0 | 0 | 0 | 0 | 0 | 0 | 0 | 0 | 0 | 0 | 0 | 0
0 | 0 | 0 | 0 | 0 | 0 | 0 | 0 | 0 | 0 | 0 | 0 | 0 | 0 | 0 | 0 | 0 | 0 | 0 | 0 | 0
0 | 0 | 0 | 0 | 0 | 0 | 0 | 0 | 0 | 0 | 0 | 0 | 0 | 0 | 0 | 0 | 0 | 0 | 0 | 0 | 0
0 | 0 | 0 | 0 | 0 | 0 | 0 | 0 | 0 | 0 | 0 | 0 | 0 | 0 | 0 | 0 | 0 | 0 | 0 | 0 | 0
0 | 0 | 0 | 0 | 0 | 0 | 0 | 0 | 0 | 0 | 0 | 0 | 0 | 0 | 0 | 0 | 0 | 0 | 0 | 0 | 0
0 | 0 | 0 | 0 | 0 | 0 | 0 | 0 | 0 | 0 | 0 | 0 | 0 | 0 | 0 | 0 | 0 | 0 | 0 | 0 | 0
0 | 0 | 0 | 0 | 0 | 0 | 0 | 0 | 0 | 0 | 0 | 0 | 0 | 0 | 0 | 0 | 0 | 0 | 0 | 0 | 0
0 | 0 | 0 | 0 | 0 | 0 | 0 | 0 | 0 | 0 | 0 | 0 | 0 | 0 | 0 | 0 | 0 | 0 | 0 | 0 | 0
0 | 0 | 0 | 0 | 0 | 0 | 0 | 0 | 0 | 0 | 0 | 0 | 0 | 0 | 0 | 0 | 0 | 0 | 0 | 0 | 0
0 | 0 | 0 | 0 | 0 | 0 | 0 | 0 | 0 | 0 | 0 | 0 | 0 | 0 | 0 | 0 | 0 | 0 | 0 | 0 | 0
0 | 0 | 0 | 0 | 0 | 0 | 0 | 0 | 0 | 0 | 0 | 0 | 0 | 0 | 0 | 0 | 0 | 0 | 0 | 0 | 0
0 | 0 | 0 | 0 | 0 | 0 | 0 | 0 | 0 | 0 | 0 | 0 | 0 | 0 | 0 | 0 | 0 | 0 | 0 | 0 | 0
0 | 0 | 0 | 0 | 0 | 0 | 0 | 0 | 0 | 0 | 0 | 0 | 0 | 0 | 0 | 0 | 0 | 0 | 0 | 0 | 0
0 | 0 | 0 | 0 | 0 | 0 | 0 | 0 | 0 | 0 | 0 | 0 | 0 | 0 | 0 | 0 | 0 | 0 | 0 | 0 | 0
0 | 0 | 0 | 0 | 0 | 0 | 0 | 0 | 0 | 0 | 0 | 0 | 0 | 0 | 0 | 0 | 0 | 0 | 0 | 0 | 0
0 | 0 | 0 | 0 | 0 | 0 | 0 | 0 | 0 | 0 | 0 | 0 | 0 | 0 | 0 | 0 | 0 | 0 | 0 | 0 | 0
0 | 0 | 0 | 0 | 0 | 0 | 0 | 0 | 0 | 0 | 0 | 0 | 0 | 0 | 0 | 0 | 0 | 0 | 0 | 0 | 0
0 | 0 | 0 | 0 | 0 | 0 | 0 | 0 | 0 | 0 | 0 | 0 | 0 | 0 | 0 | 0 | 0 | 0 | 0 | 0 | 0
0 | 0 | 0 | 0 | 0 | 0 | 0 | 0 | 0 | 0 | 0 | 0 | 0 | 0 | 0 | 0 | 0 | 0 | 0 | 0 | 0
0 | 0 | 0 | 0 | 0 | 0 | 0 | 0 | 0 | 0 | 0 | 0 | 0 | 0 | 0 | 0 | 0 | 0 | 0 | 0 | 0
0 | 0 | 0 | 0 | 0 | 0 | 0 | 0 | 0 | 0 | 0 | 0 | 0 | 0 | 0 | 0 | 0 | 0 | 0 | 0 | 0
0 | 0 | 0 | 0 | 0 | 0 | 0 | 0 | 0 | 0 | 0 | 0 | 0 | 0 | 0 | 0 | 0 | 0 | 0 | 0 | 0
0 | 0 | 0 | 0 | 0 | 0 | 0 | 0 | 0 | 0 | 0 | 0 | 0 | 0 | 0 | 0 | 0 | 0 | 0 | 0 | 0
0 | 0 | 0 | 0 | 0 | 0 | 0 | 0 | 0 | 0 | 0 | 0 | 0 | 0 | 0 | 0 | 0 | 0 | 0 | 0 | 0
0 | 0 | 0 | 0 | 0 | 0 | 0 | 0 | 0 | 0 | 0 | 0 | 0 | 0 | 0 | 0 | 0 | 0 | 0 | 0 | 0
0 | 0 | 0 | 0 | 0 | 0 | 0 | 0 | 0 | 0 | 0 | 0 | 0 | 0 | 0 | 0 | 0 | 0 | 0 | 0 | 0
0 | 0 | 0 | 0 | 0 | 0 | 0 | 0 | 0 | 0 | 0 | 0 | 0 | 0 | 0 | 0 | 0 | 0 | 0 | 0 | 0
0 | 0 | 0 | 0 | 0 | 0 | 0 | 0 | 0 | 0 | 0 | 0 | 0 | 0 | 0 | 0 | 0 | 0 | 0 | 0 | 0
0 | 0 | 0 | 0 | 0 | 0 | 0 | 0 | 0 | 0 | 0 | 0 | 0 | 0 | 0 | 0 | 0 | 0 | 0 | 0 | 0
0 | 0 | 0 | 0 | 0 | 0 | 0 | 0 | 0 | 0 | 0 | 0 | 0 | 0 | 0 | 0 | 0 | 0 | 0 | 0 | 0
0 | 0 | 0 | 0 | 0 | 0 | 0 | 0 | 0 | 0 | 0 | 0 | 0 | 0 | 0 | 0 | 0 | 0 | 0 | 0 | 0
0 | 0 | 0 | 0 | 0 | 0 | 0 | 0 | 0 | 0 | 0 | 0 | 0 | 0 | 0 | 0 | 0 | 0 | 0 | 0 | 0
0 | 0 | 0 | 0 | 0 | 0 | 0 | 0 | 0 | 0 | 0 | 0 | 0 | 0 | 0 | 0 | 0 | 0 | 0 | 0 | 0
0 | 0 | 0 | 0 | 0 | 0 | 0 | 0 | 0 | 0 | 0 | 0 | 0 | 0 | 0 | 0 | 0 | 0 | 0 | 0 | 0
0 | 0 | 0 | 0 | 0 | 0 | 0 | 0 | 0 | 0 | 0 | 0 | 0 | 0 | 0 | 0 | 0 | 0 | 0 | 0 | 0
0 | 0 | 0 | 0 | 0 | 0 | 0 | 0 | 0 | 0 | 0 | 0 | 0 | 0 | 0 | 0 | 0 | 0 | 0 | 0 | 0

## Output
Program Summary |  | Nominal | Present Value |  | Performance Earnings Basis |  |  |  | Avoided Cost Version
Proposer Name |  | Southern California Edison |  |  | Resource Benefit, net. |  | 1127296635.2152 |  | 2008-05-10
Program Name |  | SCE Third Party Roll-up E3 Calculator - No Carbon Adder |  |  | Incr Measure Cost, net. |  | 281823719.2052 |  | 2008-05-22
Total Program Budget ($) |  | 588829471.6394 | 547050778.8813 |  | Program Incentive Cost, net |  | 0 |  | Base Year
[5 empty] | Program Admin Cost |  | 588829471.6394 |  | 2009
Net Participant Cost ($) |  | 329690615.0467 | 281823719.2052 |  | Performance Earnings Basis |  | 350584684.1057 |  | SCE PlannerTOU(1000)1e2.xls
Program Impacts | [9 empty] | Program Impacts (Gross)
| Annual Net kWh | Lifecycle Net kWh | Annual Net Therms | Lifecycle Net Therms | Net Jul-Sept Pk (kW) | Net Dec-Feb Pk (kW) | Net CEC (kW) | User Entered kW |  |  | Annual Gross kWh | Lifecycle Gross kWh | Annual Gross Therms | Lifecycle Gross Therms | User Entered kW
2009-2011 | 1262066487.6125 | 15595794182.6842 | -10787010.5899 | -106879191.5061 | 320178.3408 | 154490.433 | 273868.4278 | 297167.796 |  | 2009-2011 | 1756733260.9677 | 21657665751.3972 | -15550046.7859 | -148481685.5981 | 414079.2517
2012-2015 | 21261008.992 | 264209598.1466 | -231546.5332 | -2523617.7533 | 5989.2062 | 2621.6321 | 4613.639 | 5890.9712 |  | 2012-2015 | 31228742.626 | 398375292.2684 | -316152.7467 | -3563834.2411 | 9393.6724
Total 2009-2015 | 1283327496.6045 | 15860003780.8308 | -11018557.1231 | -109402809.2594 | 326167.547 | 157112.0651 | 278482.0668 | 303058.7671 |  | Total 2009-2015 | 1787962003.5937 | 22056041043.6656 | -15866199.5326 | -152045519.8392 | 423472.9241
Cost Effectiveness (Lifecycle Present Value Dollars)
|  | Benefits |  |  | Benefit - Cost
| Cost | Electric | Gas | Incentives | NPV | B/C Ratio | Notes
Program TRC ($) | 828874498.0865 | 1183239427.5222 | -55942792.3069 | NA | 298422137.1287 | 1.36 | *1
Program PAC ($) | 547050778.8813 | 1183239427.5222 | -55942792.3069 | NA | 580245856.3339 | 2.0607 | *1,2
Program RIM ($) | 1847251920.418 | 1183239427.5222 | -55942792.3069 | NA | -719955285.2028 | 0.61026 | *1
*1 B/C Ratio is an approximation because any supply cost increases are treated as negative benefits rather than as a cost as in the Standard Practice Manual
*2 PAC benefits include environmental costs. This is to be consistent with the TRC benefits, but is not strictly consistent with the Standard Practice Manual.
Levelized Cost and Benefit (All Measures Installed through 2012)
| Discounted Savings |  |  |  | Benefit - Cost
| kWh | Therms | Cost | Benefits | NPV
TRC ($/kWh ) | 8417765963.7029 |  | 0.10487 | 0.14056 | 0.03569
PAC ($/kWh) | 8417765963.7029 |  | 0.069967 | 0.14056 | 0.070598
RIM ($/kWh) | 8417765963.7029 |  | 0.23034 | 0.14056 | -0.089772
TRC ($/therm) |  | -62130997.9769 | 0.88204 | 0.9004 | 0.018358
PAC ($/therm) |  | -62130997.9769 | 0.6746 | 0.9004 | 0.2258
RIM ($/therm) |  | -62130997.9769 | 1.4754 | 0.9004 | -0.57505
Emissions Reductions | [9 empty] | Emissions Reductions (Gross)
| Electric Reductions |  |  | Gas Reductions | [6 empty] | Electric Reductions |  |  | Gas Reductions
Annual Reductions | CO2 (tons) | NOX (lbs) | PM-10 (lbs) | CO2 (tons) | NOX (lbs) |  |  |  |  | Annual Reductions | CO2 (tons) | NOX (lbs) | PM-10 (lbs) | CO2 (tons) | NOX (lbs)
2009 | 190145.4463 | 52145.5991 | 24331.9642 | -17384.8438 | -28512.326 | * annual reductions are the units |  |  |  | 2009 | 264375.3077 | 72416.6008 | 33841.6043 | -25438.2915 | -41559.5982 | * annual reductions are the units
2010 | 300435.87 | 83150.0432 | 38349.7368 | -22906.7508 | -37700.1183 | implemented in the year, times |  |  |  | 2010 | 421099.8351 | 116428.5961 | 53766.8671 | -33193.1106 | -54428.5295 | implemented in the year, times
2011 | 251650.4529 | 69771.371 | 32106.8764 | -22812.4174 | -37620.0945 | the annual emission reduction |  |  |  | 2011 | 345833.5963 | 95704.1368 | 44145.9298 | -32336.3716 | -53114.7195 | the annual emission reduction
2012 | 9923.3815 | 2737.513 | 1267.8148 | -1082.0767 | -1810.1233 | for the measure. |  |  |  | 2012 | 14668.1847 | 4031.6986 | 1875.8695 | -1521.9083 | -2545.5297 | for the measure.
2013 | 2329.617 | 672.8269 | 293.8319 | -262.6506 | -437.33 |  |  |  |  | 2013 | 3166.9197 | 911.362 | 399.8544 | -312.4287 | -519.2701
2014 | 380.1087 | 107.1032 | 48.28 | -9.8199 | -15.4433 |  |  |  |  | 2014 | 621.1115 | 175.0619 | 78.8849 | -15.1565 | -23.8359
2015 | 0 | 0 | 0 | 0 | 0 |  |  |  |  | 2015 | 0 | 0 | 0 | 0 | 0
Total Annual | 754864.8764 | 208584.4564 | 96398.5041 | -64458.5592 | -106095.4353 |  |  |  |  | Total Annual | 1049764.955 | 289667.4562 | 134109.01 | -92817.2673 | -152191.4829
Lifecycle Reductions | [9 empty] | Lifecycle Reductions
2009 | 2280187.7093 | 627716.0756 | 291482.3663 | -174030.8685 | -289108.6062 |  |  |  |  | 2009 | 3150443.3026 | 866866.721 | 402782.7419 | -243590.1468 | -403643.0806
2010 | 3910200.1502 | 1085408.1286 | 498721.7913 | -230823.5313 | -384040.5347 |  |  |  |  | 2010 | 5476990.9102 | 1519767.3743 | 698626.3486 | -322389.5168 | -535184.9134
2011 | 3015412.3163 | 837370.2173 | 384554.2276 | -220388.8705 | -366984.8547 |  |  |  |  | 2011 | 4147142.3673 | 1150643.4947 | 529009.827 | -302638.1972 | -502746.6536
2012 | 124188.0652 | 33984.6141 | 15900.8986 | -12401.9545 | -20742.1288 |  |  |  |  | 2012 | 187540.9925 | 51194.0159 | 24028.5874 | -17940.7328 | -30001.897
2013 | 25473.3241 | 7312.0797 | 3218.5885 | -2232.8975 | -3705.7462 |  |  |  |  | 2013 | 36541.9775 | 10454.2197 | 4621.55 | -2707.7448 | -4481.7678
2014 | 5623.6209 | 1585.7667 | 714.1409 | -128.3118 | -201.7896 |  |  |  |  | 2014 | 9202.6934 | 2595.582 | 1168.5729 | -199.9527 | -314.4555
2015 | 0 | 0 | 0 | 0 | 0 |  |  |  |  | 2015 | 0 | 0 | 0 | 0 | 0
Total Lifecycle | 9361085.1859 | 2593376.8819 | 1194592.0133 | -640006.4342 | -1064783.6602 |  |  |  |  | Total Lifecycle | 13007862.2436 | 3601521.4076 | 1660237.6278 | -889466.2911 | -1476372.768
Reductions based on total annual installations | [9 empty] | Reductions (Gross) based on total annual installations
| Annual Net kWh | Lifecycle Net kWh | Annual Net Therms | Lifecycle Net Therms | Net July-Sept Peak (kW) | Net Dec-Feb (kW) | Net CEC (kW) | User Entered kW | Net Annual NCP (kW) |  | Annual Gross kWh | Lifecycle Gross kWh | Annual Gross Therms | Lifecycle Gross Therms | User Entered kW
2009 | 326468421.1298 | 3895495499.9819 | -2971768.1664 | -29748866.4036 | 78893.7307 | 42257.8976 | 70843.6474 | 77489.9836 | 69733.6665 | 2009 | 454614773.9667 | 5385693143.0307 | -4348425.9056 | -41639341.3254 | 107332.5009
2010 | 509681590.4321 | 6607545963.1512 | -3915683.899 | -39457013.8998 | 135474.0336 | 61607.6629 | 110600.9051 | 120792.7206 | 144030.5974 | 2010 | 715335273.2127 | 9259666983.7408 | -5674035.999 | -55109319.1145 | 169099.9487
2011 | 425916476.0506 | 5092752719.5511 | -3899558.5245 | -37673311.2028 | 105810.5766 | 50624.8725 | 92423.8753 | 98885.0919 | 158631.1666 | 2011 | 586783213.7883 | 7012305624.6257 | -5527584.8813 | -51733025.1582 | 137646.8022
2012 | 16907361.9696 | 213819297.6201 | -184970.3732 | -2119992.2289 | 3961.2484 | 2373.5279 | 3668.8975 | 3863.3842 | 70873.2379 | 2012 | 25111182.1404 | 323930877.8352 | -260155.2731 | -3066791.9317 | 6094.3954
2013 | 3724244.925 | 41088185.3943 | -44897.5452 | -381691.8765 | 1484.3012 | 187.7806 | 808.1611 | 1484.032 | -8307.7391 | 2013 | 5089512.0608 | 59226786.9014 | -53406.6129 | -462862.3613 | 2408.8917
2014 | 629402.0974 | 9302115.1322 | -1678.6148 | -21933.6479 | 543.6566 | 60.3237 | 136.5803 | 543.5549 | -16904.6101 | 2014 | 1028048.4247 | 15217627.5319 | -2590.8606 | -34179.9481 | 890.3852
2015 | 0 | 0 | 0 | 0 | 0 | 0 | 0 | 0 | -16602.953 | 2015 | 0 | 0 | 0 | 0 | 0
Total | 1283327496.6045 | 15860003780.8308 | -11018557.1231 | -109402809.2594 | 326167.547 | 157112.0651 | 278482.0668 | 303058.7671 | 401453.3661 | Total | 1787962003.5937 | 22056041043.6656 | -15866199.5326 | -152045519.8392 | 423472.9241
Net Impacts by Sector (All Measures Installed through 2012)
| Annual Net kWh | Lifecycle Net kWh | Annual Net Therms | Lifecycle Net Therms | Net July-Sept Peak (kW) | Net Dec-Feb (kW) | Net CEC (kW) | User Entered kW | TRC Lifecycle Net Benefits* ($)
Total | 429569676.5349 | 5107438179.742 | -2893808.2627 | -26037723.2331 | 79192.4239 | 55951.7076 | 93216.6198 | 79192.8555 | 107451055.7218
Residential | 7709294.5106 | 106123687.0043 | -13720.0854 | -177176.9723 | 6031.6334 | 829.3859 | 1672.9169 | 6031.6334 | -12469778.5278
Small_Office | 0 | 0 | 0 | 0 | 0 | 0 | 0 | 0 | 0
Large_Office | 0 | 0 | 0 | 0 | 0 | 0 | 0 | 0 | 0
Small_Retail_Store | 0 | 0 | 0 | 0 | 0 | 0 | 0 | 0 | 0
Large_Retail_Store | 0 | 0 | 0 | 0 | 0 | 0 | 0 | 0 | 0
Grocery_Store | 0 | 0 | 0 | 0 | 0 | 0 | 0 | 0 | 0
Food_Store | 0 | 0 | 0 | 0 | 0 | 0 | 0 | 0 | 0
Restaurant | 0 | 0 | 0 | 0 | 0 | 0 | 0 | 0 | 0
Fast_Food_Restaurant | 0 | 0 | 0 | 0 | 0 | 0 | 0 | 0 | 0
Sit_Down_Restaurant | 0 | 0 | 0 | 0 | 0 | 0 | 0 | 0 | 0
Storage_Building | 0 | 0 | 0 | 0 | 0 | 0 | 0 | 0 | 0
Refrigerated_Warehouse | 0 | 0 | 0 | 0 | 0 | 0 | 0 | 0 | 0
Non-Refrig._Warehouse | 0 | 0 | 0 | 0 | 0 | 0 | 0 | 0 | 0
Hotel_Motel | 0 | 0 | 0 | 0 | 0 | 0 | 0 | 0 | 0
Medical_Clinic | 0 | 0 | 0 | 0 | 0 | 0 | 0 | 0 | 0
School | 0 | 0 | 0 | 0 | 0 | 0 | 0 | 0 | 0
K_thru_12_School | 0 | 0 | 0 | 0 | 0 | 0 | 0 | 0 | 0
College_University | 0 | 0 | 0 | 0 | 0 | 0 | 0 | 0 | 0
Assembly | 0 | 0 | 0 | 0 | 0 | 0 | 0 | 0 | 0
Trans_Comm_Util | 0 | 0 | 0 | 0 | 0 | 0 | 0 | 0 | 0
Misc._Commercial | 254921289.1864 | 2583858672.8499 | -2880088.1773 | -25860546.2608 | 50528.7893 | 32205.2142 | 55317.9198 | 50529.2209 | 67466980.0374
Industrial | 166939092.838 | 2417455819.8878 | 0 | 0 | 22632.0012 | 22917.1075 | 36225.7831 | 22632.0012 | 52453854.2122
Agricultural | 0 | 0 | 0 | 0 | 0 | 0 | 0 | 0 | 0
Hospital | 0 | 0 | 0 | 0 | 0 | 0 | 0 | 0 | 0
* Include program-level and admin costs allocated based to total gas and electric programs at the measure level.
Net Impacts by CPUC End Use Categories (All Measures Installed through 2012)
| Annual Net kWh | Lifecycle Net kWh | Annual Net Therms | Lifecycle Net Therms | Net July-Sept Peak (kW) | Net Dec-Feb Pk (kW) | Net CEC (kW) | User Entered kW | TRC Lifecycle Net Benefits* ($)
Total | 1283327496.6045 | 15860003780.8308 | -11018557.1231 | -109402809.2594 | 326167.547 | 157112.0651 | 278482.0668 | 303058.7671 | 299290835.7877
Clothes Dryer | 0 | 0 | 0 | 0 | 0 | 0 | 0 | 0 | 0
Clothes Washer | 214639.2816 | 2399932.2114 | -6105.3058 | -68182.5373 | 106.1681 | 144.4761 | 46.5767 | 106.1681 | -1665558.2076
Consumer Electronics | 0 | 0 | 0 | 0 | 0 | 0 | 0 | 0 | 0
Cooking | 0 | 0 | 0 | 0 | 0 | 0 | 0 | 0 | 0
Dishwasher | 0 | 0 | 0 | 0 | 0 | 0 | 0 | 0 | 0
Other Appliance | 0 | 0 | 0 | 0 | 0 | 0 | 0 | 0 | 0
Office Equipment | 0 | 0 | 0 | 0 | 0 | 0 | 0 | 0 | 0
Building shell | 0 | 0 | 0 | 0 | 0 | 0 | 0 | 0 | 0
Space Cooling | 526843049.6899 | 7365204747.2901 | -821598.3834 | -14738729.4342 | 197064.148 | 51362.5124 | 114324.9418 | 165172.2073 | 104935914.6686
Space Heating | 0 | 0 | 0 | 0 | 0 | 0 | 0 | 0 | 0
Ventilation | 0 | 0 | 0 | 0 | 0 | 0 | 0 | 0 | 0
Interior Lighting | 387017409.6013 | 4796647825.501 | -4831283.7734 | -62964594.432 | 75399.2714 | 64584.5583 | 83982.7779 | 80354.4869 | 120221692.3939
Exterior Lighting | 6391159.2012 | 85480233.2846 | 0 | 0 | 0 | 0.43158 | 1386.8815 | 0.43158 | 1940167.2933
Daylighting | 0 | 0 | 0 | 0 | 0 | 0 | 0 | 0 | 0
Motors | 0 | 0 | 0 | 0 | 0 | 0 | 0 | 0 | 0
Process | 166939092.838 | 2417455819.8878 | 0 | 0 | 22632.0012 | 22917.1075 | 36225.7831 | 22632.0012 | 52453854.2122
Compressed Air | 0 | 0 | 0 | 0 | 0 | 0 | 0 | 0 | 0
Food Processor | 0 | 0 | 0 | 0 | 0 | 0 | 0 | 0 | 0
Refrigeration | 193021989.754 | 1153464929.5717 | -5309973.7673 | -31070868.65 | 30281.1471 | 17361.4423 | 41885.7718 | 34108.6608 | 22240454.3388
Freezers | 0 | 0 | 0 | 0 | 0 | 0 | 0 | 0 | 0
Pumps | 0 | 0 | 0 | 0 | 0 | 0 | 0 | 0 | 0
Pool Pump | 0 | 0 | 0 | 0 | 0 | 0 | 0 | 0 | 0
Domestic Hot Water | 308239 | 3082390 | 0 | 0 | 110.1 | 110.1 | 66.8879 | 110.1 | -469729.2432
Water Heating | 410505.8384 | 4105058.3843 | 0 | 0 | 90.3113 | 153.9108 | 89.0798 | 90.3113 | 196671.5214
Other | 2181411.4 | 32162844.7 | -49595.8931 | -560434.206 | 484.4 | 477.5261 | 473.3663 | 484.4 | -562631.1897
* Include program-level and admin costs allocated based to total gas and electric programs at the measure level.
Net Impacts by Climate Zone (All Measures Installed through 2012)
| Annual Net kWh | Lifecycle Net kWh | Annual Net Therms | Lifecycle Net Therms | Net July-Sept Peak (kW) | Net dec-Feb Pk (kW) | Net CEC (kW) | User Entered kW | TRC Lifecycle Net Benefits* ($)
Total | 1283327496.6045 | 15860003780.8308 | -11018557.1231 | -11018557.1231 | 326167.547 | 157112.0651 | 278482.0668 | 278482.0668 | 299290835.7877
6 | 0 | 0 | 0 | 0 | 0 | 0 | 0 | 0 | 0
8 | 0 | 0 | 0 | 0 | 0 | 0 | 0 | 0 | 0
9 | 0 | 0 | 0 | 0 | 0 | 0 | 0 | 0 | 0
10 | 0 | 0 | 0 | 0 | 0 | 0 | 0 | 0 | 0
13 | 0 | 0 | 0 | 0 | 0 | 0 | 0 | 0 | 0
14 | 0 | 0 | 0 | 0 | 0 | 0 | 0 | 0 | 0
15 | 0 | 0 | 0 | 0 | 0 | 0 | 0 | 0 | 0
16 | 0 | 0 | 0 | 0 | 0 | 0 | 0 | 0 | 0
System | 1283327496.6045 | 15860003780.8308 | -11018557.1231 | -11018557.1231 | 326167.547 | 157112.0651 | 278482.0668 | 278482.0668 | 299290835.7877
0 | 0 | 0 | 0 | 0 | 0 | 0 | 0 | 0 | 0
0 | 0 | 0 | 0 | 0 | 0 | 0 | 0 | 0 | 0
* Include program-level and admin costs allocated based to total gas and electric programs at the measure level.
Persistent reductions in the summer (3rd Qtr) or winter (4th Qtr) of each year
| Net July-Sept Peak (kW) | Net Annual Dec-Feb (kW)
2009 | 39446.8653 | 42257.8976
2010 | 146630.7475 | 103865.5605
2011 | 267273.0525 | 154098.0623
2012 | 317693.5085 | 150829.8253
2013 | 310862.6551 | 143419.936
2014 | 296272.6691 | 131213.7374
2015 | 281688.9571 | 125146.5137
2016 | 270954.6385 | 118720.2102
Monthly Impacts
First Year for Impact Table: | 2009
| Quarter | Monthly Five Hour Avg or TOU Peak | Net Monthly NCP (kW) |  | Monthly Net kWh | Monthly Net Therms
2009-01-01 | 1 | 0 | 0 |  | 0 | 0
2009-02-01 | 1 | 0 | 0 |  | 0 | 0
2009-03-01 | 1 | 0 | 0 |  | 0 | 0
2009-04-01 | 2 | 9565.4161 | 19467.7566 |  | 5955537.3869 | -40696.4881
2009-05-01 | 2 | 15900.5072 | 19415.9194 |  | 6539959.723 | -40696.4881
2009-06-01 | 2 | 11865.4957 | 23280.244 |  | 7898319.345 | -40696.4881
2009-07-01 | 3 | 39831.4512 | 49033.9601 |  | 17778806.4195 | -81392.9761
2009-08-01 | 3 | 40807.4556 | 50601.8176 |  | #N/A | -81392.9761
2009-09-01 | 3 | 37701.6892 | 54818.9326 |  | 17223474.5023 | -81392.9761
2009-10-01 | 4 | 35916.5995 | 69733.6665 |  | 21131783.991 | -249381.5566
2009-11-01 | 4 | 31756.1874 | 56329.0292 |  | 17317555.6392 | -249381.5566
2009-12-01 | 4 | 29842.0097 | 47367.3963 |  | 15992390.3841 | -249381.5566
2010-01-01 | 5 | 44554.3917 | 66139.1246 |  | 21785253.2901 | -332508.7422
2010-02-01 | 5 | 42429.955 | 71028.1723 |  | 21384987.1626 | -332508.7422
2010-03-01 | 5 | 37458.2252 | 67534.9401 |  | 22896112.5646 | -332508.7422
2010-04-01 | 6 | 53211.2678 | 110470.154 |  | 32830153.9243 | -220974.3685
2010-05-01 | 6 | 90646.8305 | 110422.8852 |  | 36307010.4465 | -220974.3685
2010-06-01 | 6 | 66072.2585 | 133376.0637 |  | 44480507.8036 | -220974.3685
2010-07-01 | 7 | 148458.947 | 181778.6079 |  | 64850987.8291 | -279162.7849
2010-08-01 | 7 | 151951.4084 | 187941.3597 |  | #N/A | -279162.7849
2010-09-01 | 7 | 139481.8869 | 203944.891 |  | 62677243.9883 | -279162.7849
2010-10-01 | 8 | 103514.0472 | 213764.2639 |  | 61525988.9091 | -647403.9805
2010-11-01 | 8 | 89106.676 | 168186.98 |  | 48932990.5764 | -647403.9805
2010-12-01 | 8 | 82189.8363 | 138086.2841 |  | 44362688.5441 | -647403.9805
2011-01-01 | 9 | 110525.3197 | 173062.8637 |  | 53317192.9227 | -752369.06
2011-02-01 | 9 | 104748.0288 | 188108.5272 |  | 52823366.8009 | -752369.06
2011-03-01 | 9 | 91467.0026 | 178349.9679 |  | 56840317.0499 | -752369.06
2011-04-01 | 10 | 109892.7411 | 233598.6928 |  | 67294567.0246 | -456100.5915
2011-05-01 | 10 | 192379.1665 | 234015.6713 |  | 75008165.0491 | -456100.5915
2011-06-01 | 10 | 137053.8711 | 285405.3154 |  | 94081846.9514 | -456100.5915
2011-07-01 | 11 | 270906.771 | 331324.1482 |  | 118772713.5109 | -516661.5655
2011-08-01 | 11 | 277032.8157 | 342688.0857 |  | #N/A | -516661.5655
2011-09-01 | 11 | 253879.5709 | 372395.4305 |  | 114750884.9299 | -516661.5655
2011-10-01 | 12 | 166595.4301 | 346883.275 |  | 99572902.172 | -1058130.9536
2011-11-01 | 12 | 142864.2732 | 271961.2267 |  | 79045941.4256 | -1058130.9536
2011-12-01 | 12 | 131612.6268 | 222624.4836 |  | 71594605.3812 | -1058130.9536
2012-01-01 | 13 | 163835.9216 | 256024.8696 |  | 79786385.4935 | -1159308.0959
2012-02-01 | 13 | 155463.0823 | 278950.5446 |  | 79024728.4513 | -1159308.0959
2012-03-01 | 13 | 135828.8539 | 264119.4606 |  | 84915761.8033 | -1159308.0959
2012-04-01 | 14 | 144415.938 | 307850.0714 |  | 89274450.1628 | -640060.2803
2012-05-01 | 14 | 252718.8519 | 308249.2539 |  | 99414315.524 | -640060.2803
2012-06-01 | 14 | 181476.8441 | 377325.6064 |  | 126574839.514 | -640060.2803
2012-07-01 | 15 | 322121.0446 | 394074.5227 |  | 142957302.9358 | -643080.5359
2012-08-01 | 15 | 329200.5285 | 407476.66 |  | #N/A | -643080.5359
2012-09-01 | 15 | 301758.9525 | 443268.6683 |  | 138154217.6477 | -643080.5359
2012-10-01 | 16 | 178599.2474 | 373729.7825 |  | 107938932.3387 | -1168907.6923
2012-11-01 | 16 | 152761.122 | 292289.6598 |  | 85665843.75 | -1168907.6923
2012-12-01 | 16 | 140617.7705 | 238625.889 |  | 77595771.1218 | -1168907.6923
2013-01-01 | 17 | 160509.3634 | 250794.0035 |  | 79338183.4386 | -1172095.6946
2013-02-01 | 17 | 152160.8847 | 274521.5695 |  | 78637925.7949 | -1172095.6946
2013-03-01 | 17 | 132731.3237 | 259770.4305 |  | 84495328.0023 | -1172095.6946
2013-04-01 | 18 | 140623.6856 | 302172.7622 |  | 88546678.6817 | -649196.631
2013-05-01 | 18 | 248076.8135 | 302652.3661 |  | 98614230.7001 | -649196.631
2013-06-01 | 18 | 176989.2455 | 370769.8882 |  | 125767735.0046 | -649196.631
2013-07-01 | 19 | 315376.5423 | 386058.6848 |  | 141615762.6765 | -649284.0779
2013-08-01 | 19 | 322221.052 | 399277.2806 |  | #N/A | -649284.0779
2013-09-01 | 19 | 294990.3711 | 434960.9292 |  | 136828499.9352 | -649284.0779
2013-10-01 | 20 | 172213.0682 | 365547.1655 |  | 106445092.8538 | -1172913.4346
2013-11-01 | 20 | 146393.9329 | 284353.2249 |  | 84255455.8244 | -1172913.4346
2013-12-01 | 20 | 134347.9037 | 230829.325 |  | 76222693.7302 | -1172913.4346
2014-01-01 | 21 | 152988.0313 | 240983.0635 |  | 77624091.9664 | -1173205.0239
2014-02-01 | 21 | 144737.9181 | 265492.7254 |  | 77007391.4457 | -1173205.0239
2014-03-01 | 21 | 125651.0956 | 250819.7163 |  | 82797851.4305 | -1173205.0239
2014-04-01 | 22 | 132606.126 | 291046.1884 |  | 85935333.4258 | -648735.5516
2014-05-01 | 22 | 238556.2679 | 291513.524 |  | 95782971.9937 | -648735.5516
2014-06-01 | 22 | 166719.8828 | 357305.9104 |  | 122362545.9935 | -648735.5516
2014-07-01 | 23 | 300776.9541 | 369384.6841 |  | 136407447.4472 | -645077.5422
2014-08-01 | 23 | 307449.2724 | 382483.7893 |  | #N/A | -645077.5422
2014-09-01 | 23 | 280591.7809 | 418056.3191 |  | 131876129.7872 | -645077.5422
2014-10-01 | 24 | 159786.8213 | 349104.3464 |  | 101255183.6555 | -989720.1322
2014-11-01 | 24 | 135184.1465 | 269611.1311 |  | 79831136.4057 | -989720.1322
2014-12-01 | 24 | 123421.1112 | 217296.0956 |  | 72025025.8516 | -989720.1322
2015-01-01 | 25 | 140541.297 | 225471.4547 |  | 72717281.93 | -928322.9844
2015-02-01 | 25 | 132340.3308 | 250323.9456 |  | 72373381.0596 | -928322.9844
2015-03-01 | 25 | 113720.5586 | 235850.3858 |  | 77762569.4449 | -928322.9844
2015-04-01 | 26 | 122387.1993 | 276634.3046 |  | 81006549.5638 | -635457.8223
2015-05-01 | 26 | 226606.8611 | 276692.3521 |  | 90272631.3908 | -635457.8223
2015-06-01 | 26 | 153198.0926 | 339707.4725 |  | 115755120.6086 | -635457.8223
2015-07-01 | 27 | 285966.7448 | 352625.8847 |  | 129277790.5436 | -630571.3558
2015-08-01 | 27 | 292824.0925 | 365917.8717 |  | #N/A | -630571.3558
2015-09-01 | 27 | 266276.0339 | 401453.3661 |  | 125277741.8424 | -630571.3558
2015-10-01 | 28 | 150886.6898 | 336872.5235 |  | 95995947.0786 | -712852.7729
2015-11-01 | 28 | 128095.3348 | 259549.8029 |  | 75567675.6143 | -712852.7729
2015-12-01 | 28 | 116616.1253 | 208801.8411 |  | 68037378.9952 | -712852.7729

## Input
| SCE PlannerTOU(1000)1e2.xls |  |  |  | Program Budget ($) |  |  | NPV Factor for lump-sum admin costs: | 100%
a. Administrative Costs
| Proposer General Information |  |  |  | a.i. Overhead and G&A | 37498121.7998 | d. Incentives and Rebates ($) | Nominal | NPV
| Proposer Name |  | Southern California Edison |  | a.ii. Other Admin costs | 16255625.8623 | d.i. User Input Incentive | 868698.659 | 868698.659
| Program Name |  | SCE Third Party Roll-up E3 Calculator - No Carbon Adder |  | b. Marketing/Outreach | 19366893.4134 | d.ii. Rebate | 134241508.4702 | 114493345.0219
| Service Territory |  | SCE |  | c. Direct Implementation (non incentive) |  | d.iii. Direct Install Labor | 68053959.3454 | 59213329.4468
| First Year of Program Implementation |  |  | 2009 | c.i. Activity | 176443680.3881 | d.iv. Direct Install Materials | 62100080.4039 | 54068238.3134
| Contact Information |  |  |  | c.ii. Installation | 0 | d.v. Upstream payments | 33530065.9343 | 28372008.6136
| Name |  | Don Arambula |  | c.iii. Hardware & Materials | 0 | Subtotal Direct Install | 298794312.8128 | 257015620.0547
| Address |  | 6042 N. Irwindale Ave, Blg. A |  | c.iv. Rebate Processing and Inspection | 1179868
| ZIP code |  | 91702 |  | d. Total Incentives and Rebates | 298794312.8128
| Telephone |  | 626-633-3146 |  | e. EM&V | 39290969.3631 | f. Costs recovered from other sources |  | 0
| Email |  | don.arambula@sce.com |  | Total | 588829471.6394 | Program Budget w/ Other Costs (a to f) | 588829471.6394 | 547050778.8813
Quarterly Installation Schedule
| Program Inputs |  |  |  | CO2 Cost Scenario | 1 | (1 = 2006 Adopted costs, 2 = $30/tonne Scearnio) |  |  |  |  | Transfer | Admin | Admin | Admin | [9 empty] | Placeholders, not currently used | [7 empty] | Annual Installation Schedule | [7 empty] | 2009 |  |  |  | 2010 |  |  |  | 2011 |  |  |  | 2012 |  |  |  | 2013 |  |  |  | 2014 |  |  |  | 2015
| Measure Name | DEER RunID | Climate Zone | Target sector | Measure Electric End Use Shape | CZ, Sector, Measure combination found? | Measure Type (To Look up Measure Life) | Program Type (To look up Net-to-gross Ratio) | Unit Definition (e.g. homes) | Program Type (NEW/ROB or Early Repl(RET)) | Gross Measure Cost ($/unit) | Rebate to end use customer or its assignee ($/unit) | Incentives to entities other than the end use customer or its assignee($/unit) | Direct Install Labor ($/unit) | Direct Install Material ($/unit) | Participant cost ($/unit) | Gross Unit Annual Electricity Savings (kwh/unit) | Electric Rate Schedule | Demand Scaler | User Entered kW Savings per unit (kW/unit) | Gross Unit Annual Gas Savings (therm/unit) | Gas Sector | Gas Rate Schedule | Gas Savings Profile | Avg remaining life on replaced units (yrs) | Early retrofit incremental kWh savings (kWh/unit) | Early retrofit incremental kW savings (kW/unit) | Early retrofit incremental Th savings (Th/unit) | Combustion Type | Effective Useful Life (years) | Net-to-Gross Ratio | % Eligible for TOU AC adjustment | 2009 | 2010 | 2011 | 2012 | 2013 | 2014 | 2015 |  | Qtr 1 | Qtr 2 | Qtr 3 | Qtr 4 | Qtr 1 | Qtr 2 | Qtr 3 | Qtr 4 | Qtr 1 | Qtr 2 | Qtr 3 | Qtr 4 | Qtr 1 | Qtr 2 | Qtr 3 | Qtr 4 | Qtr 1 | Qtr 2 | Qtr 3 | Qtr 4 | Qtr 1 | Qtr 2 | Qtr 3 | Qtr 4 | Qtr 1 | Qtr 2 | Qtr 3 | Qtr 4 | Total Number of Units | Comments
SCE Third Party Roll-up E3 Calculator - No Carbon Adder | RESIDENTIAL | [16 empty] | System | #N/A | [21 empty] | 0 | 0 | 0 | 0 | 0 | 0 | 0 | 0 | 0 | 0 | 0 | 0 | 0 | 0 | 0 | 0 | 0 | 0 | 0 | 0 | 0 | 0 | 0 | 0 | 0 | 0 | 0 | 0 | 0
SCE Third Party Roll-up E3 Calculator - No Carbon Adder | DEEMED MEASURES | [16 empty] | System | #N/A | [21 empty] | 0 | 0 | 0 | 0 | 0 | 0 | 0 | 0 | 0 | 0 | 0 | 0 | 0 | 0 | 0 | 0 | 0 | 0 | 0 | 0 | 0 | 0 | 0 | 0 | 0 | 0 | 0 | 0 | 0
SCE Third Party Roll-up E3 Calculator - No Carbon Adder | Appliances | [16 empty] | System | #N/A | [21 empty] | 0 | 0 | 0 | 0 | 0 | 0 | 0 | 0 | 0 | 0 | 0 | 0 | 0 | 0 | 0 | 0 | 0 | 0 | 0 | 0 | 0 | 0 | 0 | 0 | 0 | 0 | 0 | 0 | 0
SCE Third Party Roll-up E3 Calculator - No Carbon Adder | Laundry & Kitchen | DEER 2008 or SCE Workpaper | System | Residential | HorizAxisClothesWasher-RC | TRUE | 11 | 80.26% |  |  | 597.1869 | 31.3919 | 5.1786 | 0 | 0 | 560.6165 | 44.8865 | System | kW | 0.023 | -1.4217 | Residential | System | Winter Only |  |  |  |  | Residential Furnaces (<0.3):Uncontrolled | 11 | 80.26% | 0% | 943.5454 | 1179.3144 | 235.7689 | 0 | 0 | 0 | 0 |  | 235.8864 | 235.8864 | 235.8864 | 235.8864 | 294.8286 | 294.8286 | 294.8286 | 294.8286 | 58.9422 | 58.9422 | 58.9422 | 58.9422 | 0 | 0 | 0 | 0 | 0 | 0 | 0 | 0 | 0 | 0 | 0 | 0 | 0 | 0 | 0 | 0 | 2358.6288
SCE Third Party Roll-up E3 Calculator - No Carbon Adder | Refrigerators | DEER 2008 or SCE Workpaper | System | RES | DEER:RefgFrzr_HighEff | TRUE | 14 | 75% |  |  | 131.93 | 50 | 6.6915 | 0 | 0 | 75.2385 | 190.65 | System | kWh | 0.0385 | -5.159 | Residential | System | Winter Only |  |  |  |  | Residential Furnaces (<0.3):Uncontrolled | 14 | 75% | 0% | 82.1904 | 102.8554 | 20.665 | 0 | 0 | 0 | 0 |  | 20.5476 | 20.5476 | 20.5476 | 20.5476 | 25.7138 | 25.7138 | 25.7138 | 25.7138 | 5.1663 | 5.1663 | 5.1663 | 5.1663 | 0 | 0 | 0 | 0 | 0 | 0 | 0 | 0 | 0 | 0 | 0 | 0 | 0 | 0 | 0 | 0 | 205.7108
SCE Third Party Roll-up E3 Calculator - No Carbon Adder | Appliances Recycling | [16 empty] | System | #N/A | [21 empty] | 0 | 0 | 0 | 0 | 0 | 0 | 0 | 0 | 0 | 0 | 0 | 0 | 0 | 0 | 0 | 0 | 0 | 0 | 0 | 0 | 0 | 0 | 0 | 0 | 0 | 0 | 0 | 0 | 0
SCE Third Party Roll-up E3 Calculator - No Carbon Adder | Refrigerators/Freezers | DEER 2008 or SCE Workpaper | System | RES | DEER:RefgFrzr_Recycling | TRUE | 4.9 | 62.03% |  |  | 138.57 | 50 | 0 | 88.57 | 0 | 0 | 1198.0571 | System | kWh | 0.25654 | -34.8496 | Residential | System | Winter Only |  |  |  |  | Residential Furnaces (<0.3):Uncontrolled | 4.9 | 62.03% | 0% | 65000 | 75000 | 70000 | 0 | 0 | 0 | 0 |  | 16250 | 16250 | 16250 | 16250 | 18750 | 18750 | 18750 | 18750 | 17500 | 17500 | 17500 | 17500 | 0 | 0 | 0 | 0 | 0 | 0 | 0 | 0 | 0 | 0 | 0 | 0 | 0 | 0 | 0 | 0 | 210000
SCE Third Party Roll-up E3 Calculator - No Carbon Adder | Room A/C | [16 empty] | System | #N/A | [21 empty] | 0 | 0 | 0 | 0 | 0 | 0 | 0 | 0 | 0 | 0 | 0 | 0 | 0 | 0 | 0 | 0 | 0 | 0 | 0 | 0 | 0 | 0 | 0 | 0 | 0 | 0 | 0 | 0 | 0
SCE Third Party Roll-up E3 Calculator - No Carbon Adder | Other | [16 empty] | System | #N/A | [21 empty] | 0 | 0 | 0 | 0 | 0 | 0 | 0 | 0 | 0 | 0 | 0 | 0 | 0 | 0 | 0 | 0 | 0 | 0 | 0 | 0 | 0 | 0 | 0 | 0 | 0 | 0 | 0 | 0 | 0
SCE Third Party Roll-up E3 Calculator - No Carbon Adder | Residential Audits | DEER 2008 or SCE Workpaper | System | RES | DEER:Indoor_CFL_Ltg | TRUE | 3 | 80% |  |  | 40.83 | 0 | 0 | 0 | 0 | 40.83 | 166.438 | System | kWh | 0.06066 | 0 | Residential | System | Winter Only |  |  |  |  | Residential Furnaces (<0.3):Uncontrolled | 3 | 80% | 0% | 37500 | 43750 | 43750 | 0 | 0 | 0 | 0 |  | 9375 | 9375 | 9375 | 9375 | 10937.5 | 10937.5 | 10937.5 | 10937.5 | 10937.5 | 10937.5 | 10937.5 | 10937.5 | 0 | 0 | 0 | 0 | 0 | 0 | 0 | 0 | 0 | 0 | 0 | 0 | 0 | 0 | 0 | 0 | 125000
SCE Third Party Roll-up E3 Calculator - No Carbon Adder | Consumer Electronics | [16 empty] | System | #N/A | [21 empty] | 0 | 0 | 0 | 0 | 0 | 0 | 0 | 0 | 0 | 0 | 0 | 0 | 0 | 0 | 0 | 0 | 0 | 0 | 0 | 0 | 0 | 0 | 0 | 0 | 0 | 0 | 0 | 0 | 0
SCE Third Party Roll-up E3 Calculator - No Carbon Adder | Entertainment | [14 empty] | 0 |  | System | #N/A | [21 empty] | 0 | 0 | 0 | 0 | 0 | 0 | 0 | 0 | 0 | 0 | 0 | 0 | 0 | 0 | 0 | 0 | 0 | 0 | 0 | 0 | 0 | 0 | 0 | 0 | 0 | 0 | 0 | 0 | 0
SCE Third Party Roll-up E3 Calculator - No Carbon Adder | Home Office | [14 empty] | 0 |  | System | #N/A | [21 empty] | 0 | 0 | 0 | 0 | 0 | 0 | 0 | 0 | 0 | 0 | 0 | 0 | 0 | 0 | 0 | 0 | 0 | 0 | 0 | 0 | 0 | 0 | 0 | 0 | 0 | 0 | 0 | 0 | 0
SCE Third Party Roll-up E3 Calculator - No Carbon Adder | Other | [16 empty] | System | #N/A | [21 empty] | 0 | 0 | 0 | 0 | 0 | 0 | 0 | 0 | 0 | 0 | 0 | 0 | 0 | 0 | 0 | 0 | 0 | 0 | 0 | 0 | 0 | 0 | 0 | 0 | 0 | 0 | 0 | 0 | 0
SCE Third Party Roll-up E3 Calculator - No Carbon Adder | Water Heating | [16 empty] | System | #N/A | [21 empty] | 0 | 0 | 0 | 0 | 0 | 0 | 0 | 0 | 0 | 0 | 0 | 0 | 0 | 0 | 0 | 0 | 0 | 0 | 0 | 0 | 0 | 0 | 0 | 0 | 0 | 0 | 0 | 0 | 0
SCE Third Party Roll-up E3 Calculator - No Carbon Adder | Efficiency | [14 empty] | 0 |  | System | #N/A | [21 empty] | 0 | 0 | 0 | 0 | 0 | 0 | 0 | 0 | 0 | 0 | 0 | 0 | 0 | 0 | 0 | 0 | 0 | 0 | 0 | 0 | 0 | 0 | 0 | 0 | 0 | 0 | 0 | 0 | 0
SCE Third Party Roll-up E3 Calculator - No Carbon Adder | Use Reduction | DEER 2008 or SCE Workpaper | System | Residential | HeatPump_WtrHt-RC | TRUE | 10 | 85% |  |  | 4.4467 | 0 | 0 | 0 | 4.4467 | 0 | 100.6142 | System | kW | 0.022135 | 0 | Residential | System | Winter Only |  |  |  |  | Residential Furnaces (<0.3):Uncontrolled | 10 | 85% | 0% | 1500 | 1800 | 1500 | 0 | 0 | 0 | 0 |  | 375 | 375 | 375 | 375 | 450 | 450 | 450 | 450 | 375 | 375 | 375 | 375 | 0 | 0 | 0 | 0 | 0 | 0 | 0 | 0 | 0 | 0 | 0 | 0 | 0 | 0 | 0 | 0 | 4800
SCE Third Party Roll-up E3 Calculator - No Carbon Adder | Pool Pump | [14 empty] | 0 |  | System | #N/A | [21 empty] | 0 | 0 | 0 | 0 | 0 | 0 | 0 | 0 | 0 | 0 | 0 | 0 | 0 | 0 | 0 | 0 | 0 | 0 | 0 | 0 | 0 | 0 | 0 | 0 | 0 | 0 | 0 | 0 | 0
SCE Third Party Roll-up E3 Calculator - No Carbon Adder | Residential Other | [14 empty] | 0 |  | System | #N/A | [21 empty] | 0 | 0 | 0 | 0 | 0 | 0 | 0 | 0 | 0 | 0 | 0 | 0 | 0 | 0 | 0 | 0 | 0 | 0 | 0 | 0 | 0 | 0 | 0 | 0 | 0 | 0 | 0 | 0 | 0
SCE Third Party Roll-up E3 Calculator - No Carbon Adder | HVAC | [16 empty] | System | #N/A | [21 empty] | 0 | 0 | 0 | 0 | 0 | 0 | 0 | 0 | 0 | 0 | 0 | 0 | 0 | 0 | 0 | 0 | 0 | 0 | 0 | 0 | 0 | 0 | 0 | 0 | 0 | 0 | 0 | 0 | 0
SCE Third Party Roll-up E3 Calculator - No Carbon Adder | New Room AC | [14 empty] | 0 |  | System | #N/A | [21 empty] | 0 | 0 | 0 | 0 | 0 | 0 | 0 | 0 | 0 | 0 | 0 | 0 | 0 | 0 | 0 | 0 | 0 | 0 | 0 | 0 | 0 | 0 | 0 | 0 | 0 | 0 | 0 | 0 | 0
SCE Third Party Roll-up E3 Calculator - No Carbon Adder | New Package, Split System AC, etc. | DEER 2008 or SCE Workpaper | System | RES | DEER:HVAC_Eff_AC | TRUE | 15 | 80% |  |  | 225 | 0 | 150 | 0 | 0 | 75 | 207 | System | kWh | 0.16 | -0.64843 | Residential | System | Winter Only |  |  |  |  | Residential Furnaces (<0.3):Uncontrolled | 15 | 80% | 0% | 750 | 1250 | 1500 | 0 | 0 | 0 | 0 |  | 187.5 | 187.5 | 187.5 | 187.5 | 312.5 | 312.5 | 312.5 | 312.5 | 375 | 375 | 375 | 375 | 0 | 0 | 0 | 0 | 0 | 0 | 0 | 0 | 0 | 0 | 0 | 0 | 0 | 0 | 0 | 0 | 3500
SCE Third Party Roll-up E3 Calculator - No Carbon Adder | Repair & Maintenance | DEER 2008 or SCE Workpaper | System | RES | DEER:HVAC_Refrig_Charge | TRUE | 7.5 | 78.18% |  |  | 32.8555 | 0 | 37.7279 | 3.5271 | 2.7012 | -11.1006 | 157.214 | System | kWh | 0.15445 | 11.2987 | Residential | System | Winter Only |  |  |  |  | Residential Furnaces (<0.3):Uncontrolled | 7.5 | 78.18% | 0% | 59726.96 | 76201.98 | 77775.06 | 0 | 0 | 0 | 0 |  | 14931.74 | 14931.74 | 14931.74 | 14931.74 | 19050.495 | 19050.495 | 19050.495 | 19050.495 | 19443.765 | 19443.765 | 19443.765 | 19443.765 | 0 | 0 | 0 | 0 | 0 | 0 | 0 | 0 | 0 | 0 | 0 | 0 | 0 | 0 | 0 | 0 | 213704
SCE Third Party Roll-up E3 Calculator - No Carbon Adder | HVAC Ducts | DEER 2008 or SCE Workpaper | System | RES | DEER:HVAC_Duct_Sealing | TRUE | 17.8 | 78% |  |  | 229.8416 | 0 | 40.9091 | 104.1364 | 82.5909 | 2.2052 | 546.6084 | System | kWh | 0.55775 | 10.5999 | Residential | System | Winter Only |  |  |  |  | Residential Furnaces (<0.3):Uncontrolled | 17.8 | 78% | 0% | 2037 | 2124.75 | 2438.25 | 0 | 0 | 0 | 0 |  | 509.25 | 509.25 | 509.25 | 509.25 | 531.1875 | 531.1875 | 531.1875 | 531.1875 | 609.5625 | 609.5625 | 609.5625 | 609.5625 | 0 | 0 | 0 | 0 | 0 | 0 | 0 | 0 | 0 | 0 | 0 | 0 | 0 | 0 | 0 | 0 | 6600
SCE Third Party Roll-up E3 Calculator - No Carbon Adder | HVAC Envelope | DEER 2008 or SCE Workpaper | System | Residential | AC_Cooling-RC | TRUE | 20 | 70% |  |  | 150 | 150 | 3.6918 | 0 | 0 | -3.6918 | 32 | System | kW | 0.025 | 10.5999 | Residential | System | Winter Only |  |  |  |  | Residential Furnaces (<0.3):Uncontrolled | 20 | 70% | 0% | 56.3591 | 70.4489 | 14.0898 | 0 | 0 | 0 | 0 |  | 14.0898 | 14.0898 | 14.0898 | 14.0898 | 17.6122 | 17.6122 | 17.6122 | 17.6122 | 3.5224 | 3.5224 | 3.5224 | 3.5224 | 0 | 0 | 0 | 0 | 0 | 0 | 0 | 0 | 0 | 0 | 0 | 0 | 0 | 0 | 0 | 0 | 140.8978
SCE Third Party Roll-up E3 Calculator - No Carbon Adder | HVAC Install - Operation | [16 empty] | System | #N/A | [21 empty] | 0 | 0 | 0 | 0 | 0 | 0 | 0 | 0 | 0 | 0 | 0 | 0 | 0 | 0 | 0 | 0 | 0 | 0 | 0 | 0 | 0 | 0 | 0 | 0 | 0 | 0 | 0 | 0 | 0
SCE Third Party Roll-up E3 Calculator - No Carbon Adder | HVAC Controls | [16 empty] | System | #N/A | [21 empty] | 0 | 0 | 0 | 0 | 0 | 0 | 0 | 0 | 0 | 0 | 0 | 0 | 0 | 0 | 0 | 0 | 0 | 0 | 0 | 0 | 0 | 0 | 0 | 0 | 0 | 0 | 0 | 0 | 0
SCE Third Party Roll-up E3 Calculator - No Carbon Adder | New Evap Coolers & Whole House Fans | [14 empty] | 0 |  | System | #N/A | [21 empty] | 0 | 0 | 0 | 0 | 0 | 0 | 0 | 0 | 0 | 0 | 0 | 0 | 0 | 0 | 0 | 0 | 0 | 0 | 0 | 0 | 0 | 0 | 0 | 0 | 0 | 0 | 0 | 0 | 0
SCE Third Party Roll-up E3 Calculator - No Carbon Adder | Lighting | [16 empty] | System | #N/A | [21 empty] | 0 | 0 | 0 | 0 | 0 | 0 | 0 | 0 | 0 | 0 | 0 | 0 | 0 | 0 | 0 | 0 | 0 | 0 | 0 | 0 | 0 | 0 | 0 | 0 | 0 | 0 | 0 | 0 | 0
SCE Third Party Roll-up E3 Calculator - No Carbon Adder | Screw-in CFL Interior (Downstream) | DEER 2008 or SCE Workpaper | System | RES | DEER:Indoor_CFL_Ltg | TRUE | 6.6 | 62% |  |  | 1.11 | 10 | 8.9123 | 0 | 0 | -17.8023 | 39.4915 | System | kWh | 0.007088 | -0.92778 | Residential | System | Winter Only |  |  |  |  | Residential Furnaces (<0.3):Uncontrolled | 6.6 | 62% | 0% | 621.3592 | 776.8164 | 155.4572 | 0 | 0 | 0 | 0 |  | 155.3398 | 155.3398 | 155.3398 | 155.3398 | 194.2041 | 194.2041 | 194.2041 | 194.2041 | 38.8643 | 38.8643 | 38.8643 | 38.8643 | 0 | 0 | 0 | 0 | 0 | 0 | 0 | 0 | 0 | 0 | 0 | 0 | 0 | 0 | 0 | 0 | 1553.6328
SCE Third Party Roll-up E3 Calculator - No Carbon Adder | Screw-in CFL Interior (Upstream - Traditional) | [14 empty] | 0 |  | System | #N/A | [21 empty] | 0 | 0 | 0 | 0 | 0 | 0 | 0 | 0 | 0 | 0 | 0 | 0 | 0 | 0 | 0 | 0 | 0 | 0 | 0 | 0 | 0 | 0 | 0 | 0 | 0 | 0 | 0 | 0 | 0
SCE Third Party Roll-up E3 Calculator - No Carbon Adder | Screw-in CFL Interior (Upstream - Specialty) | [14 empty] | 0 |  | System | #N/A | [21 empty] | 0 | 0 | 0 | 0 | 0 | 0 | 0 | 0 | 0 | 0 | 0 | 0 | 0 | 0 | 0 | 0 | 0 | 0 | 0 | 0 | 0 | 0 | 0 | 0 | 0 | 0 | 0 | 0 | 0
SCE Third Party Roll-up E3 Calculator - No Carbon Adder | Screw-in CFL Interior (Direct Install) | DEER 2008 or SCE Workpaper | System | RES | DEER:Indoor_CFL_Ltg | TRUE | 6.6 | 85% |  |  | 6.263 | 0 | 0 | 2.1734 | 4.0895 | 0 | 52.4858 | System | kWh | 0.0087864 | -0.92778 | Residential | System | Winter Only |  |  |  |  | Residential Furnaces (<0.3):Uncontrolled | 6.6 | 85% | 0% | 88625 | 97438 | 97438 | 0 | 0 | 0 | 0 |  | 22156.25 | 22156.25 | 22156.25 | 22156.25 | 24359.5 | 24359.5 | 24359.5 | 24359.5 | 24359.5 | 24359.5 | 24359.5 | 24359.5 | 0 | 0 | 0 | 0 | 0 | 0 | 0 | 0 | 0 | 0 | 0 | 0 | 0 | 0 | 0 | 0 | 283501
SCE Third Party Roll-up E3 Calculator - No Carbon Adder | Screw-in CFL Interior (Midstream) | [14 empty] | 0 |  | System | #N/A | [21 empty] | 0 | 0 | 0 | 0 | 0 | 0 | 0 | 0 | 0 | 0 | 0 | 0 | 0 | 0 | 0 | 0 | 0 | 0 | 0 | 0 | 0 | 0 | 0 | 0 | 0 | 0 | 0 | 0 | 0
SCE Third Party Roll-up E3 Calculator - No Carbon Adder | Screw-in CFL Interior (Giveaway) | DEER 2008 or SCE Workpaper | System | RES | DEER:Indoor_CFL_Ltg | TRUE | 6.6 | 85% |  |  | 4.3521 | 0 | 1.8747 | 0 | 2.2899 | 0.18747 | 48.2321 | System | kWh | 0.0081946 | -0.92778 | Residential | System | Winter Only |  |  |  |  | Residential Furnaces (<0.3):Uncontrolled | 6.6 | 85% | 0% | 26057.74 | 31244.4 | 27049.6 | 0 | 0 | 0 | 0 |  | 6514.435 | 6514.435 | 6514.435 | 6514.435 | 7811.1 | 7811.1 | 7811.1 | 7811.1 | 6762.4 | 6762.4 | 6762.4 | 6762.4 | 0 | 0 | 0 | 0 | 0 | 0 | 0 | 0 | 0 | 0 | 0 | 0 | 0 | 0 | 0 | 0 | 84351.74
SCE Third Party Roll-up E3 Calculator - No Carbon Adder | CFL Fixture Interior (Midstream) | [14 empty] | 0 |  | System | #N/A | [21 empty] | 0 | 0 | 0 | 0 | 0 | 0 | 0 | 0 | 0 | 0 | 0 | 0 | 0 | 0 | 0 | 0 | 0 | 0 | 0 | 0 | 0 | 0 | 0 | 0 | 0 | 0 | 0 | 0 | 0
SCE Third Party Roll-up E3 Calculator - No Carbon Adder | CFL Fixture Interior (Upstream) | [14 empty] | 0 |  | System | #N/A | [21 empty] | 0 | 0 | 0 | 0 | 0 | 0 | 0 | 0 | 0 | 0 | 0 | 0 | 0 | 0 | 0 | 0 | 0 | 0 | 0 | 0 | 0 | 0 | 0 | 0 | 0 | 0 | 0 | 0 | 0
SCE Third Party Roll-up E3 Calculator - No Carbon Adder | CFL Fixture Interior (Direct Install) | DEER 2008 or SCE Workpaper | System | RES | DEER:Indoor_CFL_Ltg | TRUE | 15.5 | 85% |  |  | 53.41 | 0 | 0 | 27.14 | 26.27 | 0 | 71.9424 | System | kWh | 0.012869 | -0.92778 | Residential | System | Winter Only |  |  |  |  | Residential Furnaces (<0.3):Uncontrolled | 15.5 | 85% | 0% | 9300 | 9300 | 9300 | 0 | 0 | 0 | 0 |  | 2325 | 2325 | 2325 | 2325 | 2325 | 2325 | 2325 | 2325 | 2325 | 2325 | 2325 | 2325 | 0 | 0 | 0 | 0 | 0 | 0 | 0 | 0 | 0 | 0 | 0 | 0 | 0 | 0 | 0 | 0 | 27900
SCE Third Party Roll-up E3 Calculator - No Carbon Adder | CFL Fixture Interior (Giveaway) | DEER 2008 or SCE Workpaper | System | RES | DEER:Indoor_CFL_Ltg | TRUE | 16 | 85% |  |  | 28.805 | 0 | 0 | 0 | 28.805 | 0 | 88.885 | System | kWh | 0.0076544 | -0.92778 | Residential | System | Winter Only |  |  |  |  | Residential Furnaces (<0.3):Uncontrolled | 16 | 85% | 0% | 27484.2282 | 45089.35 | 47497.3675 | 0 | 0 | 0 | 0 |  | 6871.0571 | 6871.0571 | 6871.0571 | 6871.0571 | 11272.3375 | 11272.3375 | 11272.3375 | 11272.3375 | 11874.3419 | 11874.3419 | 11874.3419 | 11874.3419 | 0 | 0 | 0 | 0 | 0 | 0 | 0 | 0 | 0 | 0 | 0 | 0 | 0 | 0 | 0 | 0 | 120070.9457
SCE Third Party Roll-up E3 Calculator - No Carbon Adder | CFL Exterior | DEER 2008 or SCE Workpaper | System | Misc._Commercial | Outdoor Lt | TRUE | 2.2 | 85% |  |  | 10.0669 | 0 | 0 | 3.77 | 6.2969 | 0 | 319.4424 | System | kW | 0 | 0 | Residential | System | Winter Only |  |  |  |  | Residential Furnaces (<0.3):Uncontrolled | 2.2 | 85% | 0% | 1450 | 1450 | 1450 | 0 | 0 | 0 | 0 |  | 362.5 | 362.5 | 362.5 | 362.5 | 362.5 | 362.5 | 362.5 | 362.5 | 362.5 | 362.5 | 362.5 | 362.5 | 0 | 0 | 0 | 0 | 0 | 0 | 0 | 0 | 0 | 0 | 0 | 0 | 0 | 0 | 0 | 0 | 4350
SCE Third Party Roll-up E3 Calculator - No Carbon Adder | CFL Fixture Exterior (Midstream) | [14 empty] | 0 |  | System | #N/A | [21 empty] | 0 | 0 | 0 | 0 | 0 | 0 | 0 | 0 | 0 | 0 | 0 | 0 | 0 | 0 | 0 | 0 | 0 | 0 | 0 | 0 | 0 | 0 | 0 | 0 | 0 | 0 | 0 | 0 | 0
SCE Third Party Roll-up E3 Calculator - No Carbon Adder | CFL Fixture Exterior (Upstream) | [14 empty] | 0 |  | System | #N/A | [21 empty] | 0 | 0 | 0 | 0 | 0 | 0 | 0 | 0 | 0 | 0 | 0 | 0 | 0 | 0 | 0 | 0 | 0 | 0 | 0 | 0 | 0 | 0 | 0 | 0 | 0 | 0 | 0 | 0 | 0
SCE Third Party Roll-up E3 Calculator - No Carbon Adder | CFL Fixture Exterior (Direct Install) | DEER 2008 or SCE Workpaper | System | Misc._Commercial | Outdoor Lt | TRUE | 16 | 85% |  |  | 47.491 | 0 | 0 | 27.14 | 20.351 | 0 | 254.11 | System | kW | 0 | 0 | Residential | System | Winter Only |  |  |  |  | Residential Furnaces (<0.3):Uncontrolled | 16 | 85% | 0% | 7100 | 7100 | 7100 | 0 | 0 | 0 | 0 |  | 1775 | 1775 | 1775 | 1775 | 1775 | 1775 | 1775 | 1775 | 1775 | 1775 | 1775 | 1775 | 0 | 0 | 0 | 0 | 0 | 0 | 0 | 0 | 0 | 0 | 0 | 0 | 0 | 0 | 0 | 0 | 21300
SCE Third Party Roll-up E3 Calculator - No Carbon Adder | LED Interior | DEER 2008 or SCE Workpaper | System | RES | DEER:Indoor_CFL_Ltg | TRUE | 8 | 85% |  |  | 3.2405 | 0 | 0 | 0 | 3.2405 | 0 | 29.346 | System | kWh | 0 | -0.60426 | Residential | System | Winter Only |  |  |  |  | Residential Furnaces (<0.3):Uncontrolled | 8 | 85% | 0% | 37819.3761 | 44350 | 44250 | 0 | 0 | 0 | 0 |  | 9454.844 | 9454.844 | 9454.844 | 9454.844 | 11087.5 | 11087.5 | 11087.5 | 11087.5 | 11062.5 | 11062.5 | 11062.5 | 11062.5 | 0 | 0 | 0 | 0 | 0 | 0 | 0 | 0 | 0 | 0 | 0 | 0 | 0 | 0 | 0 | 0 | 126419.3761
SCE Third Party Roll-up E3 Calculator - No Carbon Adder | Interior Controls | DEER 2008 or SCE Workpaper | System | RES | DEER:Indoor_CFL_Ltg | TRUE | 8 | 85% |  |  | 77 | 0 | 0 | 42 | 35 | 0 | 390.8769 | System | kWh | 0.053231 | 0 | Residential | System | Winter Only |  |  |  |  | Residential Furnaces (<0.3):Uncontrolled | 8 | 85% | 0% | 3250 | 3250 | 3250 | 0 | 0 | 0 | 0 |  | 812.5 | 812.5 | 812.5 | 812.5 | 812.5 | 812.5 | 812.5 | 812.5 | 812.5 | 812.5 | 812.5 | 812.5 | 0 | 0 | 0 | 0 | 0 | 0 | 0 | 0 | 0 | 0 | 0 | 0 | 0 | 0 | 0 | 0 | 9750
SCE Third Party Roll-up E3 Calculator - No Carbon Adder | Interior Exit Signs | DEER 2008 or SCE Workpaper | System | RES | DEER:Indoor_CFL_Ltg | TRUE | 16 | 85% |  |  | 45 | 0 | 0 | 25 | 20 | 0 | 316.448 | System | kWh | 0.044038 | 0 | Residential | System | Winter Only |  |  |  |  | Residential Furnaces (<0.3):Uncontrolled | 16 | 85% | 0% | 250 | 250 | 250 | 0 | 0 | 0 | 0 |  | 62.5 | 62.5 | 62.5 | 62.5 | 62.5 | 62.5 | 62.5 | 62.5 | 62.5 | 62.5 | 62.5 | 62.5 | 0 | 0 | 0 | 0 | 0 | 0 | 0 | 0 | 0 | 0 | 0 | 0 | 0 | 0 | 0 | 0 | 750
SCE Third Party Roll-up E3 Calculator - No Carbon Adder | Linear Flourescents Interior | DEER 2008 or SCE Workpaper | System | RES | DEER:Indoor_CFL_Ltg | TRUE | 11.4 | 85% |  |  | 50.8649 | 0 | 0 | 27.6757 | 23.1892 | 0 | 81.9531 | System | kWh | 0.01033 | -1.4211 | Residential | System | Winter Only |  |  |  |  | Residential Furnaces (<0.3):Uncontrolled | 11.4 | 85% | 0% | 1850 | 1850 | 1850 | 0 | 0 | 0 | 0 |  | 462.5 | 462.5 | 462.5 | 462.5 | 462.5 | 462.5 | 462.5 | 462.5 | 462.5 | 462.5 | 462.5 | 462.5 | 0 | 0 | 0 | 0 | 0 | 0 | 0 | 0 | 0 | 0 | 0 | 0 | 0 | 0 | 0 | 0 | 5550
SCE Third Party Roll-up E3 Calculator - No Carbon Adder | Linear Flourescents (parking structures) Exterior | [14 empty] | 0 |  | System | #N/A | [21 empty] | 0 | 0 | 0 | 0 | 0 | 0 | 0 | 0 | 0 | 0 | 0 | 0 | 0 | 0 | 0 | 0 | 0 | 0 | 0 | 0 | 0 | 0 | 0 | 0 | 0 | 0 | 0 | 0 | 0
SCE Third Party Roll-up E3 Calculator - No Carbon Adder | Other Interior Lighting | [14 empty] | 0 |  | System | #N/A | [21 empty] | 0 | 0 | 0 | 0 | 0 | 0 | 0 | 0 | 0 | 0 | 0 | 0 | 0 | 0 | 0 | 0 | 0 | 0 | 0 | 0 | 0 | 0 | 0 | 0 | 0 | 0 | 0 | 0 | 0
SCE Third Party Roll-up E3 Calculator - No Carbon Adder | Other Exterior Lighting | DEER 2008 or SCE Workpaper | System | Misc._Commercial | Outdoor Lt | TRUE | 16 | 85% |  |  | 16.69 | 0 | 0 | 0 | 16.69 | 0 | 57 | System | kW | 0 | 0 | Residential | System | Winter Only |  |  |  |  | Residential Furnaces (<0.3):Uncontrolled | 16 | 85% | 0% | 1973.7442 | 3245 | 3407 | 0 | 0 | 0 | 0 |  | 493.436 | 493.436 | 493.436 | 493.436 | 811.25 | 811.25 | 811.25 | 811.25 | 851.75 | 851.75 | 851.75 | 851.75 | 0 | 0 | 0 | 0 | 0 | 0 | 0 | 0 | 0 | 0 | 0 | 0 | 0 | 0 | 0 | 0 | 8625.7442
SCE Third Party Roll-up E3 Calculator - No Carbon Adder | Refrigeration | DEER 2008 or SCE Workpaper | System | Residential | Refrig-RC | TRUE | 5 | 85% |  |  | 220 | 0 | 0 | 101.25 | 118.75 | 0 | 1305.75 | System | kW | 0 | 0 | Residential | System | Winter Only |  |  |  |  | Residential Furnaces (<0.3):Uncontrolled | 5 | 85% | 0% | 200 | 200 | 200 | 0 | 0 | 0 | 0 |  | 50 | 50 | 50 | 50 | 50 | 50 | 50 | 50 | 50 | 50 | 50 | 50 | 0 | 0 | 0 | 0 | 0 | 0 | 0 | 0 | 0 | 0 | 0 | 0 | 0 | 0 | 0 | 0 | 600
SCE Third Party Roll-up E3 Calculator - No Carbon Adder | CUSTOMIZED MEASURES | [16 empty] | System | #N/A | [21 empty] | 0 | 0 | 0 | 0 | 0 | 0 | 0 | 0 | 0 | 0 | 0 | 0 | 0 | 0 | 0 | 0 | 0 | 0 | 0 | 0 | 0 | 0 | 0 | 0 | 0 | 0 | 0 | 0 | 0
SCE Third Party Roll-up E3 Calculator - No Carbon Adder | HVAC Equipment | [16 empty] | System | #N/A | [21 empty] | 0 | 0 | 0 | 0 | 0 | 0 | 0 | 0 | 0 | 0 | 0 | 0 | 0 | 0 | 0 | 0 | 0 | 0 | 0 | 0 | 0 | 0 | 0 | 0 | 0 | 0 | 0 | 0 | 0
SCE Third Party Roll-up E3 Calculator - No Carbon Adder | HVAC Envelope | DEER 2008 or SCE Workpaper | System | Residential | AC_Cooling-RC | TRUE | 15 | 70.32% |  |  | 1085.4968 | 596.6003 | 62.7279 | 0 | 0 | 426.1685 | 753.9218 | System | kW | 0.74882 | 0.053056 | Residential | System | Winter Only |  |  |  |  | Residential Furnaces (<0.3):Uncontrolled | 15 | 70.32% | 0% | 538.75 | 839.5 | 1309.25 | 0 | 0 | 0 | 0 |  | 134.6875 | 134.6875 | 134.6875 | 134.6875 | 209.875 | 209.875 | 209.875 | 209.875 | 327.3125 | 327.3125 | 327.3125 | 327.3125 | 0 | 0 | 0 | 0 | 0 | 0 | 0 | 0 | 0 | 0 | 0 | 0 | 0 | 0 | 0 | 0 | 2687.5
SCE Third Party Roll-up E3 Calculator - No Carbon Adder | Interior Lighting | DEER 2008 or SCE Workpaper | System | RES | DEER:Indoor_CFL_Ltg | TRUE | 6.6 | 62% |  |  | 0.12946 | 0.46 | 0.4 | 0 | 0 | -0.73054 | 1 | System | kWh | 0.00012715 | -0.021224 | Residential | System | Winter Only |  |  |  |  | Residential Furnaces (<0.3):Uncontrolled | 6.6 | 62% | 0% | 92.9269 | 5420.7338 | 25864.644 | 39788.1858 | 41011.7229 | 15494.0059 | 0 |  | 23.2317 | 23.2317 | 23.2317 | 23.2317 | 1355.1834 | 1355.1834 | 1355.1834 | 1355.1834 | 6466.161 | 6466.161 | 6466.161 | 6466.161 | 9947.0465 | 9947.0465 | 9947.0465 | 9947.0465 | 10252.9307 | 10252.9307 | 10252.9307 | 10252.9307 | 3873.5015 | 3873.5015 | 3873.5015 | 3873.5015 | 0 | 0 | 0 | 0 | 127672.2191
SCE Third Party Roll-up E3 Calculator - No Carbon Adder | Exterior Lighting | [16 empty] | System | #N/A | [21 empty] | 0 | 0 | 0 | 0 | 0 | 0 | 0 | 0 | 0 | 0 | 0 | 0 | 0 | 0 | 0 | 0 | 0 | 0 | 0 | 0 | 0 | 0 | 0 | 0 | 0 | 0 | 0 | 0 | 0
SCE Third Party Roll-up E3 Calculator - No Carbon Adder | Whole Building | DEER 2008 or SCE Workpaper | System | Residential | AC_Cooling-RC | TRUE | 15 | 60.84% |  |  | 9.97 | 2.6278 | 0.85722 | 0 | 0 | 6.485 | 2.9915 | System | kW | 0.0026482 | -0.0052516 | Residential | System | Winter Only |  |  |  |  | Residential Furnaces (<0.3):Uncontrolled | 15 | 60.84% | 0% | 4806.7321 | 119634.0729 | 554731.169 | 852273.0855 | 878481.8162 | 331885.7464 | 0 |  | 1201.683 | 1201.683 | 1201.683 | 1201.683 | 29908.5182 | 29908.5182 | 29908.5182 | 29908.5182 | 138682.7923 | 138682.7923 | 138682.7923 | 138682.7923 | 213068.2714 | 213068.2714 | 213068.2714 | 213068.2714 | 219620.4541 | 219620.4541 | 219620.4541 | 219620.4541 | 82971.4366 | 82971.4366 | 82971.4366 | 82971.4366 | 0 | 0 | 0 | 0 | 2741812.6222
SCE Third Party Roll-up E3 Calculator - No Carbon Adder | Other | DEER 2008 or SCE Workpaper | System | Residential | HorizAxisClothesWasher-RC | TRUE | 11.3 | 79.81% |  |  | 7.7701 | 0.46 | 0.4 | 0 | 0 | 6.9101 | 1 | System | kW | 0.00048299 | -0.026328 | Residential | System | Winter Only |  |  |  |  | Residential Furnaces (<0.3):Uncontrolled | 11.3 | 79.81% | 0% | 118.2487 | 6897.8399 | 32912.5502 | 50630.1445 | 52187.0855 | 19715.9971 | 0 |  | 29.5622 | 29.5622 | 29.5622 | 29.5622 | 1724.46 | 1724.46 | 1724.46 | 1724.46 | 8228.1375 | 8228.1375 | 8228.1375 | 8228.1375 | 12657.5361 | 12657.5361 | 12657.5361 | 12657.5361 | 13046.7714 | 13046.7714 | 13046.7714 | 13046.7714 | 4928.9993 | 4928.9993 | 4928.9993 | 4928.9993 | 0 | 0 | 0 | 0 | 162461.8659
SCE Third Party Roll-up E3 Calculator - No Carbon Adder | NONRESIDENTIAL | [16 empty] | System | #N/A | [21 empty] | 0 | 0 | 0 | 0 | 0 | 0 | 0 | 0 | 0 | 0 | 0 | 0 | 0 | 0 | 0 | 0 | 0 | 0 | 0 | 0 | 0 | 0 | 0 | 0 | 0 | 0 | 0 | 0 | 0
SCE Third Party Roll-up E3 Calculator - No Carbon Adder | DEEMED MEASURES | [16 empty] | System | #N/A | [21 empty] | 0 | 0 | 0 | 0 | 0 | 0 | 0 | 0 | 0 | 0 | 0 | 0 | 0 | 0 | 0 | 0 | 0 | 0 | 0 | 0 | 0 | 0 | 0 | 0 | 0 | 0 | 0 | 0 | 0
SCE Third Party Roll-up E3 Calculator - No Carbon Adder | Nonresidential Audits | [14 empty] | 0 |  | System | #N/A | [21 empty] | 0 | 0 | 0 | 0 | 0 | 0 | 0 | 0 | 0 | 0 | 0 | 0 | 0 | 0 | 0 | 0 | 0 | 0 | 0 | 0 | 0 | 0 | 0 | 0 | 0 | 0 | 0 | 0 | 0
SCE Third Party Roll-up E3 Calculator - No Carbon Adder | Food Service | DEER 2008 or SCE Workpaper | System | Misc._Commercial | Commercial Whole Building | TRUE | 11.3 | 70% |  |  | 3408.1429 | 250 | 0 | 0 | 0 | 3158.1429 | 1539.7857 | System | kW | 0.3 | -506.0788 | Residential | System | Winter Only |  |  |  |  | Residential Furnaces (<0.3):Uncontrolled | 11.3 | 70% | 0% | 42 | 56 | 42 | 0 | 0 | 0 | 0 |  | 10.5 | 10.5 | 10.5 | 10.5 | 14 | 14 | 14 | 14 | 10.5 | 10.5 | 10.5 | 10.5 | 0 | 0 | 0 | 0 | 0 | 0 | 0 | 0 | 0 | 0 | 0 | 0 | 0 | 0 | 0 | 0 | 140
SCE Third Party Roll-up E3 Calculator - No Carbon Adder | Laundry General | [16 empty] | System | #N/A | [21 empty] | 0 | 0 | 0 | 0 | 0 | 0 | 0 | 0 | 0 | 0 | 0 | 0 | 0 | 0 | 0 | 0 | 0 | 0 | 0 | 0 | 0 | 0 | 0 | 0 | 0 | 0 | 0 | 0 | 0
SCE Third Party Roll-up E3 Calculator - No Carbon Adder | Agricultural | [16 empty] | System | #N/A | [21 empty] | 0 | 0 | 0 | 0 | 0 | 0 | 0 | 0 | 0 | 0 | 0 | 0 | 0 | 0 | 0 | 0 | 0 | 0 | 0 | 0 | 0 | 0 | 0 | 0 | 0 | 0 | 0 | 0 | 0
SCE Third Party Roll-up E3 Calculator - No Carbon Adder | Greenhouse | [16 empty] | System | #N/A | [21 empty] | 0 | 0 | 0 | 0 | 0 | 0 | 0 | 0 | 0 | 0 | 0 | 0 | 0 | 0 | 0 | 0 | 0 | 0 | 0 | 0 | 0 | 0 | 0 | 0 | 0 | 0 | 0 | 0 | 0
SCE Third Party Roll-up E3 Calculator - No Carbon Adder | Process | [16 empty] | System | #N/A | [21 empty] | 0 | 0 | 0 | 0 | 0 | 0 | 0 | 0 | 0 | 0 | 0 | 0 | 0 | 0 | 0 | 0 | 0 | 0 | 0 | 0 | 0 | 0 | 0 | 0 | 0 | 0 | 0 | 0 | 0
SCE Third Party Roll-up E3 Calculator - No Carbon Adder | Pumping | [16 empty] | System | #N/A | [21 empty] | 0 | 0 | 0 | 0 | 0 | 0 | 0 | 0 | 0 | 0 | 0 | 0 | 0 | 0 | 0 | 0 | 0 | 0 | 0 | 0 | 0 | 0 | 0 | 0 | 0 | 0 | 0 | 0 | 0
SCE Third Party Roll-up E3 Calculator - No Carbon Adder | Municipal Water | [16 empty] | System | #N/A | [21 empty] | 0 | 0 | 0 | 0 | 0 | 0 | 0 | 0 | 0 | 0 | 0 | 0 | 0 | 0 | 0 | 0 | 0 | 0 | 0 | 0 | 0 | 0 | 0 | 0 | 0 | 0 | 0 | 0 | 0
SCE Third Party Roll-up E3 Calculator - No Carbon Adder | Process | [16 empty] | System | #N/A | [21 empty] | 0 | 0 | 0 | 0 | 0 | 0 | 0 | 0 | 0 | 0 | 0 | 0 | 0 | 0 | 0 | 0 | 0 | 0 | 0 | 0 | 0 | 0 | 0 | 0 | 0 | 0 | 0 | 0 | 0
SCE Third Party Roll-up E3 Calculator - No Carbon Adder | Pumping | [16 empty] | System | #N/A | [21 empty] | 0 | 0 | 0 | 0 | 0 | 0 | 0 | 0 | 0 | 0 | 0 | 0 | 0 | 0 | 0 | 0 | 0 | 0 | 0 | 0 | 0 | 0 | 0 | 0 | 0 | 0 | 0 | 0 | 0
SCE Third Party Roll-up E3 Calculator - No Carbon Adder | Refrigeration | [16 empty] | System | #N/A | [21 empty] | 0 | 0 | 0 | 0 | 0 | 0 | 0 | 0 | 0 | 0 | 0 | 0 | 0 | 0 | 0 | 0 | 0 | 0 | 0 | 0 | 0 | 0 | 0 | 0 | 0 | 0 | 0 | 0 | 0
SCE Third Party Roll-up E3 Calculator - No Carbon Adder | Casework | DEER 2008 or SCE Workpaper | System | Misc._Commercial | Refrigeration | TRUE | 5 | 70% |  |  | 38.3594 | 9 | 0 | 0 | 0 | 29.3594 | 58.5509 | System | kW | -1.1679 | -2.1966 | Commercial | System | Annual |  |  |  |  | Small Boilers (<100 MMBtu/hr Heat Input):Uncontrolled | 5 | 70% | 0% | 190 | 257 | 190 | 0 | 0 | 0 | 0 |  | 47.5 | 47.5 | 47.5 | 47.5 | 64.25 | 64.25 | 64.25 | 64.25 | 47.5 | 47.5 | 47.5 | 47.5 | 0 | 0 | 0 | 0 | 0 | 0 | 0 | 0 | 0 | 0 | 0 | 0 | 0 | 0 | 0 | 0 | 637
SCE Third Party Roll-up E3 Calculator - No Carbon Adder | Compressors | [14 empty] | 0 |  | System | #N/A | [21 empty] | 0 | 0 | 0 | 0 | 0 | 0 | 0 | 0 | 0 | 0 | 0 | 0 | 0 | 0 | 0 | 0 | 0 | 0 | 0 | 0 | 0 | 0 | 0 | 0 | 0 | 0 | 0 | 0 | 0
SCE Third Party Roll-up E3 Calculator - No Carbon Adder | Condenser | [14 empty] | 0 |  | System | #N/A | [21 empty] | 0 | 0 | 0 | 0 | 0 | 0 | 0 | 0 | 0 | 0 | 0 | 0 | 0 | 0 | 0 | 0 | 0 | 0 | 0 | 0 | 0 | 0 | 0 | 0 | 0 | 0 | 0 | 0 | 0
SCE Third Party Roll-up E3 Calculator - No Carbon Adder | Controls & VSDs | DEER 2008 or SCE Workpaper | System | Misc._Commercial | Refrigeration | TRUE | 10.4 | 84.34% |  |  | 65.7513 | 0.58016 | 0 | 15.58 | 46.2078 | 3.3834 | 451.2816 | System | kW | 0.0063476 | -9.5279 | Commercial | System | Annual |  |  |  |  | Small Boilers (<100 MMBtu/hr Heat Input):Uncontrolled | 10.4 | 84.34% | 0% | 23345.2747 | 23926.832 | 23681.9726 | 0 | 0 | 0 | 0 |  | 5836.3187 | 5836.3187 | 5836.3187 | 5836.3187 | 5981.708 | 5981.708 | 5981.708 | 5981.708 | 5920.4931 | 5920.4931 | 5920.4931 | 5920.4931 | 0 | 0 | 0 | 0 | 0 | 0 | 0 | 0 | 0 | 0 | 0 | 0 | 0 | 0 | 0 | 0 | 70954.0793
SCE Third Party Roll-up E3 Calculator - No Carbon Adder | Dist to others | DEER 2008 or SCE Workpaper | System | Misc._Commercial | Refrigeration | TRUE | 6 | 84.99% |  |  | 11.7279 | 0.00174 | 0 | 6.0759 | 5.6502 | 2.8999e-05 | 105.1494 | System | kW | 0.0087337 | -0.43933 | Commercial | System | Annual |  |  |  |  | Small Boilers (<100 MMBtu/hr Heat Input):Uncontrolled | 6 | 84.99% | 0% | 14942.2035 | 14944.2035 | 14942.2035 | 0 | 0 | 0 | 0 |  | 3735.5509 | 3735.5509 | 3735.5509 | 3735.5509 | 3736.0509 | 3736.0509 | 3736.0509 | 3736.0509 | 3735.5509 | 3735.5509 | 3735.5509 | 3735.5509 | 0 | 0 | 0 | 0 | 0 | 0 | 0 | 0 | 0 | 0 | 0 | 0 | 0 | 0 | 0 | 0 | 44828.6106
SCE Third Party Roll-up E3 Calculator - No Carbon Adder | Nonresidential Other (Downstream) | [14 empty] | 0 |  | System | #N/A | [21 empty] | 0 | 0 | 0 | 0 | 0 | 0 | 0 | 0 | 0 | 0 | 0 | 0 | 0 | 0 | 0 | 0 | 0 | 0 | 0 | 0 | 0 | 0 | 0 | 0 | 0 | 0 | 0 | 0 | 0
SCE Third Party Roll-up E3 Calculator - No Carbon Adder | Nonresidential Other (Upstream) | [14 empty] | 0 |  | System | #N/A | [21 empty] | 0 | 0 | 0 | 0 | 0 | 0 | 0 | 0 | 0 | 0 | 0 | 0 | 0 | 0 | 0 | 0 | 0 | 0 | 0 | 0 | 0 | 0 | 0 | 0 | 0 | 0 | 0 | 0 | 0
SCE Third Party Roll-up E3 Calculator - No Carbon Adder | Nonresidential Other (Direct Install) | DEER 2008 or SCE Workpaper | System | Misc._Commercial | Occupancy Sensor | TRUE | 10 | 78.67% |  |  | 87.1298 | 0 | 0 | 80.6946 | 6.4351 | 0 | 1795.4606 | System | kW | 0.65473 | 0 | Commercial | System | Annual |  |  |  |  | Small Boilers (<100 MMBtu/hr Heat Input):Uncontrolled | 10 | 78.67% | 0% | 521 | 828 | 724 | 0 | 0 | 0 | 0 |  | 130.25 | 130.25 | 130.25 | 130.25 | 207 | 207 | 207 | 207 | 181 | 181 | 181 | 181 | 0 | 0 | 0 | 0 | 0 | 0 | 0 | 0 | 0 | 0 | 0 | 0 | 0 | 0 | 0 | 0 | 2073
SCE Third Party Roll-up E3 Calculator - No Carbon Adder | Nonresidential Other (Pump Tests) | [14 empty] | 0 |  | System | #N/A | [21 empty] | 0 | 0 | 0 | 0 | 0 | 0 | 0 | 0 | 0 | 0 | 0 | 0 | 0 | 0 | 0 | 0 | 0 | 0 | 0 | 0 | 0 | 0 | 0 | 0 | 0 | 0 | 0 | 0 | 0
SCE Third Party Roll-up E3 Calculator - No Carbon Adder | HVAC | [16 empty] | System | #N/A | [21 empty] | 0 | 0 | 0 | 0 | 0 | 0 | 0 | 0 | 0 | 0 | 0 | 0 | 0 | 0 | 0 | 0 | 0 | 0 | 0 | 0 | 0 | 0 | 0 | 0 | 0 | 0 | 0 | 0 | 0
SCE Third Party Roll-up E3 Calculator - No Carbon Adder | Commissioning | [16 empty] | System | #N/A | [21 empty] | 0 | 0 | 0 | 0 | 0 | 0 | 0 | 0 | 0 | 0 | 0 | 0 | 0 | 0 | 0 | 0 | 0 | 0 | 0 | 0 | 0 | 0 | 0 | 0 | 0 | 0 | 0 | 0 | 0
SCE Third Party Roll-up E3 Calculator - No Carbon Adder | Retrocommissioing | DEER 2008 or SCE Workpaper | System | Misc._Commercial | New_AC-Ret | TRUE | 8 | 70% |  |  | 270 | 81.19 | 0 | 0 | 0 | 188.81 | 1157.7 | System | kW | 0 | 0 | Commercial | System | Annual |  |  |  |  | Small Boilers (<100 MMBtu/hr Heat Input):Uncontrolled | 8 | 70% | 0% | 475 | 760 | 665 | 0 | 0 | 0 | 0 |  | 118.75 | 118.75 | 118.75 | 118.75 | 190 | 190 | 190 | 190 | 166.25 | 166.25 | 166.25 | 166.25 | 0 | 0 | 0 | 0 | 0 | 0 | 0 | 0 | 0 | 0 | 0 | 0 | 0 | 0 | 0 | 0 | 1900
SCE Third Party Roll-up E3 Calculator - No Carbon Adder | New AC Equipment: packaged, split, etc. (Downstream) | DEER 2008 or SCE Workpaper | System | NON_RES | DEER:HVAC_Split-Package_AC | TRUE | 17.5 | 70% |  |  | 496.4242 | 62.4598 | 0.25999 | 0 | 0 | 433.7043 | 483.135 | System | kWh | 0.084454 | -0.16954 | Commercial | System | Annual |  |  |  |  | Small Boilers (<100 MMBtu/hr Heat Input):Uncontrolled | 17.5 | 70% | 0% | 94060.7861 | 299463.7762 | 180252.1584 | 0 | 0 | 0 | 0 |  | 23515.1965 | 23515.1965 | 23515.1965 | 23515.1965 | 74865.944 | 74865.944 | 74865.944 | 74865.944 | 45063.0396 | 45063.0396 | 45063.0396 | 45063.0396 | 0 | 0 | 0 | 0 | 0 | 0 | 0 | 0 | 0 | 0 | 0 | 0 | 0 | 0 | 0 | 0 | 573776.7207
SCE Third Party Roll-up E3 Calculator - No Carbon Adder | New AC Equipment: packaged, split, etc. (Upstream) | DEER 2008 or SCE Workpaper | System | NON_RES | DEER:HVAC_Split-Package_AC | TRUE | 15 | 70% |  |  | 263.3333 | 0 | 162.1528 | 0 | 0 | 101.1806 | 286.7087 | System | kWh | 0.30907 | -0.16954 | Commercial | System | Annual |  |  |  |  | Small Boilers (<100 MMBtu/hr Heat Input):Uncontrolled | 15 | 70% | 0% | 6300 | 7500 | 7800 | 0 | 0 | 0 | 0 |  | 1575 | 1575 | 1575 | 1575 | 1875 | 1875 | 1875 | 1875 | 1950 | 1950 | 1950 | 1950 | 0 | 0 | 0 | 0 | 0 | 0 | 0 | 0 | 0 | 0 | 0 | 0 | 0 | 0 | 0 | 0 | 21600
SCE Third Party Roll-up E3 Calculator - No Carbon Adder | New AC Equipment: packaged, split, etc. (Direct Install) | DEER 2008 or SCE Workpaper | System | NON_RES | DEER:HVAC_Split-Package_AC | TRUE | 15 | 85% |  |  | 397.4991 | 0 | 0 | 99.3748 | 298.1244 | 0 | 1557 | System | kWh | 0.685 | -0.16954 | Commercial | System | Annual |  |  |  |  | Small Boilers (<100 MMBtu/hr Heat Input):Uncontrolled | 15 | 85% | 0% | 847.9561 | 847.9561 | 847.9561 | 0 | 0 | 0 | 0 |  | 211.989 | 211.989 | 211.989 | 211.989 | 211.989 | 211.989 | 211.989 | 211.989 | 211.989 | 211.989 | 211.989 | 211.989 | 0 | 0 | 0 | 0 | 0 | 0 | 0 | 0 | 0 | 0 | 0 | 0 | 0 | 0 | 0 | 0 | 2543.8684
SCE Third Party Roll-up E3 Calculator - No Carbon Adder | Chillers | DEER 2008 or SCE Workpaper | System | NON_RES | DEER:HVAC_Chillers | TRUE | 20 | 69.99% |  |  | 154.8964 | 23.494 | 0 | 0 | 0 | 131.4024 | 202.228 | System | kWh | 0.092341 | -0.000107 | Commercial | System | Annual |  |  |  |  | Small Boilers (<100 MMBtu/hr Heat Input):Uncontrolled | 20 | 69.99% | 0% | 42622.4075 | 184388.6713 | 88588.3253 | 0 | 0 | 0 | 0 |  | 10655.6019 | 10655.6019 | 10655.6019 | 10655.6019 | 46097.1678 | 46097.1678 | 46097.1678 | 46097.1678 | 22147.0813 | 22147.0813 | 22147.0813 | 22147.0813 | 0 | 0 | 0 | 0 | 0 | 0 | 0 | 0 | 0 | 0 | 0 | 0 | 0 | 0 | 0 | 0 | 315599.404
SCE Third Party Roll-up E3 Calculator - No Carbon Adder | Controls & VSDs | DEER 2008 or SCE Workpaper | System | Misc._Commercial | New_AC-Ret | TRUE | 11.9 | 63.57% |  |  | 36.1232 | 5.1908 | 7.0372 | 4.1437 | 4.308 | 15.4434 | 132.2092 | System | kW | 0.033205 | 0 | Commercial | System | Annual |  |  |  |  | Small Boilers (<100 MMBtu/hr Heat Input):Uncontrolled | 11.9 | 63.57% | 0% | 34070.9 | 96264.9 | 5845.6 | 0 | 0 | 0 | 0 |  | 8517.725 | 8517.725 | 8517.725 | 8517.725 | 24066.225 | 24066.225 | 24066.225 | 24066.225 | 1461.4 | 1461.4 | 1461.4 | 1461.4 | 0 | 0 | 0 | 0 | 0 | 0 | 0 | 0 | 0 | 0 | 0 | 0 | 0 | 0 | 0 | 0 | 136181.4
SCE Third Party Roll-up E3 Calculator - No Carbon Adder | Cooling Towers | [16 empty] | System | #N/A | [21 empty] | 0 | 0 | 0 | 0 | 0 | 0 | 0 | 0 | 0 | 0 | 0 | 0 | 0 | 0 | 0 | 0 | 0 | 0 | 0 | 0 | 0 | 0 | 0 | 0 | 0 | 0 | 0 | 0 | 0
SCE Third Party Roll-up E3 Calculator - No Carbon Adder | RCA (Direct Install) | DEER 2008 or SCE Workpaper | System | NON_RES | DEER:HVAC_Refrig_Charge | TRUE | 10 | 70.67% |  |  | 118.1776 | 0 | 0 | 100.6084 | 17.5692 | 0 | 113.6525 | System | kWh | 0.090241 | -0.002469 | Commercial | System | Annual |  |  |  |  | Small Boilers (<100 MMBtu/hr Heat Input):Uncontrolled | 10 | 70.67% | 0% | 21694.8348 | 22421.4348 | 21863.4348 | 0 | 0 | 0 | 0 |  | 5423.7087 | 5423.7087 | 5423.7087 | 5423.7087 | 5605.3587 | 5605.3587 | 5605.3587 | 5605.3587 | 5465.8587 | 5465.8587 | 5465.8587 | 5465.8587 | 0 | 0 | 0 | 0 | 0 | 0 | 0 | 0 | 0 | 0 | 0 | 0 | 0 | 0 | 0 | 0 | 65979.7045
SCE Third Party Roll-up E3 Calculator - No Carbon Adder | RCA (Midstream) | DEER 2008 or SCE Workpaper | System | NON_RES | DEER:HVAC_Refrig_Charge | TRUE | 10 | 70% |  |  | 29.932 | 0 | 23.5039 | 0 | 0 | 6.4281 | 65.6396 | System | kWh | 0.050082 | -0.002469 | Commercial | System | Annual |  |  |  |  | Small Boilers (<100 MMBtu/hr Heat Input):Uncontrolled | 10 | 70% | 0% | 64534.32 | 99490.41 | 104868.27 | 0 | 0 | 0 | 0 |  | 16133.58 | 16133.58 | 16133.58 | 16133.58 | 24872.6025 | 24872.6025 | 24872.6025 | 24872.6025 | 26217.0675 | 26217.0675 | 26217.0675 | 26217.0675 | 0 | 0 | 0 | 0 | 0 | 0 | 0 | 0 | 0 | 0 | 0 | 0 | 0 | 0 | 0 | 0 | 268893
SCE Third Party Roll-up E3 Calculator - No Carbon Adder | Fans | DEER 2008 or SCE Workpaper | System | Misc._Commercial | New_AC-Ret | TRUE | 15 | 70% |  |  | 288.36 | 128.16 | 0 | 0 | 0 | 160.2 | 1602 | System | kW | 0.188 | 0 | Commercial | System | Annual |  |  |  |  | Small Boilers (<100 MMBtu/hr Heat Input):Uncontrolled | 15 | 70% | 0% | 417 | 417 | 836 | 0 | 0 | 0 | 0 |  | 104.25 | 104.25 | 104.25 | 104.25 | 104.25 | 104.25 | 104.25 | 104.25 | 209 | 209 | 209 | 209 | 0 | 0 | 0 | 0 | 0 | 0 | 0 | 0 | 0 | 0 | 0 | 0 | 0 | 0 | 0 | 0 | 1670
SCE Third Party Roll-up E3 Calculator - No Carbon Adder | Ducts | [16 empty] | System | #N/A | [21 empty] | 0 | 0 | 0 | 0 | 0 | 0 | 0 | 0 | 0 | 0 | 0 | 0 | 0 | 0 | 0 | 0 | 0 | 0 | 0 | 0 | 0 | 0 | 0 | 0 | 0 | 0 | 0 | 0 | 0
SCE Third Party Roll-up E3 Calculator - No Carbon Adder | Other Ventilation | [16 empty] | System | #N/A | [21 empty] | 0 | 0 | 0 | 0 | 0 | 0 | 0 | 0 | 0 | 0 | 0 | 0 | 0 | 0 | 0 | 0 | 0 | 0 | 0 | 0 | 0 | 0 | 0 | 0 | 0 | 0 | 0 | 0 | 0
SCE Third Party Roll-up E3 Calculator - No Carbon Adder | Economizers | DEER 2008 or SCE Workpaper | System | Misc._Commercial | New_AC-Ret | TRUE | 5.1 | 70.28% |  |  | 44.5267 | 0.85886 | 13.0687 | 8.8344 | 4.1821 | 17.5826 | 218.1048 | System | kW | 0.0038548 | -33.6837 | Commercial | System | Annual |  |  |  |  | Small Boilers (<100 MMBtu/hr Heat Input):Uncontrolled | 5.1 | 70.28% | 0% | 5911.92 | 9655.91 | 8708.57 | 0 | 0 | 0 | 0 |  | 1477.98 | 1477.98 | 1477.98 | 1477.98 | 2413.9775 | 2413.9775 | 2413.9775 | 2413.9775 | 2177.1425 | 2177.1425 | 2177.1425 | 2177.1425 | 0 | 0 | 0 | 0 | 0 | 0 | 0 | 0 | 0 | 0 | 0 | 0 | 0 | 0 | 0 | 0 | 24276.4
SCE Third Party Roll-up E3 Calculator - No Carbon Adder | Envelope (Downsteam) | DEER 2008 or SCE Workpaper | System | Misc._Commercial | New_AC-Ret | TRUE | 10 | 70% |  |  | 7.182 | 1.5105 | 0 | 0.00029285 | 0 | 5.6711 | 14.4917 | System | kW | 0.0064695 | -0.012288 | Commercial | System | Annual |  |  |  |  | Small Boilers (<100 MMBtu/hr Heat Input):Uncontrolled | 10 | 70% | 0% | 48251 | 115812 | 28966 | 0 | 0 | 0 | 0 |  | 12062.75 | 12062.75 | 12062.75 | 12062.75 | 28953 | 28953 | 28953 | 28953 | 7241.5 | 7241.5 | 7241.5 | 7241.5 | 0 | 0 | 0 | 0 | 0 | 0 | 0 | 0 | 0 | 0 | 0 | 0 | 0 | 0 | 0 | 0 | 193029
SCE Third Party Roll-up E3 Calculator - No Carbon Adder | Envelope (Direct Install) | DEER 2008 or SCE Workpaper | System | Misc._Commercial | New_AC-Ret | TRUE | 10 | 85% |  |  | 5.4015 | 0 | 0 | 2.8707 | 2.5308 | 0 | 28.5015 | System | kW | 0.0079233 | -0.012288 | Commercial | System | Annual |  |  |  |  | Small Boilers (<100 MMBtu/hr Heat Input):Uncontrolled | 10 | 85% | 0% | 295152.8286 | 295062.8286 | 294927.8286 | 0 | 0 | 0 | 0 |  | 73788.2071 | 73788.2071 | 73788.2071 | 73788.2071 | 73765.7071 | 73765.7071 | 73765.7071 | 73765.7071 | 73731.9571 | 73731.9571 | 73731.9571 | 73731.9571 | 0 | 0 | 0 | 0 | 0 | 0 | 0 | 0 | 0 | 0 | 0 | 0 | 0 | 0 | 0 | 0 | 885143.4858
SCE Third Party Roll-up E3 Calculator - No Carbon Adder | HVAC Other (Downstream) | DEER 2008 or SCE Workpaper | System | Misc._Commercial | New_AC-Ret | TRUE | 8.2 | 70% |  |  | 1557.1239 | 2.6778 | 203.5434 | 0.15229 | 0 | 1350.7503 | 1714.3863 | System | kW | 0.19718 | 0 | Commercial | System | Annual |  |  |  |  | Small Boilers (<100 MMBtu/hr Heat Input):Uncontrolled | 8.2 | 70% | 0% | 621 | 1791 | 216 | 0 | 0 | 0 | 0 |  | 155.25 | 155.25 | 155.25 | 155.25 | 447.75 | 447.75 | 447.75 | 447.75 | 54 | 54 | 54 | 54 | 0 | 0 | 0 | 0 | 0 | 0 | 0 | 0 | 0 | 0 | 0 | 0 | 0 | 0 | 0 | 0 | 2628
SCE Third Party Roll-up E3 Calculator - No Carbon Adder | HVAC Other (Direct Install) | DEER 2008 or SCE Workpaper | System | Misc._Commercial | New_AC-Ret | TRUE | 2.8 | 76.18% |  |  | 28.7206 | 0 | 0 | 22.5492 | 6.1714 | -3.908e-14 | 57.4151 | System | kW | 0.069642 | 0 | Commercial | System | Annual |  |  |  |  | Small Boilers (<100 MMBtu/hr Heat Input):Uncontrolled | 2.8 | 76.18% | 0% | 26715.8319 | 41249.0319 | 36413.0319 | 0 | 0 | 0 | 0 |  | 6678.958 | 6678.958 | 6678.958 | 6678.958 | 10312.258 | 10312.258 | 10312.258 | 10312.258 | 9103.258 | 9103.258 | 9103.258 | 9103.258 | 0 | 0 | 0 | 0 | 0 | 0 | 0 | 0 | 0 | 0 | 0 | 0 | 0 | 0 | 0 | 0 | 104377.8957
SCE Third Party Roll-up E3 Calculator - No Carbon Adder | HVAC Other (Midstream) | DEER 2008 or SCE Workpaper | System | Misc._Commercial | New_AC-Ret | TRUE | 3 | 70% |  |  | 35.11 | 0 | 18 | 0 | 0 | 17.11 | 155.3796 | System | kW | 0.12326 | 0 | Commercial | System | Annual |  |  |  |  | Small Boilers (<100 MMBtu/hr Heat Input):Uncontrolled | 3 | 70% | 0% | 46671.12 | 71951.31 | 75840.57 | 0 | 0 | 0 | 0 |  | 11667.78 | 11667.78 | 11667.78 | 11667.78 | 17987.8275 | 17987.8275 | 17987.8275 | 17987.8275 | 18960.1425 | 18960.1425 | 18960.1425 | 18960.1425 | 0 | 0 | 0 | 0 | 0 | 0 | 0 | 0 | 0 | 0 | 0 | 0 | 0 | 0 | 0 | 0 | 194463
SCE Third Party Roll-up E3 Calculator - No Carbon Adder | Lighting | [16 empty] | System | #N/A | [21 empty] | 0 | 0 | 0 | 0 | 0 | 0 | 0 | 0 | 0 | 0 | 0 | 0 | 0 | 0 | 0 | 0 | 0 | 0 | 0 | 0 | 0 | 0 | 0 | 0 | 0 | 0 | 0 | 0 | 0
SCE Third Party Roll-up E3 Calculator - No Carbon Adder | Screw-in CFL Interior (Downstream) | DEER 2008 or SCE Workpaper | System | NON_RES | DEER:Indoor_CFL_Ltg | TRUE | 7 | 71.16% |  |  | 7.2825 | 4.3856 | 1.1204 | 0 | 0 | 1.7765 | 142.2629 | System | kWh | 0.03375 | -0.64832 | Commercial | System | Annual |  |  |  |  | Small Boilers (<100 MMBtu/hr Heat Input):Uncontrolled | 7 | 71.16% | 0% | 4903.1631 | 11432.2459 | 2995.7722 | 0 | 0 | 0 | 0 |  | 1225.7908 | 1225.7908 | 1225.7908 | 1225.7908 | 2858.0615 | 2858.0615 | 2858.0615 | 2858.0615 | 748.943 | 748.943 | 748.943 | 748.943 | 0 | 0 | 0 | 0 | 0 | 0 | 0 | 0 | 0 | 0 | 0 | 0 | 0 | 0 | 0 | 0 | 19331.1812
SCE Third Party Roll-up E3 Calculator - No Carbon Adder | Screw-in CFL Interior (Upstream - Traditional) | [14 empty] | 0 |  | System | #N/A | [21 empty] | 0 | 0 | 0 | 0 | 0 | 0 | 0 | 0 | 0 | 0 | 0 | 0 | 0 | 0 | 0 | 0 | 0 | 0 | 0 | 0 | 0 | 0 | 0 | 0 | 0 | 0 | 0 | 0 | 0
SCE Third Party Roll-up E3 Calculator - No Carbon Adder | Screw-in CFL Interior (Upstream - Specialty) | [14 empty] | 0 |  | System | #N/A | [21 empty] | 0 | 0 | 0 | 0 | 0 | 0 | 0 | 0 | 0 | 0 | 0 | 0 | 0 | 0 | 0 | 0 | 0 | 0 | 0 | 0 | 0 | 0 | 0 | 0 | 0 | 0 | 0 | 0 | 0
SCE Third Party Roll-up E3 Calculator - No Carbon Adder | Screw-in CFL Interior (Direct Install) | DEER 2008 or SCE Workpaper | System | NON_RES | DEER:Indoor_CFL_Ltg | TRUE | 2.7 | 84.68% |  |  | 10.6381 | 0 | 0 | 4.2532 | 6.4199 | -0.03504 | 188.7677 | System | kWh | 0.034939 | -0.64832 | Commercial | System | Annual |  |  |  |  | Small Boilers (<100 MMBtu/hr Heat Input):Uncontrolled | 2.7 | 84.68% | 0% | 65004.1507 | 66041.3627 | 64379.3627 | 0 | 0 | 0 | 0 |  | 16251.0377 | 16251.0377 | 16251.0377 | 16251.0377 | 16510.3407 | 16510.3407 | 16510.3407 | 16510.3407 | 16094.8407 | 16094.8407 | 16094.8407 | 16094.8407 | 0 | 0 | 0 | 0 | 0 | 0 | 0 | 0 | 0 | 0 | 0 | 0 | 0 | 0 | 0 | 0 | 195424.876
SCE Third Party Roll-up E3 Calculator - No Carbon Adder | CFL Fixture Interior | DEER 2008 or SCE Workpaper | System | NON_RES | DEER:Indoor_CFL_Ltg | TRUE | 11.7 | 80.9% |  |  | 28.5042 | 11.741 | 0 | 0 | 0 | 16.7632 | 222.3963 | System | kWh | 0.053676 | -0.90256 | Commercial | System | Annual |  |  |  |  | Small Boilers (<100 MMBtu/hr Heat Input):Uncontrolled | 11.7 | 80.9% | 0% | 287.1962 | 989.6865 | 1548.0788 | 0 | 0 | 0 | 0 |  | 71.799 | 71.799 | 71.799 | 71.799 | 247.4216 | 247.4216 | 247.4216 | 247.4216 | 387.0197 | 387.0197 | 387.0197 | 387.0197 | 0 | 0 | 0 | 0 | 0 | 0 | 0 | 0 | 0 | 0 | 0 | 0 | 0 | 0 | 0 | 0 | 2824.9615
SCE Third Party Roll-up E3 Calculator - No Carbon Adder | Interior Exit Signs | DEER 2008 or SCE Workpaper | System | NON_RES | DEER:Indoor_Non-CFL_Ltg | TRUE | 16 | 78.01% |  |  | 57.1141 | 3.4213 | 0.58203 | 23.6123 | 25.7529 | 3.7456 | 266.3057 | System | kWh | 0.03676 | -7.2138 | Commercial | System | Annual |  |  |  |  | Small Boilers (<100 MMBtu/hr Heat Input):Uncontrolled | 16 | 78.01% | 0% | 6331.2659 | 8078.0684 | 6558.7517 | 0 | 0 | 0 | 0 |  | 1582.8165 | 1582.8165 | 1582.8165 | 1582.8165 | 2019.5171 | 2019.5171 | 2019.5171 | 2019.5171 | 1639.6879 | 1639.6879 | 1639.6879 | 1639.6879 | 0 | 0 | 0 | 0 | 0 | 0 | 0 | 0 | 0 | 0 | 0 | 0 | 0 | 0 | 0 | 0 | 20968.086
SCE Third Party Roll-up E3 Calculator - No Carbon Adder | Linear Flourescents Interior (Downstream) | DEER 2008 or SCE Workpaper | System | NON_RES | DEER:Indoor_Non-CFL_Ltg | TRUE | 14.7 | 76.79% |  |  | 53.7664 | 6.5303 | 1.0594 | 0 | 0 | 46.1768 | 120.0822 | System | kWh | 0.033289 | -1.7822 | Commercial | System | Annual |  |  |  |  | Small Boilers (<100 MMBtu/hr Heat Input):Uncontrolled | 14.7 | 76.79% | 0% | 109741.7482 | 265094.7524 | 144194.135 | 0 | 0 | 0 | 0 |  | 27435.437 | 27435.437 | 27435.437 | 27435.437 | 66273.6881 | 66273.6881 | 66273.6881 | 66273.6881 | 36048.5337 | 36048.5337 | 36048.5337 | 36048.5337 | 0 | 0 | 0 | 0 | 0 | 0 | 0 | 0 | 0 | 0 | 0 | 0 | 0 | 0 | 0 | 0 | 519030.6356
SCE Third Party Roll-up E3 Calculator - No Carbon Adder | Linear Flourescents Interior (Direct Install) | DEER 2008 or SCE Workpaper | System | NON_RES | DEER:Indoor_Non-CFL_Ltg | TRUE | 14.8 | 85% |  |  | 64.4266 | 0 | 0 | 25.6092 | 38.8174 | 0 | 197.6209 | System | kWh | 0.03775 | -1.7822 | Commercial | System | Annual |  |  |  |  | Small Boilers (<100 MMBtu/hr Heat Input):Uncontrolled | 14.8 | 85% | 0% | 368515.2588 | 365675.2588 | 361415.2588 | 0 | 0 | 0 | 0 |  | 92128.8147 | 92128.8147 | 92128.8147 | 92128.8147 | 91418.8147 | 91418.8147 | 91418.8147 | 91418.8147 | 90353.8147 | 90353.8147 | 90353.8147 | 90353.8147 | 0 | 0 | 0 | 0 | 0 | 0 | 0 | 0 | 0 | 0 | 0 | 0 | 0 | 0 | 0 | 0 | 1095605.7763
SCE Third Party Roll-up E3 Calculator - No Carbon Adder | HID Interior | DEER 2008 or SCE Workpaper | System | NON_RES | DEER:Indoor_Non-CFL_Ltg | TRUE | 15 | 70% |  |  | 206.7421 | 40 | 0 | 0 | 0 | 166.7421 | 1209.036 | System | kWh | 0.33382 | -4.8621 | Commercial | System | Annual |  |  |  |  | Small Boilers (<100 MMBtu/hr Heat Input):Uncontrolled | 15 | 70% | 0% | 0 | 1 | 0 | 0 | 0 | 0 | 0 |  | 0 | 0 | 0 | 0 | 0.25 | 0.25 | 0.25 | 0.25 | 0 | 0 | 0 | 0 | 0 | 0 | 0 | 0 | 0 | 0 | 0 | 0 | 0 | 0 | 0 | 0 | 0 | 0 | 0 | 0 | 1
SCE Third Party Roll-up E3 Calculator - No Carbon Adder | LED Interior | DEER 2008 or SCE Workpaper | System | NON_RES | DEER:Indoor_Non-CFL_Ltg | TRUE | 16 | 85% |  |  | 46.5228 | 0 | 0 | 18.6091 | 27.9137 | 0 | 229.6935 | System | kWh | 0.040625 | 0 | Commercial | System | Annual |  |  |  |  | Small Boilers (<100 MMBtu/hr Heat Input):Uncontrolled | 16 | 85% | 0% | 1268.7448 | 1268.7448 | 1268.7448 | 0 | 0 | 0 | 0 |  | 317.1862 | 317.1862 | 317.1862 | 317.1862 | 317.1862 | 317.1862 | 317.1862 | 317.1862 | 317.1862 | 317.1862 | 317.1862 | 317.1862 | 0 | 0 | 0 | 0 | 0 | 0 | 0 | 0 | 0 | 0 | 0 | 0 | 0 | 0 | 0 | 0 | 3806.2343
SCE Third Party Roll-up E3 Calculator - No Carbon Adder | Interior Controls (Downstream) | DEER 2008 or SCE Workpaper | System | NON_RES | DEER:Indoor_Non-CFL_Ltg | TRUE | 8 | 76.45% |  |  | 170.4805 | 15.7381 | 6.4508 | 0 | 0 | 148.2916 | 427.1716 | System | kWh | 0.10498 | -11.0577 | Commercial | System | Annual |  |  |  |  | Small Boilers (<100 MMBtu/hr Heat Input):Uncontrolled | 8 | 76.45% | 0% | 8054.2763 | 14451.0631 | 6560.7658 | 0 | 0 | 0 | 0 |  | 2013.5691 | 2013.5691 | 2013.5691 | 2013.5691 | 3612.7658 | 3612.7658 | 3612.7658 | 3612.7658 | 1640.1914 | 1640.1914 | 1640.1914 | 1640.1914 | 0 | 0 | 0 | 0 | 0 | 0 | 0 | 0 | 0 | 0 | 0 | 0 | 0 | 0 | 0 | 0 | 29066.1051
SCE Third Party Roll-up E3 Calculator - No Carbon Adder | Interior Controls (Direct Install) | DEER 2008 or SCE Workpaper | System | NON_RES | DEER:Indoor_Non-CFL_Ltg | TRUE | 8 | 84.13% |  |  | 75.9185 | 0 | 0 | 40.7489 | 35.1696 | 0 | 213.759 | System | kWh | 0.17617 | -11.0577 | Commercial | System | Annual |  |  |  |  | Small Boilers (<100 MMBtu/hr Heat Input):Uncontrolled | 8 | 84.13% | 0% | 2951.2319 | 2841.2319 | 2676.2319 | 0 | 0 | 0 | 0 |  | 737.808 | 737.808 | 737.808 | 737.808 | 710.308 | 710.308 | 710.308 | 710.308 | 669.058 | 669.058 | 669.058 | 669.058 | 0 | 0 | 0 | 0 | 0 | 0 | 0 | 0 | 0 | 0 | 0 | 0 | 0 | 0 | 0 | 0 | 8468.6957
SCE Third Party Roll-up E3 Calculator - No Carbon Adder | Interior Day Lighting | [16 empty] | System | #N/A | [21 empty] | 0 | 0 | 0 | 0 | 0 | 0 | 0 | 0 | 0 | 0 | 0 | 0 | 0 | 0 | 0 | 0 | 0 | 0 | 0 | 0 | 0 | 0 | 0 | 0 | 0 | 0 | 0 | 0 | 0
SCE Third Party Roll-up E3 Calculator - No Carbon Adder | Other Interior Lighting | DEER 2008 or SCE Workpaper | System | NON_RES | DEER:Indoor_Non-CFL_Ltg | TRUE | 11.2 | 74% |  |  | 158.1685 | 24.7436 | 0 | 8.0905 | 4.9102 | 120.4243 | 625.5518 | System | kWh | 0.12233 | -0.10762 | Commercial | System | Annual |  |  |  |  | Small Boilers (<100 MMBtu/hr Heat Input):Uncontrolled | 11.2 | 74% | 0% | 950.4955 | 1845.2342 | 1265.2252 | 0 | 0 | 0 | 0 |  | 237.6239 | 237.6239 | 237.6239 | 237.6239 | 461.3086 | 461.3086 | 461.3086 | 461.3086 | 316.3063 | 316.3063 | 316.3063 | 316.3063 | 0 | 0 | 0 | 0 | 0 | 0 | 0 | 0 | 0 | 0 | 0 | 0 | 0 | 0 | 0 | 0 | 4060.955
SCE Third Party Roll-up E3 Calculator - No Carbon Adder | CFL Lamp Exterior | [16 empty] | System | #N/A | [21 empty] | 0 | 0 | 0 | 0 | 0 | 0 | 0 | 0 | 0 | 0 | 0 | 0 | 0 | 0 | 0 | 0 | 0 | 0 | 0 | 0 | 0 | 0 | 0 | 0 | 0 | 0 | 0 | 0 | 0
SCE Third Party Roll-up E3 Calculator - No Carbon Adder | CFL Fixture Exterior | [14 empty] | 0 | [24 empty] | 0 | 0 | 0 | 0 | 0 | 0 | 0 | 0 | 0 | 0 | 0 | 0 | 0 | 0 | 0 | 0 | 0 | 0 | 0 | 0 | 0 | 0 | 0 | 0 | 0 | 0 | 0 | 0 | 0
SCE Third Party Roll-up E3 Calculator - No Carbon Adder | Other Exterior Lighting | DEER 2008 or SCE Workpaper | System | Misc._Commercial | Outdoor Lt | TRUE | 13.5 | 76.93% |  |  | 137.9982 | 43.8176 | 0 | 0 | 0 | 94.1806 | 685.6363 | System | kW | 0.0015457 | 0 | Commercial | System | Annual |  |  |  |  | Small Boilers (<100 MMBtu/hr Heat Input):Uncontrolled | 13.5 | 76.93% | 0% | 42.9946 | 128.4809 | 191.47 | 0 | 0 | 0 | 0 |  | 10.7486 | 10.7486 | 10.7486 | 10.7486 | 32.1202 | 32.1202 | 32.1202 | 32.1202 | 47.8675 | 47.8675 | 47.8675 | 47.8675 | 0 | 0 | 0 | 0 | 0 | 0 | 0 | 0 | 0 | 0 | 0 | 0 | 0 | 0 | 0 | 0 | 362.9455
SCE Third Party Roll-up E3 Calculator - No Carbon Adder | Process | [16 empty] | System | #N/A | [21 empty] | 0 | 0 | 0 | 0 | 0 | 0 | 0 | 0 | 0 | 0 | 0 | 0 | 0 | 0 | 0 | 0 | 0 | 0 | 0 | 0 | 0 | 0 | 0 | 0 | 0 | 0 | 0 | 0 | 0
SCE Third Party Roll-up E3 Calculator - No Carbon Adder | Compressed Air | DEER 2008 or SCE Workpaper | System | Industrial | Industrial | TRUE | 15 | 69.14% |  |  | 451.6698 | 113.686 | 0 | 0 | 0 | 337.9838 | 1421.0754 | System | kW | 0.094102 | 0 | Commercial | System | Annual |  |  |  |  | Small Boilers (<100 MMBtu/hr Heat Input):Uncontrolled | 15 | 69.14% | 0% | 2824.9393 | 3224.9393 | 5649.8786 | 0 | 0 | 0 | 0 |  | 706.2348 | 706.2348 | 706.2348 | 706.2348 | 806.2348 | 806.2348 | 806.2348 | 806.2348 | 1412.4697 | 1412.4697 | 1412.4697 | 1412.4697 | 0 | 0 | 0 | 0 | 0 | 0 | 0 | 0 | 0 | 0 | 0 | 0 | 0 | 0 | 0 | 0 | 11699.7572
SCE Third Party Roll-up E3 Calculator - No Carbon Adder | Controls | [16 empty] | System | #N/A | [21 empty] | 0 | 0 | 0 | 0 | 0 | 0 | 0 | 0 | 0 | 0 | 0 | 0 | 0 | 0 | 0 | 0 | 0 | 0 | 0 | 0 | 0 | 0 | 0 | 0 | 0 | 0 | 0 | 0 | 0
SCE Third Party Roll-up E3 Calculator - No Carbon Adder | VSD | DEER 2008 or SCE Workpaper | System | Industrial | Industrial | TRUE | 10 | 50% |  |  | 242.85 | 186.152 | 0 | 0 | 0 | 56.698 | 2326.9 | System | kW | 0.3 | 0 | Commercial | System | Annual |  |  |  |  | Small Boilers (<100 MMBtu/hr Heat Input):Uncontrolled | 10 | 50% | 0% | 3000 | 3500 | 3750 | 0 | 0 | 0 | 0 |  | 750 | 750 | 750 | 750 | 875 | 875 | 875 | 875 | 937.5 | 937.5 | 937.5 | 937.5 | 0 | 0 | 0 | 0 | 0 | 0 | 0 | 0 | 0 | 0 | 0 | 0 | 0 | 0 | 0 | 0 | 10250
SCE Third Party Roll-up E3 Calculator - No Carbon Adder | Oil Well Pump-Off Controllers | [16 empty] | System | #N/A | [21 empty] | 0 | 0 | 0 | 0 | 0 | 0 | 0 | 0 | 0 | 0 | 0 | 0 | 0 | 0 | 0 | 0 | 0 | 0 | 0 | 0 | 0 | 0 | 0 | 0 | 0 | 0 | 0 | 0 | 0
SCE Third Party Roll-up E3 Calculator - No Carbon Adder | Custom | DEER 2008 or SCE Workpaper | System | Industrial | Industrial | TRUE | 17.9 | 66.1% |  |  | 1129.7093 | 379.4891 | 0 | 0 | 0 | 750.2202 | 4743.6139 | System | kW | 0.59356 | 0 | Commercial | System | Annual |  |  |  |  | Small Boilers (<100 MMBtu/hr Heat Input):Uncontrolled | 17.9 | 66.1% | 0% | 225.6288 | 3526.8257 | 451.2575 | 0 | 0 | 0 | 0 |  | 56.4072 | 56.4072 | 56.4072 | 56.4072 | 881.7064 | 881.7064 | 881.7064 | 881.7064 | 112.8144 | 112.8144 | 112.8144 | 112.8144 | 0 | 0 | 0 | 0 | 0 | 0 | 0 | 0 | 0 | 0 | 0 | 0 | 0 | 0 | 0 | 0 | 4203.712
SCE Third Party Roll-up E3 Calculator - No Carbon Adder | Cooling & Motors | DEER 2008 or SCE Workpaper | System | Misc._Commercial | New_AC-Ret | TRUE | 15 | 67.52% |  |  | 32.26 | 5.328 | 0 | 0 | 0 | 26.932 | 66.6 | System | kW | 0.0077965 | 0 | Commercial | System | Annual |  |  |  |  | Small Boilers (<100 MMBtu/hr Heat Input):Uncontrolled | 15 | 67.52% | 0% | 2896.9695 | 2896.9695 | 5793.9391 | 0 | 0 | 0 | 0 |  | 724.2424 | 724.2424 | 724.2424 | 724.2424 | 724.2424 | 724.2424 | 724.2424 | 724.2424 | 1448.4848 | 1448.4848 | 1448.4848 | 1448.4848 | 0 | 0 | 0 | 0 | 0 | 0 | 0 | 0 | 0 | 0 | 0 | 0 | 0 | 0 | 0 | 0 | 11587.8782
SCE Third Party Roll-up E3 Calculator - No Carbon Adder | Pumps & Vacuum | DEER 2008 or SCE Workpaper | System | Industrial | Industrial | TRUE | 15 | 67.29% |  |  | 288.36 | 128.16 | 0 | 0 | 0 | 160.2 | 1602 | System | kW | 0.18799 | 0 | Commercial | System | Annual |  |  |  |  | Small Boilers (<100 MMBtu/hr Heat Input):Uncontrolled | 15 | 67.29% | 0% | 1655.106 | 1655.106 | 3312.2119 | 0 | 0 | 0 | 0 |  | 413.7765 | 413.7765 | 413.7765 | 413.7765 | 413.7765 | 413.7765 | 413.7765 | 413.7765 | 828.053 | 828.053 | 828.053 | 828.053 | 0 | 0 | 0 | 0 | 0 | 0 | 0 | 0 | 0 | 0 | 0 | 0 | 0 | 0 | 0 | 0 | 6622.4239
SCE Third Party Roll-up E3 Calculator - No Carbon Adder | Water Heating | [16 empty] | System | #N/A | [21 empty] | 0 | 0 | 0 | 0 | 0 | 0 | 0 | 0 | 0 | 0 | 0 | 0 | 0 | 0 | 0 | 0 | 0 | 0 | 0 | 0 | 0 | 0 | 0 | 0 | 0 | 0 | 0 | 0 | 0
SCE Third Party Roll-up E3 Calculator - No Carbon Adder | Efficiency | DEER 2008 or SCE Workpaper | System | Misc._Commercial | DHW HtPmp | TRUE | 10 | 50% |  |  | 800.151 | 27.399 | 0 | 0 | 0 | 772.752 | 342.4878 | System | kW | 0.12233 | 0 | Commercial | System | Annual |  |  |  |  | Small Boilers (<100 MMBtu/hr Heat Input):Uncontrolled | 10 | 50% | 0% | 450 | 1350 | 0 | 0 | 0 | 0 | 0 |  | 112.5 | 112.5 | 112.5 | 112.5 | 337.5 | 337.5 | 337.5 | 337.5 | 0 | 0 | 0 | 0 | 0 | 0 | 0 | 0 | 0 | 0 | 0 | 0 | 0 | 0 | 0 | 0 | 0 | 0 | 0 | 0 | 1800
SCE Third Party Roll-up E3 Calculator - No Carbon Adder | Use Reduction | [16 empty] | System | #N/A | [21 empty] | 0 | 0 | 0 | 0 | 0 | 0 | 0 | 0 | 0 | 0 | 0 | 0 | 0 | 0 | 0 | 0 | 0 | 0 | 0 | 0 | 0 | 0 | 0 | 0 | 0 | 0 | 0 | 0 | 0
SCE Third Party Roll-up E3 Calculator - No Carbon Adder | CUSTOMIZED MEASURES | [16 empty] | System | #N/A | [21 empty] | 0 | 0 | 0 | 0 | 0 | 0 | 0 | 0 | 0 | 0 | 0 | 0 | 0 | 0 | 0 | 0 | 0 | 0 | 0 | 0 | 0 | 0 | 0 | 0 | 0 | 0 | 0 | 0 | 0
SCE Third Party Roll-up E3 Calculator - No Carbon Adder | HVAC | [16 empty] | System | #N/A | [21 empty] | 0 | 0 | 0 | 0 | 0 | 0 | 0 | 0 | 0 | 0 | 0 | 0 | 0 | 0 | 0 | 0 | 0 | 0 | 0 | 0 | 0 | 0 | 0 | 0 | 0 | 0 | 0 | 0 | 0
SCE Third Party Roll-up E3 Calculator - No Carbon Adder | Chillers | DEER 2008 or SCE Workpaper | System | NON_RES | DEER:HVAC_Chillers | TRUE | 19.3 | 68.69% |  |  | 0.37919 | 0.11452 | 0 | 0.0136 | 0 | 0.25108 | 0.945 | System | kWh | 0.0003774 | -0.029623 | Commercial | System | Annual |  |  |  |  | Small Boilers (<100 MMBtu/hr Heat Input):Uncontrolled | 19.3 | 68.69% | 0% | 10270831.6294 | 10833041.8553 | 9470411.1777 | 0 | 0 | 0 | 0 |  | 2567707.9074 | 2567707.9074 | 2567707.9074 | 2567707.9074 | 2708260.4638 | 2708260.4638 | 2708260.4638 | 2708260.4638 | 2367602.7944 | 2367602.7944 | 2367602.7944 | 2367602.7944 | 0 | 0 | 0 | 0 | 0 | 0 | 0 | 0 | 0 | 0 | 0 | 0 | 0 | 0 | 0 | 0 | 30574284.6624
SCE Third Party Roll-up E3 Calculator - No Carbon Adder | Controls & VSDs | DEER 2008 or SCE Workpaper | System | Misc._Commercial | New_AC-Ret | TRUE | 14.5 | 64% |  |  | 0.35875 | 0.11166 | 0 | 0 | 0 | 0.24708 | 0.78991 | System | kW | 9.2236e-05 | -0.029623 | Commercial | System | Annual |  |  |  |  | Small Boilers (<100 MMBtu/hr Heat Input):Uncontrolled | 14.5 | 64% | 0% | 4605277.6854 | 5263174.4976 | 3289484.061 | 0 | 0 | 0 | 0 |  | 1151319.4213 | 1151319.4213 | 1151319.4213 | 1151319.4213 | 1315793.6244 | 1315793.6244 | 1315793.6244 | 1315793.6244 | 822371.0153 | 822371.0153 | 822371.0153 | 822371.0153 | 0 | 0 | 0 | 0 | 0 | 0 | 0 | 0 | 0 | 0 | 0 | 0 | 0 | 0 | 0 | 0 | 13157936.244
SCE Third Party Roll-up E3 Calculator - No Carbon Adder | Cool Roofs | [14 empty] | 0 |  | System | #N/A | [21 empty] | 0 | 0 | 0 | 0 | 0 | 0 | 0 | 0 | 0 | 0 | 0 | 0 | 0 | 0 | 0 | 0 | 0 | 0 | 0 | 0 | 0 | 0 | 0 | 0 | 0 | 0 | 0 | 0 | 0
SCE Third Party Roll-up E3 Calculator - No Carbon Adder | Cooling Towers | DEER 2008 or SCE Workpaper | System | Misc._Commercial | New_AC-Ret | TRUE | 14.4 | 64% |  |  | 1.0552 | 0.11461 | 0 | 0 | 0 | 0.94058 | 0.78994 | System | kW | 6.0551e-05 | 0 | Commercial | System | Annual |  |  |  |  | Small Boilers (<100 MMBtu/hr Heat Input):Uncontrolled | 14.4 | 64% | 0% | 2449052.2937 | 3039262.0105 | 2951048.584 | 0 | 0 | 0 | 0 |  | 612263.0734 | 612263.0734 | 612263.0734 | 612263.0734 | 759815.5026 | 759815.5026 | 759815.5026 | 759815.5026 | 737762.146 | 737762.146 | 737762.146 | 737762.146 | 0 | 0 | 0 | 0 | 0 | 0 | 0 | 0 | 0 | 0 | 0 | 0 | 0 | 0 | 0 | 0 | 8439362.8882
SCE Third Party Roll-up E3 Calculator - No Carbon Adder | Fans | DEER 2008 or SCE Workpaper | System | Misc._Commercial | New_AC-Ret | TRUE | 15 | 64% |  |  | 0.25358 | 0.11561 | 0 | 0 | 0 | 0.13797 | 0.78988 | System | kW | 0.00012342 | 0 | Commercial | System | Annual |  |  |  |  | Small Boilers (<100 MMBtu/hr Heat Input):Uncontrolled | 15 | 64% | 0% | 176427.5625 | 201631.5 | 126019.6875 | 0 | 0 | 0 | 0 |  | 44106.8906 | 44106.8906 | 44106.8906 | 44106.8906 | 50407.875 | 50407.875 | 50407.875 | 50407.875 | 31504.9219 | 31504.9219 | 31504.9219 | 31504.9219 | 0 | 0 | 0 | 0 | 0 | 0 | 0 | 0 | 0 | 0 | 0 | 0 | 0 | 0 | 0 | 0 | 504078.75
SCE Third Party Roll-up E3 Calculator - No Carbon Adder | HVAC Other | DEER 2008 or SCE Workpaper | System | Misc._Commercial | New_AC-Ret | TRUE | 13.6 | 69.41% |  |  | 0.34592 | 0.14559 | 0.004343 | 0.0032266 | 0.0010318 | 0.19173 | 1.1147 | System | kW | 0.00020459 | 0 | Commercial | System | Annual |  |  |  |  | Small Boilers (<100 MMBtu/hr Heat Input):Uncontrolled | 13.6 | 69.41% | 0% | 13800146.2536 | 26225694.8513 | 17155774.6101 | 0 | 0 | 0 | 0 |  | 3450036.5634 | 3450036.5634 | 3450036.5634 | 3450036.5634 | 6556423.7128 | 6556423.7128 | 6556423.7128 | 6556423.7128 | 4288943.6525 | 4288943.6525 | 4288943.6525 | 4288943.6525 | 0 | 0 | 0 | 0 | 0 | 0 | 0 | 0 | 0 | 0 | 0 | 0 | 0 | 0 | 0 | 0 | 57181615.715
SCE Third Party Roll-up E3 Calculator - No Carbon Adder | New AC Equipment: packaged, split, etc. | [14 empty] | 0 |  | System | #N/A | [21 empty] | 0 | 0 | 0 | 0 | 0 | 0 | 0 | 0 | 0 | 0 | 0 | 0 | 0 | 0 | 0 | 0 | 0 | 0 | 0 | 0 | 0 | 0 | 0 | 0 | 0 | 0 | 0 | 0 | 0
SCE Third Party Roll-up E3 Calculator - No Carbon Adder | Other Ventilation | DEER 2008 or SCE Workpaper | System | Misc._Commercial | New_AC-Ret | TRUE | 13.4 | 66.97% |  |  | 0.46883 | 0.21318 | 0 | 0 | 0 | 0.25565 | 0.96118 | System | kW | 6.6513e-05 | 0 | Commercial | System | Annual |  |  |  |  | Small Boilers (<100 MMBtu/hr Heat Input):Uncontrolled | 13.4 | 66.97% | 0% | 741018.2581 | 968573.0325 | 1001136.936 | 0 | 0 | 0 | 0 |  | 185254.5645 | 185254.5645 | 185254.5645 | 185254.5645 | 242143.2581 | 242143.2581 | 242143.2581 | 242143.2581 | 250284.234 | 250284.234 | 250284.234 | 250284.234 | 0 | 0 | 0 | 0 | 0 | 0 | 0 | 0 | 0 | 0 | 0 | 0 | 0 | 0 | 0 | 0 | 2710728.2267
SCE Third Party Roll-up E3 Calculator - No Carbon Adder | RCA | [16 empty] | System | #N/A |  | -0.0017258 | [19 empty] | 0 | 0 | 0 | 0 | 0 | 0 | 0 | 0 | 0 | 0 | 0 | 0 | 0 | 0 | 0 | 0 | 0 | 0 | 0 | 0 | 0 | 0 | 0 | 0 | 0 | 0 | 0 | 0 | 0
SCE Third Party Roll-up E3 Calculator - No Carbon Adder | Retrocommissioing | DEER 2008 or SCE Workpaper | System | Misc._Commercial | New_AC-Ret | TRUE | 8 | 86.91% |  |  | 0.45518 | 0.089006 | 0.10432 | 0.011159 | 0 | 0.2507 | 1.5072 | System | kW | 3.3153e-05 | -0.029623 | Commercial | System | Annual |  |  |  |  | Small Boilers (<100 MMBtu/hr Heat Input):Uncontrolled | 8 | 86.91% | 0% | 2171652.3117 | 11248790.0601 | 29881864.4755 | 2443180.0986 | 1571358.9373 | 0 | 0 |  | 542913.0779 | 542913.0779 | 542913.0779 | 542913.0779 | 2812197.515 | 2812197.515 | 2812197.515 | 2812197.515 | 7470466.1189 | 7470466.1189 | 7470466.1189 | 7470466.1189 | 610795.0246 | 610795.0246 | 610795.0246 | 610795.0246 | 392839.7343 | 392839.7343 | 392839.7343 | 392839.7343 | 0 | 0 | 0 | 0 | 0 | 0 | 0 | 0 | 47316845.8831
SCE Third Party Roll-up E3 Calculator - No Carbon Adder | Space Conditioning | DEER 2008 or SCE Workpaper | System | Misc._Commercial | New_AC-Ret | TRUE | 10.7 | 64% |  |  | 0.10464 | 0.17643 | 0 | 0 | 0 | -0.071794 | 0.96396 | System | kW | 0.00040921 | -0.0017258 | Commercial | System | Annual |  |  |  |  | Small Boilers (<100 MMBtu/hr Heat Input):Uncontrolled | 10.7 | 64% | 0% | 198540.3392 | 1020143.7033 | 3692980.5897 | 1999293.9 | 0 | 0 | 0 |  | 49635.0848 | 49635.0848 | 49635.0848 | 49635.0848 | 255035.9258 | 255035.9258 | 255035.9258 | 255035.9258 | 923245.1474 | 923245.1474 | 923245.1474 | 923245.1474 | 499823.475 | 499823.475 | 499823.475 | 499823.475 | 0 | 0 | 0 | 0 | 0 | 0 | 0 | 0 | 0 | 0 | 0 | 0 | 6910958.5322
SCE Third Party Roll-up E3 Calculator - No Carbon Adder | Exterior Lighting | [16 empty] | System | #N/A | [21 empty] | 0 | 0 | 0 | 0 | 0 | 0 | 0 | 0 | 0 | 0 | 0 | 0 | 0 | 0 | 0 | 0 | 0 | 0 | 0 | 0 | 0 | 0 | 0 | 0 | 0 | 0 | 0 | 0 | 0
SCE Third Party Roll-up E3 Calculator - No Carbon Adder | Customized Exterior Lighting | [14 empty] | 0 |  | System | #N/A | [21 empty] | 0 | 0 | 0 | 0 | 0 | 0 | 0 | 0 | 0 | 0 | 0 | 0 | 0 | 0 | 0 | 0 | 0 | 0 | 0 | 0 | 0 | 0 | 0 | 0 | 0 | 0 | 0 | 0 | 0
SCE Third Party Roll-up E3 Calculator - No Carbon Adder | Exterior Lighting Controls | [14 empty] | 0 |  | System | #N/A | [21 empty] | 0 | 0 | 0 | 0 | 0 | 0 | 0 | 0 | 0 | 0 | 0 | 0 | 0 | 0 | 0 | 0 | 0 | 0 | 0 | 0 | 0 | 0 | 0 | 0 | 0 | 0 | 0 | 0 | 0
SCE Third Party Roll-up E3 Calculator - No Carbon Adder | Interior Lighting | [16 empty] | System | #N/A | [21 empty] | 0 | 0 | 0 | 0 | 0 | 0 | 0 | 0 | 0 | 0 | 0 | 0 | 0 | 0 | 0 | 0 | 0 | 0 | 0 | 0 | 0 | 0 | 0 | 0 | 0 | 0 | 0 | 0 | 0
SCE Third Party Roll-up E3 Calculator - No Carbon Adder | Customized Interior Lighting | DEER 2008 or SCE Workpaper | System | NON_RES | DEER:Indoor_Non-CFL_Ltg | TRUE | 13.3 | 65.04% |  |  | 0.403 | 0.10948 | 0 | 0.0007926 | 0 | 0.29273 | 1.0585 | System | kWh | 0.00019146 | -0.029623 | Commercial | System | Annual |  |  |  |  | Small Boilers (<100 MMBtu/hr Heat Input):Uncontrolled | 13.3 | 65.04% | 0% | 11056275.2397 | 19912930.9012 | 22015715.1021 | 5997881.7 | 0 | 0 | 0 |  | 2764068.8099 | 2764068.8099 | 2764068.8099 | 2764068.8099 | 4978232.7253 | 4978232.7253 | 4978232.7253 | 4978232.7253 | 5503928.7755 | 5503928.7755 | 5503928.7755 | 5503928.7755 | 1499470.425 | 1499470.425 | 1499470.425 | 1499470.425 | 0 | 0 | 0 | 0 | 0 | 0 | 0 | 0 | 0 | 0 | 0 | 0 | 58982802.943
SCE Third Party Roll-up E3 Calculator - No Carbon Adder | Daylighting | DEER 2008 or SCE Workpaper | System | NON_RES | DEER:Indoor_Non-CFL_Ltg | TRUE | 8 | 70% |  |  | 0.15588 | 0.076892 | 0 | 0.013446 | 0 | 0.065542 | 1 | System | kWh | 0.00023793 | -0.029623 | Commercial | System | Annual |  |  |  |  | Small Boilers (<100 MMBtu/hr Heat Input):Uncontrolled | 8 | 70% | 0% | 969740.4258 | 1185240.4258 | 969740.4258 | 0 | 0 | 0 | 0 |  | 242435.1064 | 242435.1064 | 242435.1064 | 242435.1064 | 296310.1064 | 296310.1064 | 296310.1064 | 296310.1064 | 242435.1064 | 242435.1064 | 242435.1064 | 242435.1064 | 0 | 0 | 0 | 0 | 0 | 0 | 0 | 0 | 0 | 0 | 0 | 0 | 0 | 0 | 0 | 0 | 3124721.2774
SCE Third Party Roll-up E3 Calculator - No Carbon Adder | Interior Lighting System Modification | [14 empty] | 0 |  | System | #N/A | [21 empty] | 0 | 0 | 0 | 0 | 0 | 0 | 0 | 0 | 0 | 0 | 0 | 0 | 0 | 0 | 0 | 0 | 0 | 0 | 0 | 0 | 0 | 0 | 0 | 0 | 0 | 0 | 0 | 0 | 0
SCE Third Party Roll-up E3 Calculator - No Carbon Adder | Interior Lighting System Replacement | DEER 2008 or SCE Workpaper | System | NON_RES | DEER:Indoor_Non-CFL_Ltg | TRUE | 13.8 | 64% |  |  | 0.1038 | 0.082 | 0 | 0 | 0 | 0.0218 | 0.78991 | System | kWh | 9.4868e-05 | -0.029623 | Commercial | System | Annual |  |  |  |  | Small Boilers (<100 MMBtu/hr Heat Input):Uncontrolled | 13.8 | 64% | 0% | 341119.9722 | 511679.9583 | 852799.9305 | 0 | 0 | 0 | 0 |  | 85279.9931 | 85279.9931 | 85279.9931 | 85279.9931 | 127919.9896 | 127919.9896 | 127919.9896 | 127919.9896 | 213199.9826 | 213199.9826 | 213199.9826 | 213199.9826 | 0 | 0 | 0 | 0 | 0 | 0 | 0 | 0 | 0 | 0 | 0 | 0 | 0 | 0 | 0 | 0 | 1705599.8611
SCE Third Party Roll-up E3 Calculator - No Carbon Adder | Interior Controls | DEER 2008 or SCE Workpaper | System | NON_RES | DEER:Indoor_Non-CFL_Ltg | TRUE | 12 | 56.95% |  |  | 0.245 | 0.092141 | 0 | 0 | 0 | 0.15286 | 0.7898 | System | kWh | 0.00019974 | -0.029623 | Commercial | System | Annual |  |  |  |  | Small Boilers (<100 MMBtu/hr Heat Input):Uncontrolled | 12 | 56.95% | 0% | 89301.5146 | 332562.4874 | 571187.0754 | 0 | 0 | 0 | 0 |  | 22325.3786 | 22325.3786 | 22325.3786 | 22325.3786 | 83140.6218 | 83140.6218 | 83140.6218 | 83140.6218 | 142796.7688 | 142796.7688 | 142796.7688 | 142796.7688 | 0 | 0 | 0 | 0 | 0 | 0 | 0 | 0 | 0 | 0 | 0 | 0 | 0 | 0 | 0 | 0 | 993051.0773
SCE Third Party Roll-up E3 Calculator - No Carbon Adder | LED Interior | DEER 2008 or SCE Workpaper | System | NON_RES | DEER:Indoor_Non-CFL_Ltg | TRUE | 16 | 64% |  |  | 0.1038 | 0.084481 | 0 | 0 | 0 | 0.019317 | 0.78989 | System | kWh | 0.00011448 | 0 | Commercial | System | Annual |  |  |  |  | Small Boilers (<100 MMBtu/hr Heat Input):Uncontrolled | 16 | 64% | 0% | 12321.7855 | 43126.2493 | 67769.8203 | 0 | 0 | 0 | 0 |  | 3080.4464 | 3080.4464 | 3080.4464 | 3080.4464 | 10781.5623 | 10781.5623 | 10781.5623 | 10781.5623 | 16942.4551 | 16942.4551 | 16942.4551 | 16942.4551 | 0 | 0 | 0 | 0 | 0 | 0 | 0 | 0 | 0 | 0 | 0 | 0 | 0 | 0 | 0 | 0 | 123217.8551
SCE Third Party Roll-up E3 Calculator - No Carbon Adder | SBD - Light Power Density | DEER 2008 or SCE Workpaper | System | NON_RES | DEER:Indoor_Non-CFL_Ltg | TRUE | 14.4 | 70% |  |  | 0.11 | 0.09 | 0 | 0.02 | 0 | 3.4694e-18 | 1 | System | kWh | 0.00023205 | -0.029623 | Commercial | System | Annual |  |  |  |  | Small Boilers (<100 MMBtu/hr Heat Input):Uncontrolled | 14.4 | 70% | 0% | 2717028.4245 | 2717028.4245 | 2717028.4245 | 0 | 0 | 0 | 0 |  | 679257.1061 | 679257.1061 | 679257.1061 | 679257.1061 | 679257.1061 | 679257.1061 | 679257.1061 | 679257.1061 | 679257.1061 | 679257.1061 | 679257.1061 | 679257.1061 | 0 | 0 | 0 | 0 | 0 | 0 | 0 | 0 | 0 | 0 | 0 | 0 | 0 | 0 | 0 | 0 | 8151085.2734
SCE Third Party Roll-up E3 Calculator - No Carbon Adder | Refrigeration | DEER 2008 or SCE Workpaper | System | Misc._Commercial | Refrigeration | TRUE | 15.3 | 64% |  |  | 0.1606 | 0.16345 | 0 | 0 | 0 | -0.0028507 | 0.78993 | System | kW | 7.4559e-05 | -0.027458 | Commercial | System | Annual |  |  |  |  | Small Boilers (<100 MMBtu/hr Heat Input):Uncontrolled | 15.3 | 64% | 0% | 4361530.5513 | 4631452.5569 | 1349610.0281 | 0 | 0 | 0 | 0 |  | 1090382.6378 | 1090382.6378 | 1090382.6378 | 1090382.6378 | 1157863.1392 | 1157863.1392 | 1157863.1392 | 1157863.1392 | 337402.507 | 337402.507 | 337402.507 | 337402.507 | 0 | 0 | 0 | 0 | 0 | 0 | 0 | 0 | 0 | 0 | 0 | 0 | 0 | 0 | 0 | 0 | 10342593.1364
SCE Third Party Roll-up E3 Calculator - No Carbon Adder | Process | [16 empty] | System | #N/A | [21 empty] | 0 | 0 | 0 | 0 | 0 | 0 | 0 | 0 | 0 | 0 | 0 | 0 | 0 | 0 | 0 | 0 | 0 | 0 | 0 | 0 | 0 | 0 | 0 | 0 | 0 | 0 | 0 | 0 | 0
SCE Third Party Roll-up E3 Calculator - No Carbon Adder | Compressed Air | DEER 2008 or SCE Workpaper | System | Industrial | Industrial | TRUE | 15 | 63.92% |  |  | 0.32344 | 0.10968 | 0 | 0 | 0 | 0.21376 | 0.7899 | System | kW | 0.00010237 | 0 | Commercial | System | Annual |  |  |  |  | Small Boilers (<100 MMBtu/hr Heat Input):Uncontrolled | 15 | 63.92% | 0% | 14494968.6085 | 15772530.3512 | 6267790.5259 | 0 | 0 | 0 | 0 |  | 3623742.1521 | 3623742.1521 | 3623742.1521 | 3623742.1521 | 3943132.5878 | 3943132.5878 | 3943132.5878 | 3943132.5878 | 1566947.6315 | 1566947.6315 | 1566947.6315 | 1566947.6315 | 0 | 0 | 0 | 0 | 0 | 0 | 0 | 0 | 0 | 0 | 0 | 0 | 0 | 0 | 0 | 0 | 36535289.4855
SCE Third Party Roll-up E3 Calculator - No Carbon Adder | Controls | DEER 2008 or SCE Workpaper | System | Industrial | Industrial | TRUE | 15 | 64% |  |  | 0.36874 | 0.13401 | 0 | 0 | 0 | 0.23473 | 1.1208 | System | kW | 0.000122 | 0 | Commercial | System | Annual |  |  |  |  | Small Boilers (<100 MMBtu/hr Heat Input):Uncontrolled | 15 | 64% | 0% | 8824726.0969 | 8824726.0969 | 2 | 0 | 0 | 0 | 0 |  | 2206181.5242 | 2206181.5242 | 2206181.5242 | 2206181.5242 | 2206181.5242 | 2206181.5242 | 2206181.5242 | 2206181.5242 | 0.5 | 0.5 | 0.5 | 0.5 | 0 | 0 | 0 | 0 | 0 | 0 | 0 | 0 | 0 | 0 | 0 | 0 | 0 | 0 | 0 | 0 | 17649454.1938
SCE Third Party Roll-up E3 Calculator - No Carbon Adder | Cooling & Motors | DEER 2008 or SCE Workpaper | System | Misc._Commercial | New_AC-Ret | TRUE | 15 | 63.75% |  |  | 0.42535 | 0.11877 | 0 | 0.0034815 | 0 | 0.3031 | 0.8264 | System | kW | 0.00019774 | 0 | Commercial | System | Annual |  |  |  |  | Small Boilers (<100 MMBtu/hr Heat Input):Uncontrolled | 15 | 63.75% | 0% | 6648628.7936 | 8335525.0423 | 7934360.6988 | 0 | 0 | 0 | 0 |  | 1662157.1984 | 1662157.1984 | 1662157.1984 | 1662157.1984 | 2083881.2606 | 2083881.2606 | 2083881.2606 | 2083881.2606 | 1983590.1747 | 1983590.1747 | 1983590.1747 | 1983590.1747 | 0 | 0 | 0 | 0 | 0 | 0 | 0 | 0 | 0 | 0 | 0 | 0 | 0 | 0 | 0 | 0 | 22918514.5348
SCE Third Party Roll-up E3 Calculator - No Carbon Adder | Custom | DEER 2008 or SCE Workpaper | System | Industrial | Industrial | TRUE | 14.3 | 64% |  |  | 0.2599 | 0.13127 | 0.00042752 | 2.5688e-06 | 0 | 0.1282 | 0.87638 | System | kW | 0.00014675 | 0 | Commercial | System | Annual |  |  |  |  | Small Boilers (<100 MMBtu/hr Heat Input):Uncontrolled | 14.3 | 64% | 0% | 30601957.1504 | 40739800.8374 | 45127550.9996 | 11995763.4 | 0 | 0 | 0 |  | 7650489.2876 | 7650489.2876 | 7650489.2876 | 7650489.2876 | 10184950.2094 | 10184950.2094 | 10184950.2094 | 10184950.2094 | 11281887.7499 | 11281887.7499 | 11281887.7499 | 11281887.7499 | 2998940.85 | 2998940.85 | 2998940.85 | 2998940.85 | 0 | 0 | 0 | 0 | 0 | 0 | 0 | 0 | 0 | 0 | 0 | 0 | 128465072.3874
SCE Third Party Roll-up E3 Calculator - No Carbon Adder | Oil Well Pump-Off Controllers | DEER 2008 or SCE Workpaper | System | Industrial | Industrial | TRUE | 15 | 64% |  |  | 0.058665 | 0.10113 | 0 | 0 | 0 | -0.042464 | 0.78991 | System | kW | 8.7996e-05 | 0 | Commercial | System | Annual |  |  |  |  | Small Boilers (<100 MMBtu/hr Heat Input):Uncontrolled | 15 | 64% | 0% | 7520109.3878 | 7520109.3878 | 0 | 0 | 0 | 0 | 0 |  | 1880027.3469 | 1880027.3469 | 1880027.3469 | 1880027.3469 | 1880027.3469 | 1880027.3469 | 1880027.3469 | 1880027.3469 | 0 | 0 | 0 | 0 | 0 | 0 | 0 | 0 | 0 | 0 | 0 | 0 | 0 | 0 | 0 | 0 | 0 | 0 | 0 | 0 | 15040218.7756
SCE Third Party Roll-up E3 Calculator - No Carbon Adder | Pumps & Vacuums | DEER 2008 or SCE Workpaper | System | Industrial | Industrial | TRUE | 11.6 | 60.27% |  |  | 0.28722 | 0.10646 | 0 | 0 | 0 | 0.18076 | 0.78989 | System | kW | 0.0001145 | 0 | Commercial | System | Annual |  |  |  |  | Small Boilers (<100 MMBtu/hr Heat Input):Uncontrolled | 11.6 | 60.27% | 0% | 3089328.3468 | 3726868.7019 | 1807497.4254 | 0 | 0 | 0 | 0 |  | 772332.0867 | 772332.0867 | 772332.0867 | 772332.0867 | 931717.1755 | 931717.1755 | 931717.1755 | 931717.1755 | 451874.3564 | 451874.3564 | 451874.3564 | 451874.3564 | 0 | 0 | 0 | 0 | 0 | 0 | 0 | 0 | 0 | 0 | 0 | 0 | 0 | 0 | 0 | 0 | 8623694.4741
SCE Third Party Roll-up E3 Calculator - No Carbon Adder | VSD | DEER 2008 or SCE Workpaper | System | Industrial | Industrial | TRUE | 14.9 | 64% |  |  | 0.53006 | 0.10551 | 0 | 0 | 0 | 0.42454 | 0.78995 | System | kW | 5.3994e-05 | 0 | Commercial | System | Annual |  |  |  |  | Small Boilers (<100 MMBtu/hr Heat Input):Uncontrolled | 14.9 | 64% | 0% | 4443522.2296 | 5751943.6717 | 6272586.0547 | 0 | 0 | 0 | 0 |  | 1110880.5574 | 1110880.5574 | 1110880.5574 | 1110880.5574 | 1437985.9179 | 1437985.9179 | 1437985.9179 | 1437985.9179 | 1568146.5137 | 1568146.5137 | 1568146.5137 | 1568146.5137 | 0 | 0 | 0 | 0 | 0 | 0 | 0 | 0 | 0 | 0 | 0 | 0 | 0 | 0 | 0 | 0 | 16468051.956
SCE Third Party Roll-up E3 Calculator - No Carbon Adder | Whole Building | DEER 2008 or SCE Workpaper | System | Misc._Commercial | Commercial Whole Building | TRUE | 15 | 70% |  |  | 271943.625 | 21875 | 69769.1312 | 0 | 0 | 180299.4938 | 362591.5 | System | kW | 81.25 | -0.029623 | Commercial | System | Annual |  |  |  |  | Small Boilers (<100 MMBtu/hr Heat Input):Uncontrolled | 15 | 70% | 0% | 4 | 2 | 2 | 0 | 0 | 0 | 0 |  | 1 | 1 | 1 | 1 | 0.5 | 0.5 | 0.5 | 0.5 | 0.5 | 0.5 | 0.5 | 0.5 | 0 | 0 | 0 | 0 | 0 | 0 | 0 | 0 | 0 | 0 | 0 | 0 | 0 | 0 | 0 | 0 | 8
SCE Third Party Roll-up E3 Calculator - No Carbon Adder | CODES & STANDARDS | [16 empty] | System | #N/A | [21 empty] | 0 | 0 | 0 | 0 | 0 | 0 | 0 | 0 | 0 | 0 | 0 | 0 | 0 | 0 | 0 | 0 | 0 | 0 | 0 | 0 | 0 | 0 | 0 | 0 | 0 | 0 | 0 | 0 | 0
SCE Third Party Roll-up E3 Calculator - No Carbon Adder | 2008 Title 24 | [14 empty] | 0 |  | System | #N/A |  | 0 | [19 empty] | 0 | 0 | 0 | 0 | 0 | 0 | 0 | 0 | 0 | 0 | 0 | 0 | 0 | 0 | 0 | 0 | 0 | 0 | 0 | 0 | 0 | 0 | 0 | 0 | 0 | 0 | 0 | 0 | 0
SCE Third Party Roll-up E3 Calculator - No Carbon Adder | 2008 Title 20 | [14 empty] | 0 |  | System | #N/A |  | 0 | [19 empty] | 0 | 0 | 0 | 0 | 0 | 0 | 0 | 0 | 0 | 0 | 0 | 0 | 0 | 0 | 0 | 0 | 0 | 0 | 0 | 0 | 0 | 0 | 0 | 0 | 0 | 0 | 0 | 0 | 0
SCE Third Party Roll-up E3 Calculator - No Carbon Adder | 2009 Title 20 | [14 empty] | 0 |  | System | #N/A |  | 0 | [19 empty] | 0 | 0 | 0 | 0 | 0 | 0 | 0 | 0 | 0 | 0 | 0 | 0 | 0 | 0 | 0 | 0 | 0 | 0 | 0 | 0 | 0 | 0 | 0 | 0 | 0 | 0 | 0 | 0 | 0
SCE Third Party Roll-up E3 Calculator - No Carbon Adder | [17 empty] | System | #N/A | [21 empty] | 0 | 0 | 0 | 0 | 0 | 0 | 0 | 0 | 0 | 0 | 0 | 0 | 0 | 0 | 0 | 0 | 0 | 0 | 0 | 0 | 0 | 0 | 0 | 0 | 0 | 0 | 0 | 0 | 0
SCE Third Party Roll-up E3 Calculator - No Carbon Adder | [17 empty] | System | #N/A | [21 empty] | 0 | 0 | 0 | 0 | 0 | 0 | 0 | 0 | 0 | 0 | 0 | 0 | 0 | 0 | 0 | 0 | 0 | 0 | 0 | 0 | 0 | 0 | 0 | 0 | 0 | 0 | 0 | 0 | 0
SCE Third Party Roll-up E3 Calculator - No Carbon Adder | [17 empty] | System | #N/A | [21 empty] | 0 | 0 | 0 | 0 | 0 | 0 | 0 | 0 | 0 | 0 | 0 | 0 | 0 | 0 | 0 | 0 | 0 | 0 | 0 | 0 | 0 | 0 | 0 | 0 | 0 | 0 | 0 | 0 | 0
SCE Third Party Roll-up E3 Calculator - No Carbon Adder | [17 empty] | System | #N/A | [21 empty] | 0 | 0 | 0 | 0 | 0 | 0 | 0 | 0 | 0 | 0 | 0 | 0 | 0 | 0 | 0 | 0 | 0 | 0 | 0 | 0 | 0 | 0 | 0 | 0 | 0 | 0 | 0 | 0 | 0
SCE Third Party Roll-up E3 Calculator - No Carbon Adder | [17 empty] | System | #N/A | [21 empty] | 0 | 0 | 0 | 0 | 0 | 0 | 0 | 0 | 0 | 0 | 0 | 0 | 0 | 0 | 0 | 0 | 0 | 0 | 0 | 0 | 0 | 0 | 0 | 0 | 0 | 0 | 0 | 0 | 0
SCE Third Party Roll-up E3 Calculator - No Carbon Adder | [17 empty] | System | #N/A | [21 empty] | 0 | 0 | 0 | 0 | 0 | 0 | 0 | 0 | 0 | 0 | 0 | 0 | 0 | 0 | 0 | 0 | 0 | 0 | 0 | 0 | 0 | 0 | 0 | 0 | 0 | 0 | 0 | 0 | 0
SCE Third Party Roll-up E3 Calculator - No Carbon Adder | [17 empty] | System | #N/A | [21 empty] | 0 | 0 | 0 | 0 | 0 | 0 | 0 | 0 | 0 | 0 | 0 | 0 | 0 | 0 | 0 | 0 | 0 | 0 | 0 | 0 | 0 | 0 | 0 | 0 | 0 | 0 | 0 | 0 | 0
SCE Third Party Roll-up E3 Calculator - No Carbon Adder | [17 empty] | System | #N/A | [21 empty] | 0 | 0 | 0 | 0 | 0 | 0 | 0 | 0 | 0 | 0 | 0 | 0 | 0 | 0 | 0 | 0 | 0 | 0 | 0 | 0 | 0 | 0 | 0 | 0 | 0 | 0 | 0 | 0 | 0
SCE Third Party Roll-up E3 Calculator - No Carbon Adder | [17 empty] | System | #N/A | [21 empty] | 0 | 0 | 0 | 0 | 0 | 0 | 0 | 0 | 0 | 0 | 0 | 0 | 0 | 0 | 0 | 0 | 0 | 0 | 0 | 0 | 0 | 0 | 0 | 0 | 0 | 0 | 0 | 0 | 0
SCE Third Party Roll-up E3 Calculator - No Carbon Adder | [17 empty] | System | #N/A | [21 empty] | 0 | 0 | 0 | 0 | 0 | 0 | 0 | 0 | 0 | 0 | 0 | 0 | 0 | 0 | 0 | 0 | 0 | 0 | 0 | 0 | 0 | 0 | 0 | 0 | 0 | 0 | 0 | 0 | 0
SCE Third Party Roll-up E3 Calculator - No Carbon Adder | [17 empty] | System | #N/A | [21 empty] | 0 | 0 | 0 | 0 | 0 | 0 | 0 | 0 | 0 | 0 | 0 | 0 | 0 | 0 | 0 | 0 | 0 | 0 | 0 | 0 | 0 | 0 | 0 | 0 | 0 | 0 | 0 | 0 | 0
SCE Third Party Roll-up E3 Calculator - No Carbon Adder | [17 empty] | System | #N/A | [21 empty] | 0 | 0 | 0 | 0 | 0 | 0 | 0 | 0 | 0 | 0 | 0 | 0 | 0 | 0 | 0 | 0 | 0 | 0 | 0 | 0 | 0 | 0 | 0 | 0 | 0 | 0 | 0 | 0 | 0
SCE Third Party Roll-up E3 Calculator - No Carbon Adder | [17 empty] | System | #N/A | [21 empty] | 0 | 0 | 0 | 0 | 0 | 0 | 0 | 0 | 0 | 0 | 0 | 0 | 0 | 0 | 0 | 0 | 0 | 0 | 0 | 0 | 0 | 0 | 0 | 0 | 0 | 0 | 0 | 0 | 0
SCE Third Party Roll-up E3 Calculator - No Carbon Adder | [17 empty] | System | #N/A | [21 empty] | 0 | 0 | 0 | 0 | 0 | 0 | 0 | 0 | 0 | 0 | 0 | 0 | 0 | 0 | 0 | 0 | 0 | 0 | 0 | 0 | 0 | 0 | 0 | 0 | 0 | 0 | 0 | 0 | 0
SCE Third Party Roll-up E3 Calculator - No Carbon Adder | [17 empty] | System | #N/A | [21 empty] | 0 | 0 | 0 | 0 | 0 | 0 | 0 | 0 | 0 | 0 | 0 | 0 | 0 | 0 | 0 | 0 | 0 | 0 | 0 | 0 | 0 | 0 | 0 | 0 | 0 | 0 | 0 | 0 | 0
SCE Third Party Roll-up E3 Calculator - No Carbon Adder | [17 empty] | System | #N/A | [21 empty] | 0 | 0 | 0 | 0 | 0 | 0 | 0 | 0 | 0 | 0 | 0 | 0 | 0 | 0 | 0 | 0 | 0 | 0 | 0 | 0 | 0 | 0 | 0 | 0 | 0 | 0 | 0 | 0 | 0
SCE Third Party Roll-up E3 Calculator - No Carbon Adder | [17 empty] | System | #N/A | [21 empty] | 0 | 0 | 0 | 0 | 0 | 0 | 0 | 0 | 0 | 0 | 0 | 0 | 0 | 0 | 0 | 0 | 0 | 0 | 0 | 0 | 0 | 0 | 0 | 0 | 0 | 0 | 0 | 0 | 0
SCE Third Party Roll-up E3 Calculator - No Carbon Adder | [17 empty] | System | #N/A | [21 empty] | 0 | 0 | 0 | 0 | 0 | 0 | 0 | 0 | 0 | 0 | 0 | 0 | 0 | 0 | 0 | 0 | 0 | 0 | 0 | 0 | 0 | 0 | 0 | 0 | 0 | 0 | 0 | 0 | 0
SCE Third Party Roll-up E3 Calculator - No Carbon Adder | [17 empty] | System | #N/A | [21 empty] | 0 | 0 | 0 | 0 | 0 | 0 | 0 | 0 | 0 | 0 | 0 | 0 | 0 | 0 | 0 | 0 | 0 | 0 | 0 | 0 | 0 | 0 | 0 | 0 | 0 | 0 | 0 | 0 | 0
SCE Third Party Roll-up E3 Calculator - No Carbon Adder | [17 empty] | System | #N/A | [21 empty] | 0 | 0 | 0 | 0 | 0 | 0 | 0 | 0 | 0 | 0 | 0 | 0 | 0 | 0 | 0 | 0 | 0 | 0 | 0 | 0 | 0 | 0 | 0 | 0 | 0 | 0 | 0 | 0 | 0
SCE Third Party Roll-up E3 Calculator - No Carbon Adder | [17 empty] | System | #N/A | [21 empty] | 0 | 0 | 0 | 0 | 0 | 0 | 0 | 0 | 0 | 0 | 0 | 0 | 0 | 0 | 0 | 0 | 0 | 0 | 0 | 0 | 0 | 0 | 0 | 0 | 0 | 0 | 0 | 0 | 0
SCE Third Party Roll-up E3 Calculator - No Carbon Adder | [17 empty] | System | #N/A | [21 empty] | 0 | 0 | 0 | 0 | 0 | 0 | 0 | 0 | 0 | 0 | 0 | 0 | 0 | 0 | 0 | 0 | 0 | 0 | 0 | 0 | 0 | 0 | 0 | 0 | 0 | 0 | 0 | 0 | 0
SCE Third Party Roll-up E3 Calculator - No Carbon Adder | [17 empty] | System | #N/A | [21 empty] | 0 | 0 | 0 | 0 | 0 | 0 | 0 | 0 | 0 | 0 | 0 | 0 | 0 | 0 | 0 | 0 | 0 | 0 | 0 | 0 | 0 | 0 | 0 | 0 | 0 | 0 | 0 | 0 | 0
SCE Third Party Roll-up E3 Calculator - No Carbon Adder | [17 empty] | System | #N/A | [21 empty] | 0 | 0 | 0 | 0 | 0 | 0 | 0 | 0 | 0 | 0 | 0 | 0 | 0 | 0 | 0 | 0 | 0 | 0 | 0 | 0 | 0 | 0 | 0 | 0 | 0 | 0 | 0 | 0 | 0
SCE Third Party Roll-up E3 Calculator - No Carbon Adder | [17 empty] | System | #N/A | [21 empty] | 0 | 0 | 0 | 0 | 0 | 0 | 0 | 0 | 0 | 0 | 0 | 0 | 0 | 0 | 0 | 0 | 0 | 0 | 0 | 0 | 0 | 0 | 0 | 0 | 0 | 0 | 0 | 0 | 0
SCE Third Party Roll-up E3 Calculator - No Carbon Adder | [17 empty] | System | #N/A | [21 empty] | 0 | 0 | 0 | 0 | 0 | 0 | 0 | 0 | 0 | 0 | 0 | 0 | 0 | 0 | 0 | 0 | 0 | 0 | 0 | 0 | 0 | 0 | 0 | 0 | 0 | 0 | 0 | 0 | 0
SCE Third Party Roll-up E3 Calculator - No Carbon Adder | [17 empty] | System | #N/A | [21 empty] | 0 | 0 | 0 | 0 | 0 | 0 | 0 | 0 | 0 | 0 | 0 | 0 | 0 | 0 | 0 | 0 | 0 | 0 | 0 | 0 | 0 | 0 | 0 | 0 | 0 | 0 | 0 | 0 | 0
SCE Third Party Roll-up E3 Calculator - No Carbon Adder | [17 empty] | System | #N/A | [21 empty] | 0 | 0 | 0 | 0 | 0 | 0 | 0 | 0 | 0 | 0 | 0 | 0 | 0 | 0 | 0 | 0 | 0 | 0 | 0 | 0 | 0 | 0 | 0 | 0 | 0 | 0 | 0 | 0 | 0
SCE Third Party Roll-up E3 Calculator - No Carbon Adder | [17 empty] | System | #N/A | [21 empty] | 0 | 0 | 0 | 0 | 0 | 0 | 0 | 0 | 0 | 0 | 0 | 0 | 0 | 0 | 0 | 0 | 0 | 0 | 0 | 0 | 0 | 0 | 0 | 0 | 0 | 0 | 0 | 0 | 0
SCE Third Party Roll-up E3 Calculator - No Carbon Adder | [17 empty] | System | #N/A | [21 empty] | 0 | 0 | 0 | 0 | 0 | 0 | 0 | 0 | 0 | 0 | 0 | 0 | 0 | 0 | 0 | 0 | 0 | 0 | 0 | 0 | 0 | 0 | 0 | 0 | 0 | 0 | 0 | 0 | 0
SCE Third Party Roll-up E3 Calculator - No Carbon Adder | [17 empty] | System | #N/A | [21 empty] | 0 | 0 | 0 | 0 | 0 | 0 | 0 | 0 | 0 | 0 | 0 | 0 | 0 | 0 | 0 | 0 | 0 | 0 | 0 | 0 | 0 | 0 | 0 | 0 | 0 | 0 | 0 | 0 | 0
SCE Third Party Roll-up E3 Calculator - No Carbon Adder | [17 empty] | System | #N/A | [21 empty] | 0 | 0 | 0 | 0 | 0 | 0 | 0 | 0 | 0 | 0 | 0 | 0 | 0 | 0 | 0 | 0 | 0 | 0 | 0 | 0 | 0 | 0 | 0 | 0 | 0 | 0 | 0 | 0 | 0
SCE Third Party Roll-up E3 Calculator - No Carbon Adder | [17 empty] | System | #N/A | [21 empty] | 0 | 0 | 0 | 0 | 0 | 0 | 0 | 0 | 0 | 0 | 0 | 0 | 0 | 0 | 0 | 0 | 0 | 0 | 0 | 0 | 0 | 0 | 0 | 0 | 0 | 0 | 0 | 0 | 0
SCE Third Party Roll-up E3 Calculator - No Carbon Adder | [17 empty] | System | #N/A | [21 empty] | 0 | 0 | 0 | 0 | 0 | 0 | 0 | 0 | 0 | 0 | 0 | 0 | 0 | 0 | 0 | 0 | 0 | 0 | 0 | 0 | 0 | 0 | 0 | 0 | 0 | 0 | 0 | 0 | 0
SCE Third Party Roll-up E3 Calculator - No Carbon Adder | [17 empty] | System | #N/A | [21 empty] | 0 | 0 | 0 | 0 | 0 | 0 | 0 | 0 | 0 | 0 | 0 | 0 | 0 | 0 | 0 | 0 | 0 | 0 | 0 | 0 | 0 | 0 | 0 | 0 | 0 | 0 | 0 | 0 | 0
SCE Third Party Roll-up E3 Calculator - No Carbon Adder | [17 empty] | System | #N/A | [21 empty] | 0 | 0 | 0 | 0 | 0 | 0 | 0 | 0 | 0 | 0 | 0 | 0 | 0 | 0 | 0 | 0 | 0 | 0 | 0 | 0 | 0 | 0 | 0 | 0 | 0 | 0 | 0 | 0 | 0
SCE Third Party Roll-up E3 Calculator - No Carbon Adder | [17 empty] | System | #N/A | [21 empty] | 0 | 0 | 0 | 0 | 0 | 0 | 0 | 0 | 0 | 0 | 0 | 0 | 0 | 0 | 0 | 0 | 0 | 0 | 0 | 0 | 0 | 0 | 0 | 0 | 0 | 0 | 0 | 0 | 0
SCE Third Party Roll-up E3 Calculator - No Carbon Adder | [17 empty] | System | #N/A | [21 empty] | 0 | 0 | 0 | 0 | 0 | 0 | 0 | 0 | 0 | 0 | 0 | 0 | 0 | 0 | 0 | 0 | 0 | 0 | 0 | 0 | 0 | 0 | 0 | 0 | 0 | 0 | 0 | 0 | 0
SCE Third Party Roll-up E3 Calculator - No Carbon Adder | [17 empty] | System | #N/A | [21 empty] | 0 | 0 | 0 | 0 | 0 | 0 | 0 | 0 | 0 | 0 | 0 | 0 | 0 | 0 | 0 | 0 | 0 | 0 | 0 | 0 | 0 | 0 | 0 | 0 | 0 | 0 | 0 | 0 | 0
SCE Third Party Roll-up E3 Calculator - No Carbon Adder | [17 empty] | System | #N/A | [21 empty] | 0 | 0 | 0 | 0 | 0 | 0 | 0 | 0 | 0 | 0 | 0 | 0 | 0 | 0 | 0 | 0 | 0 | 0 | 0 | 0 | 0 | 0 | 0 | 0 | 0 | 0 | 0 | 0 | 0
SCE Third Party Roll-up E3 Calculator - No Carbon Adder | [17 empty] | System | #N/A | [21 empty] | 0 | 0 | 0 | 0 | 0 | 0 | 0 | 0 | 0 | 0 | 0 | 0 | 0 | 0 | 0 | 0 | 0 | 0 | 0 | 0 | 0 | 0 | 0 | 0 | 0 | 0 | 0 | 0 | 0
SCE Third Party Roll-up E3 Calculator - No Carbon Adder | [17 empty] | System | #N/A | [21 empty] | 0 | 0 | 0 | 0 | 0 | 0 | 0 | 0 | 0 | 0 | 0 | 0 | 0 | 0 | 0 | 0 | 0 | 0 | 0 | 0 | 0 | 0 | 0 | 0 | 0 | 0 | 0 | 0 | 0
SCE Third Party Roll-up E3 Calculator - No Carbon Adder | [17 empty] | System | #N/A | [21 empty] | 0 | 0 | 0 | 0 | 0 | 0 | 0 | 0 | 0 | 0 | 0 | 0 | 0 | 0 | 0 | 0 | 0 | 0 | 0 | 0 | 0 | 0 | 0 | 0 | 0 | 0 | 0 | 0 | 0
SCE Third Party Roll-up E3 Calculator - No Carbon Adder | [17 empty] | System | #N/A | [21 empty] | 0 | 0 | 0 | 0 | 0 | 0 | 0 | 0 | 0 | 0 | 0 | 0 | 0 | 0 | 0 | 0 | 0 | 0 | 0 | 0 | 0 | 0 | 0 | 0 | 0 | 0 | 0 | 0 | 0
SCE Third Party Roll-up E3 Calculator - No Carbon Adder | [17 empty] | System | #N/A | [21 empty] | 0 | 0 | 0 | 0 | 0 | 0 | 0 | 0 | 0 | 0 | 0 | 0 | 0 | 0 | 0 | 0 | 0 | 0 | 0 | 0 | 0 | 0 | 0 | 0 | 0 | 0 | 0 | 0 | 0
SCE Third Party Roll-up E3 Calculator - No Carbon Adder | [17 empty] | System | #N/A | [21 empty] | 0 | 0 | 0 | 0 | 0 | 0 | 0 | 0 | 0 | 0 | 0 | 0 | 0 | 0 | 0 | 0 | 0 | 0 | 0 | 0 | 0 | 0 | 0 | 0 | 0 | 0 | 0 | 0 | 0
SCE Third Party Roll-up E3 Calculator - No Carbon Adder | [17 empty] | System | #N/A | [21 empty] | 0 | 0 | 0 | 0 | 0 | 0 | 0 | 0 | 0 | 0 | 0 | 0 | 0 | 0 | 0 | 0 | 0 | 0 | 0 | 0 | 0 | 0 | 0 | 0 | 0 | 0 | 0 | 0 | 0
SCE Third Party Roll-up E3 Calculator - No Carbon Adder | [17 empty] | System | #N/A | [21 empty] | 0 | 0 | 0 | 0 | 0 | 0 | 0 | 0 | 0 | 0 | 0 | 0 | 0 | 0 | 0 | 0 | 0 | 0 | 0 | 0 | 0 | 0 | 0 | 0 | 0 | 0 | 0 | 0 | 0
SCE Third Party Roll-up E3 Calculator - No Carbon Adder | [17 empty] | System | #N/A | [21 empty] | 0 | 0 | 0 | 0 | 0 | 0 | 0 | 0 | 0 | 0 | 0 | 0 | 0 | 0 | 0 | 0 | 0 | 0 | 0 | 0 | 0 | 0 | 0 | 0 | 0 | 0 | 0 | 0 | 0
SCE Third Party Roll-up E3 Calculator - No Carbon Adder | [17 empty] | System | #N/A | [21 empty] | 0 | 0 | 0 | 0 | 0 | 0 | 0 | 0 | 0 | 0 | 0 | 0 | 0 | 0 | 0 | 0 | 0 | 0 | 0 | 0 | 0 | 0 | 0 | 0 | 0 | 0 | 0 | 0 | 0
SCE Third Party Roll-up E3 Calculator - No Carbon Adder | [17 empty] | System | #N/A | [21 empty] | 0 | 0 | 0 | 0 | 0 | 0 | 0 | 0 | 0 | 0 | 0 | 0 | 0 | 0 | 0 | 0 | 0 | 0 | 0 | 0 | 0 | 0 | 0 | 0 | 0 | 0 | 0 | 0 | 0
SCE Third Party Roll-up E3 Calculator - No Carbon Adder | [17 empty] | System | #N/A | [21 empty] | 0 | 0 | 0 | 0 | 0 | 0 | 0 | 0 | 0 | 0 | 0 | 0 | 0 | 0 | 0 | 0 | 0 | 0 | 0 | 0 | 0 | 0 | 0 | 0 | 0 | 0 | 0 | 0 | 0
SCE Third Party Roll-up E3 Calculator - No Carbon Adder | [17 empty] | System | #N/A | [21 empty] | 0 | 0 | 0 | 0 | 0 | 0 | 0 | 0 | 0 | 0 | 0 | 0 | 0 | 0 | 0 | 0 | 0 | 0 | 0 | 0 | 0 | 0 | 0 | 0 | 0 | 0 | 0 | 0 | 0
SCE Third Party Roll-up E3 Calculator - No Carbon Adder | [17 empty] | System | #N/A | [21 empty] | 0 | 0 | 0 | 0 | 0 | 0 | 0 | 0 | 0 | 0 | 0 | 0 | 0 | 0 | 0 | 0 | 0 | 0 | 0 | 0 | 0 | 0 | 0 | 0 | 0 | 0 | 0 | 0 | 0
SCE Third Party Roll-up E3 Calculator - No Carbon Adder | [17 empty] | System | #N/A | [21 empty] | 0 | 0 | 0 | 0 | 0 | 0 | 0 | 0 | 0 | 0 | 0 | 0 | 0 | 0 | 0 | 0 | 0 | 0 | 0 | 0 | 0 | 0 | 0 | 0 | 0 | 0 | 0 | 0 | 0
SCE Third Party Roll-up E3 Calculator - No Carbon Adder | [17 empty] | System | #N/A | [21 empty] | 0 | 0 | 0 | 0 | 0 | 0 | 0 | 0 | 0 | 0 | 0 | 0 | 0 | 0 | 0 | 0 | 0 | 0 | 0 | 0 | 0 | 0 | 0 | 0 | 0 | 0 | 0 | 0 | 0
SCE Third Party Roll-up E3 Calculator - No Carbon Adder | [17 empty] | System | #N/A | [21 empty] | 0 | 0 | 0 | 0 | 0 | 0 | 0 | 0 | 0 | 0 | 0 | 0 | 0 | 0 | 0 | 0 | 0 | 0 | 0 | 0 | 0 | 0 | 0 | 0 | 0 | 0 | 0 | 0 | 0
SCE Third Party Roll-up E3 Calculator - No Carbon Adder | [17 empty] | System | #N/A | [21 empty] | 0 | 0 | 0 | 0 | 0 | 0 | 0 | 0 | 0 | 0 | 0 | 0 | 0 | 0 | 0 | 0 | 0 | 0 | 0 | 0 | 0 | 0 | 0 | 0 | 0 | 0 | 0 | 0 | 0
SCE Third Party Roll-up E3 Calculator - No Carbon Adder | [17 empty] | System | #N/A | [21 empty] | 0 | 0 | 0 | 0 | 0 | 0 | 0 | 0 | 0 | 0 | 0 | 0 | 0 | 0 | 0 | 0 | 0 | 0 | 0 | 0 | 0 | 0 | 0 | 0 | 0 | 0 | 0 | 0 | 0
SCE Third Party Roll-up E3 Calculator - No Carbon Adder | [17 empty] | System | #N/A | [21 empty] | 0 | 0 | 0 | 0 | 0 | 0 | 0 | 0 | 0 | 0 | 0 | 0 | 0 | 0 | 0 | 0 | 0 | 0 | 0 | 0 | 0 | 0 | 0 | 0 | 0 | 0 | 0 | 0 | 0
SCE Third Party Roll-up E3 Calculator - No Carbon Adder | [17 empty] | System | #N/A | [21 empty] | 0 | 0 | 0 | 0 | 0 | 0 | 0 | 0 | 0 | 0 | 0 | 0 | 0 | 0 | 0 | 0 | 0 | 0 | 0 | 0 | 0 | 0 | 0 | 0 | 0 | 0 | 0 | 0 | 0
SCE Third Party Roll-up E3 Calculator - No Carbon Adder | [17 empty] | System | #N/A | [21 empty] | 0 | 0 | 0 | 0 | 0 | 0 | 0 | 0 | 0 | 0 | 0 | 0 | 0 | 0 | 0 | 0 | 0 | 0 | 0 | 0 | 0 | 0 | 0 | 0 | 0 | 0 | 0 | 0 | 0
SCE Third Party Roll-up E3 Calculator - No Carbon Adder | [17 empty] | System | #N/A | [21 empty] | 0 | 0 | 0 | 0 | 0 | 0 | 0 | 0 | 0 | 0 | 0 | 0 | 0 | 0 | 0 | 0 | 0 | 0 | 0 | 0 | 0 | 0 | 0 | 0 | 0 | 0 | 0 | 0 | 0
SCE Third Party Roll-up E3 Calculator - No Carbon Adder | [17 empty] | System | #N/A | [21 empty] | 0 | 0 | 0 | 0 | 0 | 0 | 0 | 0 | 0 | 0 | 0 | 0 | 0 | 0 | 0 | 0 | 0 | 0 | 0 | 0 | 0 | 0 | 0 | 0 | 0 | 0 | 0 | 0 | 0
SCE Third Party Roll-up E3 Calculator - No Carbon Adder | [17 empty] | System | #N/A | [21 empty] | 0 | 0 | 0 | 0 | 0 | 0 | 0 | 0 | 0 | 0 | 0 | 0 | 0 | 0 | 0 | 0 | 0 | 0 | 0 | 0 | 0 | 0 | 0 | 0 | 0 | 0 | 0 | 0 | 0
SCE Third Party Roll-up E3 Calculator - No Carbon Adder | [17 empty] | System | #N/A | [21 empty] | 0 | 0 | 0 | 0 | 0 | 0 | 0 | 0 | 0 | 0 | 0 | 0 | 0 | 0 | 0 | 0 | 0 | 0 | 0 | 0 | 0 | 0 | 0 | 0 | 0 | 0 | 0 | 0 | 0
SCE Third Party Roll-up E3 Calculator - No Carbon Adder | [17 empty] | System | #N/A | [21 empty] | 0 | 0 | 0 | 0 | 0 | 0 | 0 | 0 | 0 | 0 | 0 | 0 | 0 | 0 | 0 | 0 | 0 | 0 | 0 | 0 | 0 | 0 | 0 | 0 | 0 | 0 | 0 | 0 | 0
SCE Third Party Roll-up E3 Calculator - No Carbon Adder | [17 empty] | System | #N/A | [21 empty] | 0 | 0 | 0 | 0 | 0 | 0 | 0 | 0 | 0 | 0 | 0 | 0 | 0 | 0 | 0 | 0 | 0 | 0 | 0 | 0 | 0 | 0 | 0 | 0 | 0 | 0 | 0 | 0 | 0
SCE Third Party Roll-up E3 Calculator - No Carbon Adder | [17 empty] | System | #N/A | [21 empty] | 0 | 0 | 0 | 0 | 0 | 0 | 0 | 0 | 0 | 0 | 0 | 0 | 0 | 0 | 0 | 0 | 0 | 0 | 0 | 0 | 0 | 0 | 0 | 0 | 0 | 0 | 0 | 0 | 0
SCE Third Party Roll-up E3 Calculator - No Carbon Adder | [17 empty] | System | #N/A | [21 empty] | 0 | 0 | 0 | 0 | 0 | 0 | 0 | 0 | 0 | 0 | 0 | 0 | 0 | 0 | 0 | 0 | 0 | 0 | 0 | 0 | 0 | 0 | 0 | 0 | 0 | 0 | 0 | 0 | 0
SCE Third Party Roll-up E3 Calculator - No Carbon Adder | [17 empty] | System | #N/A | [21 empty] | 0 | 0 | 0 | 0 | 0 | 0 | 0 | 0 | 0 | 0 | 0 | 0 | 0 | 0 | 0 | 0 | 0 | 0 | 0 | 0 | 0 | 0 | 0 | 0 | 0 | 0 | 0 | 0 | 0
SCE Third Party Roll-up E3 Calculator - No Carbon Adder | [17 empty] | System | #N/A | [21 empty] | 0 | 0 | 0 | 0 | 0 | 0 | 0 | 0 | 0 | 0 | 0 | 0 | 0 | 0 | 0 | 0 | 0 | 0 | 0 | 0 | 0 | 0 | 0 | 0 | 0 | 0 | 0 | 0 | 0
SCE Third Party Roll-up E3 Calculator - No Carbon Adder | [17 empty] | System | #N/A | [21 empty] | 0 | 0 | 0 | 0 | 0 | 0 | 0 | 0 | 0 | 0 | 0 | 0 | 0 | 0 | 0 | 0 | 0 | 0 | 0 | 0 | 0 | 0 | 0 | 0 | 0 | 0 | 0 | 0 | 0
SCE Third Party Roll-up E3 Calculator - No Carbon Adder | [17 empty] | System | #N/A | [21 empty] | 0 | 0 | 0 | 0 | 0 | 0 | 0 | 0 | 0 | 0 | 0 | 0 | 0 | 0 | 0 | 0 | 0 | 0 | 0 | 0 | 0 | 0 | 0 | 0 | 0 | 0 | 0 | 0 | 0
SCE Third Party Roll-up E3 Calculator - No Carbon Adder | [17 empty] | System | #N/A | [21 empty] | 0 | 0 | 0 | 0 | 0 | 0 | 0 | 0 | 0 | 0 | 0 | 0 | 0 | 0 | 0 | 0 | 0 | 0 | 0 | 0 | 0 | 0 | 0 | 0 | 0 | 0 | 0 | 0 | 0
SCE Third Party Roll-up E3 Calculator - No Carbon Adder | [17 empty] | System | #N/A | [21 empty] | 0 | 0 | 0 | 0 | 0 | 0 | 0 | 0 | 0 | 0 | 0 | 0 | 0 | 0 | 0 | 0 | 0 | 0 | 0 | 0 | 0 | 0 | 0 | 0 | 0 | 0 | 0 | 0 | 0
SCE Third Party Roll-up E3 Calculator - No Carbon Adder | [17 empty] | System | #N/A | [21 empty] | 0 | 0 | 0 | 0 | 0 | 0 | 0 | 0 | 0 | 0 | 0 | 0 | 0 | 0 | 0 | 0 | 0 | 0 | 0 | 0 | 0 | 0 | 0 | 0 | 0 | 0 | 0 | 0 | 0
SCE Third Party Roll-up E3 Calculator - No Carbon Adder | [17 empty] | System | #N/A | [21 empty] | 0 | 0 | 0 | 0 | 0 | 0 | 0 | 0 | 0 | 0 | 0 | 0 | 0 | 0 | 0 | 0 | 0 | 0 | 0 | 0 | 0 | 0 | 0 | 0 | 0 | 0 | 0 | 0 | 0
SCE Third Party Roll-up E3 Calculator - No Carbon Adder | [17 empty] | System | #N/A | [21 empty] | 0 | 0 | 0 | 0 | 0 | 0 | 0 | 0 | 0 | 0 | 0 | 0 | 0 | 0 | 0 | 0 | 0 | 0 | 0 | 0 | 0 | 0 | 0 | 0 | 0 | 0 | 0 | 0 | 0
SCE Third Party Roll-up E3 Calculator - No Carbon Adder | [17 empty] | System | #N/A | [21 empty] | 0 | 0 | 0 | 0 | 0 | 0 | 0 | 0 | 0 | 0 | 0 | 0 | 0 | 0 | 0 | 0 | 0 | 0 | 0 | 0 | 0 | 0 | 0 | 0 | 0 | 0 | 0 | 0 | 0
SCE Third Party Roll-up E3 Calculator - No Carbon Adder | [17 empty] | System | #N/A | [21 empty] | 0 | 0 | 0 | 0 | 0 | 0 | 0 | 0 | 0 | 0 | 0 | 0 | 0 | 0 | 0 | 0 | 0 | 0 | 0 | 0 | 0 | 0 | 0 | 0 | 0 | 0 | 0 | 0 | 0
SCE Third Party Roll-up E3 Calculator - No Carbon Adder | [17 empty] | System | #N/A | [21 empty] | 0 | 0 | 0 | 0 | 0 | 0 | 0 | 0 | 0 | 0 | 0 | 0 | 0 | 0 | 0 | 0 | 0 | 0 | 0 | 0 | 0 | 0 | 0 | 0 | 0 | 0 | 0 | 0 | 0
SCE Third Party Roll-up E3 Calculator - No Carbon Adder | [17 empty] | System | #N/A | [21 empty] | 0 | 0 | 0 | 0 | 0 | 0 | 0 | 0 | 0 | 0 | 0 | 0 | 0 | 0 | 0 | 0 | 0 | 0 | 0 | 0 | 0 | 0 | 0 | 0 | 0 | 0 | 0 | 0 | 0
SCE Third Party Roll-up E3 Calculator - No Carbon Adder | [17 empty] | System | #N/A | [21 empty] | 0 | 0 | 0 | 0 | 0 | 0 | 0 | 0 | 0 | 0 | 0 | 0 | 0 | 0 | 0 | 0 | 0 | 0 | 0 | 0 | 0 | 0 | 0 | 0 | 0 | 0 | 0 | 0 | 0
SCE Third Party Roll-up E3 Calculator - No Carbon Adder | [17 empty] | System | #N/A | [21 empty] | 0 | 0 | 0 | 0 | 0 | 0 | 0 | 0 | 0 | 0 | 0 | 0 | 0 | 0 | 0 | 0 | 0 | 0 | 0 | 0 | 0 | 0 | 0 | 0 | 0 | 0 | 0 | 0 | 0
SCE Third Party Roll-up E3 Calculator - No Carbon Adder | [17 empty] | System | #N/A | [21 empty] | 0 | 0 | 0 | 0 | 0 | 0 | 0 | 0 | 0 | 0 | 0 | 0 | 0 | 0 | 0 | 0 | 0 | 0 | 0 | 0 | 0 | 0 | 0 | 0 | 0 | 0 | 0 | 0 | 0
SCE Third Party Roll-up E3 Calculator - No Carbon Adder | [17 empty] | System | #N/A | [21 empty] | 0 | 0 | 0 | 0 | 0 | 0 | 0 | 0 | 0 | 0 | 0 | 0 | 0 | 0 | 0 | 0 | 0 | 0 | 0 | 0 | 0 | 0 | 0 | 0 | 0 | 0 | 0 | 0 | 0
SCE Third Party Roll-up E3 Calculator - No Carbon Adder | [17 empty] | System | #N/A | [21 empty] | 0 | 0 | 0 | 0 | 0 | 0 | 0 | 0 | 0 | 0 | 0 | 0 | 0 | 0 | 0 | 0 | 0 | 0 | 0 | 0 | 0 | 0 | 0 | 0 | 0 | 0 | 0 | 0 | 0
SCE Third Party Roll-up E3 Calculator - No Carbon Adder | [17 empty] | System | #N/A | [21 empty] | 0 | 0 | 0 | 0 | 0 | 0 | 0 | 0 | 0 | 0 | 0 | 0 | 0 | 0 | 0 | 0 | 0 | 0 | 0 | 0 | 0 | 0 | 0 | 0 | 0 | 0 | 0 | 0 | 0
SCE Third Party Roll-up E3 Calculator - No Carbon Adder | [17 empty] | System | #N/A | [21 empty] | 0 | 0 | 0 | 0 | 0 | 0 | 0 | 0 | 0 | 0 | 0 | 0 | 0 | 0 | 0 | 0 | 0 | 0 | 0 | 0 | 0 | 0 | 0 | 0 | 0 | 0 | 0 | 0 | 0
SCE Third Party Roll-up E3 Calculator - No Carbon Adder | [17 empty] | System | #N/A | [21 empty] | 0 | 0 | 0 | 0 | 0 | 0 | 0 | 0 | 0 | 0 | 0 | 0 | 0 | 0 | 0 | 0 | 0 | 0 | 0 | 0 | 0 | 0 | 0 | 0 | 0 | 0 | 0 | 0 | 0
SCE Third Party Roll-up E3 Calculator - No Carbon Adder | [17 empty] | System | #N/A | [21 empty] | 0 | 0 | 0 | 0 | 0 | 0 | 0 | 0 | 0 | 0 | 0 | 0 | 0 | 0 | 0 | 0 | 0 | 0 | 0 | 0 | 0 | 0 | 0 | 0 | 0 | 0 | 0 | 0 | 0
SCE Third Party Roll-up E3 Calculator - No Carbon Adder | [17 empty] | System | #N/A | [21 empty] | 0 | 0 | 0 | 0 | 0 | 0 | 0 | 0 | 0 | 0 | 0 | 0 | 0 | 0 | 0 | 0 | 0 | 0 | 0 | 0 | 0 | 0 | 0 | 0 | 0 | 0 | 0 | 0 | 0
SCE Third Party Roll-up E3 Calculator - No Carbon Adder | [17 empty] | System | #N/A | [21 empty] | 0 | 0 | 0 | 0 | 0 | 0 | 0 | 0 | 0 | 0 | 0 | 0 | 0 | 0 | 0 | 0 | 0 | 0 | 0 | 0 | 0 | 0 | 0 | 0 | 0 | 0 | 0 | 0 | 0
SCE Third Party Roll-up E3 Calculator - No Carbon Adder | [17 empty] | System | #N/A | [21 empty] | 0 | 0 | 0 | 0 | 0 | 0 | 0 | 0 | 0 | 0 | 0 | 0 | 0 | 0 | 0 | 0 | 0 | 0 | 0 | 0 | 0 | 0 | 0 | 0 | 0 | 0 | 0 | 0 | 0
SCE Third Party Roll-up E3 Calculator - No Carbon Adder | [17 empty] | System | #N/A | [21 empty] | 0 | 0 | 0 | 0 | 0 | 0 | 0 | 0 | 0 | 0 | 0 | 0 | 0 | 0 | 0 | 0 | 0 | 0 | 0 | 0 | 0 | 0 | 0 | 0 | 0 | 0 | 0 | 0 | 0
SCE Third Party Roll-up E3 Calculator - No Carbon Adder | [17 empty] | System | #N/A | [21 empty] | 0 | 0 | 0 | 0 | 0 | 0 | 0 | 0 | 0 | 0 | 0 | 0 | 0 | 0 | 0 | 0 | 0 | 0 | 0 | 0 | 0 | 0 | 0 | 0 | 0 | 0 | 0 | 0 | 0
SCE Third Party Roll-up E3 Calculator - No Carbon Adder | [17 empty] | System | #N/A | [21 empty] | 0 | 0 | 0 | 0 | 0 | 0 | 0 | 0 | 0 | 0 | 0 | 0 | 0 | 0 | 0 | 0 | 0 | 0 | 0 | 0 | 0 | 0 | 0 | 0 | 0 | 0 | 0 | 0 | 0
SCE Third Party Roll-up E3 Calculator - No Carbon Adder | [17 empty] | System | #N/A | [21 empty] | 0 | 0 | 0 | 0 | 0 | 0 | 0 | 0 | 0 | 0 | 0 | 0 | 0 | 0 | 0 | 0 | 0 | 0 | 0 | 0 | 0 | 0 | 0 | 0 | 0 | 0 | 0 | 0 | 0
SCE Third Party Roll-up E3 Calculator - No Carbon Adder | [17 empty] | System | #N/A | [21 empty] | 0 | 0 | 0 | 0 | 0 | 0 | 0 | 0 | 0 | 0 | 0 | 0 | 0 | 0 | 0 | 0 | 0 | 0 | 0 | 0 | 0 | 0 | 0 | 0 | 0 | 0 | 0 | 0 | 0
SCE Third Party Roll-up E3 Calculator - No Carbon Adder | [17 empty] | System | #N/A | [21 empty] | 0 | 0 | 0 | 0 | 0 | 0 | 0 | 0 | 0 | 0 | 0 | 0 | 0 | 0 | 0 | 0 | 0 | 0 | 0 | 0 | 0 | 0 | 0 | 0 | 0 | 0 | 0 | 0 | 0
SCE Third Party Roll-up E3 Calculator - No Carbon Adder | [17 empty] | System | #N/A | [21 empty] | 0 | 0 | 0 | 0 | 0 | 0 | 0 | 0 | 0 | 0 | 0 | 0 | 0 | 0 | 0 | 0 | 0 | 0 | 0 | 0 | 0 | 0 | 0 | 0 | 0 | 0 | 0 | 0 | 0
SCE Third Party Roll-up E3 Calculator - No Carbon Adder | [17 empty] | System | #N/A | [21 empty] | 0 | 0 | 0 | 0 | 0 | 0 | 0 | 0 | 0 | 0 | 0 | 0 | 0 | 0 | 0 | 0 | 0 | 0 | 0 | 0 | 0 | 0 | 0 | 0 | 0 | 0 | 0 | 0 | 0
SCE Third Party Roll-up E3 Calculator - No Carbon Adder | [17 empty] | System | #N/A | [21 empty] | 0 | 0 | 0 | 0 | 0 | 0 | 0 | 0 | 0 | 0 | 0 | 0 | 0 | 0 | 0 | 0 | 0 | 0 | 0 | 0 | 0 | 0 | 0 | 0 | 0 | 0 | 0 | 0 | 0
SCE Third Party Roll-up E3 Calculator - No Carbon Adder | [17 empty] | System | #N/A | [21 empty] | 0 | 0 | 0 | 0 | 0 | 0 | 0 | 0 | 0 | 0 | 0 | 0 | 0 | 0 | 0 | 0 | 0 | 0 | 0 | 0 | 0 | 0 | 0 | 0 | 0 | 0 | 0 | 0 | 0
SCE Third Party Roll-up E3 Calculator - No Carbon Adder | [17 empty] | System | #N/A | [21 empty] | 0 | 0 | 0 | 0 | 0 | 0 | 0 | 0 | 0 | 0 | 0 | 0 | 0 | 0 | 0 | 0 | 0 | 0 | 0 | 0 | 0 | 0 | 0 | 0 | 0 | 0 | 0 | 0 | 0
SCE Third Party Roll-up E3 Calculator - No Carbon Adder | [17 empty] | System | #N/A | [21 empty] | 0 | 0 | 0 | 0 | 0 | 0 | 0 | 0 | 0 | 0 | 0 | 0 | 0 | 0 | 0 | 0 | 0 | 0 | 0 | 0 | 0 | 0 | 0 | 0 | 0 | 0 | 0 | 0 | 0
SCE Third Party Roll-up E3 Calculator - No Carbon Adder | [17 empty] | System | #N/A | [21 empty] | 0 | 0 | 0 | 0 | 0 | 0 | 0 | 0 | 0 | 0 | 0 | 0 | 0 | 0 | 0 | 0 | 0 | 0 | 0 | 0 | 0 | 0 | 0 | 0 | 0 | 0 | 0 | 0 | 0
SCE Third Party Roll-up E3 Calculator - No Carbon Adder | [17 empty] | System | #N/A | [21 empty] | 0 | 0 | 0 | 0 | 0 | 0 | 0 | 0 | 0 | 0 | 0 | 0 | 0 | 0 | 0 | 0 | 0 | 0 | 0 | 0 | 0 | 0 | 0 | 0 | 0 | 0 | 0 | 0 | 0
SCE Third Party Roll-up E3 Calculator - No Carbon Adder | [17 empty] | System | #N/A | [21 empty] | 0 | 0 | 0 | 0 | 0 | 0 | 0 | 0 | 0 | 0 | 0 | 0 | 0 | 0 | 0 | 0 | 0 | 0 | 0 | 0 | 0 | 0 | 0 | 0 | 0 | 0 | 0 | 0 | 0
SCE Third Party Roll-up E3 Calculator - No Carbon Adder | [17 empty] | System | #N/A | [21 empty] | 0 | 0 | 0 | 0 | 0 | 0 | 0 | 0 | 0 | 0 | 0 | 0 | 0 | 0 | 0 | 0 | 0 | 0 | 0 | 0 | 0 | 0 | 0 | 0 | 0 | 0 | 0 | 0 | 0
SCE Third Party Roll-up E3 Calculator - No Carbon Adder | [17 empty] | System | #N/A | [21 empty] | 0 | 0 | 0 | 0 | 0 | 0 | 0 | 0 | 0 | 0 | 0 | 0 | 0 | 0 | 0 | 0 | 0 | 0 | 0 | 0 | 0 | 0 | 0 | 0 | 0 | 0 | 0 | 0 | 0
SCE Third Party Roll-up E3 Calculator - No Carbon Adder | [17 empty] | System | #N/A | [21 empty] | 0 | 0 | 0 | 0 | 0 | 0 | 0 | 0 | 0 | 0 | 0 | 0 | 0 | 0 | 0 | 0 | 0 | 0 | 0 | 0 | 0 | 0 | 0 | 0 | 0 | 0 | 0 | 0 | 0
SCE Third Party Roll-up E3 Calculator - No Carbon Adder | [17 empty] | System | #N/A | [21 empty] | 0 | 0 | 0 | 0 | 0 | 0 | 0 | 0 | 0 | 0 | 0 | 0 | 0 | 0 | 0 | 0 | 0 | 0 | 0 | 0 | 0 | 0 | 0 | 0 | 0 | 0 | 0 | 0 | 0
SCE Third Party Roll-up E3 Calculator - No Carbon Adder | [17 empty] | System | #N/A | [21 empty] | 0 | 0 | 0 | 0 | 0 | 0 | 0 | 0 | 0 | 0 | 0 | 0 | 0 | 0 | 0 | 0 | 0 | 0 | 0 | 0 | 0 | 0 | 0 | 0 | 0 | 0 | 0 | 0 | 0
SCE Third Party Roll-up E3 Calculator - No Carbon Adder | [17 empty] | System | #N/A | [21 empty] | 0 | 0 | 0 | 0 | 0 | 0 | 0 | 0 | 0 | 0 | 0 | 0 | 0 | 0 | 0 | 0 | 0 | 0 | 0 | 0 | 0 | 0 | 0 | 0 | 0 | 0 | 0 | 0 | 0
SCE Third Party Roll-up E3 Calculator - No Carbon Adder | [17 empty] | System | #N/A | [21 empty] | 0 | 0 | 0 | 0 | 0 | 0 | 0 | 0 | 0 | 0 | 0 | 0 | 0 | 0 | 0 | 0 | 0 | 0 | 0 | 0 | 0 | 0 | 0 | 0 | 0 | 0 | 0 | 0 | 0
SCE Third Party Roll-up E3 Calculator - No Carbon Adder | [17 empty] | System | #N/A | [21 empty] | 0 | 0 | 0 | 0 | 0 | 0 | 0 | 0 | 0 | 0 | 0 | 0 | 0 | 0 | 0 | 0 | 0 | 0 | 0 | 0 | 0 | 0 | 0 | 0 | 0 | 0 | 0 | 0 | 0
SCE Third Party Roll-up E3 Calculator - No Carbon Adder | [17 empty] | System | #N/A | [21 empty] | 0 | 0 | 0 | 0 | 0 | 0 | 0 | 0 | 0 | 0 | 0 | 0 | 0 | 0 | 0 | 0 | 0 | 0 | 0 | 0 | 0 | 0 | 0 | 0 | 0 | 0 | 0 | 0 | 0
SCE Third Party Roll-up E3 Calculator - No Carbon Adder | [17 empty] | System | #N/A | [21 empty] | 0 | 0 | 0 | 0 | 0 | 0 | 0 | 0 | 0 | 0 | 0 | 0 | 0 | 0 | 0 | 0 | 0 | 0 | 0 | 0 | 0 | 0 | 0 | 0 | 0 | 0 | 0 | 0 | 0
SCE Third Party Roll-up E3 Calculator - No Carbon Adder | [17 empty] | System | #N/A | [21 empty] | 0 | 0 | 0 | 0 | 0 | 0 | 0 | 0 | 0 | 0 | 0 | 0 | 0 | 0 | 0 | 0 | 0 | 0 | 0 | 0 | 0 | 0 | 0 | 0 | 0 | 0 | 0 | 0 | 0
SCE Third Party Roll-up E3 Calculator - No Carbon Adder | [17 empty] | System | #N/A | [21 empty] | 0 | 0 | 0 | 0 | 0 | 0 | 0 | 0 | 0 | 0 | 0 | 0 | 0 | 0 | 0 | 0 | 0 | 0 | 0 | 0 | 0 | 0 | 0 | 0 | 0 | 0 | 0 | 0 | 0
SCE Third Party Roll-up E3 Calculator - No Carbon Adder | [17 empty] | System | #N/A | [21 empty] | 0 | 0 | 0 | 0 | 0 | 0 | 0 | 0 | 0 | 0 | 0 | 0 | 0 | 0 | 0 | 0 | 0 | 0 | 0 | 0 | 0 | 0 | 0 | 0 | 0 | 0 | 0 | 0 | 0
SCE Third Party Roll-up E3 Calculator - No Carbon Adder | [17 empty] | System | #N/A | [21 empty] | 0 | 0 | 0 | 0 | 0 | 0 | 0 | 0 | 0 | 0 | 0 | 0 | 0 | 0 | 0 | 0 | 0 | 0 | 0 | 0 | 0 | 0 | 0 | 0 | 0 | 0 | 0 | 0 | 0
SCE Third Party Roll-up E3 Calculator - No Carbon Adder | [17 empty] | System | #N/A | [21 empty] | 0 | 0 | 0 | 0 | 0 | 0 | 0 | 0 | 0 | 0 | 0 | 0 | 0 | 0 | 0 | 0 | 0 | 0 | 0 | 0 | 0 | 0 | 0 | 0 | 0 | 0 | 0 | 0 | 0
SCE Third Party Roll-up E3 Calculator - No Carbon Adder | [17 empty] | System | #N/A | [21 empty] | 0 | 0 | 0 | 0 | 0 | 0 | 0 | 0 | 0 | 0 | 0 | 0 | 0 | 0 | 0 | 0 | 0 | 0 | 0 | 0 | 0 | 0 | 0 | 0 | 0 | 0 | 0 | 0 | 0
SCE Third Party Roll-up E3 Calculator - No Carbon Adder | [17 empty] | System | #N/A | [21 empty] | 0 | 0 | 0 | 0 | 0 | 0 | 0 | 0 | 0 | 0 | 0 | 0 | 0 | 0 | 0 | 0 | 0 | 0 | 0 | 0 | 0 | 0 | 0 | 0 | 0 | 0 | 0 | 0 | 0
SCE Third Party Roll-up E3 Calculator - No Carbon Adder | [17 empty] | System | #N/A | [21 empty] | 0 | 0 | 0 | 0 | 0 | 0 | 0 | 0 | 0 | 0 | 0 | 0 | 0 | 0 | 0 | 0 | 0 | 0 | 0 | 0 | 0 | 0 | 0 | 0 | 0 | 0 | 0 | 0 | 0
SCE Third Party Roll-up E3 Calculator - No Carbon Adder | [17 empty] | System | #N/A | [21 empty] | 0 | 0 | 0 | 0 | 0 | 0 | 0 | 0 | 0 | 0 | 0 | 0 | 0 | 0 | 0 | 0 | 0 | 0 | 0 | 0 | 0 | 0 | 0 | 0 | 0 | 0 | 0 | 0 | 0
SCE Third Party Roll-up E3 Calculator - No Carbon Adder | [17 empty] | System | #N/A | [21 empty] | 0 | 0 | 0 | 0 | 0 | 0 | 0 | 0 | 0 | 0 | 0 | 0 | 0 | 0 | 0 | 0 | 0 | 0 | 0 | 0 | 0 | 0 | 0 | 0 | 0 | 0 | 0 | 0 | 0
SCE Third Party Roll-up E3 Calculator - No Carbon Adder | [17 empty] | System | #N/A | [21 empty] | 0 | 0 | 0 | 0 | 0 | 0 | 0 | 0 | 0 | 0 | 0 | 0 | 0 | 0 | 0 | 0 | 0 | 0 | 0 | 0 | 0 | 0 | 0 | 0 | 0 | 0 | 0 | 0 | 0
SCE Third Party Roll-up E3 Calculator - No Carbon Adder | [17 empty] | System | #N/A | [21 empty] | 0 | 0 | 0 | 0 | 0 | 0 | 0 | 0 | 0 | 0 | 0 | 0 | 0 | 0 | 0 | 0 | 0 | 0 | 0 | 0 | 0 | 0 | 0 | 0 | 0 | 0 | 0 | 0 | 0
SCE Third Party Roll-up E3 Calculator - No Carbon Adder | [17 empty] | System | #N/A | [21 empty] | 0 | 0 | 0 | 0 | 0 | 0 | 0 | 0 | 0 | 0 | 0 | 0 | 0 | 0 | 0 | 0 | 0 | 0 | 0 | 0 | 0 | 0 | 0 | 0 | 0 | 0 | 0 | 0 | 0
SCE Third Party Roll-up E3 Calculator - No Carbon Adder | [17 empty] | System | #N/A | [21 empty] | 0 | 0 | 0 | 0 | 0 | 0 | 0 | 0 | 0 | 0 | 0 | 0 | 0 | 0 | 0 | 0 | 0 | 0 | 0 | 0 | 0 | 0 | 0 | 0 | 0 | 0 | 0 | 0 | 0
SCE Third Party Roll-up E3 Calculator - No Carbon Adder | [17 empty] | System | #N/A | [21 empty] | 0 | 0 | 0 | 0 | 0 | 0 | 0 | 0 | 0 | 0 | 0 | 0 | 0 | 0 | 0 | 0 | 0 | 0 | 0 | 0 | 0 | 0 | 0 | 0 | 0 | 0 | 0 | 0 | 0
SCE Third Party Roll-up E3 Calculator - No Carbon Adder | [17 empty] | System | #N/A | [21 empty] | 0 | 0 | 0 | 0 | 0 | 0 | 0 | 0 | 0 | 0 | 0 | 0 | 0 | 0 | 0 | 0 | 0 | 0 | 0 | 0 | 0 | 0 | 0 | 0 | 0 | 0 | 0 | 0 | 0
SCE Third Party Roll-up E3 Calculator - No Carbon Adder | [17 empty] | System | #N/A | [21 empty] | 0 | 0 | 0 | 0 | 0 | 0 | 0 | 0 | 0 | 0 | 0 | 0 | 0 | 0 | 0 | 0 | 0 | 0 | 0 | 0 | 0 | 0 | 0 | 0 | 0 | 0 | 0 | 0 | 0
SCE Third Party Roll-up E3 Calculator - No Carbon Adder | [17 empty] | System | #N/A | [21 empty] | 0 | 0 | 0 | 0 | 0 | 0 | 0 | 0 | 0 | 0 | 0 | 0 | 0 | 0 | 0 | 0 | 0 | 0 | 0 | 0 | 0 | 0 | 0 | 0 | 0 | 0 | 0 | 0 | 0
SCE Third Party Roll-up E3 Calculator - No Carbon Adder | [17 empty] | System | #N/A | [21 empty] | 0 | 0 | 0 | 0 | 0 | 0 | 0 | 0 | 0 | 0 | 0 | 0 | 0 | 0 | 0 | 0 | 0 | 0 | 0 | 0 | 0 | 0 | 0 | 0 | 0 | 0 | 0 | 0 | 0
SCE Third Party Roll-up E3 Calculator - No Carbon Adder | [17 empty] | System | #N/A | [21 empty] | 0 | 0 | 0 | 0 | 0 | 0 | 0 | 0 | 0 | 0 | 0 | 0 | 0 | 0 | 0 | 0 | 0 | 0 | 0 | 0 | 0 | 0 | 0 | 0 | 0 | 0 | 0 | 0 | 0
SCE Third Party Roll-up E3 Calculator - No Carbon Adder | [17 empty] | System | #N/A | [21 empty] | 0 | 0 | 0 | 0 | 0 | 0 | 0 | 0 | 0 | 0 | 0 | 0 | 0 | 0 | 0 | 0 | 0 | 0 | 0 | 0 | 0 | 0 | 0 | 0 | 0 | 0 | 0 | 0 | 0
SCE Third Party Roll-up E3 Calculator - No Carbon Adder | [17 empty] | System | #N/A | [21 empty] | 0 | 0 | 0 | 0 | 0 | 0 | 0 | 0 | 0 | 0 | 0 | 0 | 0 | 0 | 0 | 0 | 0 | 0 | 0 | 0 | 0 | 0 | 0 | 0 | 0 | 0 | 0 | 0 | 0
SCE Third Party Roll-up E3 Calculator - No Carbon Adder | [17 empty] | System | #N/A | [21 empty] | 0 | 0 | 0 | 0 | 0 | 0 | 0 | 0 | 0 | 0 | 0 | 0 | 0 | 0 | 0 | 0 | 0 | 0 | 0 | 0 | 0 | 0 | 0 | 0 | 0 | 0 | 0 | 0 | 0
SCE Third Party Roll-up E3 Calculator - No Carbon Adder | [17 empty] | System | #N/A | [21 empty] | 0 | 0 | 0 | 0 | 0 | 0 | 0 | 0 | 0 | 0 | 0 | 0 | 0 | 0 | 0 | 0 | 0 | 0 | 0 | 0 | 0 | 0 | 0 | 0 | 0 | 0 | 0 | 0 | 0
SCE Third Party Roll-up E3 Calculator - No Carbon Adder | [17 empty] | System | #N/A | [21 empty] | 0 | 0 | 0 | 0 | 0 | 0 | 0 | 0 | 0 | 0 | 0 | 0 | 0 | 0 | 0 | 0 | 0 | 0 | 0 | 0 | 0 | 0 | 0 | 0 | 0 | 0 | 0 | 0 | 0
SCE Third Party Roll-up E3 Calculator - No Carbon Adder | [17 empty] | System | #N/A | [21 empty] | 0 | 0 | 0 | 0 | 0 | 0 | 0 | 0 | 0 | 0 | 0 | 0 | 0 | 0 | 0 | 0 | 0 | 0 | 0 | 0 | 0 | 0 | 0 | 0 | 0 | 0 | 0 | 0 | 0
SCE Third Party Roll-up E3 Calculator - No Carbon Adder | [17 empty] | System | #N/A | [21 empty] | 0 | 0 | 0 | 0 | 0 | 0 | 0 | 0 | 0 | 0 | 0 | 0 | 0 | 0 | 0 | 0 | 0 | 0 | 0 | 0 | 0 | 0 | 0 | 0 | 0 | 0 | 0 | 0 | 0
SCE Third Party Roll-up E3 Calculator - No Carbon Adder | [17 empty] | System | #N/A | [21 empty] | 0 | 0 | 0 | 0 | 0 | 0 | 0 | 0 | 0 | 0 | 0 | 0 | 0 | 0 | 0 | 0 | 0 | 0 | 0 | 0 | 0 | 0 | 0 | 0 | 0 | 0 | 0 | 0 | 0
SCE Third Party Roll-up E3 Calculator - No Carbon Adder | [17 empty] | System | #N/A | [21 empty] | 0 | 0 | 0 | 0 | 0 | 0 | 0 | 0 | 0 | 0 | 0 | 0 | 0 | 0 | 0 | 0 | 0 | 0 | 0 | 0 | 0 | 0 | 0 | 0 | 0 | 0 | 0 | 0 | 0
SCE Third Party Roll-up E3 Calculator - No Carbon Adder | [17 empty] | System | #N/A | [21 empty] | 0 | 0 | 0 | 0 | 0 | 0 | 0 | 0 | 0 | 0 | 0 | 0 | 0 | 0 | 0 | 0 | 0 | 0 | 0 | 0 | 0 | 0 | 0 | 0 | 0 | 0 | 0 | 0 | 0
SCE Third Party Roll-up E3 Calculator - No Carbon Adder | [17 empty] | System | #N/A | [21 empty] | 0 | 0 | 0 | 0 | 0 | 0 | 0 | 0 | 0 | 0 | 0 | 0 | 0 | 0 | 0 | 0 | 0 | 0 | 0 | 0 | 0 | 0 | 0 | 0 | 0 | 0 | 0 | 0 | 0
SCE Third Party Roll-up E3 Calculator - No Carbon Adder | [17 empty] | System | #N/A | [21 empty] | 0 | 0 | 0 | 0 | 0 | 0 | 0 | 0 | 0 | 0 | 0 | 0 | 0 | 0 | 0 | 0 | 0 | 0 | 0 | 0 | 0 | 0 | 0 | 0 | 0 | 0 | 0 | 0 | 0
SCE Third Party Roll-up E3 Calculator - No Carbon Adder | [17 empty] | System | #N/A | [21 empty] | 0 | 0 | 0 | 0 | 0 | 0 | 0 | 0 | 0 | 0 | 0 | 0 | 0 | 0 | 0 | 0 | 0 | 0 | 0 | 0 | 0 | 0 | 0 | 0 | 0 | 0 | 0 | 0 | 0
SCE Third Party Roll-up E3 Calculator - No Carbon Adder | [17 empty] | System | #N/A | [21 empty] | 0 | 0 | 0 | 0 | 0 | 0 | 0 | 0 | 0 | 0 | 0 | 0 | 0 | 0 | 0 | 0 | 0 | 0 | 0 | 0 | 0 | 0 | 0 | 0 | 0 | 0 | 0 | 0 | 0
SCE Third Party Roll-up E3 Calculator - No Carbon Adder | [17 empty] | System | #N/A | [21 empty] | 0 | 0 | 0 | 0 | 0 | 0 | 0 | 0 | 0 | 0 | 0 | 0 | 0 | 0 | 0 | 0 | 0 | 0 | 0 | 0 | 0 | 0 | 0 | 0 | 0 | 0 | 0 | 0 | 0
SCE Third Party Roll-up E3 Calculator - No Carbon Adder | [17 empty] | System | #N/A | [21 empty] | 0 | 0 | 0 | 0 | 0 | 0 | 0 | 0 | 0 | 0 | 0 | 0 | 0 | 0 | 0 | 0 | 0 | 0 | 0 | 0 | 0 | 0 | 0 | 0 | 0 | 0 | 0 | 0 | 0
SCE Third Party Roll-up E3 Calculator - No Carbon Adder | [17 empty] | System | #N/A | [21 empty] | 0 | 0 | 0 | 0 | 0 | 0 | 0 | 0 | 0 | 0 | 0 | 0 | 0 | 0 | 0 | 0 | 0 | 0 | 0 | 0 | 0 | 0 | 0 | 0 | 0 | 0 | 0 | 0 | 0
SCE Third Party Roll-up E3 Calculator - No Carbon Adder | [17 empty] | System | #N/A | [21 empty] | 0 | 0 | 0 | 0 | 0 | 0 | 0 | 0 | 0 | 0 | 0 | 0 | 0 | 0 | 0 | 0 | 0 | 0 | 0 | 0 | 0 | 0 | 0 | 0 | 0 | 0 | 0 | 0 | 0
SCE Third Party Roll-up E3 Calculator - No Carbon Adder | [17 empty] | System | #N/A | [21 empty] | 0 | 0 | 0 | 0 | 0 | 0 | 0 | 0 | 0 | 0 | 0 | 0 | 0 | 0 | 0 | 0 | 0 | 0 | 0 | 0 | 0 | 0 | 0 | 0 | 0 | 0 | 0 | 0 | 0
SCE Third Party Roll-up E3 Calculator - No Carbon Adder | [17 empty] | System | #N/A | [21 empty] | 0 | 0 | 0 | 0 | 0 | 0 | 0 | 0 | 0 | 0 | 0 | 0 | 0 | 0 | 0 | 0 | 0 | 0 | 0 | 0 | 0 | 0 | 0 | 0 | 0 | 0 | 0 | 0 | 0
SCE Third Party Roll-up E3 Calculator - No Carbon Adder | [17 empty] | System | #N/A | [21 empty] | 0 | 0 | 0 | 0 | 0 | 0 | 0 | 0 | 0 | 0 | 0 | 0 | 0 | 0 | 0 | 0 | 0 | 0 | 0 | 0 | 0 | 0 | 0 | 0 | 0 | 0 | 0 | 0 | 0
SCE Third Party Roll-up E3 Calculator - No Carbon Adder | [17 empty] | System | #N/A | [21 empty] | 0 | 0 | 0 | 0 | 0 | 0 | 0 | 0 | 0 | 0 | 0 | 0 | 0 | 0 | 0 | 0 | 0 | 0 | 0 | 0 | 0 | 0 | 0 | 0 | 0 | 0 | 0 | 0 | 0
SCE Third Party Roll-up E3 Calculator - No Carbon Adder | [17 empty] | System | #N/A | [21 empty] | 0 | 0 | 0 | 0 | 0 | 0 | 0 | 0 | 0 | 0 | 0 | 0 | 0 | 0 | 0 | 0 | 0 | 0 | 0 | 0 | 0 | 0 | 0 | 0 | 0 | 0 | 0 | 0 | 0
SCE Third Party Roll-up E3 Calculator - No Carbon Adder | [17 empty] | System | #N/A | [21 empty] | 0 | 0 | 0 | 0 | 0 | 0 | 0 | 0 | 0 | 0 | 0 | 0 | 0 | 0 | 0 | 0 | 0 | 0 | 0 | 0 | 0 | 0 | 0 | 0 | 0 | 0 | 0 | 0 | 0
SCE Third Party Roll-up E3 Calculator - No Carbon Adder | [17 empty] | System | #N/A | [21 empty] | 0 | 0 | 0 | 0 | 0 | 0 | 0 | 0 | 0 | 0 | 0 | 0 | 0 | 0 | 0 | 0 | 0 | 0 | 0 | 0 | 0 | 0 | 0 | 0 | 0 | 0 | 0 | 0 | 0
SCE Third Party Roll-up E3 Calculator - No Carbon Adder | [17 empty] | System | #N/A | [21 empty] | 0 | 0 | 0 | 0 | 0 | 0 | 0 | 0 | 0 | 0 | 0 | 0 | 0 | 0 | 0 | 0 | 0 | 0 | 0 | 0 | 0 | 0 | 0 | 0 | 0 | 0 | 0 | 0 | 0
SCE Third Party Roll-up E3 Calculator - No Carbon Adder | [17 empty] | System | #N/A | [21 empty] | 0 | 0 | 0 | 0 | 0 | 0 | 0 | 0 | 0 | 0 | 0 | 0 | 0 | 0 | 0 | 0 | 0 | 0 | 0 | 0 | 0 | 0 | 0 | 0 | 0 | 0 | 0 | 0 | 0
SCE Third Party Roll-up E3 Calculator - No Carbon Adder | [17 empty] | System | #N/A | [21 empty] | 0 | 0 | 0 | 0 | 0 | 0 | 0 | 0 | 0 | 0 | 0 | 0 | 0 | 0 | 0 | 0 | 0 | 0 | 0 | 0 | 0 | 0 | 0 | 0 | 0 | 0 | 0 | 0 | 0
SCE Third Party Roll-up E3 Calculator - No Carbon Adder | [17 empty] | System | #N/A | [21 empty] | 0 | 0 | 0 | 0 | 0 | 0 | 0 | 0 | 0 | 0 | 0 | 0 | 0 | 0 | 0 | 0 | 0 | 0 | 0 | 0 | 0 | 0 | 0 | 0 | 0 | 0 | 0 | 0 | 0
SCE Third Party Roll-up E3 Calculator - No Carbon Adder | [17 empty] | System | #N/A | [21 empty] | 0 | 0 | 0 | 0 | 0 | 0 | 0 | 0 | 0 | 0 | 0 | 0 | 0 | 0 | 0 | 0 | 0 | 0 | 0 | 0 | 0 | 0 | 0 | 0 | 0 | 0 | 0 | 0 | 0
SCE Third Party Roll-up E3 Calculator - No Carbon Adder | [17 empty] | System | #N/A | [21 empty] | 0 | 0 | 0 | 0 | 0 | 0 | 0 | 0 | 0 | 0 | 0 | 0 | 0 | 0 | 0 | 0 | 0 | 0 | 0 | 0 | 0 | 0 | 0 | 0 | 0 | 0 | 0 | 0 | 0
SCE Third Party Roll-up E3 Calculator - No Carbon Adder | [17 empty] | System | #N/A | [21 empty] | 0 | 0 | 0 | 0 | 0 | 0 | 0 | 0 | 0 | 0 | 0 | 0 | 0 | 0 | 0 | 0 | 0 | 0 | 0 | 0 | 0 | 0 | 0 | 0 | 0 | 0 | 0 | 0 | 0
SCE Third Party Roll-up E3 Calculator - No Carbon Adder | [17 empty] | System | #N/A | [21 empty] | 0 | 0 | 0 | 0 | 0 | 0 | 0 | 0 | 0 | 0 | 0 | 0 | 0 | 0 | 0 | 0 | 0 | 0 | 0 | 0 | 0 | 0 | 0 | 0 | 0 | 0 | 0 | 0 | 0
SCE Third Party Roll-up E3 Calculator - No Carbon Adder | [17 empty] | System | #N/A | [21 empty] | 0 | 0 | 0 | 0 | 0 | 0 | 0 | 0 | 0 | 0 | 0 | 0 | 0 | 0 | 0 | 0 | 0 | 0 | 0 | 0 | 0 | 0 | 0 | 0 | 0 | 0 | 0 | 0 | 0
SCE Third Party Roll-up E3 Calculator - No Carbon Adder | [17 empty] | System | #N/A | [21 empty] | 0 | 0 | 0 | 0 | 0 | 0 | 0 | 0 | 0 | 0 | 0 | 0 | 0 | 0 | 0 | 0 | 0 | 0 | 0 | 0 | 0 | 0 | 0 | 0 | 0 | 0 | 0 | 0 | 0
SCE Third Party Roll-up E3 Calculator - No Carbon Adder | [17 empty] | System | #N/A | [21 empty] | 0 | 0 | 0 | 0 | 0 | 0 | 0 | 0 | 0 | 0 | 0 | 0 | 0 | 0 | 0 | 0 | 0 | 0 | 0 | 0 | 0 | 0 | 0 | 0 | 0 | 0 | 0 | 0 | 0
SCE Third Party Roll-up E3 Calculator - No Carbon Adder | [17 empty] | System | #N/A | [21 empty] | 0 | 0 | 0 | 0 | 0 | 0 | 0 | 0 | 0 | 0 | 0 | 0 | 0 | 0 | 0 | 0 | 0 | 0 | 0 | 0 | 0 | 0 | 0 | 0 | 0 | 0 | 0 | 0 | 0
SCE Third Party Roll-up E3 Calculator - No Carbon Adder | [17 empty] | System | #N/A | [21 empty] | 0 | 0 | 0 | 0 | 0 | 0 | 0 | 0 | 0 | 0 | 0 | 0 | 0 | 0 | 0 | 0 | 0 | 0 | 0 | 0 | 0 | 0 | 0 | 0 | 0 | 0 | 0 | 0 | 0
SCE Third Party Roll-up E3 Calculator - No Carbon Adder | [17 empty] | System | #N/A | [21 empty] | 0 | 0 | 0 | 0 | 0 | 0 | 0 | 0 | 0 | 0 | 0 | 0 | 0 | 0 | 0 | 0 | 0 | 0 | 0 | 0 | 0 | 0 | 0 | 0 | 0 | 0 | 0 | 0 | 0
SCE Third Party Roll-up E3 Calculator - No Carbon Adder | [17 empty] | System | #N/A | [21 empty] | 0 | 0 | 0 | 0 | 0 | 0 | 0 | 0 | 0 | 0 | 0 | 0 | 0 | 0 | 0 | 0 | 0 | 0 | 0 | 0 | 0 | 0 | 0 | 0 | 0 | 0 | 0 | 0 | 0
SCE Third Party Roll-up E3 Calculator - No Carbon Adder | [17 empty] | System | #N/A | [21 empty] | 0 | 0 | 0 | 0 | 0 | 0 | 0 | 0 | 0 | 0 | 0 | 0 | 0 | 0 | 0 | 0 | 0 | 0 | 0 | 0 | 0 | 0 | 0 | 0 | 0 | 0 | 0 | 0 | 0
SCE Third Party Roll-up E3 Calculator - No Carbon Adder | [17 empty] | System | #N/A | [21 empty] | 0 | 0 | 0 | 0 | 0 | 0 | 0 | 0 | 0 | 0 | 0 | 0 | 0 | 0 | 0 | 0 | 0 | 0 | 0 | 0 | 0 | 0 | 0 | 0 | 0 | 0 | 0 | 0 | 0
SCE Third Party Roll-up E3 Calculator - No Carbon Adder | [17 empty] | System | #N/A | [21 empty] | 0 | 0 | 0 | 0 | 0 | 0 | 0 | 0 | 0 | 0 | 0 | 0 | 0 | 0 | 0 | 0 | 0 | 0 | 0 | 0 | 0 | 0 | 0 | 0 | 0 | 0 | 0 | 0 | 0
SCE Third Party Roll-up E3 Calculator - No Carbon Adder | [17 empty] | System | #N/A | [21 empty] | 0 | 0 | 0 | 0 | 0 | 0 | 0 | 0 | 0 | 0 | 0 | 0 | 0 | 0 | 0 | 0 | 0 | 0 | 0 | 0 | 0 | 0 | 0 | 0 | 0 | 0 | 0 | 0 | 0
SCE Third Party Roll-up E3 Calculator - No Carbon Adder | [17 empty] | System | #N/A | [21 empty] | 0 | 0 | 0 | 0 | 0 | 0 | 0 | 0 | 0 | 0 | 0 | 0 | 0 | 0 | 0 | 0 | 0 | 0 | 0 | 0 | 0 | 0 | 0 | 0 | 0 | 0 | 0 | 0 | 0
SCE Third Party Roll-up E3 Calculator - No Carbon Adder | [17 empty] | System | #N/A | [21 empty] | 0 | 0 | 0 | 0 | 0 | 0 | 0 | 0 | 0 | 0 | 0 | 0 | 0 | 0 | 0 | 0 | 0 | 0 | 0 | 0 | 0 | 0 | 0 | 0 | 0 | 0 | 0 | 0 | 0
SCE Third Party Roll-up E3 Calculator - No Carbon Adder | [17 empty] | System | #N/A | [21 empty] | 0 | 0 | 0 | 0 | 0 | 0 | 0 | 0 | 0 | 0 | 0 | 0 | 0 | 0 | 0 | 0 | 0 | 0 | 0 | 0 | 0 | 0 | 0 | 0 | 0 | 0 | 0 | 0 | 0
SCE Third Party Roll-up E3 Calculator - No Carbon Adder | [17 empty] | System | #N/A | [21 empty] | 0 | 0 | 0 | 0 | 0 | 0 | 0 | 0 | 0 | 0 | 0 | 0 | 0 | 0 | 0 | 0 | 0 | 0 | 0 | 0 | 0 | 0 | 0 | 0 | 0 | 0 | 0 | 0 | 0
SCE Third Party Roll-up E3 Calculator - No Carbon Adder | [17 empty] | System | #N/A | [21 empty] | 0 | 0 | 0 | 0 | 0 | 0 | 0 | 0 | 0 | 0 | 0 | 0 | 0 | 0 | 0 | 0 | 0 | 0 | 0 | 0 | 0 | 0 | 0 | 0 | 0 | 0 | 0 | 0 | 0
SCE Third Party Roll-up E3 Calculator - No Carbon Adder | [17 empty] | System | #N/A | [21 empty] | 0 | 0 | 0 | 0 | 0 | 0 | 0 | 0 | 0 | 0 | 0 | 0 | 0 | 0 | 0 | 0 | 0 | 0 | 0 | 0 | 0 | 0 | 0 | 0 | 0 | 0 | 0 | 0 | 0
SCE Third Party Roll-up E3 Calculator - No Carbon Adder | [17 empty] | System | #N/A | [21 empty] | 0 | 0 | 0 | 0 | 0 | 0 | 0 | 0 | 0 | 0 | 0 | 0 | 0 | 0 | 0 | 0 | 0 | 0 | 0 | 0 | 0 | 0 | 0 | 0 | 0 | 0 | 0 | 0 | 0
SCE Third Party Roll-up E3 Calculator - No Carbon Adder | [17 empty] | System | #N/A | [21 empty] | 0 | 0 | 0 | 0 | 0 | 0 | 0 | 0 | 0 | 0 | 0 | 0 | 0 | 0 | 0 | 0 | 0 | 0 | 0 | 0 | 0 | 0 | 0 | 0 | 0 | 0 | 0 | 0 | 0
SCE Third Party Roll-up E3 Calculator - No Carbon Adder | [17 empty] | System | #N/A | [21 empty] | 0 | 0 | 0 | 0 | 0 | 0 | 0 | 0 | 0 | 0 | 0 | 0 | 0 | 0 | 0 | 0 | 0 | 0 | 0 | 0 | 0 | 0 | 0 | 0 | 0 | 0 | 0 | 0 | 0
SCE Third Party Roll-up E3 Calculator - No Carbon Adder | [17 empty] | System | #N/A | [21 empty] | 0 | 0 | 0 | 0 | 0 | 0 | 0 | 0 | 0 | 0 | 0 | 0 | 0 | 0 | 0 | 0 | 0 | 0 | 0 | 0 | 0 | 0 | 0 | 0 | 0 | 0 | 0 | 0 | 0
SCE Third Party Roll-up E3 Calculator - No Carbon Adder | [17 empty] | System | #N/A | [21 empty] | 0 | 0 | 0 | 0 | 0 | 0 | 0 | 0 | 0 | 0 | 0 | 0 | 0 | 0 | 0 | 0 | 0 | 0 | 0 | 0 | 0 | 0 | 0 | 0 | 0 | 0 | 0 | 0 | 0
SCE Third Party Roll-up E3 Calculator - No Carbon Adder | [17 empty] | System | #N/A | [21 empty] | 0 | 0 | 0 | 0 | 0 | 0 | 0 | 0 | 0 | 0 | 0 | 0 | 0 | 0 | 0 | 0 | 0 | 0 | 0 | 0 | 0 | 0 | 0 | 0 | 0 | 0 | 0 | 0 | 0
SCE Third Party Roll-up E3 Calculator - No Carbon Adder | [17 empty] | System | #N/A | [21 empty] | 0 | 0 | 0 | 0 | 0 | 0 | 0 | 0 | 0 | 0 | 0 | 0 | 0 | 0 | 0 | 0 | 0 | 0 | 0 | 0 | 0 | 0 | 0 | 0 | 0 | 0 | 0 | 0 | 0
SCE Third Party Roll-up E3 Calculator - No Carbon Adder | [17 empty] | System | #N/A | [21 empty] | 0 | 0 | 0 | 0 | 0 | 0 | 0 | 0 | 0 | 0 | 0 | 0 | 0 | 0 | 0 | 0 | 0 | 0 | 0 | 0 | 0 | 0 | 0 | 0 | 0 | 0 | 0 | 0 | 0
SCE Third Party Roll-up E3 Calculator - No Carbon Adder | [17 empty] | System | #N/A | [21 empty] | 0 | 0 | 0 | 0 | 0 | 0 | 0 | 0 | 0 | 0 | 0 | 0 | 0 | 0 | 0 | 0 | 0 | 0 | 0 | 0 | 0 | 0 | 0 | 0 | 0 | 0 | 0 | 0 | 0
SCE Third Party Roll-up E3 Calculator - No Carbon Adder | [17 empty] | System | #N/A | [21 empty] | 0 | 0 | 0 | 0 | 0 | 0 | 0 | 0 | 0 | 0 | 0 | 0 | 0 | 0 | 0 | 0 | 0 | 0 | 0 | 0 | 0 | 0 | 0 | 0 | 0 | 0 | 0 | 0 | 0
SCE Third Party Roll-up E3 Calculator - No Carbon Adder | [17 empty] | System | #N/A | [21 empty] | 0 | 0 | 0 | 0 | 0 | 0 | 0 | 0 | 0 | 0 | 0 | 0 | 0 | 0 | 0 | 0 | 0 | 0 | 0 | 0 | 0 | 0 | 0 | 0 | 0 | 0 | 0 | 0 | 0
SCE Third Party Roll-up E3 Calculator - No Carbon Adder | [17 empty] | System | #N/A | [21 empty] | 0 | 0 | 0 | 0 | 0 | 0 | 0 | 0 | 0 | 0 | 0 | 0 | 0 | 0 | 0 | 0 | 0 | 0 | 0 | 0 | 0 | 0 | 0 | 0 | 0 | 0 | 0 | 0 | 0
SCE Third Party Roll-up E3 Calculator - No Carbon Adder | [17 empty] | System | #N/A | [21 empty] | 0 | 0 | 0 | 0 | 0 | 0 | 0 | 0 | 0 | 0 | 0 | 0 | 0 | 0 | 0 | 0 | 0 | 0 | 0 | 0 | 0 | 0 | 0 | 0 | 0 | 0 | 0 | 0 | 0
SCE Third Party Roll-up E3 Calculator - No Carbon Adder | [17 empty] | System | #N/A | [21 empty] | 0 | 0 | 0 | 0 | 0 | 0 | 0 | 0 | 0 | 0 | 0 | 0 | 0 | 0 | 0 | 0 | 0 | 0 | 0 | 0 | 0 | 0 | 0 | 0 | 0 | 0 | 0 | 0 | 0
SCE Third Party Roll-up E3 Calculator - No Carbon Adder | [17 empty] | System | #N/A | [21 empty] | 0 | 0 | 0 | 0 | 0 | 0 | 0 | 0 | 0 | 0 | 0 | 0 | 0 | 0 | 0 | 0 | 0 | 0 | 0 | 0 | 0 | 0 | 0 | 0 | 0 | 0 | 0 | 0 | 0
SCE Third Party Roll-up E3 Calculator - No Carbon Adder | [17 empty] | System | #N/A | [21 empty] | 0 | 0 | 0 | 0 | 0 | 0 | 0 | 0 | 0 | 0 | 0 | 0 | 0 | 0 | 0 | 0 | 0 | 0 | 0 | 0 | 0 | 0 | 0 | 0 | 0 | 0 | 0 | 0 | 0
SCE Third Party Roll-up E3 Calculator - No Carbon Adder | [17 empty] | System | #N/A | [21 empty] | 0 | 0 | 0 | 0 | 0 | 0 | 0 | 0 | 0 | 0 | 0 | 0 | 0 | 0 | 0 | 0 | 0 | 0 | 0 | 0 | 0 | 0 | 0 | 0 | 0 | 0 | 0 | 0 | 0
SCE Third Party Roll-up E3 Calculator - No Carbon Adder | [17 empty] | System | #N/A | [21 empty] | 0 | 0 | 0 | 0 | 0 | 0 | 0 | 0 | 0 | 0 | 0 | 0 | 0 | 0 | 0 | 0 | 0 | 0 | 0 | 0 | 0 | 0 | 0 | 0 | 0 | 0 | 0 | 0 | 0
SCE Third Party Roll-up E3 Calculator - No Carbon Adder | [17 empty] | System | #N/A | [21 empty] | 0 | 0 | 0 | 0 | 0 | 0 | 0 | 0 | 0 | 0 | 0 | 0 | 0 | 0 | 0 | 0 | 0 | 0 | 0 | 0 | 0 | 0 | 0 | 0 | 0 | 0 | 0 | 0 | 0
SCE Third Party Roll-up E3 Calculator - No Carbon Adder | [17 empty] | System | #N/A | [21 empty] | 0 | 0 | 0 | 0 | 0 | 0 | 0 | 0 | 0 | 0 | 0 | 0 | 0 | 0 | 0 | 0 | 0 | 0 | 0 | 0 | 0 | 0 | 0 | 0 | 0 | 0 | 0 | 0 | 0
SCE Third Party Roll-up E3 Calculator - No Carbon Adder | [17 empty] | System | #N/A | [21 empty] | 0 | 0 | 0 | 0 | 0 | 0 | 0 | 0 | 0 | 0 | 0 | 0 | 0 | 0 | 0 | 0 | 0 | 0 | 0 | 0 | 0 | 0 | 0 | 0 | 0 | 0 | 0 | 0 | 0
SCE Third Party Roll-up E3 Calculator - No Carbon Adder | [17 empty] | System | #N/A | [21 empty] | 0 | 0 | 0 | 0 | 0 | 0 | 0 | 0 | 0 | 0 | 0 | 0 | 0 | 0 | 0 | 0 | 0 | 0 | 0 | 0 | 0 | 0 | 0 | 0 | 0 | 0 | 0 | 0 | 0
SCE Third Party Roll-up E3 Calculator - No Carbon Adder | [17 empty] | System | #N/A | [21 empty] | 0 | 0 | 0 | 0 | 0 | 0 | 0 | 0 | 0 | 0 | 0 | 0 | 0 | 0 | 0 | 0 | 0 | 0 | 0 | 0 | 0 | 0 | 0 | 0 | 0 | 0 | 0 | 0 | 0
SCE Third Party Roll-up E3 Calculator - No Carbon Adder | [17 empty] | System | #N/A | [21 empty] | 0 | 0 | 0 | 0 | 0 | 0 | 0 | 0 | 0 | 0 | 0 | 0 | 0 | 0 | 0 | 0 | 0 | 0 | 0 | 0 | 0 | 0 | 0 | 0 | 0 | 0 | 0 | 0 | 0
SCE Third Party Roll-up E3 Calculator - No Carbon Adder | [17 empty] | System | #N/A | [21 empty] | 0 | 0 | 0 | 0 | 0 | 0 | 0 | 0 | 0 | 0 | 0 | 0 | 0 | 0 | 0 | 0 | 0 | 0 | 0 | 0 | 0 | 0 | 0 | 0 | 0 | 0 | 0 | 0 | 0
SCE Third Party Roll-up E3 Calculator - No Carbon Adder | [17 empty] | System | #N/A | [21 empty] | 0 | 0 | 0 | 0 | 0 | 0 | 0 | 0 | 0 | 0 | 0 | 0 | 0 | 0 | 0 | 0 | 0 | 0 | 0 | 0 | 0 | 0 | 0 | 0 | 0 | 0 | 0 | 0 | 0
SCE Third Party Roll-up E3 Calculator - No Carbon Adder | [17 empty] | System | #N/A | [21 empty] | 0 | 0 | 0 | 0 | 0 | 0 | 0 | 0 | 0 | 0 | 0 | 0 | 0 | 0 | 0 | 0 | 0 | 0 | 0 | 0 | 0 | 0 | 0 | 0 | 0 | 0 | 0 | 0 | 0
SCE Third Party Roll-up E3 Calculator - No Carbon Adder | [17 empty] | System | #N/A | [21 empty] | 0 | 0 | 0 | 0 | 0 | 0 | 0 | 0 | 0 | 0 | 0 | 0 | 0 | 0 | 0 | 0 | 0 | 0 | 0 | 0 | 0 | 0 | 0 | 0 | 0 | 0 | 0 | 0 | 0
SCE Third Party Roll-up E3 Calculator - No Carbon Adder | [17 empty] | System | #N/A | [21 empty] | 0 | 0 | 0 | 0 | 0 | 0 | 0 | 0 | 0 | 0 | 0 | 0 | 0 | 0 | 0 | 0 | 0 | 0 | 0 | 0 | 0 | 0 | 0 | 0 | 0 | 0 | 0 | 0 | 0
SCE Third Party Roll-up E3 Calculator - No Carbon Adder | [17 empty] | System | #N/A | [21 empty] | 0 | 0 | 0 | 0 | 0 | 0 | 0 | 0 | 0 | 0 | 0 | 0 | 0 | 0 | 0 | 0 | 0 | 0 | 0 | 0 | 0 | 0 | 0 | 0 | 0 | 0 | 0 | 0 | 0
SCE Third Party Roll-up E3 Calculator - No Carbon Adder | [17 empty] | System | #N/A | [21 empty] | 0 | 0 | 0 | 0 | 0 | 0 | 0 | 0 | 0 | 0 | 0 | 0 | 0 | 0 | 0 | 0 | 0 | 0 | 0 | 0 | 0 | 0 | 0 | 0 | 0 | 0 | 0 | 0 | 0
SCE Third Party Roll-up E3 Calculator - No Carbon Adder | [17 empty] | System | #N/A | [21 empty] | 0 | 0 | 0 | 0 | 0 | 0 | 0 | 0 | 0 | 0 | 0 | 0 | 0 | 0 | 0 | 0 | 0 | 0 | 0 | 0 | 0 | 0 | 0 | 0 | 0 | 0 | 0 | 0 | 0
SCE Third Party Roll-up E3 Calculator - No Carbon Adder | [17 empty] | System | #N/A | [21 empty] | 0 | 0 | 0 | 0 | 0 | 0 | 0 | 0 | 0 | 0 | 0 | 0 | 0 | 0 | 0 | 0 | 0 | 0 | 0 | 0 | 0 | 0 | 0 | 0 | 0 | 0 | 0 | 0 | 0
SCE Third Party Roll-up E3 Calculator - No Carbon Adder | [17 empty] | System | #N/A | [21 empty] | 0 | 0 | 0 | 0 | 0 | 0 | 0 | 0 | 0 | 0 | 0 | 0 | 0 | 0 | 0 | 0 | 0 | 0 | 0 | 0 | 0 | 0 | 0 | 0 | 0 | 0 | 0 | 0 | 0
SCE Third Party Roll-up E3 Calculator - No Carbon Adder | [17 empty] | System | #N/A | [21 empty] | 0 | 0 | 0 | 0 | 0 | 0 | 0 | 0 | 0 | 0 | 0 | 0 | 0 | 0 | 0 | 0 | 0 | 0 | 0 | 0 | 0 | 0 | 0 | 0 | 0 | 0 | 0 | 0 | 0
SCE Third Party Roll-up E3 Calculator - No Carbon Adder | [17 empty] | System | #N/A | [21 empty] | 0 | 0 | 0 | 0 | 0 | 0 | 0 | 0 | 0 | 0 | 0 | 0 | 0 | 0 | 0 | 0 | 0 | 0 | 0 | 0 | 0 | 0 | 0 | 0 | 0 | 0 | 0 | 0 | 0
SCE Third Party Roll-up E3 Calculator - No Carbon Adder | [17 empty] | System | #N/A | [21 empty] | 0 | 0 | 0 | 0 | 0 | 0 | 0 | 0 | 0 | 0 | 0 | 0 | 0 | 0 | 0 | 0 | 0 | 0 | 0 | 0 | 0 | 0 | 0 | 0 | 0 | 0 | 0 | 0 | 0
SCE Third Party Roll-up E3 Calculator - No Carbon Adder | [17 empty] | System | #N/A | [21 empty] | 0 | 0 | 0 | 0 | 0 | 0 | 0 | 0 | 0 | 0 | 0 | 0 | 0 | 0 | 0 | 0 | 0 | 0 | 0 | 0 | 0 | 0 | 0 | 0 | 0 | 0 | 0 | 0 | 0
SCE Third Party Roll-up E3 Calculator - No Carbon Adder | [17 empty] | System | #N/A | [21 empty] | 0 | 0 | 0 | 0 | 0 | 0 | 0 | 0 | 0 | 0 | 0 | 0 | 0 | 0 | 0 | 0 | 0 | 0 | 0 | 0 | 0 | 0 | 0 | 0 | 0 | 0 | 0 | 0 | 0
SCE Third Party Roll-up E3 Calculator - No Carbon Adder | [17 empty] | System | #N/A | [21 empty] | 0 | 0 | 0 | 0 | 0 | 0 | 0 | 0 | 0 | 0 | 0 | 0 | 0 | 0 | 0 | 0 | 0 | 0 | 0 | 0 | 0 | 0 | 0 | 0 | 0 | 0 | 0 | 0 | 0
SCE Third Party Roll-up E3 Calculator - No Carbon Adder | [17 empty] | System | #N/A | [21 empty] | 0 | 0 | 0 | 0 | 0 | 0 | 0 | 0 | 0 | 0 | 0 | 0 | 0 | 0 | 0 | 0 | 0 | 0 | 0 | 0 | 0 | 0 | 0 | 0 | 0 | 0 | 0 | 0 | 0
SCE Third Party Roll-up E3 Calculator - No Carbon Adder | [17 empty] | System | #N/A | [21 empty] | 0 | 0 | 0 | 0 | 0 | 0 | 0 | 0 | 0 | 0 | 0 | 0 | 0 | 0 | 0 | 0 | 0 | 0 | 0 | 0 | 0 | 0 | 0 | 0 | 0 | 0 | 0 | 0 | 0
SCE Third Party Roll-up E3 Calculator - No Carbon Adder | [17 empty] | System | #N/A | [21 empty] | 0 | 0 | 0 | 0 | 0 | 0 | 0 | 0 | 0 | 0 | 0 | 0 | 0 | 0 | 0 | 0 | 0 | 0 | 0 | 0 | 0 | 0 | 0 | 0 | 0 | 0 | 0 | 0 | 0
SCE Third Party Roll-up E3 Calculator - No Carbon Adder | [17 empty] | System | #N/A | [21 empty] | 0 | 0 | 0 | 0 | 0 | 0 | 0 | 0 | 0 | 0 | 0 | 0 | 0 | 0 | 0 | 0 | 0 | 0 | 0 | 0 | 0 | 0 | 0 | 0 | 0 | 0 | 0 | 0 | 0
SCE Third Party Roll-up E3 Calculator - No Carbon Adder | [17 empty] | System | #N/A | [21 empty] | 0 | 0 | 0 | 0 | 0 | 0 | 0 | 0 | 0 | 0 | 0 | 0 | 0 | 0 | 0 | 0 | 0 | 0 | 0 | 0 | 0 | 0 | 0 | 0 | 0 | 0 | 0 | 0 | 0
SCE Third Party Roll-up E3 Calculator - No Carbon Adder | [17 empty] | System | #N/A | [21 empty] | 0 | 0 | 0 | 0 | 0 | 0 | 0 | 0 | 0 | 0 | 0 | 0 | 0 | 0 | 0 | 0 | 0 | 0 | 0 | 0 | 0 | 0 | 0 | 0 | 0 | 0 | 0 | 0 | 0
SCE Third Party Roll-up E3 Calculator - No Carbon Adder | [17 empty] | System | #N/A | [21 empty] | 0 | 0 | 0 | 0 | 0 | 0 | 0 | 0 | 0 | 0 | 0 | 0 | 0 | 0 | 0 | 0 | 0 | 0 | 0 | 0 | 0 | 0 | 0 | 0 | 0 | 0 | 0 | 0 | 0
SCE Third Party Roll-up E3 Calculator - No Carbon Adder | [17 empty] | System | #N/A | [21 empty] | 0 | 0 | 0 | 0 | 0 | 0 | 0 | 0 | 0 | 0 | 0 | 0 | 0 | 0 | 0 | 0 | 0 | 0 | 0 | 0 | 0 | 0 | 0 | 0 | 0 | 0 | 0 | 0 | 0
SCE Third Party Roll-up E3 Calculator - No Carbon Adder | [17 empty] | System | #N/A | [21 empty] | 0 | 0 | 0 | 0 | 0 | 0 | 0 | 0 | 0 | 0 | 0 | 0 | 0 | 0 | 0 | 0 | 0 | 0 | 0 | 0 | 0 | 0 | 0 | 0 | 0 | 0 | 0 | 0 | 0
SCE Third Party Roll-up E3 Calculator - No Carbon Adder | [17 empty] | System | #N/A | [21 empty] | 0 | 0 | 0 | 0 | 0 | 0 | 0 | 0 | 0 | 0 | 0 | 0 | 0 | 0 | 0 | 0 | 0 | 0 | 0 | 0 | 0 | 0 | 0 | 0 | 0 | 0 | 0 | 0 | 0
SCE Third Party Roll-up E3 Calculator - No Carbon Adder | [17 empty] | System | #N/A | [21 empty] | 0 | 0 | 0 | 0 | 0 | 0 | 0 | 0 | 0 | 0 | 0 | 0 | 0 | 0 | 0 | 0 | 0 | 0 | 0 | 0 | 0 | 0 | 0 | 0 | 0 | 0 | 0 | 0 | 0
SCE Third Party Roll-up E3 Calculator - No Carbon Adder | [17 empty] | System | #N/A | [21 empty] | 0 | 0 | 0 | 0 | 0 | 0 | 0 | 0 | 0 | 0 | 0 | 0 | 0 | 0 | 0 | 0 | 0 | 0 | 0 | 0 | 0 | 0 | 0 | 0 | 0 | 0 | 0 | 0 | 0
SCE Third Party Roll-up E3 Calculator - No Carbon Adder | [17 empty] | System | #N/A | [21 empty] | 0 | 0 | 0 | 0 | 0 | 0 | 0 | 0 | 0 | 0 | 0 | 0 | 0 | 0 | 0 | 0 | 0 | 0 | 0 | 0 | 0 | 0 | 0 | 0 | 0 | 0 | 0 | 0 | 0
SCE Third Party Roll-up E3 Calculator - No Carbon Adder | [17 empty] | System | #N/A | [21 empty] | 0 | 0 | 0 | 0 | 0 | 0 | 0 | 0 | 0 | 0 | 0 | 0 | 0 | 0 | 0 | 0 | 0 | 0 | 0 | 0 | 0 | 0 | 0 | 0 | 0 | 0 | 0 | 0 | 0
SCE Third Party Roll-up E3 Calculator - No Carbon Adder | [17 empty] | System | #N/A | [21 empty] | 0 | 0 | 0 | 0 | 0 | 0 | 0 | 0 | 0 | 0 | 0 | 0 | 0 | 0 | 0 | 0 | 0 | 0 | 0 | 0 | 0 | 0 | 0 | 0 | 0 | 0 | 0 | 0 | 0
SCE Third Party Roll-up E3 Calculator - No Carbon Adder | [17 empty] | System | #N/A | [21 empty] | 0 | 0 | 0 | 0 | 0 | 0 | 0 | 0 | 0 | 0 | 0 | 0 | 0 | 0 | 0 | 0 | 0 | 0 | 0 | 0 | 0 | 0 | 0 | 0 | 0 | 0 | 0 | 0 | 0
SCE Third Party Roll-up E3 Calculator - No Carbon Adder | [17 empty] | System | #N/A | [21 empty] | 0 | 0 | 0 | 0 | 0 | 0 | 0 | 0 | 0 | 0 | 0 | 0 | 0 | 0 | 0 | 0 | 0 | 0 | 0 | 0 | 0 | 0 | 0 | 0 | 0 | 0 | 0 | 0 | 0
SCE Third Party Roll-up E3 Calculator - No Carbon Adder | [17 empty] | System | #N/A | [21 empty] | 0 | 0 | 0 | 0 | 0 | 0 | 0 | 0 | 0 | 0 | 0 | 0 | 0 | 0 | 0 | 0 | 0 | 0 | 0 | 0 | 0 | 0 | 0 | 0 | 0 | 0 | 0 | 0 | 0
SCE Third Party Roll-up E3 Calculator - No Carbon Adder | [17 empty] | System | #N/A | [21 empty] | 0 | 0 | 0 | 0 | 0 | 0 | 0 | 0 | 0 | 0 | 0 | 0 | 0 | 0 | 0 | 0 | 0 | 0 | 0 | 0 | 0 | 0 | 0 | 0 | 0 | 0 | 0 | 0 | 0
SCE Third Party Roll-up E3 Calculator - No Carbon Adder | [17 empty] | System | #N/A | [21 empty] | 0 | 0 | 0 | 0 | 0 | 0 | 0 | 0 | 0 | 0 | 0 | 0 | 0 | 0 | 0 | 0 | 0 | 0 | 0 | 0 | 0 | 0 | 0 | 0 | 0 | 0 | 0 | 0 | 0
SCE Third Party Roll-up E3 Calculator - No Carbon Adder | [17 empty] | System | #N/A | [21 empty] | 0 | 0 | 0 | 0 | 0 | 0 | 0 | 0 | 0 | 0 | 0 | 0 | 0 | 0 | 0 | 0 | 0 | 0 | 0 | 0 | 0 | 0 | 0 | 0 | 0 | 0 | 0 | 0 | 0
SCE Third Party Roll-up E3 Calculator - No Carbon Adder | [17 empty] | System | #N/A | [21 empty] | 0 | 0 | 0 | 0 | 0 | 0 | 0 | 0 | 0 | 0 | 0 | 0 | 0 | 0 | 0 | 0 | 0 | 0 | 0 | 0 | 0 | 0 | 0 | 0 | 0 | 0 | 0 | 0 | 0
SCE Third Party Roll-up E3 Calculator - No Carbon Adder | [17 empty] | System | #N/A | [21 empty] | 0 | 0 | 0 | 0 | 0 | 0 | 0 | 0 | 0 | 0 | 0 | 0 | 0 | 0 | 0 | 0 | 0 | 0 | 0 | 0 | 0 | 0 | 0 | 0 | 0 | 0 | 0 | 0 | 0
SCE Third Party Roll-up E3 Calculator - No Carbon Adder | [17 empty] | System | #N/A | [21 empty] | 0 | 0 | 0 | 0 | 0 | 0 | 0 | 0 | 0 | 0 | 0 | 0 | 0 | 0 | 0 | 0 | 0 | 0 | 0 | 0 | 0 | 0 | 0 | 0 | 0 | 0 | 0 | 0 | 0
SCE Third Party Roll-up E3 Calculator - No Carbon Adder | [17 empty] | System | #N/A | [21 empty] | 0 | 0 | 0 | 0 | 0 | 0 | 0 | 0 | 0 | 0 | 0 | 0 | 0 | 0 | 0 | 0 | 0 | 0 | 0 | 0 | 0 | 0 | 0 | 0 | 0 | 0 | 0 | 0 | 0
SCE Third Party Roll-up E3 Calculator - No Carbon Adder | [17 empty] | System | #N/A | [21 empty] | 0 | 0 | 0 | 0 | 0 | 0 | 0 | 0 | 0 | 0 | 0 | 0 | 0 | 0 | 0 | 0 | 0 | 0 | 0 | 0 | 0 | 0 | 0 | 0 | 0 | 0 | 0 | 0 | 0
SCE Third Party Roll-up E3 Calculator - No Carbon Adder | [17 empty] | System | #N/A | [21 empty] | 0 | 0 | 0 | 0 | 0 | 0 | 0 | 0 | 0 | 0 | 0 | 0 | 0 | 0 | 0 | 0 | 0 | 0 | 0 | 0 | 0 | 0 | 0 | 0 | 0 | 0 | 0 | 0 | 0
SCE Third Party Roll-up E3 Calculator - No Carbon Adder | [17 empty] | System | #N/A | [21 empty] | 0 | 0 | 0 | 0 | 0 | 0 | 0 | 0 | 0 | 0 | 0 | 0 | 0 | 0 | 0 | 0 | 0 | 0 | 0 | 0 | 0 | 0 | 0 | 0 | 0 | 0 | 0 | 0 | 0
SCE Third Party Roll-up E3 Calculator - No Carbon Adder | [17 empty] | System | #N/A | [21 empty] | 0 | 0 | 0 | 0 | 0 | 0 | 0 | 0 | 0 | 0 | 0 | 0 | 0 | 0 | 0 | 0 | 0 | 0 | 0 | 0 | 0 | 0 | 0 | 0 | 0 | 0 | 0 | 0 | 0
SCE Third Party Roll-up E3 Calculator - No Carbon Adder | [17 empty] | System | #N/A | [21 empty] | 0 | 0 | 0 | 0 | 0 | 0 | 0 | 0 | 0 | 0 | 0 | 0 | 0 | 0 | 0 | 0 | 0 | 0 | 0 | 0 | 0 | 0 | 0 | 0 | 0 | 0 | 0 | 0 | 0
SCE Third Party Roll-up E3 Calculator - No Carbon Adder | [17 empty] | System | #N/A | [21 empty] | 0 | 0 | 0 | 0 | 0 | 0 | 0 | 0 | 0 | 0 | 0 | 0 | 0 | 0 | 0 | 0 | 0 | 0 | 0 | 0 | 0 | 0 | 0 | 0 | 0 | 0 | 0 | 0 | 0
SCE Third Party Roll-up E3 Calculator - No Carbon Adder | [17 empty] | System | #N/A | [21 empty] | 0 | 0 | 0 | 0 | 0 | 0 | 0 | 0 | 0 | 0 | 0 | 0 | 0 | 0 | 0 | 0 | 0 | 0 | 0 | 0 | 0 | 0 | 0 | 0 | 0 | 0 | 0 | 0 | 0
SCE Third Party Roll-up E3 Calculator - No Carbon Adder | [17 empty] | System | #N/A | [21 empty] | 0 | 0 | 0 | 0 | 0 | 0 | 0 | 0 | 0 | 0 | 0 | 0 | 0 | 0 | 0 | 0 | 0 | 0 | 0 | 0 | 0 | 0 | 0 | 0 | 0 | 0 | 0 | 0 | 0
SCE Third Party Roll-up E3 Calculator - No Carbon Adder | [17 empty] | System | #N/A | [21 empty] | 0 | 0 | 0 | 0 | 0 | 0 | 0 | 0 | 0 | 0 | 0 | 0 | 0 | 0 | 0 | 0 | 0 | 0 | 0 | 0 | 0 | 0 | 0 | 0 | 0 | 0 | 0 | 0 | 0
SCE Third Party Roll-up E3 Calculator - No Carbon Adder | [17 empty] | System | #N/A | [21 empty] | 0 | 0 | 0 | 0 | 0 | 0 | 0 | 0 | 0 | 0 | 0 | 0 | 0 | 0 | 0 | 0 | 0 | 0 | 0 | 0 | 0 | 0 | 0 | 0 | 0 | 0 | 0 | 0 | 0
SCE Third Party Roll-up E3 Calculator - No Carbon Adder | [17 empty] | System | #N/A | [21 empty] | 0 | 0 | 0 | 0 | 0 | 0 | 0 | 0 | 0 | 0 | 0 | 0 | 0 | 0 | 0 | 0 | 0 | 0 | 0 | 0 | 0 | 0 | 0 | 0 | 0 | 0 | 0 | 0 | 0
SCE Third Party Roll-up E3 Calculator - No Carbon Adder | [17 empty] | System | #N/A | [21 empty] | 0 | 0 | 0 | 0 | 0 | 0 | 0 | 0 | 0 | 0 | 0 | 0 | 0 | 0 | 0 | 0 | 0 | 0 | 0 | 0 | 0 | 0 | 0 | 0 | 0 | 0 | 0 | 0 | 0
SCE Third Party Roll-up E3 Calculator - No Carbon Adder | [17 empty] | System | #N/A | [21 empty] | 0 | 0 | 0 | 0 | 0 | 0 | 0 | 0 | 0 | 0 | 0 | 0 | 0 | 0 | 0 | 0 | 0 | 0 | 0 | 0 | 0 | 0 | 0 | 0 | 0 | 0 | 0 | 0 | 0
SCE Third Party Roll-up E3 Calculator - No Carbon Adder | [17 empty] | System | #N/A | [21 empty] | 0 | 0 | 0 | 0 | 0 | 0 | 0 | 0 | 0 | 0 | 0 | 0 | 0 | 0 | 0 | 0 | 0 | 0 | 0 | 0 | 0 | 0 | 0 | 0 | 0 | 0 | 0 | 0 | 0
SCE Third Party Roll-up E3 Calculator - No Carbon Adder | [17 empty] | System | #N/A | [21 empty] | 0 | 0 | 0 | 0 | 0 | 0 | 0 | 0 | 0 | 0 | 0 | 0 | 0 | 0 | 0 | 0 | 0 | 0 | 0 | 0 | 0 | 0 | 0 | 0 | 0 | 0 | 0 | 0 | 0
SCE Third Party Roll-up E3 Calculator - No Carbon Adder | [17 empty] | System | #N/A | [21 empty] | 0 | 0 | 0 | 0 | 0 | 0 | 0 | 0 | 0 | 0 | 0 | 0 | 0 | 0 | 0 | 0 | 0 | 0 | 0 | 0 | 0 | 0 | 0 | 0 | 0 | 0 | 0 | 0 | 0
SCE Third Party Roll-up E3 Calculator - No Carbon Adder | [17 empty] | System | #N/A | [21 empty] | 0 | 0 | 0 | 0 | 0 | 0 | 0 | 0 | 0 | 0 | 0 | 0 | 0 | 0 | 0 | 0 | 0 | 0 | 0 | 0 | 0 | 0 | 0 | 0 | 0 | 0 | 0 | 0 | 0
SCE Third Party Roll-up E3 Calculator - No Carbon Adder | [17 empty] | System | #N/A | [21 empty] | 0 | 0 | 0 | 0 | 0 | 0 | 0 | 0 | 0 | 0 | 0 | 0 | 0 | 0 | 0 | 0 | 0 | 0 | 0 | 0 | 0 | 0 | 0 | 0 | 0 | 0 | 0 | 0 | 0
SCE Third Party Roll-up E3 Calculator - No Carbon Adder | [17 empty] | System | #N/A | [21 empty] | 0 | 0 | 0 | 0 | 0 | 0 | 0 | 0 | 0 | 0 | 0 | 0 | 0 | 0 | 0 | 0 | 0 | 0 | 0 | 0 | 0 | 0 | 0 | 0 | 0 | 0 | 0 | 0 | 0
SCE Third Party Roll-up E3 Calculator - No Carbon Adder | [17 empty] | System | #N/A | [21 empty] | 0 | 0 | 0 | 0 | 0 | 0 | 0 | 0 | 0 | 0 | 0 | 0 | 0 | 0 | 0 | 0 | 0 | 0 | 0 | 0 | 0 | 0 | 0 | 0 | 0 | 0 | 0 | 0 | 0
SCE Third Party Roll-up E3 Calculator - No Carbon Adder | [17 empty] | System | #N/A | [21 empty] | 0 | 0 | 0 | 0 | 0 | 0 | 0 | 0 | 0 | 0 | 0 | 0 | 0 | 0 | 0 | 0 | 0 | 0 | 0 | 0 | 0 | 0 | 0 | 0 | 0 | 0 | 0 | 0 | 0
SCE Third Party Roll-up E3 Calculator - No Carbon Adder | [17 empty] | System | #N/A | [21 empty] | 0 | 0 | 0 | 0 | 0 | 0 | 0 | 0 | 0 | 0 | 0 | 0 | 0 | 0 | 0 | 0 | 0 | 0 | 0 | 0 | 0 | 0 | 0 | 0 | 0 | 0 | 0 | 0 | 0
SCE Third Party Roll-up E3 Calculator - No Carbon Adder | [17 empty] | System | #N/A | [21 empty] | 0 | 0 | 0 | 0 | 0 | 0 | 0 | 0 | 0 | 0 | 0 | 0 | 0 | 0 | 0 | 0 | 0 | 0 | 0 | 0 | 0 | 0 | 0 | 0 | 0 | 0 | 0 | 0 | 0
SCE Third Party Roll-up E3 Calculator - No Carbon Adder | [17 empty] | System | #N/A | [21 empty] | 0 | 0 | 0 | 0 | 0 | 0 | 0 | 0 | 0 | 0 | 0 | 0 | 0 | 0 | 0 | 0 | 0 | 0 | 0 | 0 | 0 | 0 | 0 | 0 | 0 | 0 | 0 | 0 | 0
SCE Third Party Roll-up E3 Calculator - No Carbon Adder | [17 empty] | System | #N/A | [21 empty] | 0 | 0 | 0 | 0 | 0 | 0 | 0 | 0 | 0 | 0 | 0 | 0 | 0 | 0 | 0 | 0 | 0 | 0 | 0 | 0 | 0 | 0 | 0 | 0 | 0 | 0 | 0 | 0 | 0
SCE Third Party Roll-up E3 Calculator - No Carbon Adder | [17 empty] | System | #N/A | [21 empty] | 0 | 0 | 0 | 0 | 0 | 0 | 0 | 0 | 0 | 0 | 0 | 0 | 0 | 0 | 0 | 0 | 0 | 0 | 0 | 0 | 0 | 0 | 0 | 0 | 0 | 0 | 0 | 0 | 0
SCE Third Party Roll-up E3 Calculator - No Carbon Adder | [17 empty] | System | #N/A | [21 empty] | 0 | 0 | 0 | 0 | 0 | 0 | 0 | 0 | 0 | 0 | 0 | 0 | 0 | 0 | 0 | 0 | 0 | 0 | 0 | 0 | 0 | 0 | 0 | 0 | 0 | 0 | 0 | 0 | 0
SCE Third Party Roll-up E3 Calculator - No Carbon Adder | [17 empty] | System | #N/A | [21 empty] | 0 | 0 | 0 | 0 | 0 | 0 | 0 | 0 | 0 | 0 | 0 | 0 | 0 | 0 | 0 | 0 | 0 | 0 | 0 | 0 | 0 | 0 | 0 | 0 | 0 | 0 | 0 | 0 | 0
SCE Third Party Roll-up E3 Calculator - No Carbon Adder | [17 empty] | System | #N/A | [21 empty] | 0 | 0 | 0 | 0 | 0 | 0 | 0 | 0 | 0 | 0 | 0 | 0 | 0 | 0 | 0 | 0 | 0 | 0 | 0 | 0 | 0 | 0 | 0 | 0 | 0 | 0 | 0 | 0 | 0
SCE Third Party Roll-up E3 Calculator - No Carbon Adder | [17 empty] | System | #N/A | [21 empty] | 0 | 0 | 0 | 0 | 0 | 0 | 0 | 0 | 0 | 0 | 0 | 0 | 0 | 0 | 0 | 0 | 0 | 0 | 0 | 0 | 0 | 0 | 0 | 0 | 0 | 0 | 0 | 0 | 0
SCE Third Party Roll-up E3 Calculator - No Carbon Adder | [17 empty] | System | #N/A | [21 empty] | 0 | 0 | 0 | 0 | 0 | 0 | 0 | 0 | 0 | 0 | 0 | 0 | 0 | 0 | 0 | 0 | 0 | 0 | 0 | 0 | 0 | 0 | 0 | 0 | 0 | 0 | 0 | 0 | 0
SCE Third Party Roll-up E3 Calculator - No Carbon Adder | [17 empty] | System | #N/A | [21 empty] | 0 | 0 | 0 | 0 | 0 | 0 | 0 | 0 | 0 | 0 | 0 | 0 | 0 | 0 | 0 | 0 | 0 | 0 | 0 | 0 | 0 | 0 | 0 | 0 | 0 | 0 | 0 | 0 | 0
SCE Third Party Roll-up E3 Calculator - No Carbon Adder | [17 empty] | System | #N/A | [21 empty] | 0 | 0 | 0 | 0 | 0 | 0 | 0 | 0 | 0 | 0 | 0 | 0 | 0 | 0 | 0 | 0 | 0 | 0 | 0 | 0 | 0 | 0 | 0 | 0 | 0 | 0 | 0 | 0 | 0
SCE Third Party Roll-up E3 Calculator - No Carbon Adder | [17 empty] | System | #N/A | [21 empty] | 0 | 0 | 0 | 0 | 0 | 0 | 0 | 0 | 0 | 0 | 0 | 0 | 0 | 0 | 0 | 0 | 0 | 0 | 0 | 0 | 0 | 0 | 0 | 0 | 0 | 0 | 0 | 0 | 0
SCE Third Party Roll-up E3 Calculator - No Carbon Adder | [17 empty] | System | #N/A | [21 empty] | 0 | 0 | 0 | 0 | 0 | 0 | 0 | 0 | 0 | 0 | 0 | 0 | 0 | 0 | 0 | 0 | 0 | 0 | 0 | 0 | 0 | 0 | 0 | 0 | 0 | 0 | 0 | 0 | 0
SCE Third Party Roll-up E3 Calculator - No Carbon Adder | [17 empty] | System | #N/A | [21 empty] | 0 | 0 | 0 | 0 | 0 | 0 | 0 | 0 | 0 | 0 | 0 | 0 | 0 | 0 | 0 | 0 | 0 | 0 | 0 | 0 | 0 | 0 | 0 | 0 | 0 | 0 | 0 | 0 | 0
SCE Third Party Roll-up E3 Calculator - No Carbon Adder | [17 empty] | System | #N/A | [21 empty] | 0 | 0 | 0 | 0 | 0 | 0 | 0 | 0 | 0 | 0 | 0 | 0 | 0 | 0 | 0 | 0 | 0 | 0 | 0 | 0 | 0 | 0 | 0 | 0 | 0 | 0 | 0 | 0 | 0
SCE Third Party Roll-up E3 Calculator - No Carbon Adder | [17 empty] | System | #N/A | [21 empty] | 0 | 0 | 0 | 0 | 0 | 0 | 0 | 0 | 0 | 0 | 0 | 0 | 0 | 0 | 0 | 0 | 0 | 0 | 0 | 0 | 0 | 0 | 0 | 0 | 0 | 0 | 0 | 0 | 0
SCE Third Party Roll-up E3 Calculator - No Carbon Adder | [17 empty] | System | #N/A | [21 empty] | 0 | 0 | 0 | 0 | 0 | 0 | 0 | 0 | 0 | 0 | 0 | 0 | 0 | 0 | 0 | 0 | 0 | 0 | 0 | 0 | 0 | 0 | 0 | 0 | 0 | 0 | 0 | 0 | 0
SCE Third Party Roll-up E3 Calculator - No Carbon Adder | [17 empty] | System | #N/A | [21 empty] | 0 | 0 | 0 | 0 | 0 | 0 | 0 | 0 | 0 | 0 | 0 | 0 | 0 | 0 | 0 | 0 | 0 | 0 | 0 | 0 | 0 | 0 | 0 | 0 | 0 | 0 | 0 | 0 | 0
SCE Third Party Roll-up E3 Calculator - No Carbon Adder | [17 empty] | System | #N/A | [21 empty] | 0 | 0 | 0 | 0 | 0 | 0 | 0 | 0 | 0 | 0 | 0 | 0 | 0 | 0 | 0 | 0 | 0 | 0 | 0 | 0 | 0 | 0 | 0 | 0 | 0 | 0 | 0 | 0 | 0
SCE Third Party Roll-up E3 Calculator - No Carbon Adder | [17 empty] | System | #N/A | [21 empty] | 0 | 0 | 0 | 0 | 0 | 0 | 0 | 0 | 0 | 0 | 0 | 0 | 0 | 0 | 0 | 0 | 0 | 0 | 0 | 0 | 0 | 0 | 0 | 0 | 0 | 0 | 0 | 0 | 0
SCE Third Party Roll-up E3 Calculator - No Carbon Adder | [17 empty] | System | #N/A | [21 empty] | 0 | 0 | 0 | 0 | 0 | 0 | 0 | 0 | 0 | 0 | 0 | 0 | 0 | 0 | 0 | 0 | 0 | 0 | 0 | 0 | 0 | 0 | 0 | 0 | 0 | 0 | 0 | 0 | 0
SCE Third Party Roll-up E3 Calculator - No Carbon Adder | [17 empty] | System | #N/A | [21 empty] | 0 | 0 | 0 | 0 | 0 | 0 | 0 | 0 | 0 | 0 | 0 | 0 | 0 | 0 | 0 | 0 | 0 | 0 | 0 | 0 | 0 | 0 | 0 | 0 | 0 | 0 | 0 | 0 | 0
SCE Third Party Roll-up E3 Calculator - No Carbon Adder | [17 empty] | System | #N/A | [21 empty] | 0 | 0 | 0 | 0 | 0 | 0 | 0 | 0 | 0 | 0 | 0 | 0 | 0 | 0 | 0 | 0 | 0 | 0 | 0 | 0 | 0 | 0 | 0 | 0 | 0 | 0 | 0 | 0 | 0
SCE Third Party Roll-up E3 Calculator - No Carbon Adder | [17 empty] | System | #N/A | [21 empty] | 0 | 0 | 0 | 0 | 0 | 0 | 0 | 0 | 0 | 0 | 0 | 0 | 0 | 0 | 0 | 0 | 0 | 0 | 0 | 0 | 0 | 0 | 0 | 0 | 0 | 0 | 0 | 0 | 0
SCE Third Party Roll-up E3 Calculator - No Carbon Adder | [17 empty] | System | #N/A | [21 empty] | 0 | 0 | 0 | 0 | 0 | 0 | 0 | 0 | 0 | 0 | 0 | 0 | 0 | 0 | 0 | 0 | 0 | 0 | 0 | 0 | 0 | 0 | 0 | 0 | 0 | 0 | 0 | 0 | 0
SCE Third Party Roll-up E3 Calculator - No Carbon Adder | [17 empty] | System | #N/A | [21 empty] | 0 | 0 | 0 | 0 | 0 | 0 | 0 | 0 | 0 | 0 | 0 | 0 | 0 | 0 | 0 | 0 | 0 | 0 | 0 | 0 | 0 | 0 | 0 | 0 | 0 | 0 | 0 | 0 | 0
SCE Third Party Roll-up E3 Calculator - No Carbon Adder | [17 empty] | System | #N/A | [21 empty] | 0 | 0 | 0 | 0 | 0 | 0 | 0 | 0 | 0 | 0 | 0 | 0 | 0 | 0 | 0 | 0 | 0 | 0 | 0 | 0 | 0 | 0 | 0 | 0 | 0 | 0 | 0 | 0 | 0
SCE Third Party Roll-up E3 Calculator - No Carbon Adder | [17 empty] | System | #N/A | [21 empty] | 0 | 0 | 0 | 0 | 0 | 0 | 0 | 0 | 0 | 0 | 0 | 0 | 0 | 0 | 0 | 0 | 0 | 0 | 0 | 0 | 0 | 0 | 0 | 0 | 0 | 0 | 0 | 0 | 0
SCE Third Party Roll-up E3 Calculator - No Carbon Adder | [17 empty] | System | #N/A | [21 empty] | 0 | 0 | 0 | 0 | 0 | 0 | 0 | 0 | 0 | 0 | 0 | 0 | 0 | 0 | 0 | 0 | 0 | 0 | 0 | 0 | 0 | 0 | 0 | 0 | 0 | 0 | 0 | 0 | 0
SCE Third Party Roll-up E3 Calculator - No Carbon Adder | [17 empty] | System | #N/A | [21 empty] | 0 | 0 | 0 | 0 | 0 | 0 | 0 | 0 | 0 | 0 | 0 | 0 | 0 | 0 | 0 | 0 | 0 | 0 | 0 | 0 | 0 | 0 | 0 | 0 | 0 | 0 | 0 | 0 | 0
SCE Third Party Roll-up E3 Calculator - No Carbon Adder | [17 empty] | System | #N/A | [21 empty] | 0 | 0 | 0 | 0 | 0 | 0 | 0 | 0 | 0 | 0 | 0 | 0 | 0 | 0 | 0 | 0 | 0 | 0 | 0 | 0 | 0 | 0 | 0 | 0 | 0 | 0 | 0 | 0 | 0
SCE Third Party Roll-up E3 Calculator - No Carbon Adder | [17 empty] | System | #N/A | [21 empty] | 0 | 0 | 0 | 0 | 0 | 0 | 0 | 0 | 0 | 0 | 0 | 0 | 0 | 0 | 0 | 0 | 0 | 0 | 0 | 0 | 0 | 0 | 0 | 0 | 0 | 0 | 0 | 0 | 0
SCE Third Party Roll-up E3 Calculator - No Carbon Adder | [17 empty] | System | #N/A | [21 empty] | 0 | 0 | 0 | 0 | 0 | 0 | 0 | 0 | 0 | 0 | 0 | 0 | 0 | 0 | 0 | 0 | 0 | 0 | 0 | 0 | 0 | 0 | 0 | 0 | 0 | 0 | 0 | 0 | 0
SCE Third Party Roll-up E3 Calculator - No Carbon Adder | [17 empty] | System | #N/A | [21 empty] | 0 | 0 | 0 | 0 | 0 | 0 | 0 | 0 | 0 | 0 | 0 | 0 | 0 | 0 | 0 | 0 | 0 | 0 | 0 | 0 | 0 | 0 | 0 | 0 | 0 | 0 | 0 | 0 | 0
SCE Third Party Roll-up E3 Calculator - No Carbon Adder | [17 empty] | System | #N/A | [21 empty] | 0 | 0 | 0 | 0 | 0 | 0 | 0 | 0 | 0 | 0 | 0 | 0 | 0 | 0 | 0 | 0 | 0 | 0 | 0 | 0 | 0 | 0 | 0 | 0 | 0 | 0 | 0 | 0 | 0
SCE Third Party Roll-up E3 Calculator - No Carbon Adder | [17 empty] | System | #N/A | [21 empty] | 0 | 0 | 0 | 0 | 0 | 0 | 0 | 0 | 0 | 0 | 0 | 0 | 0 | 0 | 0 | 0 | 0 | 0 | 0 | 0 | 0 | 0 | 0 | 0 | 0 | 0 | 0 | 0 | 0
SCE Third Party Roll-up E3 Calculator - No Carbon Adder | [17 empty] | System | #N/A | [21 empty] | 0 | 0 | 0 | 0 | 0 | 0 | 0 | 0 | 0 | 0 | 0 | 0 | 0 | 0 | 0 | 0 | 0 | 0 | 0 | 0 | 0 | 0 | 0 | 0 | 0 | 0 | 0 | 0 | 0
SCE Third Party Roll-up E3 Calculator - No Carbon Adder | [17 empty] | System | #N/A | [21 empty] | 0 | 0 | 0 | 0 | 0 | 0 | 0 | 0 | 0 | 0 | 0 | 0 | 0 | 0 | 0 | 0 | 0 | 0 | 0 | 0 | 0 | 0 | 0 | 0 | 0 | 0 | 0 | 0 | 0
SCE Third Party Roll-up E3 Calculator - No Carbon Adder | [17 empty] | System | #N/A | [21 empty] | 0 | 0 | 0 | 0 | 0 | 0 | 0 | 0 | 0 | 0 | 0 | 0 | 0 | 0 | 0 | 0 | 0 | 0 | 0 | 0 | 0 | 0 | 0 | 0 | 0 | 0 | 0 | 0 | 0
SCE Third Party Roll-up E3 Calculator - No Carbon Adder | [17 empty] | System | #N/A | [21 empty] | 0 | 0 | 0 | 0 | 0 | 0 | 0 | 0 | 0 | 0 | 0 | 0 | 0 | 0 | 0 | 0 | 0 | 0 | 0 | 0 | 0 | 0 | 0 | 0 | 0 | 0 | 0 | 0 | 0
SCE Third Party Roll-up E3 Calculator - No Carbon Adder | [17 empty] | System | #N/A | [21 empty] | 0 | 0 | 0 | 0 | 0 | 0 | 0 | 0 | 0 | 0 | 0 | 0 | 0 | 0 | 0 | 0 | 0 | 0 | 0 | 0 | 0 | 0 | 0 | 0 | 0 | 0 | 0 | 0 | 0
SCE Third Party Roll-up E3 Calculator - No Carbon Adder | [17 empty] | System | #N/A | [21 empty] | 0 | 0 | 0 | 0 | 0 | 0 | 0 | 0 | 0 | 0 | 0 | 0 | 0 | 0 | 0 | 0 | 0 | 0 | 0 | 0 | 0 | 0 | 0 | 0 | 0 | 0 | 0 | 0 | 0
SCE Third Party Roll-up E3 Calculator - No Carbon Adder | [17 empty] | System | #N/A | [21 empty] | 0 | 0 | 0 | 0 | 0 | 0 | 0 | 0 | 0 | 0 | 0 | 0 | 0 | 0 | 0 | 0 | 0 | 0 | 0 | 0 | 0 | 0 | 0 | 0 | 0 | 0 | 0 | 0 | 0
SCE Third Party Roll-up E3 Calculator - No Carbon Adder | [17 empty] | System | #N/A | [21 empty] | 0 | 0 | 0 | 0 | 0 | 0 | 0 | 0 | 0 | 0 | 0 | 0 | 0 | 0 | 0 | 0 | 0 | 0 | 0 | 0 | 0 | 0 | 0 | 0 | 0 | 0 | 0 | 0 | 0
SCE Third Party Roll-up E3 Calculator - No Carbon Adder | [17 empty] | System | #N/A | [21 empty] | 0 | 0 | 0 | 0 | 0 | 0 | 0 | 0 | 0 | 0 | 0 | 0 | 0 | 0 | 0 | 0 | 0 | 0 | 0 | 0 | 0 | 0 | 0 | 0 | 0 | 0 | 0 | 0 | 0
SCE Third Party Roll-up E3 Calculator - No Carbon Adder | [17 empty] | System | #N/A | [21 empty] | 0 | 0 | 0 | 0 | 0 | 0 | 0 | 0 | 0 | 0 | 0 | 0 | 0 | 0 | 0 | 0 | 0 | 0 | 0 | 0 | 0 | 0 | 0 | 0 | 0 | 0 | 0 | 0 | 0
SCE Third Party Roll-up E3 Calculator - No Carbon Adder | [17 empty] | System | #N/A | [21 empty] | 0 | 0 | 0 | 0 | 0 | 0 | 0 | 0 | 0 | 0 | 0 | 0 | 0 | 0 | 0 | 0 | 0 | 0 | 0 | 0 | 0 | 0 | 0 | 0 | 0 | 0 | 0 | 0 | 0
SCE Third Party Roll-up E3 Calculator - No Carbon Adder | [17 empty] | System | #N/A | [21 empty] | 0 | 0 | 0 | 0 | 0 | 0 | 0 | 0 | 0 | 0 | 0 | 0 | 0 | 0 | 0 | 0 | 0 | 0 | 0 | 0 | 0 | 0 | 0 | 0 | 0 | 0 | 0 | 0 | 0
SCE Third Party Roll-up E3 Calculator - No Carbon Adder | [17 empty] | System | #N/A | [21 empty] | 0 | 0 | 0 | 0 | 0 | 0 | 0 | 0 | 0 | 0 | 0 | 0 | 0 | 0 | 0 | 0 | 0 | 0 | 0 | 0 | 0 | 0 | 0 | 0 | 0 | 0 | 0 | 0 | 0
SCE Third Party Roll-up E3 Calculator - No Carbon Adder | [17 empty] | System | #N/A | [21 empty] | 0 | 0 | 0 | 0 | 0 | 0 | 0 | 0 | 0 | 0 | 0 | 0 | 0 | 0 | 0 | 0 | 0 | 0 | 0 | 0 | 0 | 0 | 0 | 0 | 0 | 0 | 0 | 0 | 0
SCE Third Party Roll-up E3 Calculator - No Carbon Adder | [17 empty] | System | #N/A | [21 empty] | 0 | 0 | 0 | 0 | 0 | 0 | 0 | 0 | 0 | 0 | 0 | 0 | 0 | 0 | 0 | 0 | 0 | 0 | 0 | 0 | 0 | 0 | 0 | 0 | 0 | 0 | 0 | 0 | 0
SCE Third Party Roll-up E3 Calculator - No Carbon Adder | [17 empty] | System | #N/A | [21 empty] | 0 | 0 | 0 | 0 | 0 | 0 | 0 | 0 | 0 | 0 | 0 | 0 | 0 | 0 | 0 | 0 | 0 | 0 | 0 | 0 | 0 | 0 | 0 | 0 | 0 | 0 | 0 | 0 | 0
SCE Third Party Roll-up E3 Calculator - No Carbon Adder | [17 empty] | System | #N/A | [21 empty] | 0 | 0 | 0 | 0 | 0 | 0 | 0 | 0 | 0 | 0 | 0 | 0 | 0 | 0 | 0 | 0 | 0 | 0 | 0 | 0 | 0 | 0 | 0 | 0 | 0 | 0 | 0 | 0 | 0
SCE Third Party Roll-up E3 Calculator - No Carbon Adder | [17 empty] | System | #N/A | [21 empty] | 0 | 0 | 0 | 0 | 0 | 0 | 0 | 0 | 0 | 0 | 0 | 0 | 0 | 0 | 0 | 0 | 0 | 0 | 0 | 0 | 0 | 0 | 0 | 0 | 0 | 0 | 0 | 0 | 0
SCE Third Party Roll-up E3 Calculator - No Carbon Adder | [17 empty] | System | #N/A | [21 empty] | 0 | 0 | 0 | 0 | 0 | 0 | 0 | 0 | 0 | 0 | 0 | 0 | 0 | 0 | 0 | 0 | 0 | 0 | 0 | 0 | 0 | 0 | 0 | 0 | 0 | 0 | 0 | 0 | 0
SCE Third Party Roll-up E3 Calculator - No Carbon Adder | [17 empty] | System | #N/A | [21 empty] | 0 | 0 | 0 | 0 | 0 | 0 | 0 | 0 | 0 | 0 | 0 | 0 | 0 | 0 | 0 | 0 | 0 | 0 | 0 | 0 | 0 | 0 | 0 | 0 | 0 | 0 | 0 | 0 | 0
SCE Third Party Roll-up E3 Calculator - No Carbon Adder | [17 empty] | System | #N/A | [21 empty] | 0 | 0 | 0 | 0 | 0 | 0 | 0 | 0 | 0 | 0 | 0 | 0 | 0 | 0 | 0 | 0 | 0 | 0 | 0 | 0 | 0 | 0 | 0 | 0 | 0 | 0 | 0 | 0 | 0
SCE Third Party Roll-up E3 Calculator - No Carbon Adder | [17 empty] | System | #N/A | [21 empty] | 0 | 0 | 0 | 0 | 0 | 0 | 0 | 0 | 0 | 0 | 0 | 0 | 0 | 0 | 0 | 0 | 0 | 0 | 0 | 0 | 0 | 0 | 0 | 0 | 0 | 0 | 0 | 0 | 0
SCE Third Party Roll-up E3 Calculator - No Carbon Adder | [17 empty] | System | #N/A | [21 empty] | 0 | 0 | 0 | 0 | 0 | 0 | 0 | 0 | 0 | 0 | 0 | 0 | 0 | 0 | 0 | 0 | 0 | 0 | 0 | 0 | 0 | 0 | 0 | 0 | 0 | 0 | 0 | 0 | 0
SCE Third Party Roll-up E3 Calculator - No Carbon Adder | [17 empty] | System | #N/A | [21 empty] | 0 | 0 | 0 | 0 | 0 | 0 | 0 | 0 | 0 | 0 | 0 | 0 | 0 | 0 | 0 | 0 | 0 | 0 | 0 | 0 | 0 | 0 | 0 | 0 | 0 | 0 | 0 | 0 | 0
SCE Third Party Roll-up E3 Calculator - No Carbon Adder | [17 empty] | System | #N/A | [21 empty] | 0 | 0 | 0 | 0 | 0 | 0 | 0 | 0 | 0 | 0 | 0 | 0 | 0 | 0 | 0 | 0 | 0 | 0 | 0 | 0 | 0 | 0 | 0 | 0 | 0 | 0 | 0 | 0 | 0
SCE Third Party Roll-up E3 Calculator - No Carbon Adder | [17 empty] | System | #N/A | [21 empty] | 0 | 0 | 0 | 0 | 0 | 0 | 0 | 0 | 0 | 0 | 0 | 0 | 0 | 0 | 0 | 0 | 0 | 0 | 0 | 0 | 0 | 0 | 0 | 0 | 0 | 0 | 0 | 0 | 0
SCE Third Party Roll-up E3 Calculator - No Carbon Adder | [17 empty] | System | #N/A | [21 empty] | 0 | 0 | 0 | 0 | 0 | 0 | 0 | 0 | 0 | 0 | 0 | 0 | 0 | 0 | 0 | 0 | 0 | 0 | 0 | 0 | 0 | 0 | 0 | 0 | 0 | 0 | 0 | 0 | 0
SCE Third Party Roll-up E3 Calculator - No Carbon Adder | [17 empty] | System | #N/A | [21 empty] | 0 | 0 | 0 | 0 | 0 | 0 | 0 | 0 | 0 | 0 | 0 | 0 | 0 | 0 | 0 | 0 | 0 | 0 | 0 | 0 | 0 | 0 | 0 | 0 | 0 | 0 | 0 | 0 | 0
SCE Third Party Roll-up E3 Calculator - No Carbon Adder | [17 empty] | System | #N/A | [21 empty] | 0 | 0 | 0 | 0 | 0 | 0 | 0 | 0 | 0 | 0 | 0 | 0 | 0 | 0 | 0 | 0 | 0 | 0 | 0 | 0 | 0 | 0 | 0 | 0 | 0 | 0 | 0 | 0 | 0
SCE Third Party Roll-up E3 Calculator - No Carbon Adder | [17 empty] | System | #N/A | [21 empty] | 0 | 0 | 0 | 0 | 0 | 0 | 0 | 0 | 0 | 0 | 0 | 0 | 0 | 0 | 0 | 0 | 0 | 0 | 0 | 0 | 0 | 0 | 0 | 0 | 0 | 0 | 0 | 0 | 0
SCE Third Party Roll-up E3 Calculator - No Carbon Adder | [17 empty] | System | #N/A | [21 empty] | 0 | 0 | 0 | 0 | 0 | 0 | 0 | 0 | 0 | 0 | 0 | 0 | 0 | 0 | 0 | 0 | 0 | 0 | 0 | 0 | 0 | 0 | 0 | 0 | 0 | 0 | 0 | 0 | 0
SCE Third Party Roll-up E3 Calculator - No Carbon Adder | [17 empty] | System | #N/A | [21 empty] | 0 | 0 | 0 | 0 | 0 | 0 | 0 | 0 | 0 | 0 | 0 | 0 | 0 | 0 | 0 | 0 | 0 | 0 | 0 | 0 | 0 | 0 | 0 | 0 | 0 | 0 | 0 | 0 | 0
SCE Third Party Roll-up E3 Calculator - No Carbon Adder | [17 empty] | System | #N/A | [21 empty] | 0 | 0 | 0 | 0 | 0 | 0 | 0 | 0 | 0 | 0 | 0 | 0 | 0 | 0 | 0 | 0 | 0 | 0 | 0 | 0 | 0 | 0 | 0 | 0 | 0 | 0 | 0 | 0 | 0
SCE Third Party Roll-up E3 Calculator - No Carbon Adder | [17 empty] | System | #N/A | [21 empty] | 0 | 0 | 0 | 0 | 0 | 0 | 0 | 0 | 0 | 0 | 0 | 0 | 0 | 0 | 0 | 0 | 0 | 0 | 0 | 0 | 0 | 0 | 0 | 0 | 0 | 0 | 0 | 0 | 0
SCE Third Party Roll-up E3 Calculator - No Carbon Adder | [17 empty] | System | #N/A | [21 empty] | 0 | 0 | 0 | 0 | 0 | 0 | 0 | 0 | 0 | 0 | 0 | 0 | 0 | 0 | 0 | 0 | 0 | 0 | 0 | 0 | 0 | 0 | 0 | 0 | 0 | 0 | 0 | 0 | 0
SCE Third Party Roll-up E3 Calculator - No Carbon Adder | [17 empty] | System | #N/A | [21 empty] | 0 | 0 | 0 | 0 | 0 | 0 | 0 | 0 | 0 | 0 | 0 | 0 | 0 | 0 | 0 | 0 | 0 | 0 | 0 | 0 | 0 | 0 | 0 | 0 | 0 | 0 | 0 | 0 | 0
SCE Third Party Roll-up E3 Calculator - No Carbon Adder | [17 empty] | System | #N/A | [21 empty] | 0 | 0 | 0 | 0 | 0 | 0 | 0 | 0 | 0 | 0 | 0 | 0 | 0 | 0 | 0 | 0 | 0 | 0 | 0 | 0 | 0 | 0 | 0 | 0 | 0 | 0 | 0 | 0 | 0
SCE Third Party Roll-up E3 Calculator - No Carbon Adder | [17 empty] | System | #N/A | [21 empty] | 0 | 0 | 0 | 0 | 0 | 0 | 0 | 0 | 0 | 0 | 0 | 0 | 0 | 0 | 0 | 0 | 0 | 0 | 0 | 0 | 0 | 0 | 0 | 0 | 0 | 0 | 0 | 0 | 0
SCE Third Party Roll-up E3 Calculator - No Carbon Adder | [17 empty] | System | #N/A | [21 empty] | 0 | 0 | 0 | 0 | 0 | 0 | 0 | 0 | 0 | 0 | 0 | 0 | 0 | 0 | 0 | 0 | 0 | 0 | 0 | 0 | 0 | 0 | 0 | 0 | 0 | 0 | 0 | 0 | 0
SCE Third Party Roll-up E3 Calculator - No Carbon Adder | [17 empty] | System | #N/A | [21 empty] | 0 | 0 | 0 | 0 | 0 | 0 | 0 | 0 | 0 | 0 | 0 | 0 | 0 | 0 | 0 | 0 | 0 | 0 | 0 | 0 | 0 | 0 | 0 | 0 | 0 | 0 | 0 | 0 | 0
SCE Third Party Roll-up E3 Calculator - No Carbon Adder | [17 empty] | System | #N/A | [21 empty] | 0 | 0 | 0 | 0 | 0 | 0 | 0 | 0 | 0 | 0 | 0 | 0 | 0 | 0 | 0 | 0 | 0 | 0 | 0 | 0 | 0 | 0 | 0 | 0 | 0 | 0 | 0 | 0 | 0
SCE Third Party Roll-up E3 Calculator - No Carbon Adder | [17 empty] | System | #N/A | [21 empty] | 0 | 0 | 0 | 0 | 0 | 0 | 0 | 0 | 0 | 0 | 0 | 0 | 0 | 0 | 0 | 0 | 0 | 0 | 0 | 0 | 0 | 0 | 0 | 0 | 0 | 0 | 0 | 0 | 0
SCE Third Party Roll-up E3 Calculator - No Carbon Adder | [17 empty] | System | #N/A | [21 empty] | 0 | 0 | 0 | 0 | 0 | 0 | 0 | 0 | 0 | 0 | 0 | 0 | 0 | 0 | 0 | 0 | 0 | 0 | 0 | 0 | 0 | 0 | 0 | 0 | 0 | 0 | 0 | 0 | 0
SCE Third Party Roll-up E3 Calculator - No Carbon Adder | [17 empty] | System | #N/A | [21 empty] | 0 | 0 | 0 | 0 | 0 | 0 | 0 | 0 | 0 | 0 | 0 | 0 | 0 | 0 | 0 | 0 | 0 | 0 | 0 | 0 | 0 | 0 | 0 | 0 | 0 | 0 | 0 | 0 | 0
SCE Third Party Roll-up E3 Calculator - No Carbon Adder | [17 empty] | System | #N/A | [21 empty] | 0 | 0 | 0 | 0 | 0 | 0 | 0 | 0 | 0 | 0 | 0 | 0 | 0 | 0 | 0 | 0 | 0 | 0 | 0 | 0 | 0 | 0 | 0 | 0 | 0 | 0 | 0 | 0 | 0
SCE Third Party Roll-up E3 Calculator - No Carbon Adder | [17 empty] | System | #N/A | [21 empty] | 0 | 0 | 0 | 0 | 0 | 0 | 0 | 0 | 0 | 0 | 0 | 0 | 0 | 0 | 0 | 0 | 0 | 0 | 0 | 0 | 0 | 0 | 0 | 0 | 0 | 0 | 0 | 0 | 0
SCE Third Party Roll-up E3 Calculator - No Carbon Adder | [17 empty] | System | #N/A | [21 empty] | 0 | 0 | 0 | 0 | 0 | 0 | 0 | 0 | 0 | 0 | 0 | 0 | 0 | 0 | 0 | 0 | 0 | 0 | 0 | 0 | 0 | 0 | 0 | 0 | 0 | 0 | 0 | 0 | 0
SCE Third Party Roll-up E3 Calculator - No Carbon Adder | [17 empty] | System | #N/A | [21 empty] | 0 | 0 | 0 | 0 | 0 | 0 | 0 | 0 | 0 | 0 | 0 | 0 | 0 | 0 | 0 | 0 | 0 | 0 | 0 | 0 | 0 | 0 | 0 | 0 | 0 | 0 | 0 | 0 | 0
SCE Third Party Roll-up E3 Calculator - No Carbon Adder | [17 empty] | System | #N/A | [21 empty] | 0 | 0 | 0 | 0 | 0 | 0 | 0 | 0 | 0 | 0 | 0 | 0 | 0 | 0 | 0 | 0 | 0 | 0 | 0 | 0 | 0 | 0 | 0 | 0 | 0 | 0 | 0 | 0 | 0
SCE Third Party Roll-up E3 Calculator - No Carbon Adder | [17 empty] | System | #N/A | [21 empty] | 0 | 0 | 0 | 0 | 0 | 0 | 0 | 0 | 0 | 0 | 0 | 0 | 0 | 0 | 0 | 0 | 0 | 0 | 0 | 0 | 0 | 0 | 0 | 0 | 0 | 0 | 0 | 0 | 0
SCE Third Party Roll-up E3 Calculator - No Carbon Adder | [17 empty] | System | #N/A | [21 empty] | 0 | 0 | 0 | 0 | 0 | 0 | 0 | 0 | 0 | 0 | 0 | 0 | 0 | 0 | 0 | 0 | 0 | 0 | 0 | 0 | 0 | 0 | 0 | 0 | 0 | 0 | 0 | 0 | 0
SCE Third Party Roll-up E3 Calculator - No Carbon Adder | [17 empty] | System | #N/A | [21 empty] | 0 | 0 | 0 | 0 | 0 | 0 | 0 | 0 | 0 | 0 | 0 | 0 | 0 | 0 | 0 | 0 | 0 | 0 | 0 | 0 | 0 | 0 | 0 | 0 | 0 | 0 | 0 | 0 | 0
SCE Third Party Roll-up E3 Calculator - No Carbon Adder | [17 empty] | System | #N/A | [21 empty] | 0 | 0 | 0 | 0 | 0 | 0 | 0 | 0 | 0 | 0 | 0 | 0 | 0 | 0 | 0 | 0 | 0 | 0 | 0 | 0 | 0 | 0 | 0 | 0 | 0 | 0 | 0 | 0 | 0
SCE Third Party Roll-up E3 Calculator - No Carbon Adder | [17 empty] | System | #N/A | [21 empty] | 0 | 0 | 0 | 0 | 0 | 0 | 0 | 0 | 0 | 0 | 0 | 0 | 0 | 0 | 0 | 0 | 0 | 0 | 0 | 0 | 0 | 0 | 0 | 0 | 0 | 0 | 0 | 0 | 0
SCE Third Party Roll-up E3 Calculator - No Carbon Adder | [17 empty] | System | #N/A | [21 empty] | 0 | 0 | 0 | 0 | 0 | 0 | 0 | 0 | 0 | 0 | 0 | 0 | 0 | 0 | 0 | 0 | 0 | 0 | 0 | 0 | 0 | 0 | 0 | 0 | 0 | 0 | 0 | 0 | 0
SCE Third Party Roll-up E3 Calculator - No Carbon Adder | [17 empty] | System | #N/A | [21 empty] | 0 | 0 | 0 | 0 | 0 | 0 | 0 | 0 | 0 | 0 | 0 | 0 | 0 | 0 | 0 | 0 | 0 | 0 | 0 | 0 | 0 | 0 | 0 | 0 | 0 | 0 | 0 | 0 | 0
SCE Third Party Roll-up E3 Calculator - No Carbon Adder | [17 empty] | System | #N/A | [21 empty] | 0 | 0 | 0 | 0 | 0 | 0 | 0 | 0 | 0 | 0 | 0 | 0 | 0 | 0 | 0 | 0 | 0 | 0 | 0 | 0 | 0 | 0 | 0 | 0 | 0 | 0 | 0 | 0 | 0
SCE Third Party Roll-up E3 Calculator - No Carbon Adder | [17 empty] | System | #N/A | [21 empty] | 0 | 0 | 0 | 0 | 0 | 0 | 0 | 0 | 0 | 0 | 0 | 0 | 0 | 0 | 0 | 0 | 0 | 0 | 0 | 0 | 0 | 0 | 0 | 0 | 0 | 0 | 0 | 0 | 0
SCE Third Party Roll-up E3 Calculator - No Carbon Adder | [17 empty] | System | #N/A | [21 empty] | 0 | 0 | 0 | 0 | 0 | 0 | 0 | 0 | 0 | 0 | 0 | 0 | 0 | 0 | 0 | 0 | 0 | 0 | 0 | 0 | 0 | 0 | 0 | 0 | 0 | 0 | 0 | 0 | 0
SCE Third Party Roll-up E3 Calculator - No Carbon Adder | [17 empty] | System | #N/A | [21 empty] | 0 | 0 | 0 | 0 | 0 | 0 | 0 | 0 | 0 | 0 | 0 | 0 | 0 | 0 | 0 | 0 | 0 | 0 | 0 | 0 | 0 | 0 | 0 | 0 | 0 | 0 | 0 | 0 | 0
SCE Third Party Roll-up E3 Calculator - No Carbon Adder | [17 empty] | System | #N/A | [21 empty] | 0 | 0 | 0 | 0 | 0 | 0 | 0 | 0 | 0 | 0 | 0 | 0 | 0 | 0 | 0 | 0 | 0 | 0 | 0 | 0 | 0 | 0 | 0 | 0 | 0 | 0 | 0 | 0 | 0
SCE Third Party Roll-up E3 Calculator - No Carbon Adder | [17 empty] | System | #N/A | [21 empty] | 0 | 0 | 0 | 0 | 0 | 0 | 0 | 0 | 0 | 0 | 0 | 0 | 0 | 0 | 0 | 0 | 0 | 0 | 0 | 0 | 0 | 0 | 0 | 0 | 0 | 0 | 0 | 0 | 0
SCE Third Party Roll-up E3 Calculator - No Carbon Adder | [17 empty] | System | #N/A | [21 empty] | 0 | 0 | 0 | 0 | 0 | 0 | 0 | 0 | 0 | 0 | 0 | 0 | 0 | 0 | 0 | 0 | 0 | 0 | 0 | 0 | 0 | 0 | 0 | 0 | 0 | 0 | 0 | 0 | 0
SCE Third Party Roll-up E3 Calculator - No Carbon Adder | [17 empty] | System | #N/A | [21 empty] | 0 | 0 | 0 | 0 | 0 | 0 | 0 | 0 | 0 | 0 | 0 | 0 | 0 | 0 | 0 | 0 | 0 | 0 | 0 | 0 | 0 | 0 | 0 | 0 | 0 | 0 | 0 | 0 | 0
SCE Third Party Roll-up E3 Calculator - No Carbon Adder | [17 empty] | System | #N/A | [21 empty] | 0 | 0 | 0 | 0 | 0 | 0 | 0 | 0 | 0 | 0 | 0 | 0 | 0 | 0 | 0 | 0 | 0 | 0 | 0 | 0 | 0 | 0 | 0 | 0 | 0 | 0 | 0 | 0 | 0
SCE Third Party Roll-up E3 Calculator - No Carbon Adder | [17 empty] | System | #N/A | [21 empty] | 0 | 0 | 0 | 0 | 0 | 0 | 0 | 0 | 0 | 0 | 0 | 0 | 0 | 0 | 0 | 0 | 0 | 0 | 0 | 0 | 0 | 0 | 0 | 0 | 0 | 0 | 0 | 0 | 0
SCE Third Party Roll-up E3 Calculator - No Carbon Adder | [17 empty] | System | #N/A | [21 empty] | 0 | 0 | 0 | 0 | 0 | 0 | 0 | 0 | 0 | 0 | 0 | 0 | 0 | 0 | 0 | 0 | 0 | 0 | 0 | 0 | 0 | 0 | 0 | 0 | 0 | 0 | 0 | 0 | 0
SCE Third Party Roll-up E3 Calculator - No Carbon Adder | [17 empty] | System | #N/A | [21 empty] | 0 | 0 | 0 | 0 | 0 | 0 | 0 | 0 | 0 | 0 | 0 | 0 | 0 | 0 | 0 | 0 | 0 | 0 | 0 | 0 | 0 | 0 | 0 | 0 | 0 | 0 | 0 | 0 | 0
SCE Third Party Roll-up E3 Calculator - No Carbon Adder | [17 empty] | System | #N/A | [21 empty] | 0 | 0 | 0 | 0 | 0 | 0 | 0 | 0 | 0 | 0 | 0 | 0 | 0 | 0 | 0 | 0 | 0 | 0 | 0 | 0 | 0 | 0 | 0 | 0 | 0 | 0 | 0 | 0 | 0
SCE Third Party Roll-up E3 Calculator - No Carbon Adder | [17 empty] | System | #N/A | [21 empty] | 0 | 0 | 0 | 0 | 0 | 0 | 0 | 0 | 0 | 0 | 0 | 0 | 0 | 0 | 0 | 0 | 0 | 0 | 0 | 0 | 0 | 0 | 0 | 0 | 0 | 0 | 0 | 0 | 0
SCE Third Party Roll-up E3 Calculator - No Carbon Adder | [17 empty] | System | #N/A | [21 empty] | 0 | 0 | 0 | 0 | 0 | 0 | 0 | 0 | 0 | 0 | 0 | 0 | 0 | 0 | 0 | 0 | 0 | 0 | 0 | 0 | 0 | 0 | 0 | 0 | 0 | 0 | 0 | 0 | 0
SCE Third Party Roll-up E3 Calculator - No Carbon Adder | [17 empty] | System | #N/A | [21 empty] | 0 | 0 | 0 | 0 | 0 | 0 | 0 | 0 | 0 | 0 | 0 | 0 | 0 | 0 | 0 | 0 | 0 | 0 | 0 | 0 | 0 | 0 | 0 | 0 | 0 | 0 | 0 | 0 | 0
SCE Third Party Roll-up E3 Calculator - No Carbon Adder | [17 empty] | System | #N/A | [21 empty] | 0 | 0 | 0 | 0 | 0 | 0 | 0 | 0 | 0 | 0 | 0 | 0 | 0 | 0 | 0 | 0 | 0 | 0 | 0 | 0 | 0 | 0 | 0 | 0 | 0 | 0 | 0 | 0 | 0
SCE Third Party Roll-up E3 Calculator - No Carbon Adder | [17 empty] | System | #N/A | [21 empty] | 0 | 0 | 0 | 0 | 0 | 0 | 0 | 0 | 0 | 0 | 0 | 0 | 0 | 0 | 0 | 0 | 0 | 0 | 0 | 0 | 0 | 0 | 0 | 0 | 0 | 0 | 0 | 0 | 0
SCE Third Party Roll-up E3 Calculator - No Carbon Adder | [17 empty] | System | #N/A | [21 empty] | 0 | 0 | 0 | 0 | 0 | 0 | 0 | 0 | 0 | 0 | 0 | 0 | 0 | 0 | 0 | 0 | 0 | 0 | 0 | 0 | 0 | 0 | 0 | 0 | 0 | 0 | 0 | 0 | 0
SCE Third Party Roll-up E3 Calculator - No Carbon Adder | [17 empty] | System | #N/A | [21 empty] | 0 | 0 | 0 | 0 | 0 | 0 | 0 | 0 | 0 | 0 | 0 | 0 | 0 | 0 | 0 | 0 | 0 | 0 | 0 | 0 | 0 | 0 | 0 | 0 | 0 | 0 | 0 | 0 | 0
SCE Third Party Roll-up E3 Calculator - No Carbon Adder | [17 empty] | System | #N/A | [21 empty] | 0 | 0 | 0 | 0 | 0 | 0 | 0 | 0 | 0 | 0 | 0 | 0 | 0 | 0 | 0 | 0 | 0 | 0 | 0 | 0 | 0 | 0 | 0 | 0 | 0 | 0 | 0 | 0 | 0
SCE Third Party Roll-up E3 Calculator - No Carbon Adder | [17 empty] | System | #N/A | [21 empty] | 0 | 0 | 0 | 0 | 0 | 0 | 0 | 0 | 0 | 0 | 0 | 0 | 0 | 0 | 0 | 0 | 0 | 0 | 0 | 0 | 0 | 0 | 0 | 0 | 0 | 0 | 0 | 0 | 0
SCE Third Party Roll-up E3 Calculator - No Carbon Adder | [17 empty] | System | #N/A | [21 empty] | 0 | 0 | 0 | 0 | 0 | 0 | 0 | 0 | 0 | 0 | 0 | 0 | 0 | 0 | 0 | 0 | 0 | 0 | 0 | 0 | 0 | 0 | 0 | 0 | 0 | 0 | 0 | 0 | 0
SCE Third Party Roll-up E3 Calculator - No Carbon Adder | [17 empty] | System | #N/A | [21 empty] | 0 | 0 | 0 | 0 | 0 | 0 | 0 | 0 | 0 | 0 | 0 | 0 | 0 | 0 | 0 | 0 | 0 | 0 | 0 | 0 | 0 | 0 | 0 | 0 | 0 | 0 | 0 | 0 | 0
SCE Third Party Roll-up E3 Calculator - No Carbon Adder | [17 empty] | System | #N/A | [21 empty] | 0 | 0 | 0 | 0 | 0 | 0 | 0 | 0 | 0 | 0 | 0 | 0 | 0 | 0 | 0 | 0 | 0 | 0 | 0 | 0 | 0 | 0 | 0 | 0 | 0 | 0 | 0 | 0 | 0
SCE Third Party Roll-up E3 Calculator - No Carbon Adder | [17 empty] | System | #N/A | [21 empty] | 0 | 0 | 0 | 0 | 0 | 0 | 0 | 0 | 0 | 0 | 0 | 0 | 0 | 0 | 0 | 0 | 0 | 0 | 0 | 0 | 0 | 0 | 0 | 0 | 0 | 0 | 0 | 0 | 0
SCE Third Party Roll-up E3 Calculator - No Carbon Adder | [17 empty] | System | #N/A | [21 empty] | 0 | 0 | 0 | 0 | 0 | 0 | 0 | 0 | 0 | 0 | 0 | 0 | 0 | 0 | 0 | 0 | 0 | 0 | 0 | 0 | 0 | 0 | 0 | 0 | 0 | 0 | 0 | 0 | 0
SCE Third Party Roll-up E3 Calculator - No Carbon Adder | [17 empty] | System | #N/A | [21 empty] | 0 | 0 | 0 | 0 | 0 | 0 | 0 | 0 | 0 | 0 | 0 | 0 | 0 | 0 | 0 | 0 | 0 | 0 | 0 | 0 | 0 | 0 | 0 | 0 | 0 | 0 | 0 | 0 | 0
SCE Third Party Roll-up E3 Calculator - No Carbon Adder | [17 empty] | System | #N/A | [21 empty] | 0 | 0 | 0 | 0 | 0 | 0 | 0 | 0 | 0 | 0 | 0 | 0 | 0 | 0 | 0 | 0 | 0 | 0 | 0 | 0 | 0 | 0 | 0 | 0 | 0 | 0 | 0 | 0 | 0
SCE Third Party Roll-up E3 Calculator - No Carbon Adder | [17 empty] | System | #N/A | [21 empty] | 0 | 0 | 0 | 0 | 0 | 0 | 0 | 0 | 0 | 0 | 0 | 0 | 0 | 0 | 0 | 0 | 0 | 0 | 0 | 0 | 0 | 0 | 0 | 0 | 0 | 0 | 0 | 0 | 0
SCE Third Party Roll-up E3 Calculator - No Carbon Adder | [17 empty] | System | #N/A | [21 empty] | 0 | 0 | 0 | 0 | 0 | 0 | 0 | 0 | 0 | 0 | 0 | 0 | 0 | 0 | 0 | 0 | 0 | 0 | 0 | 0 | 0 | 0 | 0 | 0 | 0 | 0 | 0 | 0 | 0
SCE Third Party Roll-up E3 Calculator - No Carbon Adder | [17 empty] | System | #N/A | [21 empty] | 0 | 0 | 0 | 0 | 0 | 0 | 0 | 0 | 0 | 0 | 0 | 0 | 0 | 0 | 0 | 0 | 0 | 0 | 0 | 0 | 0 | 0 | 0 | 0 | 0 | 0 | 0 | 0 | 0
SCE Third Party Roll-up E3 Calculator - No Carbon Adder | [17 empty] | System | #N/A | [21 empty] | 0 | 0 | 0 | 0 | 0 | 0 | 0 | 0 | 0 | 0 | 0 | 0 | 0 | 0 | 0 | 0 | 0 | 0 | 0 | 0 | 0 | 0 | 0 | 0 | 0 | 0 | 0 | 0 | 0
SCE Third Party Roll-up E3 Calculator - No Carbon Adder | [17 empty] | System | #N/A | [21 empty] | 0 | 0 | 0 | 0 | 0 | 0 | 0 | 0 | 0 | 0 | 0 | 0 | 0 | 0 | 0 | 0 | 0 | 0 | 0 | 0 | 0 | 0 | 0 | 0 | 0 | 0 | 0 | 0 | 0
SCE Third Party Roll-up E3 Calculator - No Carbon Adder | [17 empty] | System | #N/A | [21 empty] | 0 | 0 | 0 | 0 | 0 | 0 | 0 | 0 | 0 | 0 | 0 | 0 | 0 | 0 | 0 | 0 | 0 | 0 | 0 | 0 | 0 | 0 | 0 | 0 | 0 | 0 | 0 | 0 | 0
SCE Third Party Roll-up E3 Calculator - No Carbon Adder | [17 empty] | System | #N/A | [21 empty] | 0 | 0 | 0 | 0 | 0 | 0 | 0 | 0 | 0 | 0 | 0 | 0 | 0 | 0 | 0 | 0 | 0 | 0 | 0 | 0 | 0 | 0 | 0 | 0 | 0 | 0 | 0 | 0 | 0
SCE Third Party Roll-up E3 Calculator - No Carbon Adder | [17 empty] | System | #N/A | [21 empty] | 0 | 0 | 0 | 0 | 0 | 0 | 0 | 0 | 0 | 0 | 0 | 0 | 0 | 0 | 0 | 0 | 0 | 0 | 0 | 0 | 0 | 0 | 0 | 0 | 0 | 0 | 0 | 0 | 0
SCE Third Party Roll-up E3 Calculator - No Carbon Adder | [17 empty] | System | #N/A | [21 empty] | 0 | 0 | 0 | 0 | 0 | 0 | 0 | 0 | 0 | 0 | 0 | 0 | 0 | 0 | 0 | 0 | 0 | 0 | 0 | 0 | 0 | 0 | 0 | 0 | 0 | 0 | 0 | 0 | 0
SCE Third Party Roll-up E3 Calculator - No Carbon Adder | [17 empty] | System | #N/A | [21 empty] | 0 | 0 | 0 | 0 | 0 | 0 | 0 | 0 | 0 | 0 | 0 | 0 | 0 | 0 | 0 | 0 | 0 | 0 | 0 | 0 | 0 | 0 | 0 | 0 | 0 | 0 | 0 | 0 | 0
SCE Third Party Roll-up E3 Calculator - No Carbon Adder | [17 empty] | System | #N/A | [21 empty] | 0 | 0 | 0 | 0 | 0 | 0 | 0 | 0 | 0 | 0 | 0 | 0 | 0 | 0 | 0 | 0 | 0 | 0 | 0 | 0 | 0 | 0 | 0 | 0 | 0 | 0 | 0 | 0 | 0
SCE Third Party Roll-up E3 Calculator - No Carbon Adder | [17 empty] | System | #N/A | [21 empty] | 0 | 0 | 0 | 0 | 0 | 0 | 0 | 0 | 0 | 0 | 0 | 0 | 0 | 0 | 0 | 0 | 0 | 0 | 0 | 0 | 0 | 0 | 0 | 0 | 0 | 0 | 0 | 0 | 0
SCE Third Party Roll-up E3 Calculator - No Carbon Adder | [17 empty] | System | #N/A | [21 empty] | 0 | 0 | 0 | 0 | 0 | 0 | 0 | 0 | 0 | 0 | 0 | 0 | 0 | 0 | 0 | 0 | 0 | 0 | 0 | 0 | 0 | 0 | 0 | 0 | 0 | 0 | 0 | 0 | 0
SCE Third Party Roll-up E3 Calculator - No Carbon Adder | [17 empty] | System | #N/A | [21 empty] | 0 | 0 | 0 | 0 | 0 | 0 | 0 | 0 | 0 | 0 | 0 | 0 | 0 | 0 | 0 | 0 | 0 | 0 | 0 | 0 | 0 | 0 | 0 | 0 | 0 | 0 | 0 | 0 | 0
SCE Third Party Roll-up E3 Calculator - No Carbon Adder | [17 empty] | System | #N/A | [21 empty] | 0 | 0 | 0 | 0 | 0 | 0 | 0 | 0 | 0 | 0 | 0 | 0 | 0 | 0 | 0 | 0 | 0 | 0 | 0 | 0 | 0 | 0 | 0 | 0 | 0 | 0 | 0 | 0 | 0
SCE Third Party Roll-up E3 Calculator - No Carbon Adder | [17 empty] | System | #N/A | [21 empty] | 0 | 0 | 0 | 0 | 0 | 0 | 0 | 0 | 0 | 0 | 0 | 0 | 0 | 0 | 0 | 0 | 0 | 0 | 0 | 0 | 0 | 0 | 0 | 0 | 0 | 0 | 0 | 0 | 0
SCE Third Party Roll-up E3 Calculator - No Carbon Adder | [17 empty] | System | #N/A | [21 empty] | 0 | 0 | 0 | 0 | 0 | 0 | 0 | 0 | 0 | 0 | 0 | 0 | 0 | 0 | 0 | 0 | 0 | 0 | 0 | 0 | 0 | 0 | 0 | 0 | 0 | 0 | 0 | 0 | 0
SCE Third Party Roll-up E3 Calculator - No Carbon Adder | [17 empty] | System | #N/A | [21 empty] | 0 | 0 | 0 | 0 | 0 | 0 | 0 | 0 | 0 | 0 | 0 | 0 | 0 | 0 | 0 | 0 | 0 | 0 | 0 | 0 | 0 | 0 | 0 | 0 | 0 | 0 | 0 | 0 | 0
SCE Third Party Roll-up E3 Calculator - No Carbon Adder | [17 empty] | System | #N/A | [21 empty] | 0 | 0 | 0 | 0 | 0 | 0 | 0 | 0 | 0 | 0 | 0 | 0 | 0 | 0 | 0 | 0 | 0 | 0 | 0 | 0 | 0 | 0 | 0 | 0 | 0 | 0 | 0 | 0 | 0
SCE Third Party Roll-up E3 Calculator - No Carbon Adder | [17 empty] | System | #N/A | [21 empty] | 0 | 0 | 0 | 0 | 0 | 0 | 0 | 0 | 0 | 0 | 0 | 0 | 0 | 0 | 0 | 0 | 0 | 0 | 0 | 0 | 0 | 0 | 0 | 0 | 0 | 0 | 0 | 0 | 0
SCE Third Party Roll-up E3 Calculator - No Carbon Adder | [17 empty] | System | #N/A | [21 empty] | 0 | 0 | 0 | 0 | 0 | 0 | 0 | 0 | 0 | 0 | 0 | 0 | 0 | 0 | 0 | 0 | 0 | 0 | 0 | 0 | 0 | 0 | 0 | 0 | 0 | 0 | 0 | 0 | 0
SCE Third Party Roll-up E3 Calculator - No Carbon Adder | [17 empty] | System | #N/A | [21 empty] | 0 | 0 | 0 | 0 | 0 | 0 | 0 | 0 | 0 | 0 | 0 | 0 | 0 | 0 | 0 | 0 | 0 | 0 | 0 | 0 | 0 | 0 | 0 | 0 | 0 | 0 | 0 | 0 | 0
SCE Third Party Roll-up E3 Calculator - No Carbon Adder | [17 empty] | System | #N/A | [21 empty] | 0 | 0 | 0 | 0 | 0 | 0 | 0 | 0 | 0 | 0 | 0 | 0 | 0 | 0 | 0 | 0 | 0 | 0 | 0 | 0 | 0 | 0 | 0 | 0 | 0 | 0 | 0 | 0 | 0
SCE Third Party Roll-up E3 Calculator - No Carbon Adder | [17 empty] | System | #N/A | [21 empty] | 0 | 0 | 0 | 0 | 0 | 0 | 0 | 0 | 0 | 0 | 0 | 0 | 0 | 0 | 0 | 0 | 0 | 0 | 0 | 0 | 0 | 0 | 0 | 0 | 0 | 0 | 0 | 0 | 0
SCE Third Party Roll-up E3 Calculator - No Carbon Adder | [17 empty] | System | #N/A | [21 empty] | 0 | 0 | 0 | 0 | 0 | 0 | 0 | 0 | 0 | 0 | 0 | 0 | 0 | 0 | 0 | 0 | 0 | 0 | 0 | 0 | 0 | 0 | 0 | 0 | 0 | 0 | 0 | 0 | 0
SCE Third Party Roll-up E3 Calculator - No Carbon Adder | [17 empty] | System | #N/A | [21 empty] | 0 | 0 | 0 | 0 | 0 | 0 | 0 | 0 | 0 | 0 | 0 | 0 | 0 | 0 | 0 | 0 | 0 | 0 | 0 | 0 | 0 | 0 | 0 | 0 | 0 | 0 | 0 | 0 | 0
SCE Third Party Roll-up E3 Calculator - No Carbon Adder | [17 empty] | System | #N/A | [21 empty] | 0 | 0 | 0 | 0 | 0 | 0 | 0 | 0 | 0 | 0 | 0 | 0 | 0 | 0 | 0 | 0 | 0 | 0 | 0 | 0 | 0 | 0 | 0 | 0 | 0 | 0 | 0 | 0 | 0
SCE Third Party Roll-up E3 Calculator - No Carbon Adder | [17 empty] | System | #N/A | [21 empty] | 0 | 0 | 0 | 0 | 0 | 0 | 0 | 0 | 0 | 0 | 0 | 0 | 0 | 0 | 0 | 0 | 0 | 0 | 0 | 0 | 0 | 0 | 0 | 0 | 0 | 0 | 0 | 0 | 0
SCE Third Party Roll-up E3 Calculator - No Carbon Adder | [17 empty] | System | #N/A | [21 empty] | 0 | 0 | 0 | 0 | 0 | 0 | 0 | 0 | 0 | 0 | 0 | 0 | 0 | 0 | 0 | 0 | 0 | 0 | 0 | 0 | 0 | 0 | 0 | 0 | 0 | 0 | 0 | 0 | 0
SCE Third Party Roll-up E3 Calculator - No Carbon Adder | [17 empty] | System | #N/A | [21 empty] | 0 | 0 | 0 | 0 | 0 | 0 | 0 | 0 | 0 | 0 | 0 | 0 | 0 | 0 | 0 | 0 | 0 | 0 | 0 | 0 | 0 | 0 | 0 | 0 | 0 | 0 | 0 | 0 | 0
SCE Third Party Roll-up E3 Calculator - No Carbon Adder | [17 empty] | System | #N/A | [21 empty] | 0 | 0 | 0 | 0 | 0 | 0 | 0 | 0 | 0 | 0 | 0 | 0 | 0 | 0 | 0 | 0 | 0 | 0 | 0 | 0 | 0 | 0 | 0 | 0 | 0 | 0 | 0 | 0 | 0
SCE Third Party Roll-up E3 Calculator - No Carbon Adder | [17 empty] | System | #N/A | [21 empty] | 0 | 0 | 0 | 0 | 0 | 0 | 0 | 0 | 0 | 0 | 0 | 0 | 0 | 0 | 0 | 0 | 0 | 0 | 0 | 0 | 0 | 0 | 0 | 0 | 0 | 0 | 0 | 0 | 0
SCE Third Party Roll-up E3 Calculator - No Carbon Adder | [17 empty] | System | #N/A | [21 empty] | 0 | 0 | 0 | 0 | 0 | 0 | 0 | 0 | 0 | 0 | 0 | 0 | 0 | 0 | 0 | 0 | 0 | 0 | 0 | 0 | 0 | 0 | 0 | 0 | 0 | 0 | 0 | 0 | 0
SCE Third Party Roll-up E3 Calculator - No Carbon Adder | [17 empty] | System | #N/A | [21 empty] | 0 | 0 | 0 | 0 | 0 | 0 | 0 | 0 | 0 | 0 | 0 | 0 | 0 | 0 | 0 | 0 | 0 | 0 | 0 | 0 | 0 | 0 | 0 | 0 | 0 | 0 | 0 | 0 | 0
SCE Third Party Roll-up E3 Calculator - No Carbon Adder | [17 empty] | System | #N/A | [21 empty] | 0 | 0 | 0 | 0 | 0 | 0 | 0 | 0 | 0 | 0 | 0 | 0 | 0 | 0 | 0 | 0 | 0 | 0 | 0 | 0 | 0 | 0 | 0 | 0 | 0 | 0 | 0 | 0 | 0
SCE Third Party Roll-up E3 Calculator - No Carbon Adder | [17 empty] | System | #N/A | [21 empty] | 0 | 0 | 0 | 0 | 0 | 0 | 0 | 0 | 0 | 0 | 0 | 0 | 0 | 0 | 0 | 0 | 0 | 0 | 0 | 0 | 0 | 0 | 0 | 0 | 0 | 0 | 0 | 0 | 0
SCE Third Party Roll-up E3 Calculator - No Carbon Adder | [17 empty] | System | #N/A | [21 empty] | 0 | 0 | 0 | 0 | 0 | 0 | 0 | 0 | 0 | 0 | 0 | 0 | 0 | 0 | 0 | 0 | 0 | 0 | 0 | 0 | 0 | 0 | 0 | 0 | 0 | 0 | 0 | 0 | 0
SCE Third Party Roll-up E3 Calculator - No Carbon Adder | [17 empty] | System | #N/A | [21 empty] | 0 | 0 | 0 | 0 | 0 | 0 | 0 | 0 | 0 | 0 | 0 | 0 | 0 | 0 | 0 | 0 | 0 | 0 | 0 | 0 | 0 | 0 | 0 | 0 | 0 | 0 | 0 | 0 | 0
SCE Third Party Roll-up E3 Calculator - No Carbon Adder | [17 empty] | System | #N/A | [21 empty] | 0 | 0 | 0 | 0 | 0 | 0 | 0 | 0 | 0 | 0 | 0 | 0 | 0 | 0 | 0 | 0 | 0 | 0 | 0 | 0 | 0 | 0 | 0 | 0 | 0 | 0 | 0 | 0 | 0
SCE Third Party Roll-up E3 Calculator - No Carbon Adder | [17 empty] | System | #N/A | [21 empty] | 0 | 0 | 0 | 0 | 0 | 0 | 0 | 0 | 0 | 0 | 0 | 0 | 0 | 0 | 0 | 0 | 0 | 0 | 0 | 0 | 0 | 0 | 0 | 0 | 0 | 0 | 0 | 0 | 0
SCE Third Party Roll-up E3 Calculator - No Carbon Adder | [17 empty] | System | #N/A | [21 empty] | 0 | 0 | 0 | 0 | 0 | 0 | 0 | 0 | 0 | 0 | 0 | 0 | 0 | 0 | 0 | 0 | 0 | 0 | 0 | 0 | 0 | 0 | 0 | 0 | 0 | 0 | 0 | 0 | 0
SCE Third Party Roll-up E3 Calculator - No Carbon Adder | [17 empty] | System | #N/A | [21 empty] | 0 | 0 | 0 | 0 | 0 | 0 | 0 | 0 | 0 | 0 | 0 | 0 | 0 | 0 | 0 | 0 | 0 | 0 | 0 | 0 | 0 | 0 | 0 | 0 | 0 | 0 | 0 | 0 | 0
SCE Third Party Roll-up E3 Calculator - No Carbon Adder | [17 empty] | System | #N/A | [21 empty] | 0 | 0 | 0 | 0 | 0 | 0 | 0 | 0 | 0 | 0 | 0 | 0 | 0 | 0 | 0 | 0 | 0 | 0 | 0 | 0 | 0 | 0 | 0 | 0 | 0 | 0 | 0 | 0 | 0
SCE Third Party Roll-up E3 Calculator - No Carbon Adder | [17 empty] | System | #N/A | [21 empty] | 0 | 0 | 0 | 0 | 0 | 0 | 0 | 0 | 0 | 0 | 0 | 0 | 0 | 0 | 0 | 0 | 0 | 0 | 0 | 0 | 0 | 0 | 0 | 0 | 0 | 0 | 0 | 0 | 0
SCE Third Party Roll-up E3 Calculator - No Carbon Adder | [17 empty] | System | #N/A | [21 empty] | 0 | 0 | 0 | 0 | 0 | 0 | 0 | 0 | 0 | 0 | 0 | 0 | 0 | 0 | 0 | 0 | 0 | 0 | 0 | 0 | 0 | 0 | 0 | 0 | 0 | 0 | 0 | 0 | 0
SCE Third Party Roll-up E3 Calculator - No Carbon Adder | [17 empty] | System | #N/A | [21 empty] | 0 | 0 | 0 | 0 | 0 | 0 | 0 | 0 | 0 | 0 | 0 | 0 | 0 | 0 | 0 | 0 | 0 | 0 | 0 | 0 | 0 | 0 | 0 | 0 | 0 | 0 | 0 | 0 | 0
SCE Third Party Roll-up E3 Calculator - No Carbon Adder | [17 empty] | System | #N/A | [21 empty] | 0 | 0 | 0 | 0 | 0 | 0 | 0 | 0 | 0 | 0 | 0 | 0 | 0 | 0 | 0 | 0 | 0 | 0 | 0 | 0 | 0 | 0 | 0 | 0 | 0 | 0 | 0 | 0 | 0
SCE Third Party Roll-up E3 Calculator - No Carbon Adder | [17 empty] | System | #N/A | [21 empty] | 0 | 0 | 0 | 0 | 0 | 0 | 0 | 0 | 0 | 0 | 0 | 0 | 0 | 0 | 0 | 0 | 0 | 0 | 0 | 0 | 0 | 0 | 0 | 0 | 0 | 0 | 0 | 0 | 0
SCE Third Party Roll-up E3 Calculator - No Carbon Adder | [17 empty] | System | #N/A | [21 empty] | 0 | 0 | 0 | 0 | 0 | 0 | 0 | 0 | 0 | 0 | 0 | 0 | 0 | 0 | 0 | 0 | 0 | 0 | 0 | 0 | 0 | 0 | 0 | 0 | 0 | 0 | 0 | 0 | 0
SCE Third Party Roll-up E3 Calculator - No Carbon Adder | [17 empty] | System | #N/A | [21 empty] | 0 | 0 | 0 | 0 | 0 | 0 | 0 | 0 | 0 | 0 | 0 | 0 | 0 | 0 | 0 | 0 | 0 | 0 | 0 | 0 | 0 | 0 | 0 | 0 | 0 | 0 | 0 | 0 | 0
SCE Third Party Roll-up E3 Calculator - No Carbon Adder | [17 empty] | System | #N/A | [21 empty] | 0 | 0 | 0 | 0 | 0 | 0 | 0 | 0 | 0 | 0 | 0 | 0 | 0 | 0 | 0 | 0 | 0 | 0 | 0 | 0 | 0 | 0 | 0 | 0 | 0 | 0 | 0 | 0 | 0
SCE Third Party Roll-up E3 Calculator - No Carbon Adder | [17 empty] | System | #N/A | [21 empty] | 0 | 0 | 0 | 0 | 0 | 0 | 0 | 0 | 0 | 0 | 0 | 0 | 0 | 0 | 0 | 0 | 0 | 0 | 0 | 0 | 0 | 0 | 0 | 0 | 0 | 0 | 0 | 0 | 0
SCE Third Party Roll-up E3 Calculator - No Carbon Adder | [17 empty] | System | #N/A | [21 empty] | 0 | 0 | 0 | 0 | 0 | 0 | 0 | 0 | 0 | 0 | 0 | 0 | 0 | 0 | 0 | 0 | 0 | 0 | 0 | 0 | 0 | 0 | 0 | 0 | 0 | 0 | 0 | 0 | 0
SCE Third Party Roll-up E3 Calculator - No Carbon Adder | [17 empty] | System | #N/A | [21 empty] | 0 | 0 | 0 | 0 | 0 | 0 | 0 | 0 | 0 | 0 | 0 | 0 | 0 | 0 | 0 | 0 | 0 | 0 | 0 | 0 | 0 | 0 | 0 | 0 | 0 | 0 | 0 | 0 | 0
SCE Third Party Roll-up E3 Calculator - No Carbon Adder | [17 empty] | System | #N/A | [21 empty] | 0 | 0 | 0 | 0 | 0 | 0 | 0 | 0 | 0 | 0 | 0 | 0 | 0 | 0 | 0 | 0 | 0 | 0 | 0 | 0 | 0 | 0 | 0 | 0 | 0 | 0 | 0 | 0 | 0
SCE Third Party Roll-up E3 Calculator - No Carbon Adder | [17 empty] | System | #N/A | [21 empty] | 0 | 0 | 0 | 0 | 0 | 0 | 0 | 0 | 0 | 0 | 0 | 0 | 0 | 0 | 0 | 0 | 0 | 0 | 0 | 0 | 0 | 0 | 0 | 0 | 0 | 0 | 0 | 0 | 0
SCE Third Party Roll-up E3 Calculator - No Carbon Adder | [17 empty] | System | #N/A | [21 empty] | 0 | 0 | 0 | 0 | 0 | 0 | 0 | 0 | 0 | 0 | 0 | 0 | 0 | 0 | 0 | 0 | 0 | 0 | 0 | 0 | 0 | 0 | 0 | 0 | 0 | 0 | 0 | 0 | 0
SCE Third Party Roll-up E3 Calculator - No Carbon Adder | [17 empty] | System | #N/A | [21 empty] | 0 | 0 | 0 | 0 | 0 | 0 | 0 | 0 | 0 | 0 | 0 | 0 | 0 | 0 | 0 | 0 | 0 | 0 | 0 | 0 | 0 | 0 | 0 | 0 | 0 | 0 | 0 | 0 | 0
SCE Third Party Roll-up E3 Calculator - No Carbon Adder | [17 empty] | System | #N/A | [21 empty] | 0 | 0 | 0 | 0 | 0 | 0 | 0 | 0 | 0 | 0 | 0 | 0 | 0 | 0 | 0 | 0 | 0 | 0 | 0 | 0 | 0 | 0 | 0 | 0 | 0 | 0 | 0 | 0 | 0
SCE Third Party Roll-up E3 Calculator - No Carbon Adder | [17 empty] | System | #N/A | [21 empty] | 0 | 0 | 0 | 0 | 0 | 0 | 0 | 0 | 0 | 0 | 0 | 0 | 0 | 0 | 0 | 0 | 0 | 0 | 0 | 0 | 0 | 0 | 0 | 0 | 0 | 0 | 0 | 0 | 0
SCE Third Party Roll-up E3 Calculator - No Carbon Adder | [17 empty] | System | #N/A | [21 empty] | 0 | 0 | 0 | 0 | 0 | 0 | 0 | 0 | 0 | 0 | 0 | 0 | 0 | 0 | 0 | 0 | 0 | 0 | 0 | 0 | 0 | 0 | 0 | 0 | 0 | 0 | 0 | 0 | 0
SCE Third Party Roll-up E3 Calculator - No Carbon Adder | [17 empty] | System | #N/A | [21 empty] | 0 | 0 | 0 | 0 | 0 | 0 | 0 | 0 | 0 | 0 | 0 | 0 | 0 | 0 | 0 | 0 | 0 | 0 | 0 | 0 | 0 | 0 | 0 | 0 | 0 | 0 | 0 | 0 | 0
SCE Third Party Roll-up E3 Calculator - No Carbon Adder | [17 empty] | System | #N/A | [21 empty] | 0 | 0 | 0 | 0 | 0 | 0 | 0 | 0 | 0 | 0 | 0 | 0 | 0 | 0 | 0 | 0 | 0 | 0 | 0 | 0 | 0 | 0 | 0 | 0 | 0 | 0 | 0 | 0 | 0
SCE Third Party Roll-up E3 Calculator - No Carbon Adder | [17 empty] | System | #N/A | [21 empty] | 0 | 0 | 0 | 0 | 0 | 0 | 0 | 0 | 0 | 0 | 0 | 0 | 0 | 0 | 0 | 0 | 0 | 0 | 0 | 0 | 0 | 0 | 0 | 0 | 0 | 0 | 0 | 0 | 0
SCE Third Party Roll-up E3 Calculator - No Carbon Adder | [17 empty] | System | #N/A | [21 empty] | 0 | 0 | 0 | 0 | 0 | 0 | 0 | 0 | 0 | 0 | 0 | 0 | 0 | 0 | 0 | 0 | 0 | 0 | 0 | 0 | 0 | 0 | 0 | 0 | 0 | 0 | 0 | 0 | 0
SCE Third Party Roll-up E3 Calculator - No Carbon Adder | [17 empty] | System | #N/A | [21 empty] | 0 | 0 | 0 | 0 | 0 | 0 | 0 | 0 | 0 | 0 | 0 | 0 | 0 | 0 | 0 | 0 | 0 | 0 | 0 | 0 | 0 | 0 | 0 | 0 | 0 | 0 | 0 | 0 | 0
SCE Third Party Roll-up E3 Calculator - No Carbon Adder | [17 empty] | System | #N/A | [21 empty] | 0 | 0 | 0 | 0 | 0 | 0 | 0 | 0 | 0 | 0 | 0 | 0 | 0 | 0 | 0 | 0 | 0 | 0 | 0 | 0 | 0 | 0 | 0 | 0 | 0 | 0 | 0 | 0 | 0
SCE Third Party Roll-up E3 Calculator - No Carbon Adder | [17 empty] | System | #N/A | [21 empty] | 0 | 0 | 0 | 0 | 0 | 0 | 0 | 0 | 0 | 0 | 0 | 0 | 0 | 0 | 0 | 0 | 0 | 0 | 0 | 0 | 0 | 0 | 0 | 0 | 0 | 0 | 0 | 0 | 0
SCE Third Party Roll-up E3 Calculator - No Carbon Adder | [17 empty] | System | #N/A | [21 empty] | 0 | 0 | 0 | 0 | 0 | 0 | 0 | 0 | 0 | 0 | 0 | 0 | 0 | 0 | 0 | 0 | 0 | 0 | 0 | 0 | 0 | 0 | 0 | 0 | 0 | 0 | 0 | 0 | 0
SCE Third Party Roll-up E3 Calculator - No Carbon Adder | [17 empty] | System | #N/A | [21 empty] | 0 | 0 | 0 | 0 | 0 | 0 | 0 | 0 | 0 | 0 | 0 | 0 | 0 | 0 | 0 | 0 | 0 | 0 | 0 | 0 | 0 | 0 | 0 | 0 | 0 | 0 | 0 | 0 | 0
SCE Third Party Roll-up E3 Calculator - No Carbon Adder | [17 empty] | System | #N/A | [21 empty] | 0 | 0 | 0 | 0 | 0 | 0 | 0 | 0 | 0 | 0 | 0 | 0 | 0 | 0 | 0 | 0 | 0 | 0 | 0 | 0 | 0 | 0 | 0 | 0 | 0 | 0 | 0 | 0 | 0
SCE Third Party Roll-up E3 Calculator - No Carbon Adder | [17 empty] | System | #N/A | [21 empty] | 0 | 0 | 0 | 0 | 0 | 0 | 0 | 0 | 0 | 0 | 0 | 0 | 0 | 0 | 0 | 0 | 0 | 0 | 0 | 0 | 0 | 0 | 0 | 0 | 0 | 0 | 0 | 0 | 0
SCE Third Party Roll-up E3 Calculator - No Carbon Adder | [17 empty] | System | #N/A | [21 empty] | 0 | 0 | 0 | 0 | 0 | 0 | 0 | 0 | 0 | 0 | 0 | 0 | 0 | 0 | 0 | 0 | 0 | 0 | 0 | 0 | 0 | 0 | 0 | 0 | 0 | 0 | 0 | 0 | 0
SCE Third Party Roll-up E3 Calculator - No Carbon Adder | [17 empty] | System | #N/A | [21 empty] | 0 | 0 | 0 | 0 | 0 | 0 | 0 | 0 | 0 | 0 | 0 | 0 | 0 | 0 | 0 | 0 | 0 | 0 | 0 | 0 | 0 | 0 | 0 | 0 | 0 | 0 | 0 | 0 | 0
SCE Third Party Roll-up E3 Calculator - No Carbon Adder | [17 empty] | System | #N/A | [21 empty] | 0 | 0 | 0 | 0 | 0 | 0 | 0 | 0 | 0 | 0 | 0 | 0 | 0 | 0 | 0 | 0 | 0 | 0 | 0 | 0 | 0 | 0 | 0 | 0 | 0 | 0 | 0 | 0 | 0
SCE Third Party Roll-up E3 Calculator - No Carbon Adder | [17 empty] | System | #N/A | [21 empty] | 0 | 0 | 0 | 0 | 0 | 0 | 0 | 0 | 0 | 0 | 0 | 0 | 0 | 0 | 0 | 0 | 0 | 0 | 0 | 0 | 0 | 0 | 0 | 0 | 0 | 0 | 0 | 0 | 0
SCE Third Party Roll-up E3 Calculator - No Carbon Adder | [17 empty] | System | #N/A | [21 empty] | 0 | 0 | 0 | 0 | 0 | 0 | 0 | 0 | 0 | 0 | 0 | 0 | 0 | 0 | 0 | 0 | 0 | 0 | 0 | 0 | 0 | 0 | 0 | 0 | 0 | 0 | 0 | 0 | 0
SCE Third Party Roll-up E3 Calculator - No Carbon Adder | [17 empty] | System | #N/A | [21 empty] | 0 | 0 | 0 | 0 | 0 | 0 | 0 | 0 | 0 | 0 | 0 | 0 | 0 | 0 | 0 | 0 | 0 | 0 | 0 | 0 | 0 | 0 | 0 | 0 | 0 | 0 | 0 | 0 | 0
SCE Third Party Roll-up E3 Calculator - No Carbon Adder | [17 empty] | System | #N/A | [21 empty] | 0 | 0 | 0 | 0 | 0 | 0 | 0 | 0 | 0 | 0 | 0 | 0 | 0 | 0 | 0 | 0 | 0 | 0 | 0 | 0 | 0 | 0 | 0 | 0 | 0 | 0 | 0 | 0 | 0
SCE Third Party Roll-up E3 Calculator - No Carbon Adder | [17 empty] | System | #N/A | [21 empty] | 0 | 0 | 0 | 0 | 0 | 0 | 0 | 0 | 0 | 0 | 0 | 0 | 0 | 0 | 0 | 0 | 0 | 0 | 0 | 0 | 0 | 0 | 0 | 0 | 0 | 0 | 0 | 0 | 0
SCE Third Party Roll-up E3 Calculator - No Carbon Adder | [17 empty] | System | #N/A | [21 empty] | 0 | 0 | 0 | 0 | 0 | 0 | 0 | 0 | 0 | 0 | 0 | 0 | 0 | 0 | 0 | 0 | 0 | 0 | 0 | 0 | 0 | 0 | 0 | 0 | 0 | 0 | 0 | 0 | 0
SCE Third Party Roll-up E3 Calculator - No Carbon Adder | [17 empty] | System | #N/A | [21 empty] | 0 | 0 | 0 | 0 | 0 | 0 | 0 | 0 | 0 | 0 | 0 | 0 | 0 | 0 | 0 | 0 | 0 | 0 | 0 | 0 | 0 | 0 | 0 | 0 | 0 | 0 | 0 | 0 | 0
SCE Third Party Roll-up E3 Calculator - No Carbon Adder | [17 empty] | System | #N/A | [21 empty] | 0 | 0 | 0 | 0 | 0 | 0 | 0 | 0 | 0 | 0 | 0 | 0 | 0 | 0 | 0 | 0 | 0 | 0 | 0 | 0 | 0 | 0 | 0 | 0 | 0 | 0 | 0 | 0 | 0
SCE Third Party Roll-up E3 Calculator - No Carbon Adder | [17 empty] | System | #N/A | [21 empty] | 0 | 0 | 0 | 0 | 0 | 0 | 0 | 0 | 0 | 0 | 0 | 0 | 0 | 0 | 0 | 0 | 0 | 0 | 0 | 0 | 0 | 0 | 0 | 0 | 0 | 0 | 0 | 0 | 0
SCE Third Party Roll-up E3 Calculator - No Carbon Adder | [17 empty] | System | #N/A | [21 empty] | 0 | 0 | 0 | 0 | 0 | 0 | 0 | 0 | 0 | 0 | 0 | 0 | 0 | 0 | 0 | 0 | 0 | 0 | 0 | 0 | 0 | 0 | 0 | 0 | 0 | 0 | 0 | 0 | 0
SCE Third Party Roll-up E3 Calculator - No Carbon Adder | [17 empty] | System | #N/A | [21 empty] | 0 | 0 | 0 | 0 | 0 | 0 | 0 | 0 | 0 | 0 | 0 | 0 | 0 | 0 | 0 | 0 | 0 | 0 | 0 | 0 | 0 | 0 | 0 | 0 | 0 | 0 | 0 | 0 | 0
SCE Third Party Roll-up E3 Calculator - No Carbon Adder | [17 empty] | System | #N/A | [21 empty] | 0 | 0 | 0 | 0 | 0 | 0 | 0 | 0 | 0 | 0 | 0 | 0 | 0 | 0 | 0 | 0 | 0 | 0 | 0 | 0 | 0 | 0 | 0 | 0 | 0 | 0 | 0 | 0 | 0
SCE Third Party Roll-up E3 Calculator - No Carbon Adder | [17 empty] | System | #N/A | [21 empty] | 0 | 0 | 0 | 0 | 0 | 0 | 0 | 0 | 0 | 0 | 0 | 0 | 0 | 0 | 0 | 0 | 0 | 0 | 0 | 0 | 0 | 0 | 0 | 0 | 0 | 0 | 0 | 0 | 0
SCE Third Party Roll-up E3 Calculator - No Carbon Adder | [17 empty] | System | #N/A | [21 empty] | 0 | 0 | 0 | 0 | 0 | 0 | 0 | 0 | 0 | 0 | 0 | 0 | 0 | 0 | 0 | 0 | 0 | 0 | 0 | 0 | 0 | 0 | 0 | 0 | 0 | 0 | 0 | 0 | 0
SCE Third Party Roll-up E3 Calculator - No Carbon Adder | [17 empty] | System | #N/A | [21 empty] | 0 | 0 | 0 | 0 | 0 | 0 | 0 | 0 | 0 | 0 | 0 | 0 | 0 | 0 | 0 | 0 | 0 | 0 | 0 | 0 | 0 | 0 | 0 | 0 | 0 | 0 | 0 | 0 | 0
SCE Third Party Roll-up E3 Calculator - No Carbon Adder | [17 empty] | System | #N/A | [21 empty] | 0 | 0 | 0 | 0 | 0 | 0 | 0 | 0 | 0 | 0 | 0 | 0 | 0 | 0 | 0 | 0 | 0 | 0 | 0 | 0 | 0 | 0 | 0 | 0 | 0 | 0 | 0 | 0 | 0
SCE Third Party Roll-up E3 Calculator - No Carbon Adder | [17 empty] | System | #N/A | [21 empty] | 0 | 0 | 0 | 0 | 0 | 0 | 0 | 0 | 0 | 0 | 0 | 0 | 0 | 0 | 0 | 0 | 0 | 0 | 0 | 0 | 0 | 0 | 0 | 0 | 0 | 0 | 0 | 0 | 0
SCE Third Party Roll-up E3 Calculator - No Carbon Adder | [17 empty] | System | #N/A | [21 empty] | 0 | 0 | 0 | 0 | 0 | 0 | 0 | 0 | 0 | 0 | 0 | 0 | 0 | 0 | 0 | 0 | 0 | 0 | 0 | 0 | 0 | 0 | 0 | 0 | 0 | 0 | 0 | 0 | 0
SCE Third Party Roll-up E3 Calculator - No Carbon Adder | [17 empty] | System | #N/A | [21 empty] | 0 | 0 | 0 | 0 | 0 | 0 | 0 | 0 | 0 | 0 | 0 | 0 | 0 | 0 | 0 | 0 | 0 | 0 | 0 | 0 | 0 | 0 | 0 | 0 | 0 | 0 | 0 | 0 | 0
SCE Third Party Roll-up E3 Calculator - No Carbon Adder | [17 empty] | System | #N/A | [21 empty] | 0 | 0 | 0 | 0 | 0 | 0 | 0 | 0 | 0 | 0 | 0 | 0 | 0 | 0 | 0 | 0 | 0 | 0 | 0 | 0 | 0 | 0 | 0 | 0 | 0 | 0 | 0 | 0 | 0
SCE Third Party Roll-up E3 Calculator - No Carbon Adder | [17 empty] | System | #N/A | [21 empty] | 0 | 0 | 0 | 0 | 0 | 0 | 0 | 0 | 0 | 0 | 0 | 0 | 0 | 0 | 0 | 0 | 0 | 0 | 0 | 0 | 0 | 0 | 0 | 0 | 0 | 0 | 0 | 0 | 0
SCE Third Party Roll-up E3 Calculator - No Carbon Adder | [17 empty] | System | #N/A | [21 empty] | 0 | 0 | 0 | 0 | 0 | 0 | 0 | 0 | 0 | 0 | 0 | 0 | 0 | 0 | 0 | 0 | 0 | 0 | 0 | 0 | 0 | 0 | 0 | 0 | 0 | 0 | 0 | 0 | 0
SCE Third Party Roll-up E3 Calculator - No Carbon Adder | [17 empty] | System | #N/A | [21 empty] | 0 | 0 | 0 | 0 | 0 | 0 | 0 | 0 | 0 | 0 | 0 | 0 | 0 | 0 | 0 | 0 | 0 | 0 | 0 | 0 | 0 | 0 | 0 | 0 | 0 | 0 | 0 | 0 | 0
SCE Third Party Roll-up E3 Calculator - No Carbon Adder | [17 empty] | System | #N/A | [21 empty] | 0 | 0 | 0 | 0 | 0 | 0 | 0 | 0 | 0 | 0 | 0 | 0 | 0 | 0 | 0 | 0 | 0 | 0 | 0 | 0 | 0 | 0 | 0 | 0 | 0 | 0 | 0 | 0 | 0
SCE Third Party Roll-up E3 Calculator - No Carbon Adder | [17 empty] | System | #N/A | [21 empty] | 0 | 0 | 0 | 0 | 0 | 0 | 0 | 0 | 0 | 0 | 0 | 0 | 0 | 0 | 0 | 0 | 0 | 0 | 0 | 0 | 0 | 0 | 0 | 0 | 0 | 0 | 0 | 0 | 0
SCE Third Party Roll-up E3 Calculator - No Carbon Adder | [17 empty] | System | #N/A | [21 empty] | 0 | 0 | 0 | 0 | 0 | 0 | 0 | 0 | 0 | 0 | 0 | 0 | 0 | 0 | 0 | 0 | 0 | 0 | 0 | 0 | 0 | 0 | 0 | 0 | 0 | 0 | 0 | 0 | 0
SCE Third Party Roll-up E3 Calculator - No Carbon Adder | [17 empty] | System | #N/A | [21 empty] | 0 | 0 | 0 | 0 | 0 | 0 | 0 | 0 | 0 | 0 | 0 | 0 | 0 | 0 | 0 | 0 | 0 | 0 | 0 | 0 | 0 | 0 | 0 | 0 | 0 | 0 | 0 | 0 | 0
SCE Third Party Roll-up E3 Calculator - No Carbon Adder | [17 empty] | System | #N/A | [21 empty] | 0 | 0 | 0 | 0 | 0 | 0 | 0 | 0 | 0 | 0 | 0 | 0 | 0 | 0 | 0 | 0 | 0 | 0 | 0 | 0 | 0 | 0 | 0 | 0 | 0 | 0 | 0 | 0 | 0
SCE Third Party Roll-up E3 Calculator - No Carbon Adder | [17 empty] | System | #N/A | [21 empty] | 0 | 0 | 0 | 0 | 0 | 0 | 0 | 0 | 0 | 0 | 0 | 0 | 0 | 0 | 0 | 0 | 0 | 0 | 0 | 0 | 0 | 0 | 0 | 0 | 0 | 0 | 0 | 0 | 0
SCE Third Party Roll-up E3 Calculator - No Carbon Adder | [17 empty] | System | #N/A | [21 empty] | 0 | 0 | 0 | 0 | 0 | 0 | 0 | 0 | 0 | 0 | 0 | 0 | 0 | 0 | 0 | 0 | 0 | 0 | 0 | 0 | 0 | 0 | 0 | 0 | 0 | 0 | 0 | 0 | 0
SCE Third Party Roll-up E3 Calculator - No Carbon Adder | [17 empty] | System | #N/A | [21 empty] | 0 | 0 | 0 | 0 | 0 | 0 | 0 | 0 | 0 | 0 | 0 | 0 | 0 | 0 | 0 | 0 | 0 | 0 | 0 | 0 | 0 | 0 | 0 | 0 | 0 | 0 | 0 | 0 | 0
SCE Third Party Roll-up E3 Calculator - No Carbon Adder | [17 empty] | System | #N/A | [21 empty] | 0 | 0 | 0 | 0 | 0 | 0 | 0 | 0 | 0 | 0 | 0 | 0 | 0 | 0 | 0 | 0 | 0 | 0 | 0 | 0 | 0 | 0 | 0 | 0 | 0 | 0 | 0 | 0 | 0
SCE Third Party Roll-up E3 Calculator - No Carbon Adder | [17 empty] | System | #N/A | [21 empty] | 0 | 0 | 0 | 0 | 0 | 0 | 0 | 0 | 0 | 0 | 0 | 0 | 0 | 0 | 0 | 0 | 0 | 0 | 0 | 0 | 0 | 0 | 0 | 0 | 0 | 0 | 0 | 0 | 0
SCE Third Party Roll-up E3 Calculator - No Carbon Adder | [17 empty] | System | #N/A | [21 empty] | 0 | 0 | 0 | 0 | 0 | 0 | 0 | 0 | 0 | 0 | 0 | 0 | 0 | 0 | 0 | 0 | 0 | 0 | 0 | 0 | 0 | 0 | 0 | 0 | 0 | 0 | 0 | 0 | 0
SCE Third Party Roll-up E3 Calculator - No Carbon Adder | [17 empty] | System | #N/A | [21 empty] | 0 | 0 | 0 | 0 | 0 | 0 | 0 | 0 | 0 | 0 | 0 | 0 | 0 | 0 | 0 | 0 | 0 | 0 | 0 | 0 | 0 | 0 | 0 | 0 | 0 | 0 | 0 | 0 | 0
SCE Third Party Roll-up E3 Calculator - No Carbon Adder | [17 empty] | System | #N/A | [21 empty] | 0 | 0 | 0 | 0 | 0 | 0 | 0 | 0 | 0 | 0 | 0 | 0 | 0 | 0 | 0 | 0 | 0 | 0 | 0 | 0 | 0 | 0 | 0 | 0 | 0 | 0 | 0 | 0 | 0
SCE Third Party Roll-up E3 Calculator - No Carbon Adder | [17 empty] | System | #N/A | [21 empty] | 0 | 0 | 0 | 0 | 0 | 0 | 0 | 0 | 0 | 0 | 0 | 0 | 0 | 0 | 0 | 0 | 0 | 0 | 0 | 0 | 0 | 0 | 0 | 0 | 0 | 0 | 0 | 0 | 0
SCE Third Party Roll-up E3 Calculator - No Carbon Adder | [17 empty] | System | #N/A | [21 empty] | 0 | 0 | 0 | 0 | 0 | 0 | 0 | 0 | 0 | 0 | 0 | 0 | 0 | 0 | 0 | 0 | 0 | 0 | 0 | 0 | 0 | 0 | 0 | 0 | 0 | 0 | 0 | 0 | 0
SCE Third Party Roll-up E3 Calculator - No Carbon Adder | [17 empty] | System | #N/A | [21 empty] | 0 | 0 | 0 | 0 | 0 | 0 | 0 | 0 | 0 | 0 | 0 | 0 | 0 | 0 | 0 | 0 | 0 | 0 | 0 | 0 | 0 | 0 | 0 | 0 | 0 | 0 | 0 | 0 | 0
SCE Third Party Roll-up E3 Calculator - No Carbon Adder | [17 empty] | System | #N/A | [21 empty] | 0 | 0 | 0 | 0 | 0 | 0 | 0 | 0 | 0 | 0 | 0 | 0 | 0 | 0 | 0 | 0 | 0 | 0 | 0 | 0 | 0 | 0 | 0 | 0 | 0 | 0 | 0 | 0 | 0
SCE Third Party Roll-up E3 Calculator - No Carbon Adder | [17 empty] | System | #N/A | [21 empty] | 0 | 0 | 0 | 0 | 0 | 0 | 0 | 0 | 0 | 0 | 0 | 0 | 0 | 0 | 0 | 0 | 0 | 0 | 0 | 0 | 0 | 0 | 0 | 0 | 0 | 0 | 0 | 0 | 0
SCE Third Party Roll-up E3 Calculator - No Carbon Adder | [17 empty] | System | #N/A | [21 empty] | 0 | 0 | 0 | 0 | 0 | 0 | 0 | 0 | 0 | 0 | 0 | 0 | 0 | 0 | 0 | 0 | 0 | 0 | 0 | 0 | 0 | 0 | 0 | 0 | 0 | 0 | 0 | 0 | 0
SCE Third Party Roll-up E3 Calculator - No Carbon Adder | [17 empty] | System | #N/A | [21 empty] | 0 | 0 | 0 | 0 | 0 | 0 | 0 | 0 | 0 | 0 | 0 | 0 | 0 | 0 | 0 | 0 | 0 | 0 | 0 | 0 | 0 | 0 | 0 | 0 | 0 | 0 | 0 | 0 | 0
SCE Third Party Roll-up E3 Calculator - No Carbon Adder | [17 empty] | System | #N/A | [21 empty] | 0 | 0 | 0 | 0 | 0 | 0 | 0 | 0 | 0 | 0 | 0 | 0 | 0 | 0 | 0 | 0 | 0 | 0 | 0 | 0 | 0 | 0 | 0 | 0 | 0 | 0 | 0 | 0 | 0
SCE Third Party Roll-up E3 Calculator - No Carbon Adder | [17 empty] | System | #N/A | [21 empty] | 0 | 0 | 0 | 0 | 0 | 0 | 0 | 0 | 0 | 0 | 0 | 0 | 0 | 0 | 0 | 0 | 0 | 0 | 0 | 0 | 0 | 0 | 0 | 0 | 0 | 0 | 0 | 0 | 0
SCE Third Party Roll-up E3 Calculator - No Carbon Adder | [17 empty] | System | #N/A | [21 empty] | 0 | 0 | 0 | 0 | 0 | 0 | 0 | 0 | 0 | 0 | 0 | 0 | 0 | 0 | 0 | 0 | 0 | 0 | 0 | 0 | 0 | 0 | 0 | 0 | 0 | 0 | 0 | 0 | 0
SCE Third Party Roll-up E3 Calculator - No Carbon Adder | [17 empty] | System | #N/A | [21 empty] | 0 | 0 | 0 | 0 | 0 | 0 | 0 | 0 | 0 | 0 | 0 | 0 | 0 | 0 | 0 | 0 | 0 | 0 | 0 | 0 | 0 | 0 | 0 | 0 | 0 | 0 | 0 | 0 | 0
SCE Third Party Roll-up E3 Calculator - No Carbon Adder | [17 empty] | System | #N/A | [21 empty] | 0 | 0 | 0 | 0 | 0 | 0 | 0 | 0 | 0 | 0 | 0 | 0 | 0 | 0 | 0 | 0 | 0 | 0 | 0 | 0 | 0 | 0 | 0 | 0 | 0 | 0 | 0 | 0 | 0
SCE Third Party Roll-up E3 Calculator - No Carbon Adder | [17 empty] | System | #N/A | [21 empty] | 0 | 0 | 0 | 0 | 0 | 0 | 0 | 0 | 0 | 0 | 0 | 0 | 0 | 0 | 0 | 0 | 0 | 0 | 0 | 0 | 0 | 0 | 0 | 0 | 0 | 0 | 0 | 0 | 0
SCE Third Party Roll-up E3 Calculator - No Carbon Adder | [17 empty] | System | #N/A | [21 empty] | 0 | 0 | 0 | 0 | 0 | 0 | 0 | 0 | 0 | 0 | 0 | 0 | 0 | 0 | 0 | 0 | 0 | 0 | 0 | 0 | 0 | 0 | 0 | 0 | 0 | 0 | 0 | 0 | 0
SCE Third Party Roll-up E3 Calculator - No Carbon Adder | [17 empty] | System | #N/A | [21 empty] | 0 | 0 | 0 | 0 | 0 | 0 | 0 | 0 | 0 | 0 | 0 | 0 | 0 | 0 | 0 | 0 | 0 | 0 | 0 | 0 | 0 | 0 | 0 | 0 | 0 | 0 | 0 | 0 | 0
SCE Third Party Roll-up E3 Calculator - No Carbon Adder | [17 empty] | System | #N/A | [21 empty] | 0 | 0 | 0 | 0 | 0 | 0 | 0 | 0 | 0 | 0 | 0 | 0 | 0 | 0 | 0 | 0 | 0 | 0 | 0 | 0 | 0 | 0 | 0 | 0 | 0 | 0 | 0 | 0 | 0
SCE Third Party Roll-up E3 Calculator - No Carbon Adder | [17 empty] | System | #N/A | [21 empty] | 0 | 0 | 0 | 0 | 0 | 0 | 0 | 0 | 0 | 0 | 0 | 0 | 0 | 0 | 0 | 0 | 0 | 0 | 0 | 0 | 0 | 0 | 0 | 0 | 0 | 0 | 0 | 0 | 0
SCE Third Party Roll-up E3 Calculator - No Carbon Adder | [17 empty] | System | #N/A | [21 empty] | 0 | 0 | 0 | 0 | 0 | 0 | 0 | 0 | 0 | 0 | 0 | 0 | 0 | 0 | 0 | 0 | 0 | 0 | 0 | 0 | 0 | 0 | 0 | 0 | 0 | 0 | 0 | 0 | 0
SCE Third Party Roll-up E3 Calculator - No Carbon Adder | [17 empty] | System | #N/A | [21 empty] | 0 | 0 | 0 | 0 | 0 | 0 | 0 | 0 | 0 | 0 | 0 | 0 | 0 | 0 | 0 | 0 | 0 | 0 | 0 | 0 | 0 | 0 | 0 | 0 | 0 | 0 | 0 | 0 | 0
SCE Third Party Roll-up E3 Calculator - No Carbon Adder | [17 empty] | System | #N/A | [21 empty] | 0 | 0 | 0 | 0 | 0 | 0 | 0 | 0 | 0 | 0 | 0 | 0 | 0 | 0 | 0 | 0 | 0 | 0 | 0 | 0 | 0 | 0 | 0 | 0 | 0 | 0 | 0 | 0 | 0
SCE Third Party Roll-up E3 Calculator - No Carbon Adder | [17 empty] | System | #N/A | [21 empty] | 0 | 0 | 0 | 0 | 0 | 0 | 0 | 0 | 0 | 0 | 0 | 0 | 0 | 0 | 0 | 0 | 0 | 0 | 0 | 0 | 0 | 0 | 0 | 0 | 0 | 0 | 0 | 0 | 0
SCE Third Party Roll-up E3 Calculator - No Carbon Adder | [17 empty] | System | #N/A | [21 empty] | 0 | 0 | 0 | 0 | 0 | 0 | 0 | 0 | 0 | 0 | 0 | 0 | 0 | 0 | 0 | 0 | 0 | 0 | 0 | 0 | 0 | 0 | 0 | 0 | 0 | 0 | 0 | 0 | 0
SCE Third Party Roll-up E3 Calculator - No Carbon Adder | [17 empty] | System | #N/A | [21 empty] | 0 | 0 | 0 | 0 | 0 | 0 | 0 | 0 | 0 | 0 | 0 | 0 | 0 | 0 | 0 | 0 | 0 | 0 | 0 | 0 | 0 | 0 | 0 | 0 | 0 | 0 | 0 | 0 | 0
SCE Third Party Roll-up E3 Calculator - No Carbon Adder | [17 empty] | System | #N/A | [21 empty] | 0 | 0 | 0 | 0 | 0 | 0 | 0 | 0 | 0 | 0 | 0 | 0 | 0 | 0 | 0 | 0 | 0 | 0 | 0 | 0 | 0 | 0 | 0 | 0 | 0 | 0 | 0 | 0 | 0
SCE Third Party Roll-up E3 Calculator - No Carbon Adder | [17 empty] | System | #N/A | [21 empty] | 0 | 0 | 0 | 0 | 0 | 0 | 0 | 0 | 0 | 0 | 0 | 0 | 0 | 0 | 0 | 0 | 0 | 0 | 0 | 0 | 0 | 0 | 0 | 0 | 0 | 0 | 0 | 0 | 0
SCE Third Party Roll-up E3 Calculator - No Carbon Adder | [17 empty] | System | #N/A | [21 empty] | 0 | 0 | 0 | 0 | 0 | 0 | 0 | 0 | 0 | 0 | 0 | 0 | 0 | 0 | 0 | 0 | 0 | 0 | 0 | 0 | 0 | 0 | 0 | 0 | 0 | 0 | 0 | 0 | 0
SCE Third Party Roll-up E3 Calculator - No Carbon Adder | [17 empty] | System | #N/A | [21 empty] | 0 | 0 | 0 | 0 | 0 | 0 | 0 | 0 | 0 | 0 | 0 | 0 | 0 | 0 | 0 | 0 | 0 | 0 | 0 | 0 | 0 | 0 | 0 | 0 | 0 | 0 | 0 | 0 | 0
SCE Third Party Roll-up E3 Calculator - No Carbon Adder | [17 empty] | System | #N/A | [21 empty] | 0 | 0 | 0 | 0 | 0 | 0 | 0 | 0 | 0 | 0 | 0 | 0 | 0 | 0 | 0 | 0 | 0 | 0 | 0 | 0 | 0 | 0 | 0 | 0 | 0 | 0 | 0 | 0 | 0
SCE Third Party Roll-up E3 Calculator - No Carbon Adder | [17 empty] | System | #N/A | [21 empty] | 0 | 0 | 0 | 0 | 0 | 0 | 0 | 0 | 0 | 0 | 0 | 0 | 0 | 0 | 0 | 0 | 0 | 0 | 0 | 0 | 0 | 0 | 0 | 0 | 0 | 0 | 0 | 0 | 0
SCE Third Party Roll-up E3 Calculator - No Carbon Adder | [17 empty] | System | #N/A | [21 empty] | 0 | 0 | 0 | 0 | 0 | 0 | 0 | 0 | 0 | 0 | 0 | 0 | 0 | 0 | 0 | 0 | 0 | 0 | 0 | 0 | 0 | 0 | 0 | 0 | 0 | 0 | 0 | 0 | 0
SCE Third Party Roll-up E3 Calculator - No Carbon Adder | [17 empty] | System | #N/A | [21 empty] | 0 | 0 | 0 | 0 | 0 | 0 | 0 | 0 | 0 | 0 | 0 | 0 | 0 | 0 | 0 | 0 | 0 | 0 | 0 | 0 | 0 | 0 | 0 | 0 | 0 | 0 | 0 | 0 | 0
SCE Third Party Roll-up E3 Calculator - No Carbon Adder | [17 empty] | System | #N/A | [21 empty] | 0 | 0 | 0 | 0 | 0 | 0 | 0 | 0 | 0 | 0 | 0 | 0 | 0 | 0 | 0 | 0 | 0 | 0 | 0 | 0 | 0 | 0 | 0 | 0 | 0 | 0 | 0 | 0 | 0
SCE Third Party Roll-up E3 Calculator - No Carbon Adder | [17 empty] | System | #N/A | [21 empty] | 0 | 0 | 0 | 0 | 0 | 0 | 0 | 0 | 0 | 0 | 0 | 0 | 0 | 0 | 0 | 0 | 0 | 0 | 0 | 0 | 0 | 0 | 0 | 0 | 0 | 0 | 0 | 0 | 0
SCE Third Party Roll-up E3 Calculator - No Carbon Adder | [17 empty] | System | #N/A | [21 empty] | 0 | 0 | 0 | 0 | 0 | 0 | 0 | 0 | 0 | 0 | 0 | 0 | 0 | 0 | 0 | 0 | 0 | 0 | 0 | 0 | 0 | 0 | 0 | 0 | 0 | 0 | 0 | 0 | 0
SCE Third Party Roll-up E3 Calculator - No Carbon Adder | [17 empty] | System | #N/A | [21 empty] | 0 | 0 | 0 | 0 | 0 | 0 | 0 | 0 | 0 | 0 | 0 | 0 | 0 | 0 | 0 | 0 | 0 | 0 | 0 | 0 | 0 | 0 | 0 | 0 | 0 | 0 | 0 | 0 | 0
SCE Third Party Roll-up E3 Calculator - No Carbon Adder | [17 empty] | System | #N/A | [21 empty] | 0 | 0 | 0 | 0 | 0 | 0 | 0 | 0 | 0 | 0 | 0 | 0 | 0 | 0 | 0 | 0 | 0 | 0 | 0 | 0 | 0 | 0 | 0 | 0 | 0 | 0 | 0 | 0 | 0
SCE Third Party Roll-up E3 Calculator - No Carbon Adder | [17 empty] | System | #N/A | [21 empty] | 0 | 0 | 0 | 0 | 0 | 0 | 0 | 0 | 0 | 0 | 0 | 0 | 0 | 0 | 0 | 0 | 0 | 0 | 0 | 0 | 0 | 0 | 0 | 0 | 0 | 0 | 0 | 0 | 0
SCE Third Party Roll-up E3 Calculator - No Carbon Adder | [17 empty] | System | #N/A | [21 empty] | 0 | 0 | 0 | 0 | 0 | 0 | 0 | 0 | 0 | 0 | 0 | 0 | 0 | 0 | 0 | 0 | 0 | 0 | 0 | 0 | 0 | 0 | 0 | 0 | 0 | 0 | 0 | 0 | 0
SCE Third Party Roll-up E3 Calculator - No Carbon Adder | [17 empty] | System | #N/A | [21 empty] | 0 | 0 | 0 | 0 | 0 | 0 | 0 | 0 | 0 | 0 | 0 | 0 | 0 | 0 | 0 | 0 | 0 | 0 | 0 | 0 | 0 | 0 | 0 | 0 | 0 | 0 | 0 | 0 | 0
SCE Third Party Roll-up E3 Calculator - No Carbon Adder | [17 empty] | System | #N/A | [21 empty] | 0 | 0 | 0 | 0 | 0 | 0 | 0 | 0 | 0 | 0 | 0 | 0 | 0 | 0 | 0 | 0 | 0 | 0 | 0 | 0 | 0 | 0 | 0 | 0 | 0 | 0 | 0 | 0 | 0
SCE Third Party Roll-up E3 Calculator - No Carbon Adder | [17 empty] | System | #N/A | [21 empty] | 0 | 0 | 0 | 0 | 0 | 0 | 0 | 0 | 0 | 0 | 0 | 0 | 0 | 0 | 0 | 0 | 0 | 0 | 0 | 0 | 0 | 0 | 0 | 0 | 0 | 0 | 0 | 0 | 0
SCE Third Party Roll-up E3 Calculator - No Carbon Adder | [17 empty] | System | #N/A | [21 empty] | 0 | 0 | 0 | 0 | 0 | 0 | 0 | 0 | 0 | 0 | 0 | 0 | 0 | 0 | 0 | 0 | 0 | 0 | 0 | 0 | 0 | 0 | 0 | 0 | 0 | 0 | 0 | 0 | 0
SCE Third Party Roll-up E3 Calculator - No Carbon Adder | [17 empty] | System | #N/A | [21 empty] | 0 | 0 | 0 | 0 | 0 | 0 | 0 | 0 | 0 | 0 | 0 | 0 | 0 | 0 | 0 | 0 | 0 | 0 | 0 | 0 | 0 | 0 | 0 | 0 | 0 | 0 | 0 | 0 | 0
SCE Third Party Roll-up E3 Calculator - No Carbon Adder | [17 empty] | System | #N/A | [21 empty] | 0 | 0 | 0 | 0 | 0 | 0 | 0 | 0 | 0 | 0 | 0 | 0 | 0 | 0 | 0 | 0 | 0 | 0 | 0 | 0 | 0 | 0 | 0 | 0 | 0 | 0 | 0 | 0 | 0
SCE Third Party Roll-up E3 Calculator - No Carbon Adder | [17 empty] | System | #N/A | [21 empty] | 0 | 0 | 0 | 0 | 0 | 0 | 0 | 0 | 0 | 0 | 0 | 0 | 0 | 0 | 0 | 0 | 0 | 0 | 0 | 0 | 0 | 0 | 0 | 0 | 0 | 0 | 0 | 0 | 0
SCE Third Party Roll-up E3 Calculator - No Carbon Adder | [17 empty] | System | #N/A | [21 empty] | 0 | 0 | 0 | 0 | 0 | 0 | 0 | 0 | 0 | 0 | 0 | 0 | 0 | 0 | 0 | 0 | 0 | 0 | 0 | 0 | 0 | 0 | 0 | 0 | 0 | 0 | 0 | 0 | 0
SCE Third Party Roll-up E3 Calculator - No Carbon Adder | [17 empty] | System | #N/A | [21 empty] | 0 | 0 | 0 | 0 | 0 | 0 | 0 | 0 | 0 | 0 | 0 | 0 | 0 | 0 | 0 | 0 | 0 | 0 | 0 | 0 | 0 | 0 | 0 | 0 | 0 | 0 | 0 | 0 | 0
SCE Third Party Roll-up E3 Calculator - No Carbon Adder | [17 empty] | System | #N/A | [21 empty] | 0 | 0 | 0 | 0 | 0 | 0 | 0 | 0 | 0 | 0 | 0 | 0 | 0 | 0 | 0 | 0 | 0 | 0 | 0 | 0 | 0 | 0 | 0 | 0 | 0 | 0 | 0 | 0 | 0
SCE Third Party Roll-up E3 Calculator - No Carbon Adder | [17 empty] | System | #N/A | [21 empty] | 0 | 0 | 0 | 0 | 0 | 0 | 0 | 0 | 0 | 0 | 0 | 0 | 0 | 0 | 0 | 0 | 0 | 0 | 0 | 0 | 0 | 0 | 0 | 0 | 0 | 0 | 0 | 0 | 0
SCE Third Party Roll-up E3 Calculator - No Carbon Adder | [17 empty] | System | #N/A | [21 empty] | 0 | 0 | 0 | 0 | 0 | 0 | 0 | 0 | 0 | 0 | 0 | 0 | 0 | 0 | 0 | 0 | 0 | 0 | 0 | 0 | 0 | 0 | 0 | 0 | 0 | 0 | 0 | 0 | 0
SCE Third Party Roll-up E3 Calculator - No Carbon Adder | [17 empty] | System | #N/A | [21 empty] | 0 | 0 | 0 | 0 | 0 | 0 | 0 | 0 | 0 | 0 | 0 | 0 | 0 | 0 | 0 | 0 | 0 | 0 | 0 | 0 | 0 | 0 | 0 | 0 | 0 | 0 | 0 | 0 | 0
SCE Third Party Roll-up E3 Calculator - No Carbon Adder | [17 empty] | System | #N/A | [21 empty] | 0 | 0 | 0 | 0 | 0 | 0 | 0 | 0 | 0 | 0 | 0 | 0 | 0 | 0 | 0 | 0 | 0 | 0 | 0 | 0 | 0 | 0 | 0 | 0 | 0 | 0 | 0 | 0 | 0
SCE Third Party Roll-up E3 Calculator - No Carbon Adder | [17 empty] | System | #N/A | [21 empty] | 0 | 0 | 0 | 0 | 0 | 0 | 0 | 0 | 0 | 0 | 0 | 0 | 0 | 0 | 0 | 0 | 0 | 0 | 0 | 0 | 0 | 0 | 0 | 0 | 0 | 0 | 0 | 0 | 0
SCE Third Party Roll-up E3 Calculator - No Carbon Adder | [17 empty] | System | #N/A | [21 empty] | 0 | 0 | 0 | 0 | 0 | 0 | 0 | 0 | 0 | 0 | 0 | 0 | 0 | 0 | 0 | 0 | 0 | 0 | 0 | 0 | 0 | 0 | 0 | 0 | 0 | 0 | 0 | 0 | 0
SCE Third Party Roll-up E3 Calculator - No Carbon Adder | [17 empty] | System | #N/A | [21 empty] | 0 | 0 | 0 | 0 | 0 | 0 | 0 | 0 | 0 | 0 | 0 | 0 | 0 | 0 | 0 | 0 | 0 | 0 | 0 | 0 | 0 | 0 | 0 | 0 | 0 | 0 | 0 | 0 | 0
SCE Third Party Roll-up E3 Calculator - No Carbon Adder | [17 empty] | System | #N/A | [21 empty] | 0 | 0 | 0 | 0 | 0 | 0 | 0 | 0 | 0 | 0 | 0 | 0 | 0 | 0 | 0 | 0 | 0 | 0 | 0 | 0 | 0 | 0 | 0 | 0 | 0 | 0 | 0 | 0 | 0
SCE Third Party Roll-up E3 Calculator - No Carbon Adder | [17 empty] | System | #N/A | [21 empty] | 0 | 0 | 0 | 0 | 0 | 0 | 0 | 0 | 0 | 0 | 0 | 0 | 0 | 0 | 0 | 0 | 0 | 0 | 0 | 0 | 0 | 0 | 0 | 0 | 0 | 0 | 0 | 0 | 0
SCE Third Party Roll-up E3 Calculator - No Carbon Adder | [17 empty] | System | #N/A | [21 empty] | 0 | 0 | 0 | 0 | 0 | 0 | 0 | 0 | 0 | 0 | 0 | 0 | 0 | 0 | 0 | 0 | 0 | 0 | 0 | 0 | 0 | 0 | 0 | 0 | 0 | 0 | 0 | 0 | 0
SCE Third Party Roll-up E3 Calculator - No Carbon Adder | [17 empty] | System | #N/A | [21 empty] | 0 | 0 | 0 | 0 | 0 | 0 | 0 | 0 | 0 | 0 | 0 | 0 | 0 | 0 | 0 | 0 | 0 | 0 | 0 | 0 | 0 | 0 | 0 | 0 | 0 | 0 | 0 | 0 | 0
SCE Third Party Roll-up E3 Calculator - No Carbon Adder | [17 empty] | System | #N/A | [21 empty] | 0 | 0 | 0 | 0 | 0 | 0 | 0 | 0 | 0 | 0 | 0 | 0 | 0 | 0 | 0 | 0 | 0 | 0 | 0 | 0 | 0 | 0 | 0 | 0 | 0 | 0 | 0 | 0 | 0
SCE Third Party Roll-up E3 Calculator - No Carbon Adder | [17 empty] | System | #N/A | [21 empty] | 0 | 0 | 0 | 0 | 0 | 0 | 0 | 0 | 0 | 0 | 0 | 0 | 0 | 0 | 0 | 0 | 0 | 0 | 0 | 0 | 0 | 0 | 0 | 0 | 0 | 0 | 0 | 0 | 0
SCE Third Party Roll-up E3 Calculator - No Carbon Adder | [17 empty] | System | #N/A | [21 empty] | 0 | 0 | 0 | 0 | 0 | 0 | 0 | 0 | 0 | 0 | 0 | 0 | 0 | 0 | 0 | 0 | 0 | 0 | 0 | 0 | 0 | 0 | 0 | 0 | 0 | 0 | 0 | 0 | 0
SCE Third Party Roll-up E3 Calculator - No Carbon Adder | [17 empty] | System | #N/A | [21 empty] | 0 | 0 | 0 | 0 | 0 | 0 | 0 | 0 | 0 | 0 | 0 | 0 | 0 | 0 | 0 | 0 | 0 | 0 | 0 | 0 | 0 | 0 | 0 | 0 | 0 | 0 | 0 | 0 | 0
SCE Third Party Roll-up E3 Calculator - No Carbon Adder | [17 empty] | System | #N/A | [21 empty] | 0 | 0 | 0 | 0 | 0 | 0 | 0 | 0 | 0 | 0 | 0 | 0 | 0 | 0 | 0 | 0 | 0 | 0 | 0 | 0 | 0 | 0 | 0 | 0 | 0 | 0 | 0 | 0 | 0
SCE Third Party Roll-up E3 Calculator - No Carbon Adder | [17 empty] | System | #N/A | [21 empty] | 0 | 0 | 0 | 0 | 0 | 0 | 0 | 0 | 0 | 0 | 0 | 0 | 0 | 0 | 0 | 0 | 0 | 0 | 0 | 0 | 0 | 0 | 0 | 0 | 0 | 0 | 0 | 0 | 0
SCE Third Party Roll-up E3 Calculator - No Carbon Adder | [17 empty] | System | #N/A | [21 empty] | 0 | 0 | 0 | 0 | 0 | 0 | 0 | 0 | 0 | 0 | 0 | 0 | 0 | 0 | 0 | 0 | 0 | 0 | 0 | 0 | 0 | 0 | 0 | 0 | 0 | 0 | 0 | 0 | 0
SCE Third Party Roll-up E3 Calculator - No Carbon Adder | [17 empty] | System | #N/A | [21 empty] | 0 | 0 | 0 | 0 | 0 | 0 | 0 | 0 | 0 | 0 | 0 | 0 | 0 | 0 | 0 | 0 | 0 | 0 | 0 | 0 | 0 | 0 | 0 | 0 | 0 | 0 | 0 | 0 | 0
SCE Third Party Roll-up E3 Calculator - No Carbon Adder | [17 empty] | System | #N/A | [21 empty] | 0 | 0 | 0 | 0 | 0 | 0 | 0 | 0 | 0 | 0 | 0 | 0 | 0 | 0 | 0 | 0 | 0 | 0 | 0 | 0 | 0 | 0 | 0 | 0 | 0 | 0 | 0 | 0 | 0
SCE Third Party Roll-up E3 Calculator - No Carbon Adder | [17 empty] | System | #N/A | [21 empty] | 0 | 0 | 0 | 0 | 0 | 0 | 0 | 0 | 0 | 0 | 0 | 0 | 0 | 0 | 0 | 0 | 0 | 0 | 0 | 0 | 0 | 0 | 0 | 0 | 0 | 0 | 0 | 0 | 0
SCE Third Party Roll-up E3 Calculator - No Carbon Adder | [17 empty] | System | #N/A | [21 empty] | 0 | 0 | 0 | 0 | 0 | 0 | 0 | 0 | 0 | 0 | 0 | 0 | 0 | 0 | 0 | 0 | 0 | 0 | 0 | 0 | 0 | 0 | 0 | 0 | 0 | 0 | 0 | 0 | 0
SCE Third Party Roll-up E3 Calculator - No Carbon Adder | [17 empty] | System | #N/A | [21 empty] | 0 | 0 | 0 | 0 | 0 | 0 | 0 | 0 | 0 | 0 | 0 | 0 | 0 | 0 | 0 | 0 | 0 | 0 | 0 | 0 | 0 | 0 | 0 | 0 | 0 | 0 | 0 | 0 | 0
SCE Third Party Roll-up E3 Calculator - No Carbon Adder | [17 empty] | System | #N/A | [21 empty] | 0 | 0 | 0 | 0 | 0 | 0 | 0 | 0 | 0 | 0 | 0 | 0 | 0 | 0 | 0 | 0 | 0 | 0 | 0 | 0 | 0 | 0 | 0 | 0 | 0 | 0 | 0 | 0 | 0
SCE Third Party Roll-up E3 Calculator - No Carbon Adder | [17 empty] | System | #N/A | [21 empty] | 0 | 0 | 0 | 0 | 0 | 0 | 0 | 0 | 0 | 0 | 0 | 0 | 0 | 0 | 0 | 0 | 0 | 0 | 0 | 0 | 0 | 0 | 0 | 0 | 0 | 0 | 0 | 0 | 0
SCE Third Party Roll-up E3 Calculator - No Carbon Adder | [17 empty] | System | #N/A | [21 empty] | 0 | 0 | 0 | 0 | 0 | 0 | 0 | 0 | 0 | 0 | 0 | 0 | 0 | 0 | 0 | 0 | 0 | 0 | 0 | 0 | 0 | 0 | 0 | 0 | 0 | 0 | 0 | 0 | 0
SCE Third Party Roll-up E3 Calculator - No Carbon Adder | [17 empty] | System | #N/A | [21 empty] | 0 | 0 | 0 | 0 | 0 | 0 | 0 | 0 | 0 | 0 | 0 | 0 | 0 | 0 | 0 | 0 | 0 | 0 | 0 | 0 | 0 | 0 | 0 | 0 | 0 | 0 | 0 | 0 | 0
SCE Third Party Roll-up E3 Calculator - No Carbon Adder | [17 empty] | System | #N/A | [21 empty] | 0 | 0 | 0 | 0 | 0 | 0 | 0 | 0 | 0 | 0 | 0 | 0 | 0 | 0 | 0 | 0 | 0 | 0 | 0 | 0 | 0 | 0 | 0 | 0 | 0 | 0 | 0 | 0 | 0
SCE Third Party Roll-up E3 Calculator - No Carbon Adder | [17 empty] | System | #N/A | [21 empty] | 0 | 0 | 0 | 0 | 0 | 0 | 0 | 0 | 0 | 0 | 0 | 0 | 0 | 0 | 0 | 0 | 0 | 0 | 0 | 0 | 0 | 0 | 0 | 0 | 0 | 0 | 0 | 0 | 0
SCE Third Party Roll-up E3 Calculator - No Carbon Adder | [17 empty] | System | #N/A | [21 empty] | 0 | 0 | 0 | 0 | 0 | 0 | 0 | 0 | 0 | 0 | 0 | 0 | 0 | 0 | 0 | 0 | 0 | 0 | 0 | 0 | 0 | 0 | 0 | 0 | 0 | 0 | 0 | 0 | 0
SCE Third Party Roll-up E3 Calculator - No Carbon Adder | [17 empty] | System | #N/A | [21 empty] | 0 | 0 | 0 | 0 | 0 | 0 | 0 | 0 | 0 | 0 | 0 | 0 | 0 | 0 | 0 | 0 | 0 | 0 | 0 | 0 | 0 | 0 | 0 | 0 | 0 | 0 | 0 | 0 | 0
SCE Third Party Roll-up E3 Calculator - No Carbon Adder | [17 empty] | System | #N/A | [21 empty] | 0 | 0 | 0 | 0 | 0 | 0 | 0 | 0 | 0 | 0 | 0 | 0 | 0 | 0 | 0 | 0 | 0 | 0 | 0 | 0 | 0 | 0 | 0 | 0 | 0 | 0 | 0 | 0 | 0
SCE Third Party Roll-up E3 Calculator - No Carbon Adder | [17 empty] | System | #N/A | [21 empty] | 0 | 0 | 0 | 0 | 0 | 0 | 0 | 0 | 0 | 0 | 0 | 0 | 0 | 0 | 0 | 0 | 0 | 0 | 0 | 0 | 0 | 0 | 0 | 0 | 0 | 0 | 0 | 0 | 0
SCE Third Party Roll-up E3 Calculator - No Carbon Adder | [17 empty] | System | #N/A | [21 empty] | 0 | 0 | 0 | 0 | 0 | 0 | 0 | 0 | 0 | 0 | 0 | 0 | 0 | 0 | 0 | 0 | 0 | 0 | 0 | 0 | 0 | 0 | 0 | 0 | 0 | 0 | 0 | 0 | 0
SCE Third Party Roll-up E3 Calculator - No Carbon Adder | [17 empty] | System | #N/A | [21 empty] | 0 | 0 | 0 | 0 | 0 | 0 | 0 | 0 | 0 | 0 | 0 | 0 | 0 | 0 | 0 | 0 | 0 | 0 | 0 | 0 | 0 | 0 | 0 | 0 | 0 | 0 | 0 | 0 | 0
SCE Third Party Roll-up E3 Calculator - No Carbon Adder | [17 empty] | System | #N/A | [21 empty] | 0 | 0 | 0 | 0 | 0 | 0 | 0 | 0 | 0 | 0 | 0 | 0 | 0 | 0 | 0 | 0 | 0 | 0 | 0 | 0 | 0 | 0 | 0 | 0 | 0 | 0 | 0 | 0 | 0
SCE Third Party Roll-up E3 Calculator - No Carbon Adder | [17 empty] | System | #N/A | [21 empty] | 0 | 0 | 0 | 0 | 0 | 0 | 0 | 0 | 0 | 0 | 0 | 0 | 0 | 0 | 0 | 0 | 0 | 0 | 0 | 0 | 0 | 0 | 0 | 0 | 0 | 0 | 0 | 0 | 0
SCE Third Party Roll-up E3 Calculator - No Carbon Adder | [17 empty] | System | #N/A | [21 empty] | 0 | 0 | 0 | 0 | 0 | 0 | 0 | 0 | 0 | 0 | 0 | 0 | 0 | 0 | 0 | 0 | 0 | 0 | 0 | 0 | 0 | 0 | 0 | 0 | 0 | 0 | 0 | 0 | 0
SCE Third Party Roll-up E3 Calculator - No Carbon Adder | [17 empty] | System | #N/A | [21 empty] | 0 | 0 | 0 | 0 | 0 | 0 | 0 | 0 | 0 | 0 | 0 | 0 | 0 | 0 | 0 | 0 | 0 | 0 | 0 | 0 | 0 | 0 | 0 | 0 | 0 | 0 | 0 | 0 | 0
SCE Third Party Roll-up E3 Calculator - No Carbon Adder | [17 empty] | System | #N/A | [21 empty] | 0 | 0 | 0 | 0 | 0 | 0 | 0 | 0 | 0 | 0 | 0 | 0 | 0 | 0 | 0 | 0 | 0 | 0 | 0 | 0 | 0 | 0 | 0 | 0 | 0 | 0 | 0 | 0 | 0
SCE Third Party Roll-up E3 Calculator - No Carbon Adder | [17 empty] | System | #N/A | [21 empty] | 0 | 0 | 0 | 0 | 0 | 0 | 0 | 0 | 0 | 0 | 0 | 0 | 0 | 0 | 0 | 0 | 0 | 0 | 0 | 0 | 0 | 0 | 0 | 0 | 0 | 0 | 0 | 0 | 0
SCE Third Party Roll-up E3 Calculator - No Carbon Adder | [17 empty] | System | #N/A | [21 empty] | 0 | 0 | 0 | 0 | 0 | 0 | 0 | 0 | 0 | 0 | 0 | 0 | 0 | 0 | 0 | 0 | 0 | 0 | 0 | 0 | 0 | 0 | 0 | 0 | 0 | 0 | 0 | 0 | 0
SCE Third Party Roll-up E3 Calculator - No Carbon Adder | [17 empty] | System | #N/A | [21 empty] | 0 | 0 | 0 | 0 | 0 | 0 | 0 | 0 | 0 | 0 | 0 | 0 | 0 | 0 | 0 | 0 | 0 | 0 | 0 | 0 | 0 | 0 | 0 | 0 | 0 | 0 | 0 | 0 | 0
SCE Third Party Roll-up E3 Calculator - No Carbon Adder | [17 empty] | System | #N/A | [21 empty] | 0 | 0 | 0 | 0 | 0 | 0 | 0 | 0 | 0 | 0 | 0 | 0 | 0 | 0 | 0 | 0 | 0 | 0 | 0 | 0 | 0 | 0 | 0 | 0 | 0 | 0 | 0 | 0 | 0
SCE Third Party Roll-up E3 Calculator - No Carbon Adder | [17 empty] | System | #N/A | [21 empty] | 0 | 0 | 0 | 0 | 0 | 0 | 0 | 0 | 0 | 0 | 0 | 0 | 0 | 0 | 0 | 0 | 0 | 0 | 0 | 0 | 0 | 0 | 0 | 0 | 0 | 0 | 0 | 0 | 0
SCE Third Party Roll-up E3 Calculator - No Carbon Adder | [17 empty] | System | #N/A | [21 empty] | 0 | 0 | 0 | 0 | 0 | 0 | 0 | 0 | 0 | 0 | 0 | 0 | 0 | 0 | 0 | 0 | 0 | 0 | 0 | 0 | 0 | 0 | 0 | 0 | 0 | 0 | 0 | 0 | 0
SCE Third Party Roll-up E3 Calculator - No Carbon Adder | [17 empty] | System | #N/A | [21 empty] | 0 | 0 | 0 | 0 | 0 | 0 | 0 | 0 | 0 | 0 | 0 | 0 | 0 | 0 | 0 | 0 | 0 | 0 | 0 | 0 | 0 | 0 | 0 | 0 | 0 | 0 | 0 | 0 | 0
SCE Third Party Roll-up E3 Calculator - No Carbon Adder | [17 empty] | System | #N/A | [21 empty] | 0 | 0 | 0 | 0 | 0 | 0 | 0 | 0 | 0 | 0 | 0 | 0 | 0 | 0 | 0 | 0 | 0 | 0 | 0 | 0 | 0 | 0 | 0 | 0 | 0 | 0 | 0 | 0 | 0
SCE Third Party Roll-up E3 Calculator - No Carbon Adder | [17 empty] | System | #N/A | [21 empty] | 0 | 0 | 0 | 0 | 0 | 0 | 0 | 0 | 0 | 0 | 0 | 0 | 0 | 0 | 0 | 0 | 0 | 0 | 0 | 0 | 0 | 0 | 0 | 0 | 0 | 0 | 0 | 0 | 0
SCE Third Party Roll-up E3 Calculator - No Carbon Adder | [17 empty] | System | #N/A | [21 empty] | 0 | 0 | 0 | 0 | 0 | 0 | 0 | 0 | 0 | 0 | 0 | 0 | 0 | 0 | 0 | 0 | 0 | 0 | 0 | 0 | 0 | 0 | 0 | 0 | 0 | 0 | 0 | 0 | 0
SCE Third Party Roll-up E3 Calculator - No Carbon Adder | [17 empty] | System | #N/A | [21 empty] | 0 | 0 | 0 | 0 | 0 | 0 | 0 | 0 | 0 | 0 | 0 | 0 | 0 | 0 | 0 | 0 | 0 | 0 | 0 | 0 | 0 | 0 | 0 | 0 | 0 | 0 | 0 | 0 | 0
SCE Third Party Roll-up E3 Calculator - No Carbon Adder | [17 empty] | System | #N/A | [21 empty] | 0 | 0 | 0 | 0 | 0 | 0 | 0 | 0 | 0 | 0 | 0 | 0 | 0 | 0 | 0 | 0 | 0 | 0 | 0 | 0 | 0 | 0 | 0 | 0 | 0 | 0 | 0 | 0 | 0
SCE Third Party Roll-up E3 Calculator - No Carbon Adder | [17 empty] | System | #N/A | [21 empty] | 0 | 0 | 0 | 0 | 0 | 0 | 0 | 0 | 0 | 0 | 0 | 0 | 0 | 0 | 0 | 0 | 0 | 0 | 0 | 0 | 0 | 0 | 0 | 0 | 0 | 0 | 0 | 0 | 0
SCE Third Party Roll-up E3 Calculator - No Carbon Adder | [17 empty] | System | #N/A | [21 empty] | 0 | 0 | 0 | 0 | 0 | 0 | 0 | 0 | 0 | 0 | 0 | 0 | 0 | 0 | 0 | 0 | 0 | 0 | 0 | 0 | 0 | 0 | 0 | 0 | 0 | 0 | 0 | 0 | 0
SCE Third Party Roll-up E3 Calculator - No Carbon Adder | [17 empty] | System | #N/A | [21 empty] | 0 | 0 | 0 | 0 | 0 | 0 | 0 | 0 | 0 | 0 | 0 | 0 | 0 | 0 | 0 | 0 | 0 | 0 | 0 | 0 | 0 | 0 | 0 | 0 | 0 | 0 | 0 | 0 | 0
SCE Third Party Roll-up E3 Calculator - No Carbon Adder | [17 empty] | System | #N/A | [21 empty] | 0 | 0 | 0 | 0 | 0 | 0 | 0 | 0 | 0 | 0 | 0 | 0 | 0 | 0 | 0 | 0 | 0 | 0 | 0 | 0 | 0 | 0 | 0 | 0 | 0 | 0 | 0 | 0 | 0
SCE Third Party Roll-up E3 Calculator - No Carbon Adder | [17 empty] | System | #N/A | [21 empty] | 0 | 0 | 0 | 0 | 0 | 0 | 0 | 0 | 0 | 0 | 0 | 0 | 0 | 0 | 0 | 0 | 0 | 0 | 0 | 0 | 0 | 0 | 0 | 0 | 0 | 0 | 0 | 0 | 0
SCE Third Party Roll-up E3 Calculator - No Carbon Adder | [17 empty] | System | #N/A | [21 empty] | 0 | 0 | 0 | 0 | 0 | 0 | 0 | 0 | 0 | 0 | 0 | 0 | 0 | 0 | 0 | 0 | 0 | 0 | 0 | 0 | 0 | 0 | 0 | 0 | 0 | 0 | 0 | 0 | 0
SCE Third Party Roll-up E3 Calculator - No Carbon Adder | [17 empty] | System | #N/A | [21 empty] | 0 | 0 | 0 | 0 | 0 | 0 | 0 | 0 | 0 | 0 | 0 | 0 | 0 | 0 | 0 | 0 | 0 | 0 | 0 | 0 | 0 | 0 | 0 | 0 | 0 | 0 | 0 | 0 | 0
SCE Third Party Roll-up E3 Calculator - No Carbon Adder | [17 empty] | System | #N/A | [21 empty] | 0 | 0 | 0 | 0 | 0 | 0 | 0 | 0 | 0 | 0 | 0 | 0 | 0 | 0 | 0 | 0 | 0 | 0 | 0 | 0 | 0 | 0 | 0 | 0 | 0 | 0 | 0 | 0 | 0
SCE Third Party Roll-up E3 Calculator - No Carbon Adder | [17 empty] | System | #N/A | [21 empty] | 0 | 0 | 0 | 0 | 0 | 0 | 0 | 0 | 0 | 0 | 0 | 0 | 0 | 0 | 0 | 0 | 0 | 0 | 0 | 0 | 0 | 0 | 0 | 0 | 0 | 0 | 0 | 0 | 0
SCE Third Party Roll-up E3 Calculator - No Carbon Adder | [17 empty] | System | #N/A | [21 empty] | 0 | 0 | 0 | 0 | 0 | 0 | 0 | 0 | 0 | 0 | 0 | 0 | 0 | 0 | 0 | 0 | 0 | 0 | 0 | 0 | 0 | 0 | 0 | 0 | 0 | 0 | 0 | 0 | 0
SCE Third Party Roll-up E3 Calculator - No Carbon Adder | [17 empty] | System | #N/A | [21 empty] | 0 | 0 | 0 | 0 | 0 | 0 | 0 | 0 | 0 | 0 | 0 | 0 | 0 | 0 | 0 | 0 | 0 | 0 | 0 | 0 | 0 | 0 | 0 | 0 | 0 | 0 | 0 | 0 | 0
SCE Third Party Roll-up E3 Calculator - No Carbon Adder | [17 empty] | System | #N/A | [21 empty] | 0 | 0 | 0 | 0 | 0 | 0 | 0 | 0 | 0 | 0 | 0 | 0 | 0 | 0 | 0 | 0 | 0 | 0 | 0 | 0 | 0 | 0 | 0 | 0 | 0 | 0 | 0 | 0 | 0
SCE Third Party Roll-up E3 Calculator - No Carbon Adder | [17 empty] | System | #N/A | [21 empty] | 0 | 0 | 0 | 0 | 0 | 0 | 0 | 0 | 0 | 0 | 0 | 0 | 0 | 0 | 0 | 0 | 0 | 0 | 0 | 0 | 0 | 0 | 0 | 0 | 0 | 0 | 0 | 0 | 0
SCE Third Party Roll-up E3 Calculator - No Carbon Adder | [17 empty] | System | #N/A | [21 empty] | 0 | 0 | 0 | 0 | 0 | 0 | 0 | 0 | 0 | 0 | 0 | 0 | 0 | 0 | 0 | 0 | 0 | 0 | 0 | 0 | 0 | 0 | 0 | 0 | 0 | 0 | 0 | 0 | 0
SCE Third Party Roll-up E3 Calculator - No Carbon Adder | [17 empty] | System | #N/A | [21 empty] | 0 | 0 | 0 | 0 | 0 | 0 | 0 | 0 | 0 | 0 | 0 | 0 | 0 | 0 | 0 | 0 | 0 | 0 | 0 | 0 | 0 | 0 | 0 | 0 | 0 | 0 | 0 | 0 | 0
SCE Third Party Roll-up E3 Calculator - No Carbon Adder | [17 empty] | System | #N/A | [21 empty] | 0 | 0 | 0 | 0 | 0 | 0 | 0 | 0 | 0 | 0 | 0 | 0 | 0 | 0 | 0 | 0 | 0 | 0 | 0 | 0 | 0 | 0 | 0 | 0 | 0 | 0 | 0 | 0 | 0
SCE Third Party Roll-up E3 Calculator - No Carbon Adder | [17 empty] | System | #N/A | [21 empty] | 0 | 0 | 0 | 0 | 0 | 0 | 0 | 0 | 0 | 0 | 0 | 0 | 0 | 0 | 0 | 0 | 0 | 0 | 0 | 0 | 0 | 0 | 0 | 0 | 0 | 0 | 0 | 0 | 0
SCE Third Party Roll-up E3 Calculator - No Carbon Adder | [17 empty] | System | #N/A | [21 empty] | 0 | 0 | 0 | 0 | 0 | 0 | 0 | 0 | 0 | 0 | 0 | 0 | 0 | 0 | 0 | 0 | 0 | 0 | 0 | 0 | 0 | 0 | 0 | 0 | 0 | 0 | 0 | 0 | 0
SCE Third Party Roll-up E3 Calculator - No Carbon Adder | [17 empty] | System | #N/A | [21 empty] | 0 | 0 | 0 | 0 | 0 | 0 | 0 | 0 | 0 | 0 | 0 | 0 | 0 | 0 | 0 | 0 | 0 | 0 | 0 | 0 | 0 | 0 | 0 | 0 | 0 | 0 | 0 | 0 | 0
SCE Third Party Roll-up E3 Calculator - No Carbon Adder | [17 empty] | System | #N/A | [21 empty] | 0 | 0 | 0 | 0 | 0 | 0 | 0 | 0 | 0 | 0 | 0 | 0 | 0 | 0 | 0 | 0 | 0 | 0 | 0 | 0 | 0 | 0 | 0 | 0 | 0 | 0 | 0 | 0 | 0
SCE Third Party Roll-up E3 Calculator - No Carbon Adder | [17 empty] | System | #N/A | [21 empty] | 0 | 0 | 0 | 0 | 0 | 0 | 0 | 0 | 0 | 0 | 0 | 0 | 0 | 0 | 0 | 0 | 0 | 0 | 0 | 0 | 0 | 0 | 0 | 0 | 0 | 0 | 0 | 0 | 0
SCE Third Party Roll-up E3 Calculator - No Carbon Adder | [17 empty] | System | #N/A | [21 empty] | 0 | 0 | 0 | 0 | 0 | 0 | 0 | 0 | 0 | 0 | 0 | 0 | 0 | 0 | 0 | 0 | 0 | 0 | 0 | 0 | 0 | 0 | 0 | 0 | 0 | 0 | 0 | 0 | 0
SCE Third Party Roll-up E3 Calculator - No Carbon Adder | [17 empty] | System | #N/A | [21 empty] | 0 | 0 | 0 | 0 | 0 | 0 | 0 | 0 | 0 | 0 | 0 | 0 | 0 | 0 | 0 | 0 | 0 | 0 | 0 | 0 | 0 | 0 | 0 | 0 | 0 | 0 | 0 | 0 | 0
SCE Third Party Roll-up E3 Calculator - No Carbon Adder | [17 empty] | System | #N/A | [21 empty] | 0 | 0 | 0 | 0 | 0 | 0 | 0 | 0 | 0 | 0 | 0 | 0 | 0 | 0 | 0 | 0 | 0 | 0 | 0 | 0 | 0 | 0 | 0 | 0 | 0 | 0 | 0 | 0 | 0
SCE Third Party Roll-up E3 Calculator - No Carbon Adder | [17 empty] | System | #N/A | [21 empty] | 0 | 0 | 0 | 0 | 0 | 0 | 0 | 0 | 0 | 0 | 0 | 0 | 0 | 0 | 0 | 0 | 0 | 0 | 0 | 0 | 0 | 0 | 0 | 0 | 0 | 0 | 0 | 0 | 0
SCE Third Party Roll-up E3 Calculator - No Carbon Adder | [17 empty] | System | #N/A | [21 empty] | 0 | 0 | 0 | 0 | 0 | 0 | 0 | 0 | 0 | 0 | 0 | 0 | 0 | 0 | 0 | 0 | 0 | 0 | 0 | 0 | 0 | 0 | 0 | 0 | 0 | 0 | 0 | 0 | 0
SCE Third Party Roll-up E3 Calculator - No Carbon Adder | [17 empty] | System | #N/A | [21 empty] | 0 | 0 | 0 | 0 | 0 | 0 | 0 | 0 | 0 | 0 | 0 | 0 | 0 | 0 | 0 | 0 | 0 | 0 | 0 | 0 | 0 | 0 | 0 | 0 | 0 | 0 | 0 | 0 | 0
SCE Third Party Roll-up E3 Calculator - No Carbon Adder | [17 empty] | System | #N/A | [21 empty] | 0 | 0 | 0 | 0 | 0 | 0 | 0 | 0 | 0 | 0 | 0 | 0 | 0 | 0 | 0 | 0 | 0 | 0 | 0 | 0 | 0 | 0 | 0 | 0 | 0 | 0 | 0 | 0 | 0
SCE Third Party Roll-up E3 Calculator - No Carbon Adder | [17 empty] | System | #N/A | [21 empty] | 0 | 0 | 0 | 0 | 0 | 0 | 0 | 0 | 0 | 0 | 0 | 0 | 0 | 0 | 0 | 0 | 0 | 0 | 0 | 0 | 0 | 0 | 0 | 0 | 0 | 0 | 0 | 0 | 0
SCE Third Party Roll-up E3 Calculator - No Carbon Adder | [17 empty] | System | #N/A | [21 empty] | 0 | 0 | 0 | 0 | 0 | 0 | 0 | 0 | 0 | 0 | 0 | 0 | 0 | 0 | 0 | 0 | 0 | 0 | 0 | 0 | 0 | 0 | 0 | 0 | 0 | 0 | 0 | 0 | 0
SCE Third Party Roll-up E3 Calculator - No Carbon Adder | [17 empty] | System | #N/A | [21 empty] | 0 | 0 | 0 | 0 | 0 | 0 | 0 | 0 | 0 | 0 | 0 | 0 | 0 | 0 | 0 | 0 | 0 | 0 | 0 | 0 | 0 | 0 | 0 | 0 | 0 | 0 | 0 | 0 | 0
SCE Third Party Roll-up E3 Calculator - No Carbon Adder | [17 empty] | System | #N/A | [21 empty] | 0 | 0 | 0 | 0 | 0 | 0 | 0 | 0 | 0 | 0 | 0 | 0 | 0 | 0 | 0 | 0 | 0 | 0 | 0 | 0 | 0 | 0 | 0 | 0 | 0 | 0 | 0 | 0 | 0
SCE Third Party Roll-up E3 Calculator - No Carbon Adder | [17 empty] | System | #N/A | [21 empty] | 0 | 0 | 0 | 0 | 0 | 0 | 0 | 0 | 0 | 0 | 0 | 0 | 0 | 0 | 0 | 0 | 0 | 0 | 0 | 0 | 0 | 0 | 0 | 0 | 0 | 0 | 0 | 0 | 0
SCE Third Party Roll-up E3 Calculator - No Carbon Adder | [17 empty] | System | #N/A | [21 empty] | 0 | 0 | 0 | 0 | 0 | 0 | 0 | 0 | 0 | 0 | 0 | 0 | 0 | 0 | 0 | 0 | 0 | 0 | 0 | 0 | 0 | 0 | 0 | 0 | 0 | 0 | 0 | 0 | 0
SCE Third Party Roll-up E3 Calculator - No Carbon Adder | [17 empty] | System | #N/A | [21 empty] | 0 | 0 | 0 | 0 | 0 | 0 | 0 | 0 | 0 | 0 | 0 | 0 | 0 | 0 | 0 | 0 | 0 | 0 | 0 | 0 | 0 | 0 | 0 | 0 | 0 | 0 | 0 | 0 | 0
SCE Third Party Roll-up E3 Calculator - No Carbon Adder | [17 empty] | System | #N/A | [21 empty] | 0 | 0 | 0 | 0 | 0 | 0 | 0 | 0 | 0 | 0 | 0 | 0 | 0 | 0 | 0 | 0 | 0 | 0 | 0 | 0 | 0 | 0 | 0 | 0 | 0 | 0 | 0 | 0 | 0
SCE Third Party Roll-up E3 Calculator - No Carbon Adder | [17 empty] | System | #N/A | [21 empty] | 0 | 0 | 0 | 0 | 0 | 0 | 0 | 0 | 0 | 0 | 0 | 0 | 0 | 0 | 0 | 0 | 0 | 0 | 0 | 0 | 0 | 0 | 0 | 0 | 0 | 0 | 0 | 0 | 0
SCE Third Party Roll-up E3 Calculator - No Carbon Adder | [17 empty] | System | #N/A | [21 empty] | 0 | 0 | 0 | 0 | 0 | 0 | 0 | 0 | 0 | 0 | 0 | 0 | 0 | 0 | 0 | 0 | 0 | 0 | 0 | 0 | 0 | 0 | 0 | 0 | 0 | 0 | 0 | 0 | 0
SCE Third Party Roll-up E3 Calculator - No Carbon Adder | [17 empty] | System | #N/A | [21 empty] | 0 | 0 | 0 | 0 | 0 | 0 | 0 | 0 | 0 | 0 | 0 | 0 | 0 | 0 | 0 | 0 | 0 | 0 | 0 | 0 | 0 | 0 | 0 | 0 | 0 | 0 | 0 | 0 | 0
SCE Third Party Roll-up E3 Calculator - No Carbon Adder | [17 empty] | System | #N/A | [21 empty] | 0 | 0 | 0 | 0 | 0 | 0 | 0 | 0 | 0 | 0 | 0 | 0 | 0 | 0 | 0 | 0 | 0 | 0 | 0 | 0 | 0 | 0 | 0 | 0 | 0 | 0 | 0 | 0 | 0
SCE Third Party Roll-up E3 Calculator - No Carbon Adder | [17 empty] | System | #N/A | [21 empty] | 0 | 0 | 0 | 0 | 0 | 0 | 0 | 0 | 0 | 0 | 0 | 0 | 0 | 0 | 0 | 0 | 0 | 0 | 0 | 0 | 0 | 0 | 0 | 0 | 0 | 0 | 0 | 0 | 0
SCE Third Party Roll-up E3 Calculator - No Carbon Adder | [17 empty] | System | #N/A | [21 empty] | 0 | 0 | 0 | 0 | 0 | 0 | 0 | 0 | 0 | 0 | 0 | 0 | 0 | 0 | 0 | 0 | 0 | 0 | 0 | 0 | 0 | 0 | 0 | 0 | 0 | 0 | 0 | 0 | 0
SCE Third Party Roll-up E3 Calculator - No Carbon Adder | [17 empty] | System | #N/A | [21 empty] | 0 | 0 | 0 | 0 | 0 | 0 | 0 | 0 | 0 | 0 | 0 | 0 | 0 | 0 | 0 | 0 | 0 | 0 | 0 | 0 | 0 | 0 | 0 | 0 | 0 | 0 | 0 | 0 | 0
SCE Third Party Roll-up E3 Calculator - No Carbon Adder | [17 empty] | System | #N/A | [21 empty] | 0 | 0 | 0 | 0 | 0 | 0 | 0 | 0 | 0 | 0 | 0 | 0 | 0 | 0 | 0 | 0 | 0 | 0 | 0 | 0 | 0 | 0 | 0 | 0 | 0 | 0 | 0 | 0 | 0
SCE Third Party Roll-up E3 Calculator - No Carbon Adder | [17 empty] | System | #N/A | [21 empty] | 0 | 0 | 0 | 0 | 0 | 0 | 0 | 0 | 0 | 0 | 0 | 0 | 0 | 0 | 0 | 0 | 0 | 0 | 0 | 0 | 0 | 0 | 0 | 0 | 0 | 0 | 0 | 0 | 0
SCE Third Party Roll-up E3 Calculator - No Carbon Adder | [17 empty] | System | #N/A | [21 empty] | 0 | 0 | 0 | 0 | 0 | 0 | 0 | 0 | 0 | 0 | 0 | 0 | 0 | 0 | 0 | 0 | 0 | 0 | 0 | 0 | 0 | 0 | 0 | 0 | 0 | 0 | 0 | 0 | 0
SCE Third Party Roll-up E3 Calculator - No Carbon Adder | [17 empty] | System | #N/A | [21 empty] | 0 | 0 | 0 | 0 | 0 | 0 | 0 | 0 | 0 | 0 | 0 | 0 | 0 | 0 | 0 | 0 | 0 | 0 | 0 | 0 | 0 | 0 | 0 | 0 | 0 | 0 | 0 | 0 | 0
SCE Third Party Roll-up E3 Calculator - No Carbon Adder | [17 empty] | System | #N/A | [21 empty] | 0 | 0 | 0 | 0 | 0 | 0 | 0 | 0 | 0 | 0 | 0 | 0 | 0 | 0 | 0 | 0 | 0 | 0 | 0 | 0 | 0 | 0 | 0 | 0 | 0 | 0 | 0 | 0 | 0
SCE Third Party Roll-up E3 Calculator - No Carbon Adder | [17 empty] | System | #N/A | [21 empty] | 0 | 0 | 0 | 0 | 0 | 0 | 0 | 0 | 0 | 0 | 0 | 0 | 0 | 0 | 0 | 0 | 0 | 0 | 0 | 0 | 0 | 0 | 0 | 0 | 0 | 0 | 0 | 0 | 0
SCE Third Party Roll-up E3 Calculator - No Carbon Adder | [17 empty] | System | #N/A | [21 empty] | 0 | 0 | 0 | 0 | 0 | 0 | 0 | 0 | 0 | 0 | 0 | 0 | 0 | 0 | 0 | 0 | 0 | 0 | 0 | 0 | 0 | 0 | 0 | 0 | 0 | 0 | 0 | 0 | 0
SCE Third Party Roll-up E3 Calculator - No Carbon Adder | [17 empty] | System | #N/A | [21 empty] | 0 | 0 | 0 | 0 | 0 | 0 | 0 | 0 | 0 | 0 | 0 | 0 | 0 | 0 | 0 | 0 | 0 | 0 | 0 | 0 | 0 | 0 | 0 | 0 | 0 | 0 | 0 | 0 | 0
SCE Third Party Roll-up E3 Calculator - No Carbon Adder | [17 empty] | System | #N/A | [21 empty] | 0 | 0 | 0 | 0 | 0 | 0 | 0 | 0 | 0 | 0 | 0 | 0 | 0 | 0 | 0 | 0 | 0 | 0 | 0 | 0 | 0 | 0 | 0 | 0 | 0 | 0 | 0 | 0 | 0
SCE Third Party Roll-up E3 Calculator - No Carbon Adder | [17 empty] | System | #N/A | [21 empty] | 0 | 0 | 0 | 0 | 0 | 0 | 0 | 0 | 0 | 0 | 0 | 0 | 0 | 0 | 0 | 0 | 0 | 0 | 0 | 0 | 0 | 0 | 0 | 0 | 0 | 0 | 0 | 0 | 0
SCE Third Party Roll-up E3 Calculator - No Carbon Adder | [17 empty] | System | #N/A | [21 empty] | 0 | 0 | 0 | 0 | 0 | 0 | 0 | 0 | 0 | 0 | 0 | 0 | 0 | 0 | 0 | 0 | 0 | 0 | 0 | 0 | 0 | 0 | 0 | 0 | 0 | 0 | 0 | 0 | 0
SCE Third Party Roll-up E3 Calculator - No Carbon Adder | [17 empty] | System | #N/A | [21 empty] | 0 | 0 | 0 | 0 | 0 | 0 | 0 | 0 | 0 | 0 | 0 | 0 | 0 | 0 | 0 | 0 | 0 | 0 | 0 | 0 | 0 | 0 | 0 | 0 | 0 | 0 | 0 | 0 | 0
SCE Third Party Roll-up E3 Calculator - No Carbon Adder | [17 empty] | System | #N/A | [21 empty] | 0 | 0 | 0 | 0 | 0 | 0 | 0 | 0 | 0 | 0 | 0 | 0 | 0 | 0 | 0 | 0 | 0 | 0 | 0 | 0 | 0 | 0 | 0 | 0 | 0 | 0 | 0 | 0 | 0
SCE Third Party Roll-up E3 Calculator - No Carbon Adder | [17 empty] | System | #N/A | [21 empty] | 0 | 0 | 0 | 0 | 0 | 0 | 0 | 0 | 0 | 0 | 0 | 0 | 0 | 0 | 0 | 0 | 0 | 0 | 0 | 0 | 0 | 0 | 0 | 0 | 0 | 0 | 0 | 0 | 0
SCE Third Party Roll-up E3 Calculator - No Carbon Adder | [17 empty] | System | #N/A | [21 empty] | 0 | 0 | 0 | 0 | 0 | 0 | 0 | 0 | 0 | 0 | 0 | 0 | 0 | 0 | 0 | 0 | 0 | 0 | 0 | 0 | 0 | 0 | 0 | 0 | 0 | 0 | 0 | 0 | 0
SCE Third Party Roll-up E3 Calculator - No Carbon Adder | [17 empty] | System | #N/A | [21 empty] | 0 | 0 | 0 | 0 | 0 | 0 | 0 | 0 | 0 | 0 | 0 | 0 | 0 | 0 | 0 | 0 | 0 | 0 | 0 | 0 | 0 | 0 | 0 | 0 | 0 | 0 | 0 | 0 | 0
SCE Third Party Roll-up E3 Calculator - No Carbon Adder | [17 empty] | System | #N/A | [21 empty] | 0 | 0 | 0 | 0 | 0 | 0 | 0 | 0 | 0 | 0 | 0 | 0 | 0 | 0 | 0 | 0 | 0 | 0 | 0 | 0 | 0 | 0 | 0 | 0 | 0 | 0 | 0 | 0 | 0
SCE Third Party Roll-up E3 Calculator - No Carbon Adder | [17 empty] | System | #N/A | [21 empty] | 0 | 0 | 0 | 0 | 0 | 0 | 0 | 0 | 0 | 0 | 0 | 0 | 0 | 0 | 0 | 0 | 0 | 0 | 0 | 0 | 0 | 0 | 0 | 0 | 0 | 0 | 0 | 0 | 0
SCE Third Party Roll-up E3 Calculator - No Carbon Adder | [17 empty] | System | #N/A | [21 empty] | 0 | 0 | 0 | 0 | 0 | 0 | 0 | 0 | 0 | 0 | 0 | 0 | 0 | 0 | 0 | 0 | 0 | 0 | 0 | 0 | 0 | 0 | 0 | 0 | 0 | 0 | 0 | 0 | 0
SCE Third Party Roll-up E3 Calculator - No Carbon Adder | [17 empty] | System | #N/A | [21 empty] | 0 | 0 | 0 | 0 | 0 | 0 | 0 | 0 | 0 | 0 | 0 | 0 | 0 | 0 | 0 | 0 | 0 | 0 | 0 | 0 | 0 | 0 | 0 | 0 | 0 | 0 | 0 | 0 | 0
SCE Third Party Roll-up E3 Calculator - No Carbon Adder | [17 empty] | System | #N/A | [21 empty] | 0 | 0 | 0 | 0 | 0 | 0 | 0 | 0 | 0 | 0 | 0 | 0 | 0 | 0 | 0 | 0 | 0 | 0 | 0 | 0 | 0 | 0 | 0 | 0 | 0 | 0 | 0 | 0 | 0
SCE Third Party Roll-up E3 Calculator - No Carbon Adder | [17 empty] | System | #N/A | [21 empty] | 0 | 0 | 0 | 0 | 0 | 0 | 0 | 0 | 0 | 0 | 0 | 0 | 0 | 0 | 0 | 0 | 0 | 0 | 0 | 0 | 0 | 0 | 0 | 0 | 0 | 0 | 0 | 0 | 0
SCE Third Party Roll-up E3 Calculator - No Carbon Adder | [17 empty] | System | #N/A | [21 empty] | 0 | 0 | 0 | 0 | 0 | 0 | 0 | 0 | 0 | 0 | 0 | 0 | 0 | 0 | 0 | 0 | 0 | 0 | 0 | 0 | 0 | 0 | 0 | 0 | 0 | 0 | 0 | 0 | 0
SCE Third Party Roll-up E3 Calculator - No Carbon Adder | [17 empty] | System | #N/A | [21 empty] | 0 | 0 | 0 | 0 | 0 | 0 | 0 | 0 | 0 | 0 | 0 | 0 | 0 | 0 | 0 | 0 | 0 | 0 | 0 | 0 | 0 | 0 | 0 | 0 | 0 | 0 | 0 | 0 | 0
SCE Third Party Roll-up E3 Calculator - No Carbon Adder | [17 empty] | System | #N/A | [21 empty] | 0 | 0 | 0 | 0 | 0 | 0 | 0 | 0 | 0 | 0 | 0 | 0 | 0 | 0 | 0 | 0 | 0 | 0 | 0 | 0 | 0 | 0 | 0 | 0 | 0 | 0 | 0 | 0 | 0
SCE Third Party Roll-up E3 Calculator - No Carbon Adder | [17 empty] | System | #N/A | [21 empty] | 0 | 0 | 0 | 0 | 0 | 0 | 0 | 0 | 0 | 0 | 0 | 0 | 0 | 0 | 0 | 0 | 0 | 0 | 0 | 0 | 0 | 0 | 0 | 0 | 0 | 0 | 0 | 0 | 0
SCE Third Party Roll-up E3 Calculator - No Carbon Adder | [17 empty] | System | #N/A | [21 empty] | 0 | 0 | 0 | 0 | 0 | 0 | 0 | 0 | 0 | 0 | 0 | 0 | 0 | 0 | 0 | 0 | 0 | 0 | 0 | 0 | 0 | 0 | 0 | 0 | 0 | 0 | 0 | 0 | 0
SCE Third Party Roll-up E3 Calculator - No Carbon Adder | [17 empty] | System | #N/A | [21 empty] | 0 | 0 | 0 | 0 | 0 | 0 | 0 | 0 | 0 | 0 | 0 | 0 | 0 | 0 | 0 | 0 | 0 | 0 | 0 | 0 | 0 | 0 | 0 | 0 | 0 | 0 | 0 | 0 | 0
SCE Third Party Roll-up E3 Calculator - No Carbon Adder | [17 empty] | System | #N/A | [21 empty] | 0 | 0 | 0 | 0 | 0 | 0 | 0 | 0 | 0 | 0 | 0 | 0 | 0 | 0 | 0 | 0 | 0 | 0 | 0 | 0 | 0 | 0 | 0 | 0 | 0 | 0 | 0 | 0 | 0
SCE Third Party Roll-up E3 Calculator - No Carbon Adder | [17 empty] | System | #N/A | [21 empty] | 0 | 0 | 0 | 0 | 0 | 0 | 0 | 0 | 0 | 0 | 0 | 0 | 0 | 0 | 0 | 0 | 0 | 0 | 0 | 0 | 0 | 0 | 0 | 0 | 0 | 0 | 0 | 0 | 0
SCE Third Party Roll-up E3 Calculator - No Carbon Adder | [17 empty] | System | #N/A | [21 empty] | 0 | 0 | 0 | 0 | 0 | 0 | 0 | 0 | 0 | 0 | 0 | 0 | 0 | 0 | 0 | 0 | 0 | 0 | 0 | 0 | 0 | 0 | 0 | 0 | 0 | 0 | 0 | 0 | 0
SCE Third Party Roll-up E3 Calculator - No Carbon Adder | [17 empty] | System | #N/A | [21 empty] | 0 | 0 | 0 | 0 | 0 | 0 | 0 | 0 | 0 | 0 | 0 | 0 | 0 | 0 | 0 | 0 | 0 | 0 | 0 | 0 | 0 | 0 | 0 | 0 | 0 | 0 | 0 | 0 | 0
SCE Third Party Roll-up E3 Calculator - No Carbon Adder | [17 empty] | System | #N/A | [21 empty] | 0 | 0 | 0 | 0 | 0 | 0 | 0 | 0 | 0 | 0 | 0 | 0 | 0 | 0 | 0 | 0 | 0 | 0 | 0 | 0 | 0 | 0 | 0 | 0 | 0 | 0 | 0 | 0 | 0
SCE Third Party Roll-up E3 Calculator - No Carbon Adder | [17 empty] | System | #N/A | [21 empty] | 0 | 0 | 0 | 0 | 0 | 0 | 0 | 0 | 0 | 0 | 0 | 0 | 0 | 0 | 0 | 0 | 0 | 0 | 0 | 0 | 0 | 0 | 0 | 0 | 0 | 0 | 0 | 0 | 0
SCE Third Party Roll-up E3 Calculator - No Carbon Adder | [17 empty] | System | #N/A | [21 empty] | 0 | 0 | 0 | 0 | 0 | 0 | 0 | 0 | 0 | 0 | 0 | 0 | 0 | 0 | 0 | 0 | 0 | 0 | 0 | 0 | 0 | 0 | 0 | 0 | 0 | 0 | 0 | 0 | 0
SCE Third Party Roll-up E3 Calculator - No Carbon Adder | [17 empty] | System | #N/A | [21 empty] | 0 | 0 | 0 | 0 | 0 | 0 | 0 | 0 | 0 | 0 | 0 | 0 | 0 | 0 | 0 | 0 | 0 | 0 | 0 | 0 | 0 | 0 | 0 | 0 | 0 | 0 | 0 | 0 | 0
SCE Third Party Roll-up E3 Calculator - No Carbon Adder | [17 empty] | System | #N/A | [21 empty] | 0 | 0 | 0 | 0 | 0 | 0 | 0 | 0 | 0 | 0 | 0 | 0 | 0 | 0 | 0 | 0 | 0 | 0 | 0 | 0 | 0 | 0 | 0 | 0 | 0 | 0 | 0 | 0 | 0
SCE Third Party Roll-up E3 Calculator - No Carbon Adder | [17 empty] | System | #N/A | [21 empty] | 0 | 0 | 0 | 0 | 0 | 0 | 0 | 0 | 0 | 0 | 0 | 0 | 0 | 0 | 0 | 0 | 0 | 0 | 0 | 0 | 0 | 0 | 0 | 0 | 0 | 0 | 0 | 0 | 0
SCE Third Party Roll-up E3 Calculator - No Carbon Adder | [17 empty] | System | #N/A | [21 empty] | 0 | 0 | 0 | 0 | 0 | 0 | 0 | 0 | 0 | 0 | 0 | 0 | 0 | 0 | 0 | 0 | 0 | 0 | 0 | 0 | 0 | 0 | 0 | 0 | 0 | 0 | 0 | 0 | 0
SCE Third Party Roll-up E3 Calculator - No Carbon Adder | [17 empty] | System | #N/A | [21 empty] | 0 | 0 | 0 | 0 | 0 | 0 | 0 | 0 | 0 | 0 | 0 | 0 | 0 | 0 | 0 | 0 | 0 | 0 | 0 | 0 | 0 | 0 | 0 | 0 | 0 | 0 | 0 | 0 | 0
SCE Third Party Roll-up E3 Calculator - No Carbon Adder | [17 empty] | System | #N/A | [21 empty] | 0 | 0 | 0 | 0 | 0 | 0 | 0 | 0 | 0 | 0 | 0 | 0 | 0 | 0 | 0 | 0 | 0 | 0 | 0 | 0 | 0 | 0 | 0 | 0 | 0 | 0 | 0 | 0 | 0
SCE Third Party Roll-up E3 Calculator - No Carbon Adder | [17 empty] | System | #N/A | [21 empty] | 0 | 0 | 0 | 0 | 0 | 0 | 0 | 0 | 0 | 0 | 0 | 0 | 0 | 0 | 0 | 0 | 0 | 0 | 0 | 0 | 0 | 0 | 0 | 0 | 0 | 0 | 0 | 0 | 0
SCE Third Party Roll-up E3 Calculator - No Carbon Adder | [17 empty] | System | #N/A | [21 empty] | 0 | 0 | 0 | 0 | 0 | 0 | 0 | 0 | 0 | 0 | 0 | 0 | 0 | 0 | 0 | 0 | 0 | 0 | 0 | 0 | 0 | 0 | 0 | 0 | 0 | 0 | 0 | 0 | 0
SCE Third Party Roll-up E3 Calculator - No Carbon Adder | [17 empty] | System | #N/A | [21 empty] | 0 | 0 | 0 | 0 | 0 | 0 | 0 | 0 | 0 | 0 | 0 | 0 | 0 | 0 | 0 | 0 | 0 | 0 | 0 | 0 | 0 | 0 | 0 | 0 | 0 | 0 | 0 | 0 | 0
SCE Third Party Roll-up E3 Calculator - No Carbon Adder | [17 empty] | System | #N/A | [21 empty] | 0 | 0 | 0 | 0 | 0 | 0 | 0 | 0 | 0 | 0 | 0 | 0 | 0 | 0 | 0 | 0 | 0 | 0 | 0 | 0 | 0 | 0 | 0 | 0 | 0 | 0 | 0 | 0 | 0
SCE Third Party Roll-up E3 Calculator - No Carbon Adder | [17 empty] | System | #N/A | [21 empty] | 0 | 0 | 0 | 0 | 0 | 0 | 0 | 0 | 0 | 0 | 0 | 0 | 0 | 0 | 0 | 0 | 0 | 0 | 0 | 0 | 0 | 0 | 0 | 0 | 0 | 0 | 0 | 0 | 0
SCE Third Party Roll-up E3 Calculator - No Carbon Adder | [17 empty] | System | #N/A | [21 empty] | 0 | 0 | 0 | 0 | 0 | 0 | 0 | 0 | 0 | 0 | 0 | 0 | 0 | 0 | 0 | 0 | 0 | 0 | 0 | 0 | 0 | 0 | 0 | 0 | 0 | 0 | 0 | 0 | 0
SCE Third Party Roll-up E3 Calculator - No Carbon Adder | [17 empty] | System | #N/A | [21 empty] | 0 | 0 | 0 | 0 | 0 | 0 | 0 | 0 | 0 | 0 | 0 | 0 | 0 | 0 | 0 | 0 | 0 | 0 | 0 | 0 | 0 | 0 | 0 | 0 | 0 | 0 | 0 | 0 | 0
SCE Third Party Roll-up E3 Calculator - No Carbon Adder | [17 empty] | System | #N/A | [21 empty] | 0 | 0 | 0 | 0 | 0 | 0 | 0 | 0 | 0 | 0 | 0 | 0 | 0 | 0 | 0 | 0 | 0 | 0 | 0 | 0 | 0 | 0 | 0 | 0 | 0 | 0 | 0 | 0 | 0
SCE Third Party Roll-up E3 Calculator - No Carbon Adder | [17 empty] | System | #N/A | [21 empty] | 0 | 0 | 0 | 0 | 0 | 0 | 0 | 0 | 0 | 0 | 0 | 0 | 0 | 0 | 0 | 0 | 0 | 0 | 0 | 0 | 0 | 0 | 0 | 0 | 0 | 0 | 0 | 0 | 0
SCE Third Party Roll-up E3 Calculator - No Carbon Adder | [17 empty] | System | #N/A | [21 empty] | 0 | 0 | 0 | 0 | 0 | 0 | 0 | 0 | 0 | 0 | 0 | 0 | 0 | 0 | 0 | 0 | 0 | 0 | 0 | 0 | 0 | 0 | 0 | 0 | 0 | 0 | 0 | 0 | 0
SCE Third Party Roll-up E3 Calculator - No Carbon Adder | [17 empty] | System | #N/A | [21 empty] | 0 | 0 | 0 | 0 | 0 | 0 | 0 | 0 | 0 | 0 | 0 | 0 | 0 | 0 | 0 | 0 | 0 | 0 | 0 | 0 | 0 | 0 | 0 | 0 | 0 | 0 | 0 | 0 | 0
SCE Third Party Roll-up E3 Calculator - No Carbon Adder | [17 empty] | System | #N/A | [21 empty] | 0 | 0 | 0 | 0 | 0 | 0 | 0 | 0 | 0 | 0 | 0 | 0 | 0 | 0 | 0 | 0 | 0 | 0 | 0 | 0 | 0 | 0 | 0 | 0 | 0 | 0 | 0 | 0 | 0
SCE Third Party Roll-up E3 Calculator - No Carbon Adder | [17 empty] | System | #N/A | [21 empty] | 0 | 0 | 0 | 0 | 0 | 0 | 0 | 0 | 0 | 0 | 0 | 0 | 0 | 0 | 0 | 0 | 0 | 0 | 0 | 0 | 0 | 0 | 0 | 0 | 0 | 0 | 0 | 0 | 0
SCE Third Party Roll-up E3 Calculator - No Carbon Adder | [17 empty] | System | #N/A | [21 empty] | 0 | 0 | 0 | 0 | 0 | 0 | 0 | 0 | 0 | 0 | 0 | 0 | 0 | 0 | 0 | 0 | 0 | 0 | 0 | 0 | 0 | 0 | 0 | 0 | 0 | 0 | 0 | 0 | 0
SCE Third Party Roll-up E3 Calculator - No Carbon Adder | [17 empty] | System | #N/A | [21 empty] | 0 | 0 | 0 | 0 | 0 | 0 | 0 | 0 | 0 | 0 | 0 | 0 | 0 | 0 | 0 | 0 | 0 | 0 | 0 | 0 | 0 | 0 | 0 | 0 | 0 | 0 | 0 | 0 | 0
SCE Third Party Roll-up E3 Calculator - No Carbon Adder | [17 empty] | System | #N/A | [21 empty] | 0 | 0 | 0 | 0 | 0 | 0 | 0 | 0 | 0 | 0 | 0 | 0 | 0 | 0 | 0 | 0 | 0 | 0 | 0 | 0 | 0 | 0 | 0 | 0 | 0 | 0 | 0 | 0 | 0
SCE Third Party Roll-up E3 Calculator - No Carbon Adder | [17 empty] | System | #N/A | [21 empty] | 0 | 0 | 0 | 0 | 0 | 0 | 0 | 0 | 0 | 0 | 0 | 0 | 0 | 0 | 0 | 0 | 0 | 0 | 0 | 0 | 0 | 0 | 0 | 0 | 0 | 0 | 0 | 0 | 0
SCE Third Party Roll-up E3 Calculator - No Carbon Adder | [17 empty] | System | #N/A | [21 empty] | 0 | 0 | 0 | 0 | 0 | 0 | 0 | 0 | 0 | 0 | 0 | 0 | 0 | 0 | 0 | 0 | 0 | 0 | 0 | 0 | 0 | 0 | 0 | 0 | 0 | 0 | 0 | 0 | 0
SCE Third Party Roll-up E3 Calculator - No Carbon Adder | [17 empty] | System | #N/A | [21 empty] | 0 | 0 | 0 | 0 | 0 | 0 | 0 | 0 | 0 | 0 | 0 | 0 | 0 | 0 | 0 | 0 | 0 | 0 | 0 | 0 | 0 | 0 | 0 | 0 | 0 | 0 | 0 | 0 | 0
SCE Third Party Roll-up E3 Calculator - No Carbon Adder | [17 empty] | System | #N/A | [21 empty] | 0 | 0 | 0 | 0 | 0 | 0 | 0 | 0 | 0 | 0 | 0 | 0 | 0 | 0 | 0 | 0 | 0 | 0 | 0 | 0 | 0 | 0 | 0 | 0 | 0 | 0 | 0 | 0 | 0
SCE Third Party Roll-up E3 Calculator - No Carbon Adder | [17 empty] | System | #N/A | [21 empty] | 0 | 0 | 0 | 0 | 0 | 0 | 0 | 0 | 0 | 0 | 0 | 0 | 0 | 0 | 0 | 0 | 0 | 0 | 0 | 0 | 0 | 0 | 0 | 0 | 0 | 0 | 0 | 0 | 0
SCE Third Party Roll-up E3 Calculator - No Carbon Adder | [17 empty] | System | #N/A | [21 empty] | 0 | 0 | 0 | 0 | 0 | 0 | 0 | 0 | 0 | 0 | 0 | 0 | 0 | 0 | 0 | 0 | 0 | 0 | 0 | 0 | 0 | 0 | 0 | 0 | 0 | 0 | 0 | 0 | 0
SCE Third Party Roll-up E3 Calculator - No Carbon Adder | [17 empty] | System | #N/A | [21 empty] | 0 | 0 | 0 | 0 | 0 | 0 | 0 | 0 | 0 | 0 | 0 | 0 | 0 | 0 | 0 | 0 | 0 | 0 | 0 | 0 | 0 | 0 | 0 | 0 | 0 | 0 | 0 | 0 | 0
SCE Third Party Roll-up E3 Calculator - No Carbon Adder | [17 empty] | System | #N/A | [21 empty] | 0 | 0 | 0 | 0 | 0 | 0 | 0 | 0 | 0 | 0 | 0 | 0 | 0 | 0 | 0 | 0 | 0 | 0 | 0 | 0 | 0 | 0 | 0 | 0 | 0 | 0 | 0 | 0 | 0
SCE Third Party Roll-up E3 Calculator - No Carbon Adder | [17 empty] | System | #N/A | [21 empty] | 0 | 0 | 0 | 0 | 0 | 0 | 0 | 0 | 0 | 0 | 0 | 0 | 0 | 0 | 0 | 0 | 0 | 0 | 0 | 0 | 0 | 0 | 0 | 0 | 0 | 0 | 0 | 0 | 0
SCE Third Party Roll-up E3 Calculator - No Carbon Adder | [17 empty] | System | #N/A | [21 empty] | 0 | 0 | 0 | 0 | 0 | 0 | 0 | 0 | 0 | 0 | 0 | 0 | 0 | 0 | 0 | 0 | 0 | 0 | 0 | 0 | 0 | 0 | 0 | 0 | 0 | 0 | 0 | 0 | 0
SCE Third Party Roll-up E3 Calculator - No Carbon Adder | [17 empty] | System | #N/A | [21 empty] | 0 | 0 | 0 | 0 | 0 | 0 | 0 | 0 | 0 | 0 | 0 | 0 | 0 | 0 | 0 | 0 | 0 | 0 | 0 | 0 | 0 | 0 | 0 | 0 | 0 | 0 | 0 | 0 | 0
SCE Third Party Roll-up E3 Calculator - No Carbon Adder | [17 empty] | System | #N/A | [21 empty] | 0 | 0 | 0 | 0 | 0 | 0 | 0 | 0 | 0 | 0 | 0 | 0 | 0 | 0 | 0 | 0 | 0 | 0 | 0 | 0 | 0 | 0 | 0 | 0 | 0 | 0 | 0 | 0 | 0
SCE Third Party Roll-up E3 Calculator - No Carbon Adder | [17 empty] | System | #N/A | [21 empty] | 0 | 0 | 0 | 0 | 0 | 0 | 0 | 0 | 0 | 0 | 0 | 0 | 0 | 0 | 0 | 0 | 0 | 0 | 0 | 0 | 0 | 0 | 0 | 0 | 0 | 0 | 0 | 0 | 0
SCE Third Party Roll-up E3 Calculator - No Carbon Adder | [17 empty] | System | #N/A | [21 empty] | 0 | 0 | 0 | 0 | 0 | 0 | 0 | 0 | 0 | 0 | 0 | 0 | 0 | 0 | 0 | 0 | 0 | 0 | 0 | 0 | 0 | 0 | 0 | 0 | 0 | 0 | 0 | 0 | 0
SCE Third Party Roll-up E3 Calculator - No Carbon Adder | [17 empty] | System | #N/A | [21 empty] | 0 | 0 | 0 | 0 | 0 | 0 | 0 | 0 | 0 | 0 | 0 | 0 | 0 | 0 | 0 | 0 | 0 | 0 | 0 | 0 | 0 | 0 | 0 | 0 | 0 | 0 | 0 | 0 | 0
SCE Third Party Roll-up E3 Calculator - No Carbon Adder | [17 empty] | System | #N/A | [21 empty] | 0 | 0 | 0 | 0 | 0 | 0 | 0 | 0 | 0 | 0 | 0 | 0 | 0 | 0 | 0 | 0 | 0 | 0 | 0 | 0 | 0 | 0 | 0 | 0 | 0 | 0 | 0 | 0 | 0
SCE Third Party Roll-up E3 Calculator - No Carbon Adder | [17 empty] | System | #N/A | [21 empty] | 0 | 0 | 0 | 0 | 0 | 0 | 0 | 0 | 0 | 0 | 0 | 0 | 0 | 0 | 0 | 0 | 0 | 0 | 0 | 0 | 0 | 0 | 0 | 0 | 0 | 0 | 0 | 0 | 0
SCE Third Party Roll-up E3 Calculator - No Carbon Adder | [17 empty] | System | #N/A | [21 empty] | 0 | 0 | 0 | 0 | 0 | 0 | 0 | 0 | 0 | 0 | 0 | 0 | 0 | 0 | 0 | 0 | 0 | 0 | 0 | 0 | 0 | 0 | 0 | 0 | 0 | 0 | 0 | 0 | 0
SCE Third Party Roll-up E3 Calculator - No Carbon Adder | [17 empty] | System | #N/A | [21 empty] | 0 | 0 | 0 | 0 | 0 | 0 | 0 | 0 | 0 | 0 | 0 | 0 | 0 | 0 | 0 | 0 | 0 | 0 | 0 | 0 | 0 | 0 | 0 | 0 | 0 | 0 | 0 | 0 | 0
SCE Third Party Roll-up E3 Calculator - No Carbon Adder | [17 empty] | System | #N/A | [21 empty] | 0 | 0 | 0 | 0 | 0 | 0 | 0 | 0 | 0 | 0 | 0 | 0 | 0 | 0 | 0 | 0 | 0 | 0 | 0 | 0 | 0 | 0 | 0 | 0 | 0 | 0 | 0 | 0 | 0
SCE Third Party Roll-up E3 Calculator - No Carbon Adder | [17 empty] | System | #N/A | [21 empty] | 0 | 0 | 0 | 0 | 0 | 0 | 0 | 0 | 0 | 0 | 0 | 0 | 0 | 0 | 0 | 0 | 0 | 0 | 0 | 0 | 0 | 0 | 0 | 0 | 0 | 0 | 0 | 0 | 0
SCE Third Party Roll-up E3 Calculator - No Carbon Adder | [17 empty] | System | #N/A | [21 empty] | 0 | 0 | 0 | 0 | 0 | 0 | 0 | 0 | 0 | 0 | 0 | 0 | 0 | 0 | 0 | 0 | 0 | 0 | 0 | 0 | 0 | 0 | 0 | 0 | 0 | 0 | 0 | 0 | 0
SCE Third Party Roll-up E3 Calculator - No Carbon Adder | [17 empty] | System | #N/A | [21 empty] | 0 | 0 | 0 | 0 | 0 | 0 | 0 | 0 | 0 | 0 | 0 | 0 | 0 | 0 | 0 | 0 | 0 | 0 | 0 | 0 | 0 | 0 | 0 | 0 | 0 | 0 | 0 | 0 | 0
SCE Third Party Roll-up E3 Calculator - No Carbon Adder | [17 empty] | System | #N/A | [21 empty] | 0 | 0 | 0 | 0 | 0 | 0 | 0 | 0 | 0 | 0 | 0 | 0 | 0 | 0 | 0 | 0 | 0 | 0 | 0 | 0 | 0 | 0 | 0 | 0 | 0 | 0 | 0 | 0 | 0
SCE Third Party Roll-up E3 Calculator - No Carbon Adder | [17 empty] | System | #N/A | [21 empty] | 0 | 0 | 0 | 0 | 0 | 0 | 0 | 0 | 0 | 0 | 0 | 0 | 0 | 0 | 0 | 0 | 0 | 0 | 0 | 0 | 0 | 0 | 0 | 0 | 0 | 0 | 0 | 0 | 0
SCE Third Party Roll-up E3 Calculator - No Carbon Adder | [17 empty] | System | #N/A | [21 empty] | 0 | 0 | 0 | 0 | 0 | 0 | 0 | 0 | 0 | 0 | 0 | 0 | 0 | 0 | 0 | 0 | 0 | 0 | 0 | 0 | 0 | 0 | 0 | 0 | 0 | 0 | 0 | 0 | 0
SCE Third Party Roll-up E3 Calculator - No Carbon Adder | [17 empty] | System | #N/A | [21 empty] | 0 | 0 | 0 | 0 | 0 | 0 | 0 | 0 | 0 | 0 | 0 | 0 | 0 | 0 | 0 | 0 | 0 | 0 | 0 | 0 | 0 | 0 | 0 | 0 | 0 | 0 | 0 | 0 | 0
SCE Third Party Roll-up E3 Calculator - No Carbon Adder | [17 empty] | System | #N/A | [21 empty] | 0 | 0 | 0 | 0 | 0 | 0 | 0 | 0 | 0 | 0 | 0 | 0 | 0 | 0 | 0 | 0 | 0 | 0 | 0 | 0 | 0 | 0 | 0 | 0 | 0 | 0 | 0 | 0 | 0
SCE Third Party Roll-up E3 Calculator - No Carbon Adder | [17 empty] | System | #N/A | [21 empty] | 0 | 0 | 0 | 0 | 0 | 0 | 0 | 0 | 0 | 0 | 0 | 0 | 0 | 0 | 0 | 0 | 0 | 0 | 0 | 0 | 0 | 0 | 0 | 0 | 0 | 0 | 0 | 0 | 0
SCE Third Party Roll-up E3 Calculator - No Carbon Adder | [17 empty] | System | #N/A | [21 empty] | 0 | 0 | 0 | 0 | 0 | 0 | 0 | 0 | 0 | 0 | 0 | 0 | 0 | 0 | 0 | 0 | 0 | 0 | 0 | 0 | 0 | 0 | 0 | 0 | 0 | 0 | 0 | 0 | 0
SCE Third Party Roll-up E3 Calculator - No Carbon Adder | [17 empty] | System | #N/A | [21 empty] | 0 | 0 | 0 | 0 | 0 | 0 | 0 | 0 | 0 | 0 | 0 | 0 | 0 | 0 | 0 | 0 | 0 | 0 | 0 | 0 | 0 | 0 | 0 | 0 | 0 | 0 | 0 | 0 | 0
SCE Third Party Roll-up E3 Calculator - No Carbon Adder | [17 empty] | System | #N/A | [21 empty] | 0 | 0 | 0 | 0 | 0 | 0 | 0 | 0 | 0 | 0 | 0 | 0 | 0 | 0 | 0 | 0 | 0 | 0 | 0 | 0 | 0 | 0 | 0 | 0 | 0 | 0 | 0 | 0 | 0
SCE Third Party Roll-up E3 Calculator - No Carbon Adder | [17 empty] | System | #N/A | [21 empty] | 0 | 0 | 0 | 0 | 0 | 0 | 0 | 0 | 0 | 0 | 0 | 0 | 0 | 0 | 0 | 0 | 0 | 0 | 0 | 0 | 0 | 0 | 0 | 0 | 0 | 0 | 0 | 0 | 0
SCE Third Party Roll-up E3 Calculator - No Carbon Adder | [17 empty] | System | #N/A | [21 empty] | 0 | 0 | 0 | 0 | 0 | 0 | 0 | 0 | 0 | 0 | 0 | 0 | 0 | 0 | 0 | 0 | 0 | 0 | 0 | 0 | 0 | 0 | 0 | 0 | 0 | 0 | 0 | 0 | 0
SCE Third Party Roll-up E3 Calculator - No Carbon Adder | [17 empty] | System | #N/A | [21 empty] | 0 | 0 | 0 | 0 | 0 | 0 | 0 | 0 | 0 | 0 | 0 | 0 | 0 | 0 | 0 | 0 | 0 | 0 | 0 | 0 | 0 | 0 | 0 | 0 | 0 | 0 | 0 | 0 | 0
SCE Third Party Roll-up E3 Calculator - No Carbon Adder | [17 empty] | System | #N/A | [21 empty] | 0 | 0 | 0 | 0 | 0 | 0 | 0 | 0 | 0 | 0 | 0 | 0 | 0 | 0 | 0 | 0 | 0 | 0 | 0 | 0 | 0 | 0 | 0 | 0 | 0 | 0 | 0 | 0 | 0
SCE Third Party Roll-up E3 Calculator - No Carbon Adder | [17 empty] | System | #N/A | [21 empty] | 0 | 0 | 0 | 0 | 0 | 0 | 0 | 0 | 0 | 0 | 0 | 0 | 0 | 0 | 0 | 0 | 0 | 0 | 0 | 0 | 0 | 0 | 0 | 0 | 0 | 0 | 0 | 0 | 0
SCE Third Party Roll-up E3 Calculator - No Carbon Adder | [17 empty] | System | #N/A | [21 empty] | 0 | 0 | 0 | 0 | 0 | 0 | 0 | 0 | 0 | 0 | 0 | 0 | 0 | 0 | 0 | 0 | 0 | 0 | 0 | 0 | 0 | 0 | 0 | 0 | 0 | 0 | 0 | 0 | 0
SCE Third Party Roll-up E3 Calculator - No Carbon Adder | [17 empty] | System | #N/A | [21 empty] | 0 | 0 | 0 | 0 | 0 | 0 | 0 | 0 | 0 | 0 | 0 | 0 | 0 | 0 | 0 | 0 | 0 | 0 | 0 | 0 | 0 | 0 | 0 | 0 | 0 | 0 | 0 | 0 | 0
SCE Third Party Roll-up E3 Calculator - No Carbon Adder | [17 empty] | System | #N/A | [21 empty] | 0 | 0 | 0 | 0 | 0 | 0 | 0 | 0 | 0 | 0 | 0 | 0 | 0 | 0 | 0 | 0 | 0 | 0 | 0 | 0 | 0 | 0 | 0 | 0 | 0 | 0 | 0 | 0 | 0
SCE Third Party Roll-up E3 Calculator - No Carbon Adder | [17 empty] | System | #N/A | [21 empty] | 0 | 0 | 0 | 0 | 0 | 0 | 0 | 0 | 0 | 0 | 0 | 0 | 0 | 0 | 0 | 0 | 0 | 0 | 0 | 0 | 0 | 0 | 0 | 0 | 0 | 0 | 0 | 0 | 0
SCE Third Party Roll-up E3 Calculator - No Carbon Adder | [17 empty] | System | #N/A | [21 empty] | 0 | 0 | 0 | 0 | 0 | 0 | 0 | 0 | 0 | 0 | 0 | 0 | 0 | 0 | 0 | 0 | 0 | 0 | 0 | 0 | 0 | 0 | 0 | 0 | 0 | 0 | 0 | 0 | 0
SCE Third Party Roll-up E3 Calculator - No Carbon Adder | [17 empty] | System | #N/A | [21 empty] | 0 | 0 | 0 | 0 | 0 | 0 | 0 | 0 | 0 | 0 | 0 | 0 | 0 | 0 | 0 | 0 | 0 | 0 | 0 | 0 | 0 | 0 | 0 | 0 | 0 | 0 | 0 | 0 | 0
SCE Third Party Roll-up E3 Calculator - No Carbon Adder | [17 empty] | System | #N/A | [21 empty] | 0 | 0 | 0 | 0 | 0 | 0 | 0 | 0 | 0 | 0 | 0 | 0 | 0 | 0 | 0 | 0 | 0 | 0 | 0 | 0 | 0 | 0 | 0 | 0 | 0 | 0 | 0 | 0 | 0
SCE Third Party Roll-up E3 Calculator - No Carbon Adder | [17 empty] | System | #N/A | [21 empty] | 0 | 0 | 0 | 0 | 0 | 0 | 0 | 0 | 0 | 0 | 0 | 0 | 0 | 0 | 0 | 0 | 0 | 0 | 0 | 0 | 0 | 0 | 0 | 0 | 0 | 0 | 0 | 0 | 0
SCE Third Party Roll-up E3 Calculator - No Carbon Adder | [17 empty] | System | #N/A | [21 empty] | 0 | 0 | 0 | 0 | 0 | 0 | 0 | 0 | 0 | 0 | 0 | 0 | 0 | 0 | 0 | 0 | 0 | 0 | 0 | 0 | 0 | 0 | 0 | 0 | 0 | 0 | 0 | 0 | 0
SCE Third Party Roll-up E3 Calculator - No Carbon Adder | [17 empty] | System | #N/A | [21 empty] | 0 | 0 | 0 | 0 | 0 | 0 | 0 | 0 | 0 | 0 | 0 | 0 | 0 | 0 | 0 | 0 | 0 | 0 | 0 | 0 | 0 | 0 | 0 | 0 | 0 | 0 | 0 | 0 | 0
SCE Third Party Roll-up E3 Calculator - No Carbon Adder | [17 empty] | System | #N/A | [21 empty] | 0 | 0 | 0 | 0 | 0 | 0 | 0 | 0 | 0 | 0 | 0 | 0 | 0 | 0 | 0 | 0 | 0 | 0 | 0 | 0 | 0 | 0 | 0 | 0 | 0 | 0 | 0 | 0 | 0
SCE Third Party Roll-up E3 Calculator - No Carbon Adder | [17 empty] | System | #N/A | [21 empty] | 0 | 0 | 0 | 0 | 0 | 0 | 0 | 0 | 0 | 0 | 0 | 0 | 0 | 0 | 0 | 0 | 0 | 0 | 0 | 0 | 0 | 0 | 0 | 0 | 0 | 0 | 0 | 0 | 0
SCE Third Party Roll-up E3 Calculator - No Carbon Adder | [17 empty] | System | #N/A | [21 empty] | 0 | 0 | 0 | 0 | 0 | 0 | 0 | 0 | 0 | 0 | 0 | 0 | 0 | 0 | 0 | 0 | 0 | 0 | 0 | 0 | 0 | 0 | 0 | 0 | 0 | 0 | 0 | 0 | 0
SCE Third Party Roll-up E3 Calculator - No Carbon Adder | [17 empty] | System | #N/A | [21 empty] | 0 | 0 | 0 | 0 | 0 | 0 | 0 | 0 | 0 | 0 | 0 | 0 | 0 | 0 | 0 | 0 | 0 | 0 | 0 | 0 | 0 | 0 | 0 | 0 | 0 | 0 | 0 | 0 | 0
SCE Third Party Roll-up E3 Calculator - No Carbon Adder | [17 empty] | System | #N/A | [21 empty] | 0 | 0 | 0 | 0 | 0 | 0 | 0 | 0 | 0 | 0 | 0 | 0 | 0 | 0 | 0 | 0 | 0 | 0 | 0 | 0 | 0 | 0 | 0 | 0 | 0 | 0 | 0 | 0 | 0
SCE Third Party Roll-up E3 Calculator - No Carbon Adder | [17 empty] | System | #N/A | [21 empty] | 0 | 0 | 0 | 0 | 0 | 0 | 0 | 0 | 0 | 0 | 0 | 0 | 0 | 0 | 0 | 0 | 0 | 0 | 0 | 0 | 0 | 0 | 0 | 0 | 0 | 0 | 0 | 0 | 0
SCE Third Party Roll-up E3 Calculator - No Carbon Adder | [17 empty] | System | #N/A | [21 empty] | 0 | 0 | 0 | 0 | 0 | 0 | 0 | 0 | 0 | 0 | 0 | 0 | 0 | 0 | 0 | 0 | 0 | 0 | 0 | 0 | 0 | 0 | 0 | 0 | 0 | 0 | 0 | 0 | 0
SCE Third Party Roll-up E3 Calculator - No Carbon Adder | [17 empty] | System | #N/A | [21 empty] | 0 | 0 | 0 | 0 | 0 | 0 | 0 | 0 | 0 | 0 | 0 | 0 | 0 | 0 | 0 | 0 | 0 | 0 | 0 | 0 | 0 | 0 | 0 | 0 | 0 | 0 | 0 | 0 | 0
SCE Third Party Roll-up E3 Calculator - No Carbon Adder | [17 empty] | System | #N/A | [21 empty] | 0 | 0 | 0 | 0 | 0 | 0 | 0 | 0 | 0 | 0 | 0 | 0 | 0 | 0 | 0 | 0 | 0 | 0 | 0 | 0 | 0 | 0 | 0 | 0 | 0 | 0 | 0 | 0 | 0
SCE Third Party Roll-up E3 Calculator - No Carbon Adder | [17 empty] | System | #N/A | [21 empty] | 0 | 0 | 0 | 0 | 0 | 0 | 0 | 0 | 0 | 0 | 0 | 0 | 0 | 0 | 0 | 0 | 0 | 0 | 0 | 0 | 0 | 0 | 0 | 0 | 0 | 0 | 0 | 0 | 0
SCE Third Party Roll-up E3 Calculator - No Carbon Adder | [17 empty] | System | #N/A | [21 empty] | 0 | 0 | 0 | 0 | 0 | 0 | 0 | 0 | 0 | 0 | 0 | 0 | 0 | 0 | 0 | 0 | 0 | 0 | 0 | 0 | 0 | 0 | 0 | 0 | 0 | 0 | 0 | 0 | 0
SCE Third Party Roll-up E3 Calculator - No Carbon Adder | [17 empty] | System | #N/A | [21 empty] | 0 | 0 | 0 | 0 | 0 | 0 | 0 | 0 | 0 | 0 | 0 | 0 | 0 | 0 | 0 | 0 | 0 | 0 | 0 | 0 | 0 | 0 | 0 | 0 | 0 | 0 | 0 | 0 | 0
SCE Third Party Roll-up E3 Calculator - No Carbon Adder | [17 empty] | System | #N/A | [21 empty] | 0 | 0 | 0 | 0 | 0 | 0 | 0 | 0 | 0 | 0 | 0 | 0 | 0 | 0 | 0 | 0 | 0 | 0 | 0 | 0 | 0 | 0 | 0 | 0 | 0 | 0 | 0 | 0 | 0
SCE Third Party Roll-up E3 Calculator - No Carbon Adder | [17 empty] | System | #N/A | [21 empty] | 0 | 0 | 0 | 0 | 0 | 0 | 0 | 0 | 0 | 0 | 0 | 0 | 0 | 0 | 0 | 0 | 0 | 0 | 0 | 0 | 0 | 0 | 0 | 0 | 0 | 0 | 0 | 0 | 0
SCE Third Party Roll-up E3 Calculator - No Carbon Adder | [17 empty] | System | #N/A | [21 empty] | 0 | 0 | 0 | 0 | 0 | 0 | 0 | 0 | 0 | 0 | 0 | 0 | 0 | 0 | 0 | 0 | 0 | 0 | 0 | 0 | 0 | 0 | 0 | 0 | 0 | 0 | 0 | 0 | 0
SCE Third Party Roll-up E3 Calculator - No Carbon Adder | [17 empty] | System | #N/A | [21 empty] | 0 | 0 | 0 | 0 | 0 | 0 | 0 | 0 | 0 | 0 | 0 | 0 | 0 | 0 | 0 | 0 | 0 | 0 | 0 | 0 | 0 | 0 | 0 | 0 | 0 | 0 | 0 | 0 | 0
SCE Third Party Roll-up E3 Calculator - No Carbon Adder | [17 empty] | System | #N/A | [21 empty] | 0 | 0 | 0 | 0 | 0 | 0 | 0 | 0 | 0 | 0 | 0 | 0 | 0 | 0 | 0 | 0 | 0 | 0 | 0 | 0 | 0 | 0 | 0 | 0 | 0 | 0 | 0 | 0 | 0
SCE Third Party Roll-up E3 Calculator - No Carbon Adder | [17 empty] | System | #N/A | [21 empty] | 0 | 0 | 0 | 0 | 0 | 0 | 0 | 0 | 0 | 0 | 0 | 0 | 0 | 0 | 0 | 0 | 0 | 0 | 0 | 0 | 0 | 0 | 0 | 0 | 0 | 0 | 0 | 0 | 0
SCE Third Party Roll-up E3 Calculator - No Carbon Adder | [17 empty] | System | #N/A | [21 empty] | 0 | 0 | 0 | 0 | 0 | 0 | 0 | 0 | 0 | 0 | 0 | 0 | 0 | 0 | 0 | 0 | 0 | 0 | 0 | 0 | 0 | 0 | 0 | 0 | 0 | 0 | 0 | 0 | 0
SCE Third Party Roll-up E3 Calculator - No Carbon Adder | [17 empty] | System | #N/A | [21 empty] | 0 | 0 | 0 | 0 | 0 | 0 | 0 | 0 | 0 | 0 | 0 | 0 | 0 | 0 | 0 | 0 | 0 | 0 | 0 | 0 | 0 | 0 | 0 | 0 | 0 | 0 | 0 | 0 | 0
SCE Third Party Roll-up E3 Calculator - No Carbon Adder | [17 empty] | System | #N/A | [21 empty] | 0 | 0 | 0 | 0 | 0 | 0 | 0 | 0 | 0 | 0 | 0 | 0 | 0 | 0 | 0 | 0 | 0 | 0 | 0 | 0 | 0 | 0 | 0 | 0 | 0 | 0 | 0 | 0 | 0
SCE Third Party Roll-up E3 Calculator - No Carbon Adder | [17 empty] | System | #N/A | [21 empty] | 0 | 0 | 0 | 0 | 0 | 0 | 0 | 0 | 0 | 0 | 0 | 0 | 0 | 0 | 0 | 0 | 0 | 0 | 0 | 0 | 0 | 0 | 0 | 0 | 0 | 0 | 0 | 0 | 0
SCE Third Party Roll-up E3 Calculator - No Carbon Adder | [17 empty] | System | #N/A | [21 empty] | 0 | 0 | 0 | 0 | 0 | 0 | 0 | 0 | 0 | 0 | 0 | 0 | 0 | 0 | 0 | 0 | 0 | 0 | 0 | 0 | 0 | 0 | 0 | 0 | 0 | 0 | 0 | 0 | 0
SCE Third Party Roll-up E3 Calculator - No Carbon Adder | [17 empty] | System | #N/A | [21 empty] | 0 | 0 | 0 | 0 | 0 | 0 | 0 | 0 | 0 | 0 | 0 | 0 | 0 | 0 | 0 | 0 | 0 | 0 | 0 | 0 | 0 | 0 | 0 | 0 | 0 | 0 | 0 | 0 | 0
SCE Third Party Roll-up E3 Calculator - No Carbon Adder | [17 empty] | System | #N/A | [21 empty] | 0 | 0 | 0 | 0 | 0 | 0 | 0 | 0 | 0 | 0 | 0 | 0 | 0 | 0 | 0 | 0 | 0 | 0 | 0 | 0 | 0 | 0 | 0 | 0 | 0 | 0 | 0 | 0 | 0
SCE Third Party Roll-up E3 Calculator - No Carbon Adder | [17 empty] | System | #N/A | [21 empty] | 0 | 0 | 0 | 0 | 0 | 0 | 0 | 0 | 0 | 0 | 0 | 0 | 0 | 0 | 0 | 0 | 0 | 0 | 0 | 0 | 0 | 0 | 0 | 0 | 0 | 0 | 0 | 0 | 0
SCE Third Party Roll-up E3 Calculator - No Carbon Adder | [17 empty] | System | #N/A | [21 empty] | 0 | 0 | 0 | 0 | 0 | 0 | 0 | 0 | 0 | 0 | 0 | 0 | 0 | 0 | 0 | 0 | 0 | 0 | 0 | 0 | 0 | 0 | 0 | 0 | 0 | 0 | 0 | 0 | 0
SCE Third Party Roll-up E3 Calculator - No Carbon Adder | [17 empty] | System | #N/A | [21 empty] | 0 | 0 | 0 | 0 | 0 | 0 | 0 | 0 | 0 | 0 | 0 | 0 | 0 | 0 | 0 | 0 | 0 | 0 | 0 | 0 | 0 | 0 | 0 | 0 | 0 | 0 | 0 | 0 | 0
SCE Third Party Roll-up E3 Calculator - No Carbon Adder | [17 empty] | System | #N/A | [21 empty] | 0 | 0 | 0 | 0 | 0 | 0 | 0 | 0 | 0 | 0 | 0 | 0 | 0 | 0 | 0 | 0 | 0 | 0 | 0 | 0 | 0 | 0 | 0 | 0 | 0 | 0 | 0 | 0 | 0
SCE Third Party Roll-up E3 Calculator - No Carbon Adder | [17 empty] | System | #N/A | [21 empty] | 0 | 0 | 0 | 0 | 0 | 0 | 0 | 0 | 0 | 0 | 0 | 0 | 0 | 0 | 0 | 0 | 0 | 0 | 0 | 0 | 0 | 0 | 0 | 0 | 0 | 0 | 0 | 0 | 0
SCE Third Party Roll-up E3 Calculator - No Carbon Adder | [17 empty] | System | #N/A | [21 empty] | 0 | 0 | 0 | 0 | 0 | 0 | 0 | 0 | 0 | 0 | 0 | 0 | 0 | 0 | 0 | 0 | 0 | 0 | 0 | 0 | 0 | 0 | 0 | 0 | 0 | 0 | 0 | 0 | 0
SCE Third Party Roll-up E3 Calculator - No Carbon Adder | [17 empty] | System | #N/A | [21 empty] | 0 | 0 | 0 | 0 | 0 | 0 | 0 | 0 | 0 | 0 | 0 | 0 | 0 | 0 | 0 | 0 | 0 | 0 | 0 | 0 | 0 | 0 | 0 | 0 | 0 | 0 | 0 | 0 | 0
SCE Third Party Roll-up E3 Calculator - No Carbon Adder | [17 empty] | System | #N/A | [21 empty] | 0 | 0 | 0 | 0 | 0 | 0 | 0 | 0 | 0 | 0 | 0 | 0 | 0 | 0 | 0 | 0 | 0 | 0 | 0 | 0 | 0 | 0 | 0 | 0 | 0 | 0 | 0 | 0 | 0
SCE Third Party Roll-up E3 Calculator - No Carbon Adder | [17 empty] | System | #N/A | [21 empty] | 0 | 0 | 0 | 0 | 0 | 0 | 0 | 0 | 0 | 0 | 0 | 0 | 0 | 0 | 0 | 0 | 0 | 0 | 0 | 0 | 0 | 0 | 0 | 0 | 0 | 0 | 0 | 0 | 0
SCE Third Party Roll-up E3 Calculator - No Carbon Adder | [17 empty] | System | #N/A | [21 empty] | 0 | 0 | 0 | 0 | 0 | 0 | 0 | 0 | 0 | 0 | 0 | 0 | 0 | 0 | 0 | 0 | 0 | 0 | 0 | 0 | 0 | 0 | 0 | 0 | 0 | 0 | 0 | 0 | 0
SCE Third Party Roll-up E3 Calculator - No Carbon Adder | [17 empty] | System | #N/A | [21 empty] | 0 | 0 | 0 | 0 | 0 | 0 | 0 | 0 | 0 | 0 | 0 | 0 | 0 | 0 | 0 | 0 | 0 | 0 | 0 | 0 | 0 | 0 | 0 | 0 | 0 | 0 | 0 | 0 | 0
SCE Third Party Roll-up E3 Calculator - No Carbon Adder | [17 empty] | System | #N/A | [21 empty] | 0 | 0 | 0 | 0 | 0 | 0 | 0 | 0 | 0 | 0 | 0 | 0 | 0 | 0 | 0 | 0 | 0 | 0 | 0 | 0 | 0 | 0 | 0 | 0 | 0 | 0 | 0 | 0 | 0
SCE Third Party Roll-up E3 Calculator - No Carbon Adder | [17 empty] | System | #N/A | [21 empty] | 0 | 0 | 0 | 0 | 0 | 0 | 0 | 0 | 0 | 0 | 0 | 0 | 0 | 0 | 0 | 0 | 0 | 0 | 0 | 0 | 0 | 0 | 0 | 0 | 0 | 0 | 0 | 0 | 0
SCE Third Party Roll-up E3 Calculator - No Carbon Adder | [17 empty] | System | #N/A | [21 empty] | 0 | 0 | 0 | 0 | 0 | 0 | 0 | 0 | 0 | 0 | 0 | 0 | 0 | 0 | 0 | 0 | 0 | 0 | 0 | 0 | 0 | 0 | 0 | 0 | 0 | 0 | 0 | 0 | 0
SCE Third Party Roll-up E3 Calculator - No Carbon Adder | [17 empty] | System | #N/A | [21 empty] | 0 | 0 | 0 | 0 | 0 | 0 | 0 | 0 | 0 | 0 | 0 | 0 | 0 | 0 | 0 | 0 | 0 | 0 | 0 | 0 | 0 | 0 | 0 | 0 | 0 | 0 | 0 | 0 | 0
SCE Third Party Roll-up E3 Calculator - No Carbon Adder | [17 empty] | System | #N/A | [21 empty] | 0 | 0 | 0 | 0 | 0 | 0 | 0 | 0 | 0 | 0 | 0 | 0 | 0 | 0 | 0 | 0 | 0 | 0 | 0 | 0 | 0 | 0 | 0 | 0 | 0 | 0 | 0 | 0 | 0
SCE Third Party Roll-up E3 Calculator - No Carbon Adder | [17 empty] | System | #N/A | [21 empty] | 0 | 0 | 0 | 0 | 0 | 0 | 0 | 0 | 0 | 0 | 0 | 0 | 0 | 0 | 0 | 0 | 0 | 0 | 0 | 0 | 0 | 0 | 0 | 0 | 0 | 0 | 0 | 0 | 0
SCE Third Party Roll-up E3 Calculator - No Carbon Adder | [17 empty] | System | #N/A | [21 empty] | 0 | 0 | 0 | 0 | 0 | 0 | 0 | 0 | 0 | 0 | 0 | 0 | 0 | 0 | 0 | 0 | 0 | 0 | 0 | 0 | 0 | 0 | 0 | 0 | 0 | 0 | 0 | 0 | 0
SCE Third Party Roll-up E3 Calculator - No Carbon Adder | [17 empty] | System | #N/A | [21 empty] | 0 | 0 | 0 | 0 | 0 | 0 | 0 | 0 | 0 | 0 | 0 | 0 | 0 | 0 | 0 | 0 | 0 | 0 | 0 | 0 | 0 | 0 | 0 | 0 | 0 | 0 | 0 | 0 | 0
SCE Third Party Roll-up E3 Calculator - No Carbon Adder | [17 empty] | System | #N/A | [21 empty] | 0 | 0 | 0 | 0 | 0 | 0 | 0 | 0 | 0 | 0 | 0 | 0 | 0 | 0 | 0 | 0 | 0 | 0 | 0 | 0 | 0 | 0 | 0 | 0 | 0 | 0 | 0 | 0 | 0
SCE Third Party Roll-up E3 Calculator - No Carbon Adder | [17 empty] | System | #N/A | [21 empty] | 0 | 0 | 0 | 0 | 0 | 0 | 0 | 0 | 0 | 0 | 0 | 0 | 0 | 0 | 0 | 0 | 0 | 0 | 0 | 0 | 0 | 0 | 0 | 0 | 0 | 0 | 0 | 0 | 0
SCE Third Party Roll-up E3 Calculator - No Carbon Adder | [17 empty] | System | #N/A | [21 empty] | 0 | 0 | 0 | 0 | 0 | 0 | 0 | 0 | 0 | 0 | 0 | 0 | 0 | 0 | 0 | 0 | 0 | 0 | 0 | 0 | 0 | 0 | 0 | 0 | 0 | 0 | 0 | 0 | 0
SCE Third Party Roll-up E3 Calculator - No Carbon Adder | [17 empty] | System | #N/A | [21 empty] | 0 | 0 | 0 | 0 | 0 | 0 | 0 | 0 | 0 | 0 | 0 | 0 | 0 | 0 | 0 | 0 | 0 | 0 | 0 | 0 | 0 | 0 | 0 | 0 | 0 | 0 | 0 | 0 | 0
SCE Third Party Roll-up E3 Calculator - No Carbon Adder | [17 empty] | System | #N/A | [21 empty] | 0 | 0 | 0 | 0 | 0 | 0 | 0 | 0 | 0 | 0 | 0 | 0 | 0 | 0 | 0 | 0 | 0 | 0 | 0 | 0 | 0 | 0 | 0 | 0 | 0 | 0 | 0 | 0 | 0
SCE Third Party Roll-up E3 Calculator - No Carbon Adder | [17 empty] | System | #N/A | [21 empty] | 0 | 0 | 0 | 0 | 0 | 0 | 0 | 0 | 0 | 0 | 0 | 0 | 0 | 0 | 0 | 0 | 0 | 0 | 0 | 0 | 0 | 0 | 0 | 0 | 0 | 0 | 0 | 0 | 0
SCE Third Party Roll-up E3 Calculator - No Carbon Adder | [17 empty] | System | #N/A | [21 empty] | 0 | 0 | 0 | 0 | 0 | 0 | 0 | 0 | 0 | 0 | 0 | 0 | 0 | 0 | 0 | 0 | 0 | 0 | 0 | 0 | 0 | 0 | 0 | 0 | 0 | 0 | 0 | 0 | 0
SCE Third Party Roll-up E3 Calculator - No Carbon Adder | [17 empty] | System | #N/A | [21 empty] | 0 | 0 | 0 | 0 | 0 | 0 | 0 | 0 | 0 | 0 | 0 | 0 | 0 | 0 | 0 | 0 | 0 | 0 | 0 | 0 | 0 | 0 | 0 | 0 | 0 | 0 | 0 | 0 | 0
SCE Third Party Roll-up E3 Calculator - No Carbon Adder | [17 empty] | System | #N/A | [21 empty] | 0 | 0 | 0 | 0 | 0 | 0 | 0 | 0 | 0 | 0 | 0 | 0 | 0 | 0 | 0 | 0 | 0 | 0 | 0 | 0 | 0 | 0 | 0 | 0 | 0 | 0 | 0 | 0 | 0
SCE Third Party Roll-up E3 Calculator - No Carbon Adder | [17 empty] | System | #N/A | [21 empty] | 0 | 0 | 0 | 0 | 0 | 0 | 0 | 0 | 0 | 0 | 0 | 0 | 0 | 0 | 0 | 0 | 0 | 0 | 0 | 0 | 0 | 0 | 0 | 0 | 0 | 0 | 0 | 0 | 0
SCE Third Party Roll-up E3 Calculator - No Carbon Adder | [17 empty] | System | #N/A | [21 empty] | 0 | 0 | 0 | 0 | 0 | 0 | 0 | 0 | 0 | 0 | 0 | 0 | 0 | 0 | 0 | 0 | 0 | 0 | 0 | 0 | 0 | 0 | 0 | 0 | 0 | 0 | 0 | 0 | 0
SCE Third Party Roll-up E3 Calculator - No Carbon Adder | [17 empty] | System | #N/A | [21 empty] | 0 | 0 | 0 | 0 | 0 | 0 | 0 | 0 | 0 | 0 | 0 | 0 | 0 | 0 | 0 | 0 | 0 | 0 | 0 | 0 | 0 | 0 | 0 | 0 | 0 | 0 | 0 | 0 | 0
SCE Third Party Roll-up E3 Calculator - No Carbon Adder | [17 empty] | System | #N/A | [21 empty] | 0 | 0 | 0 | 0 | 0 | 0 | 0 | 0 | 0 | 0 | 0 | 0 | 0 | 0 | 0 | 0 | 0 | 0 | 0 | 0 | 0 | 0 | 0 | 0 | 0 | 0 | 0 | 0 | 0
SCE Third Party Roll-up E3 Calculator - No Carbon Adder | [17 empty] | System | #N/A | [21 empty] | 0 | 0 | 0 | 0 | 0 | 0 | 0 | 0 | 0 | 0 | 0 | 0 | 0 | 0 | 0 | 0 | 0 | 0 | 0 | 0 | 0 | 0 | 0 | 0 | 0 | 0 | 0 | 0 | 0
SCE Third Party Roll-up E3 Calculator - No Carbon Adder | [17 empty] | System | #N/A | [21 empty] | 0 | 0 | 0 | 0 | 0 | 0 | 0 | 0 | 0 | 0 | 0 | 0 | 0 | 0 | 0 | 0 | 0 | 0 | 0 | 0 | 0 | 0 | 0 | 0 | 0 | 0 | 0 | 0 | 0
SCE Third Party Roll-up E3 Calculator - No Carbon Adder | [17 empty] | System | #N/A | [21 empty] | 0 | 0 | 0 | 0 | 0 | 0 | 0 | 0 | 0 | 0 | 0 | 0 | 0 | 0 | 0 | 0 | 0 | 0 | 0 | 0 | 0 | 0 | 0 | 0 | 0 | 0 | 0 | 0 | 0
SCE Third Party Roll-up E3 Calculator - No Carbon Adder | [17 empty] | System | #N/A | [21 empty] | 0 | 0 | 0 | 0 | 0 | 0 | 0 | 0 | 0 | 0 | 0 | 0 | 0 | 0 | 0 | 0 | 0 | 0 | 0 | 0 | 0 | 0 | 0 | 0 | 0 | 0 | 0 | 0 | 0
SCE Third Party Roll-up E3 Calculator - No Carbon Adder | [17 empty] | System | #N/A | [21 empty] | 0 | 0 | 0 | 0 | 0 | 0 | 0 | 0 | 0 | 0 | 0 | 0 | 0 | 0 | 0 | 0 | 0 | 0 | 0 | 0 | 0 | 0 | 0 | 0 | 0 | 0 | 0 | 0 | 0
SCE Third Party Roll-up E3 Calculator - No Carbon Adder | [17 empty] | System | #N/A | [21 empty] | 0 | 0 | 0 | 0 | 0 | 0 | 0 | 0 | 0 | 0 | 0 | 0 | 0 | 0 | 0 | 0 | 0 | 0 | 0 | 0 | 0 | 0 | 0 | 0 | 0 | 0 | 0 | 0 | 0
SCE Third Party Roll-up E3 Calculator - No Carbon Adder | [17 empty] | System | #N/A | [21 empty] | 0 | 0 | 0 | 0 | 0 | 0 | 0 | 0 | 0 | 0 | 0 | 0 | 0 | 0 | 0 | 0 | 0 | 0 | 0 | 0 | 0 | 0 | 0 | 0 | 0 | 0 | 0 | 0 | 0
SCE Third Party Roll-up E3 Calculator - No Carbon Adder | [17 empty] | System | #N/A | [21 empty] | 0 | 0 | 0 | 0 | 0 | 0 | 0 | 0 | 0 | 0 | 0 | 0 | 0 | 0 | 0 | 0 | 0 | 0 | 0 | 0 | 0 | 0 | 0 | 0 | 0 | 0 | 0 | 0 | 0
SCE Third Party Roll-up E3 Calculator - No Carbon Adder | [17 empty] | System | #N/A | [21 empty] | 0 | 0 | 0 | 0 | 0 | 0 | 0 | 0 | 0 | 0 | 0 | 0 | 0 | 0 | 0 | 0 | 0 | 0 | 0 | 0 | 0 | 0 | 0 | 0 | 0 | 0 | 0 | 0 | 0
SCE Third Party Roll-up E3 Calculator - No Carbon Adder | [17 empty] | System | #N/A | [21 empty] | 0 | 0 | 0 | 0 | 0 | 0 | 0 | 0 | 0 | 0 | 0 | 0 | 0 | 0 | 0 | 0 | 0 | 0 | 0 | 0 | 0 | 0 | 0 | 0 | 0 | 0 | 0 | 0 | 0
SCE Third Party Roll-up E3 Calculator - No Carbon Adder | [17 empty] | System | #N/A | [21 empty] | 0 | 0 | 0 | 0 | 0 | 0 | 0 | 0 | 0 | 0 | 0 | 0 | 0 | 0 | 0 | 0 | 0 | 0 | 0 | 0 | 0 | 0 | 0 | 0 | 0 | 0 | 0 | 0 | 0
SCE Third Party Roll-up E3 Calculator - No Carbon Adder | [17 empty] | System | #N/A | [21 empty] | 0 | 0 | 0 | 0 | 0 | 0 | 0 | 0 | 0 | 0 | 0 | 0 | 0 | 0 | 0 | 0 | 0 | 0 | 0 | 0 | 0 | 0 | 0 | 0 | 0 | 0 | 0 | 0 | 0
SCE Third Party Roll-up E3 Calculator - No Carbon Adder | [17 empty] | System | #N/A | [21 empty] | 0 | 0 | 0 | 0 | 0 | 0 | 0 | 0 | 0 | 0 | 0 | 0 | 0 | 0 | 0 | 0 | 0 | 0 | 0 | 0 | 0 | 0 | 0 | 0 | 0 | 0 | 0 | 0 | 0
SCE Third Party Roll-up E3 Calculator - No Carbon Adder | [17 empty] | System | #N/A | [21 empty] | 0 | 0 | 0 | 0 | 0 | 0 | 0 | 0 | 0 | 0 | 0 | 0 | 0 | 0 | 0 | 0 | 0 | 0 | 0 | 0 | 0 | 0 | 0 | 0 | 0 | 0 | 0 | 0 | 0
SCE Third Party Roll-up E3 Calculator - No Carbon Adder | [17 empty] | System | #N/A | [21 empty] | 0 | 0 | 0 | 0 | 0 | 0 | 0 | 0 | 0 | 0 | 0 | 0 | 0 | 0 | 0 | 0 | 0 | 0 | 0 | 0 | 0 | 0 | 0 | 0 | 0 | 0 | 0 | 0 | 0
SCE Third Party Roll-up E3 Calculator - No Carbon Adder | [17 empty] | System | #N/A | [21 empty] | 0 | 0 | 0 | 0 | 0 | 0 | 0 | 0 | 0 | 0 | 0 | 0 | 0 | 0 | 0 | 0 | 0 | 0 | 0 | 0 | 0 | 0 | 0 | 0 | 0 | 0 | 0 | 0 | 0
SCE Third Party Roll-up E3 Calculator - No Carbon Adder | [17 empty] | System | #N/A | [21 empty] | 0 | 0 | 0 | 0 | 0 | 0 | 0 | 0 | 0 | 0 | 0 | 0 | 0 | 0 | 0 | 0 | 0 | 0 | 0 | 0 | 0 | 0 | 0 | 0 | 0 | 0 | 0 | 0 | 0
SCE Third Party Roll-up E3 Calculator - No Carbon Adder | [17 empty] | System | #N/A | [21 empty] | 0 | 0 | 0 | 0 | 0 | 0 | 0 | 0 | 0 | 0 | 0 | 0 | 0 | 0 | 0 | 0 | 0 | 0 | 0 | 0 | 0 | 0 | 0 | 0 | 0 | 0 | 0 | 0 | 0
SCE Third Party Roll-up E3 Calculator - No Carbon Adder | [17 empty] | System | #N/A | [21 empty] | 0 | 0 | 0 | 0 | 0 | 0 | 0 | 0 | 0 | 0 | 0 | 0 | 0 | 0 | 0 | 0 | 0 | 0 | 0 | 0 | 0 | 0 | 0 | 0 | 0 | 0 | 0 | 0 | 0
SCE Third Party Roll-up E3 Calculator - No Carbon Adder | [17 empty] | System | #N/A | [21 empty] | 0 | 0 | 0 | 0 | 0 | 0 | 0 | 0 | 0 | 0 | 0 | 0 | 0 | 0 | 0 | 0 | 0 | 0 | 0 | 0 | 0 | 0 | 0 | 0 | 0 | 0 | 0 | 0 | 0
SCE Third Party Roll-up E3 Calculator - No Carbon Adder | Do NOT enter program data in this row or below. The Spreadsheet will not evaluate any such data.
Lists of Dimensions and their Labels
|  |  | Climate Zones |  |  |  | Measure Types for Measure Life | Measure Types for NTGR | Gas Sector | Gas Savings Profile | Combustor Type |  | RES | DEER:Indoor_CFL_Ltg | DEER:RefgFrzr_HighEff | DEER:RefgFrzr_Recyc-Conditioned | DEER:RefgFrzr_Recyc-UnConditioned | DEER:HVAC_Eff_AC | DEER:HVAC_Duct_Sealing | DEER:HVAC_Refrig_Charge | DEER:Refg_Chrg_Duct_Seal | DEER:RefgFrzr_Recycling
|  |  | 6 |  |  |  | NONRESIDENTIAL MEASURES: |  | Residential | Summer Only | Large Boilers (>100 MMBtu/hr Heat Input):Uncontrolled |  | NON_RES | DEER:Indoor_CFL_Ltg | DEER:Indoor_Non-CFL_Ltg | DEER:HVAC_Chillers | DEER:HVAC_Refrig_Charge | DEER:HVAC_Split-Package_AC | DEER:HVAC_Duct_Sealing
|  |  | 8 |  |  |  | **************************************************************** | Appliance early retirement and replacement 0.80 | Commercial | Winter Only | Large Boilers (>100 MMBtu/hr Heat Input):Controlled Low NOx Burner |  | Residential | AC-NC | Heat_Pump-NC | Refrig-RC | AC_Cooling-RC | HeatPump_Heating_Only-RC | HeatPump_ThroughWall-RC | HeatPump_WtrHt-RC | HorizAxisClothesWasher-RC | CFL-RC | Residential Pool Pumps
|  |  | 9 |  |  |  | Ballast – Dimmable: NR - 11 | California Home Energy Efficiency Rating System (CHEERS) | Core | Annual | Large Boilers (>100 MMBtu/hr Heat Input):Controlled – Flue Gas Recirculation |  | Small_Office | Hi_Perf_Glass-NC | Lo_Gain_Wndw-NC | Wtr_Cool_Chiller-NC | Package_AC-NC | <65K_AC_Split-NC | <65K_AC_Pckg-NC | <65K_EvapCool-NC | 65K-135K_Air_AC-NC | 65K-135_Wtr_AC-NC | >135K_Air_AC-NC | >135K_Wtr_AC-NC | Hi_Eff_AC_Mtr-NC | Var_Spd_AC_Mtr-NC | DayLt_Cntrl-NC | Lighting-NC | Economy_cycle-Ret | New_AC-Ret | New_HtPmp-Ret | Roof_insul-Ret | Wall_insul-Ret | Window_Tint-Ret | Reduce_Cooling_Load-Ret | IndoorLt | Occupancy Sensor | Refrigeration | DayLt & Controls | Perimter Lt Control | 2009 Qtr 1: Pool HtPmp; 2009 Qtr 2: DHW HtPmp
|  |  | 10 |  |  |  | Ballast – Electronic: NR - 11 | Residential Audits 0.72 |  |  | Small Boilers (<100 MMBtu/hr Heat Input):Uncontrolled |  | Large_Office | Hi_Perf_Glass-NC | Lo_Gain_Wndw-NC | Wtr_Cool_Chiller-NC | >135K_Air_AC-NC | >135K_Wtr_AC-NC | Hi_Eff_AC_Mtr-NC | Var_Spd_AC_Mtr-NC | DayLt_Cntrl-NC | Lighting-NC | Economy_cycle-Ret | New_AC-Ret | New_HtPmp-Ret | Roof_insul-Ret | Wall_insul-Ret | Window_Tint-Ret | Reduce_Cooling_Load-Ret | IndoorLt | Occupancy Sensor | Refrigeration | DayLt & Controls | Perimter Lt Control | Pool HtPmp | DHW HtPmp | bar: 2009 Qtr 1 to 2009 Qtr 2
|  |  | 13 |  |  |  | Fluorescent Fixture – T8: C/I/A - 11 | Refrigerator Recycling 0.35 |  |  | Small Boilers (<100 MMBtu/hr Heat Input):Controlled Low NOx Burner |  | Small_Retail_Store | Package_AC-NC | <65K_AC_Split-NC | <65K_AC_Pckg-NC | <65K_EvapCool-NC | 65K-135K_Air_AC-NC | 65K-135_Wtr_AC-NC | Lighting-NC | Economy_cycle-Ret | Evap_Cooling-Ret | Replace_Chiller-Ret | New_AC-Ret | New_HtPmp-Ret | Roof_insul-Ret | Wall_insul-Ret | Reduce_Cooling_Load-Ret | IndoorLt | Occupancy Sensor | Refrigeration | DayLt & Controls | Perimter Lt Control | Pool HtPmp | DHW HtPmp | bar: 2009 Qtr 1 to 2009 Qtr 2
|  |  | 14 |  |  |  | Fixture: T8 Lamp & Electronic Ballast: C/I/A - 11 | Freezer Recycling 0.54 |  |  | Small Boilers (<100 MMBtu/hr Heat Input):Controlled – Flue Gas Recirculation |  | Large_Retail_Store | Wtr_Cool_Chiller-NC | >135K_Air_AC-NC | >135K_Wtr_AC-NC | Hi_Eff_AC_Mtr-NC | Var_Spd_AC_Mtr-NC | Lighting-NC | Economy_cycle-Ret | Evap_Cooling-Ret | Replace_Chiller-Ret | New_AC-Ret | New_HtPmp-Ret | Roof_insul-Ret | Wall_insul-Ret | Reduce_Cooling_Load-Ret | IndoorLt | Occupancy Sensor | Refrigeration | DayLt & Controls | Perimter Lt Control | Pool HtPmp | DHW HtPmp | bar: 2009 Qtr 1 to 2009 Qtr 2
|  |  | 15 |  |  |  | T8 Fixtures – 17 Watt Lamp, 2ft or 32-watt Lamp, 4ft 11 | Residential Contractor Program 0.89 |  |  | Residential Furnaces (<0.3):Uncontrolled |  | Grocery_Store | Hi_Perf_Glass-NC | Lo_Gain_Wndw-NC | Wtr_Cool_Chiller-NC | 65K-135_Wtr_AC-NC | >135K_Air_AC-NC | >135K_Wtr_AC-NC | Hi_Eff_AC_Mtr-NC | Var_Spd_AC_Mtr-NC | DayLt_Cntrl-NC | Lighting-NC | Refrigeration | DayLt & Controls | Perimter Lt Control | Pool HtPmp | DHW HtPmp | bar: 2009 Qtr 1 to 2009 Qtr 2
|  |  | 16 |  |  |  | T8 Lamps: C/I/A - 5 | Emerging Technologies 0.83 |  |  |  |  | Food_Store | New_AC-Ret | New_HtPmp-Ret | Roof_insul-Ret | Wall_insul-Ret | Reduce_Cooling_Load-Ret | Lower_Cond_temp-Ret | IndoorLt | Refrigeration | DayLt & Controls | Perimter Lt Control | Pool HtPmp | DHW HtPmp | bar: 2009 Qtr 1 to 2009 Qtr 2
|  |  | System |  |  |  | High Efficiency Lighting (HID): NR - 16 | All other residential programs 0.80 |  |  |  |  | Restaurant | Economy_cycle-Ret | Evap_Cooling-Ret | New_AC-Ret | New_HtPmp-Ret | IndoorLt | Refrigeration | DayLt & Controls | Perimter Lt Control | Pool HtPmp | DHW HtPmp | bar: 2009 Qtr 1 to 2009 Qtr 2
[7 empty] | High Output T5 Fixture: NR - 16 |  | Electric Rate | Gas Rate |  |  | Fast_Food_Restaurant | Hi_Perf_Glass-NC | Lo_Gain_Wndw-NC | Package_AC-NC | <65K_AC_Split-NC | <65K_AC_Pckg-NC | <65K_EvapCool-NC | 65K-135K_Air_AC-NC | 65K-135_Wtr_AC-NC | DayLt_Cntrl-NC | Lighting-NC | Refrigeration | DayLt & Controls | Perimter Lt Control | Pool HtPmp | DHW HtPmp | bar: 2009 Qtr 1 to 2009 Qtr 2
[7 empty] | Indoor or Outdoor Lighting System Modification: NR - 13.5 | Advanced water heating systems 1.00 | System | System |  |  | Sit_Down_Restaurant | Hi_Perf_Glass-NC | Lo_Gain_Wndw-NC | <65K_AC_Split-NC | <65K_AC_Pckg-NC | <65K_EvapCool-NC | 65K-135K_Air_AC-NC | 65K-135_Wtr_AC-NC | >135K_Air_AC-NC | >135K_Wtr_AC-NC | DayLt_Cntrl-NC | Lighting-NC | Refrigeration | DayLt & Controls | Perimter Lt Control | Pool HtPmp | DHW HtPmp | bar: 2009 Qtr 1 to 2009 Qtr 2
[7 empty] | Lighting Controls: NR - 16 | Agricultural and Dairy Incentives 0.75 | System | System |  |  | Storage_Building | <65K_AC_Split-NC | <65K_AC_Pckg-NC | <65K_EvapCool-NC | >135K_Air_AC-NC | >135K_Wtr_AC-NC | Lighting-NC | Refrigeration | DayLt & Controls | Perimter Lt Control | Pool HtPmp | DHW HtPmp | bar: 2009 Qtr 1 to 2009 Qtr 2
[7 empty] | Daylighting Controls; NR - 16 | Coin Laundry and Dry Cleaner Education 0.70 | System | 0 |  |  | Refrigerated_Warehouse | New_AC-Ret | New_HtPmp-Ret | IndoorLt | Refrigeration | DayLt & Controls | Perimter Lt Control | Pool HtPmp | DHW HtPmp | bar: 2009 Qtr 1 to 2009 Qtr 2
[7 empty] | Lighting Power Density: NR - 11 | Commercial and agricultural information, tools, or design assistance services | System |  |  |  | Non-Refrig._Warehouse | New_AC-Ret | New_HtPmp-Ret | Roof_insul-Ret | Wall_insul-Ret | Reduce_Cooling_Load-Ret | IndoorLt | Occupancy Sensor | Refrigeration | DayLt & Controls | Perimter Lt Control | Pool HtPmp | DHW HtPmp | bar: 2009 Qtr 1 to 2009 Qtr 2
[7 empty] | Exit Sign – CF Hardware Kit/LED/ Electro-Luminescent: NR - 16 | Comprehensive Space Conditioning 1.00 | System |  |  |  | Hotel_Motel | Wtr_Cool_Chiller-NC | Package_AC-NC | >135K_Air_AC-NC | >135K_Wtr_AC-NC | Var_Spd_AC_Mtr-NC | Lighting-NC | Replace_Chiller-Ret | New_AC-Ret | New_HtPmp-Ret | Roof_insul-Ret | Wall_insul-Ret | Reduce_Cooling_Load-Ret | IndoorLt | Occupancy Sensor | Refrigeration | DayLt & Controls | Perimter Lt Control | Pool HtPmp | DHW HtPmp | bar: 2009 Qtr 1 to 2009 Qtr 2
[7 empty] | Occupancy Sensor: NR - 8 | Lodging Education 0.70 |  |  |  |  | Medical_Clinic | Replace_Chiller-Ret | New_AC-Ret | New_HtPmp-Ret | Roof_insul-Ret | Wall_insul-Ret | IndoorLt | Refrigeration | DayLt & Controls | Perimter Lt Control | Pool HtPmp | DHW HtPmp | bar: 2009 Qtr 1 to 2009 Qtr 2
[7 empty] | Photocell: NR - 8 | Express Efficiency (rebates) 0.96 |  |  |  |  | School | Hi_Perf_Glass-NC | Lo_Gain_Wndw-NC | Wtr_Cool_Chiller-NC | Package_AC-NC | >135K_Air_AC-NC | >135K_Wtr_AC-NC | Hi_Eff_AC_Mtr-NC | Var_Spd_AC_Mtr-NC | DayLt_Cntrl-NC | Lighting-NC | Refrigeration | DayLt & Controls | Perimter Lt Control | Pool HtPmp | DHW HtPmp | bar: 2009 Qtr 1 to 2009 Qtr 2
[7 empty] | Time Clock – Lighting: NR - 8 | Energy Management Services, including audits (for small and medium customers) |  |  |  |  | K_thru_12_School | New_AC-Ret | New_HtPmp-Ret | Roof_insul-Ret | Wall_insul-Ret | IndoorLt | Occupancy Sensor | Refrigeration | DayLt & Controls | Perimter Lt Control | Pool HtPmp | DHW HtPmp | bar: 2009 Qtr 1 to 2009 Qtr 2
[7 empty] | Induction Lamps: NR - 2 | Food Services Equipment Retrofit 1.00 |  |  |  |  | College_University | Hi_Perf_Glass-NC | Lo_Gain_Wndw-NC | Wtr_Cool_Chiller-NC | 65K-135K_Air_AC-NC | 65K-135_Wtr_AC-NC | >135K_Air_AC-NC | >135K_Wtr_AC-NC | Hi_Eff_AC_Mtr-NC | Var_Spd_AC_Mtr-NC | DayLt_Cntrl-NC | Lighting-NC | Economy_cycle-Ret | Evap_Cooling-Ret | New_AC-Ret | New_HtPmp-Ret | Roof_insul-Ret | Wall_insul-Ret | Reduce_Cooling_Load-Ret | IndoorLt | Refrigeration | DayLt & Controls | Perimter Lt Control | Pool HtPmp | DHW HtPmp | bar: 2009 Qtr 1 to 2009 Qtr 2
[7 empty] | Induction Fixture: NR - 16 | Industrial Information and Services 0.74 |  |  |  |  | Assembly | Hi_Perf_Glass-NC | Lo_Gain_Wndw-NC | Wtr_Cool_Chiller-NC | >135K_Air_AC-NC | >135K_Wtr_AC-NC | Hi_Eff_AC_Mtr-NC | Var_Spd_AC_Mtr-NC | DayLt_Cntrl-NC | Lighting-NC | Refrigeration | DayLt & Controls | Perimter Lt Control | Pool HtPmp | DHW HtPmp | bar: 2009 Qtr 1 to 2009 Qtr 2
[7 empty] | Delamp/reflectors: C/I - 11 | Large Standard Performance Contract 0.70 |  |  |  |  | Trans_Comm_Util | Replace_Chiller-Ret | New_AC-Ret | New_HtPmp-Ret | Roof_insul-Ret | Wall_insul-Ret | Reduce_Cooling_Load-Ret | IndoorLt | Occupancy Sensor | Refrigeration | DayLt & Controls | Perimter Lt Control | Pool HtPmp | DHW HtPmp | bar: 2009 Qtr 1 to 2009 Qtr 2
[7 empty] | Optical Reflectors- new construction: Ind, NRNC - 12 | All other nonresidential programs 0.80 |  |  |  |  | Misc._Commercial | Economy_cycle-Ret | New_AC-Ret | New_HtPmp-Ret | Roof_insul-Ret | Wall_insul-Ret | Reduce_Cooling_Load-Ret | IndoorLt | Outdoor Lt | DayLt & Controls | Perimter Lt Control | Pool HtPmp | DHW HtPmp | Frig Barrier | Refrigeration | Commercial Whole Building | Occupancy Sensor | bar: 2009 Qtr 1 to 2009 Qtr 2
[7 empty] | Optical Reflectors- retrofit: NR - 10 | New Construction |  |  |  |  | Industrial | Replace_Chiller-Ret | New_AC-Ret | New_HtPmp-Ret | Roof_insul-Ret | Wall_insul-Ret | Reduce_Cooling_Load-Ret | IndoorLt | Industrial | Occupancy Sensor | Refrigeration | DayLt & Controls | Perimter Lt Control | Pool HtPmp | DHW HtPmp | bar: 2009 Qtr 1 to 2009 Qtr 2
[7 empty] | HID fixture: Interior, >= 176 Watts lamp: Ind - 16 | Industrial and Agricultural Process 0.94 |  |  |  |  | Agricultural | Replace_Chiller-Ret | New_AC-Ret | New_HtPmp-Ret | Roof_insul-Ret | Wall_insul-Ret | Reduce_Cooling_Load-Ret | IndoorLt | Ag & Water Pumping | Occupancy Sensor | Refrigeration | DayLt & Controls | Perimter Lt Control | Pool HtPmp | DHW HtPmp | bar: 2009 Qtr 1 to 2009 Qtr 2
[7 empty] | HID fixture: Interior, 251-400 Watt lamp: Com - 16 | Industrial new construction incentives 0.62 |  |  |  |  | Hospital | Hi_Perf_Glass-NC | Lo_Gain_Wndw-NC | Wtr_Cool_Chiller-NC | >135K_Air_AC-NC | >135K_Wtr_AC-NC | Hi_Eff_AC_Mtr-NC | Var_Spd_AC_Mtr-NC | DayLt_Cntrl-NC | Lighting-NC | Replace_Chiller-Ret | New_AC-Ret | New_HtPmp-Ret | Roof_insul-Ret | Wall_insul-Ret | IndoorLt | Refrigeration | DayLt & Controls | Perimter Lt Control | Pool HtPmp | DHW HtPmp | bar: 2009 Qtr 1 to 2009 Qtr 2
[7 empty] | CFL Fixture: Pin based CFL fixture: Com - 12.0 | Savings by Design 0.82
[7 empty] | Screw-in CFL: Education - Primary School: NR - 5.6 | All other new construction programs 0.80
[7 empty] | Screw-in CFL: Education - Secondary School: NR - 3.5 | Large Standard Performance Contract 0.7011
[7 empty] | Screw-in CFL: Education - Community College: NR - 2.1 | Savings by Design 0.8212
Screw-in CFL: Education - University: NR - 2.6
Screw-in CFL: Grocery: NR - 1.4
Screw-in CFL: Health/Medical - Hospital: NR - 0.9
Screw-in CFL: Health/Medical - Nursing Home: NR - 0.9
Screw-in CFL: Lodging - Hotel: NR - 0.9
Screw-in CFL: Lodging - Motel: NR - 0.9
Screw-in CFL: Lodging - Guest Rooms: NR - 7.0
Screw-in CFL: Manufacturing - Light Industrial: NR - 2.8
Screw-in CFL: Office - Large: NR - 2.9
Screw-in CFL: Office - Small: NR - 3.2
Screw-in CFL: Restaurant - Sit-Down: NR - 2.3
Screw-in CFL: Restaurant - Fast-Food: NR - 1.3
Screw-in CFL: Retail - 3-Story Large: NR - 1.9
Screw-in CFL: Retail - Single-Story Large: NR - 1.8
Screw-in CFL: Retail - Small: NR - 2.1
Screw-in CFL: Storage - Conditioned: NR - 2.8
Screw-in CFL: Storage - Unconditioned: NR - 2.8
Screw-in CFL: Warehouse - Refrigerated: NR - 3.1
HVAC/Refrigeration – SPC: NR - 16
Chiller – High Efficiency: NR - 20
Chiller – Variable Speed Drive: NR - 20
Water Cooled Chillers: NR - 20
Air Conditioners – High Efficiency: NR - 15
Packaged HVAC Systems: NR - 15
Install HVAC EMS: Com - 14
AC Packaged Terminal Units: NR - 15
Evaporative Coolers: NR - 15
Boiler – High Efficiency: NR - 20
Cooling Towers/Evaporative Condenser: NR - 15
Heat Pump – Split System: NR - 15
Heat Pump with Integrated Water Heating: NR - 10
Ground Source Heat Pump: NR - 15
Reduce Internal Load: NR - 15
Insulation: NR - 20
Insulation Package: NR - 20
Reflective Window Film: NR - 10
Bypass/Delay Timer(lighting): NR - 8
Set-Back Thermostat: NR - 11
Time Clock - HVAC: NR - 10
HVAC/Space Heating/Efficiency (Gas): NR - 18
Nonresidential Gas – AC: NR - 20
Adjustable speed drive, application unknown: Ag - 10
Adjustable speed drive, application unknown: Com - 10
Adjustable Speed Drive: HVAC fan, 50 HP Max: Com - 10
Pump repair: Ag - 11
Injection molding machines: Ind - 15
Plastic extusion equipment: Ind - 15
Process cooling: Ind - 15
Process equipment insulation: Ind - 15
Horizontal Clothes Washer: NR - 10
Efficient Dishwashing: NR - 5
Water Heater Controls: NR - 15
Cooking measures , Assorted: Com - 12
Water Heater – Gas: NR - 15
Domestic Hot Water Boiler (Gas): NR - 20
Auto Closer for Cooler/Freezer: NR - 8
Door Gaskets: NR - 4
Floating Head Pressure: NR - 16
Heatless Door: NR - 16
Humidistat Control for Anti-Sweat Heater: NR - 12
Insulation on Refrigeration Suction Line: NR - 11
Night Covers for Display Cases: NR - 5
PSC Evaporator Motor – Walkin/ Display: NR - 15
Refrigeration Case Doors – Glass/Acrylic: NR - 12
Refrigerator Case with Doors: NR - 12
Refrigerator Condensate Evaporator – Elec/Non Elec: NR - 8
Strip Curtains for Walk-Ins: NR - 4
Ballast: Electronic, for display case: NR - 11
Defrost: NR - 16
FHP & EFF Conditioner: NR - 16
High-efficiency Liquid Suction Heat Exchangers: NR - 16
Night Shields on Refrigerator and Freezer Cases: NR - 5
Walk-in Refrigerator or Freezer: Evaporative Fan Controller: NR - 5
Multiplec Refrigeration Systems/Supermarket Systems: NR - 10
Kiln/Oven/Furnace: NR - 18
Thermal Night Curtains: NR - 5
Custom Measures – SPC: NR - 15
Local Government Partnership: NR - 11
Audits: NR - 3
Plug Load Sensor: NR - 10
Information: NR - 1
High Efficiency Motors: NR - 15
Process Overhaul: NR - 20
System Controls: NR - 15
RESIDENTIAL MEASURES
****************************************************************
T8 Fixtures ; lamp or ballast: Res - 15
Pin based CFL Fixture: Res - 16
CFL: Indoor Screw in: Res - 9.4
CFL: Outdoor Screw in: Res - 7
Torchiere: Res - 9
Air Conditioners with SEER >= 11.0: Res - 18
Central Air Conditioners: Res - 18
Duct Testing: Res NC - 18
High Energy Efficiency Ducts: Res - 18
Whole House Fan: Res - 15
Evaporative Cooler: Res - 15
Glazing - Low E Double / Low Shade Coefficient: Res - 20
Heat Pump - Electric: Res - 15
Insulation - Ceiling / Floor / Walls: Res - 20
A/C with Integrated Water Heating: Res - 10
Programmable Thermostat: Res - 12
Audits: Res - 3
Gas Cooktops: Res - 20
Gas Dryer Stub: Res - 18
Energy-Efficient Furnaces: Res - 18
Refrigerator Recycling: Res - 10
Refrigerator - Energy Efficient; 20% more efficient: Res - 18
Refrigerators: Res - 18
GENERIC USEFUL LIVES:
****************************************************************
0.1
0.2
0.3
0.4
0.5
0.6
0.7
0.8
0.9
1
1.1
1.2
1.3
1.4
1.5
1.6
1.7
1.8
1.9
2
2.1
2.2
2.3
2.4
2.5
2.6
2.7
2.8
2.9
3
3.1
3.2
3.3
3.4
3.5
3.6
3.7
3.8
3.9
4
4.1
4.2
4.3
4.4
4.5
4.6
4.7
4.8
4.9
5
5.1
5.2
5.3
5.4
5.5
5.6
5.7
5.8
5.9
6
6.1
6.2
6.3
6.4
6.5
6.6
6.7
6.8
6.9
7
7.1
7.2
7.3
7.4
7.5
7.6
7.7
7.8
7.9
8
8.1
8.2
8.3
8.4
8.5
8.6
8.7
8.8
8.9
9
9.1
9.2
9.3
9.4
9.5
9.6
9.7
9.8
9.9
10
10.1
10.2
10.3
10.4
10.5
10.6
10.7
10.8
10.9
11
11.1
11.2
11.3
11.4
11.5
11.6
11.7
11.8
11.9
12
12.1
12.2
12.3
12.4
12.5
12.6
12.7
12.8
12.9
13
13.1
13.2
13.3
13.4
13.5
13.6
13.7
13.8
13.9
14
14.1
14.2
14.3
14.4
14.5
14.6
14.7
14.8
14.9
15
15.1
15.2
15.3
15.4
15.5
15.6
15.7
15.8
15.9
16
16.1
16.2
16.3
16.4
16.5
16.6
16.7
16.8
16.9
17
17.1
17.2
17.3
17.4
17.5
17.6
17.7
17.8
17.9
18
18.1
18.2
18.3
18.4
18.5
18.6
18.7
18.8
18.9
19
19.1
19.2
19.3
19.4
19.5
19.6
19.7
19.8
19.9
20
21
22
23
24
25
26
27
28
29
30