## Export
PROGRAM NAME | SCE Partnership Roll-up E3 Calculator - With Carbon Adder - Proposed Program Plan
BUDGET
Administrative Costs
Overhead and G&A | 9249664.5829
Other Administrative Costs | 15177662
Marketing/Outreach | 6209945.3249
Incentives and Rebates
d.i. User Input Incentive | 8281944.1906
d.ii. Rebate | 49229061.8531
d.iii. Direct Install Labor | 0
d.iv. Direct Install Materials | 0
d.v. Upstream payments | 0
Activity | 15830899
Installation | 0
Hardware & Materials | 0
Rebate Processing & Inspection | 2516823
EM&V Costs | 7614263.7032
Budget | 114110263.6548
Costs recovered from other sources | 0
Budget (plus other costs) | 114110263.6548
PROGRAM IMPACTS
Program Reductions for Measures installed through 2011
User Entered kW (kW) | 39986.2387
Net Jul-Sept Peak (kW) | 42362.3269
Net Dec-Feb Peak (kW) | 24390.8631
Net NCP (kW) | 46508.5531
Net CEC (kW) | 43933.2803
Annual Net kWh | 202457512.6816
Lifecycle Net kWh | 2497127397.0756
Annual Net Therms | 0
Lifecycle Net Therms | 0
Program Reductions for Measures installed through 2015
User Entered kW (kW) | 40058.4308
Net Jul-Sept Peak (kW) | 42430.9603
Net Dec-Feb Peak (kW) | 24442.0862
Net NCP (kW) | 58195.342
Net CEC (kW) | 43985.1991
Annual Net kWh | 202696769.8816
Lifecycle Net kWh | 2500718588.8756
Annual Net Therms | 0
Lifecycle Net Therms | 0
Cost Effectiveness for all measures installed through 2015
TRC
Costs | 175761944.0203
Electric Benefits | 180333287.3911
Gas Benefits | 0
Net Benefits (NPV) | 4571343.3708
BC Ratio | 1.026
PAC
Costs | 107152749.5991
Electric Benefits | 180333287.3911
Gas Benefits | 0
Net Benefits (NPV) | 73180537.792
BC Ratio | 1.683
Levelized Cost
Levelized Cost TRC ($/kWh )
Discounted kWh | 1368640183.59
Cost | 0.11163
Benefits | 0.13176
Benefit-Cost | 0.020129
Levelized Cost PAC ($/kWh)
Discounted kWh | 1368640183.59
Cost | 0.07168
Benefits | 0.13176
Benefit-Cost | 0.060081
Levelized Cost TRC ($/therm)
Discounted Therms | 0
Cost | #DIV/0!
Benefits | #DIV/0!
Benefit-Cost | #DIV/0!
Levelized Cost PAC ($/therm)
Discounted Therms | 0
Cost | #DIV/0!
Benefits | #DIV/0!
Benefit-Cost | #DIV/0!
Emission Annual Reductions (2009-2011)
Electric Annual CO2 (tons) - 2009 | 24166.8745
2010 | 37509.8129
2011 | 40771.4267
Electric Lifecycle CO2 (tons) - 2009 | 306224.4942
2010 | 481676.526
2011 | 526364.6409
Electric Annual NOX (tons) - 2009 | 3.3744
2010 | 5.2447
2011 | 5.6916
Electric Lifecycle NOX (tons) - 2009 | 42.9556
2010 | 67.642
2011 | 73.7832
Electric Annual SO2 (lbs) - 2009
2010
2011
Electric Lifecycle SO2 (lbs) - 2009
2010
2011
Gas Annual CO2 (tons) - 2009 | 0
2010 | 0
2011 | 0
Gas Lifecycle CO2 (tons) - 2009 | 0
2010 | 0
2011 | 0
Gas Annual NOX (tons) - 2009 | 0
2010 | 0
2011 | 0
Gas Lifecycle NOX (tons) - 2009 | 0
2010 | 0
2011 | 0
Gas Annual SO2 (lbs) - 2009
2010
2011
Gas Lifecycle SO2 (lbs) - 2009
2010
2011
Data below not currently used in Energy Division workbook
Levelized Cost RIM ($/therm)
Discounted Therms | 0
Cost | #DIV/0!
Benefits | #DIV/0!
Benefit-Cost | #DIV/0!
Levelized Cost RIM ($/kWh)
Discounted kWh | 1368640183.59
Cost | 0.24106
Benefits | 0.13176
Benefit-Cost | #DIV/0!
RIM
Costs | 329924279.628
Electric Benefits | 180333287.3911
Gas Benefits | 0
Net Benefits (NPV) | -149590992.2369
BC Ratio | 0.54659
Impacts for all programs installed through 2015
Net July-Sept Peak (kW)
Clothes Dryer | 0
Clothes Washer | 0
Consumer Electronics | 0
Cooking | 0
Dishwasher | 0
Net Dec-Feb Pk (kW)
Clothes Dryer | 0
Clothes Washer | 0
Consumer Electronics | 0
Cooking | 0
Dishwasher | 0
Net CEC (kW)
Clothes Dryer | 0
Clothes Washer | 0
Consumer Electronics | 0
Cooking | 0
Dishwasher | 0
Annual Net kWh
Clothes Dryer | 0
Clothes Washer | 0
Consumer Electronics | 0
Cooking | 0
Dishwasher | 0
Lifecycle Net kWh
Clothes Dryer | 0
Clothes Washer | 0
Consumer Electronics | 0
Cooking | 0
Dishwasher | 0
Annual Net Therms
Clothes Dryer | 0
Clothes Washer | 0
Consumer Electronics | 0
Cooking | 0
Dishwasher | 0
Lifecycle Net Therms
Clothes Dryer | 0
Clothes Washer | 0
Consumer Electronics | 0
Cooking | 0
Dishwasher | 0

## Output by Measure
Southern California Edison
SCE Partnership Roll-up E3 Calculator - With Carbon Adder - Proposed Program Plan
SCE | [8 empty] | Levelized Benefits less Costs (TRC) |  |  |  | Levelized Benefits less Costs (PAC) |  |  |  | Benefit Cost Ratios
Net Impacts by Measure | [8 empty] | No Allocated Admin |  | w/ Allocated Admin |  | No Allocated Admin |  | w/ Allocated Admin |  | No Allocated Admin |  | w/ Allocated Admin
| Net Avg Jul-Sep (kW) | Net Dec-Feb Pk (kW) | Net CEC (kW) | Net User Entered kW | Annual kWh adj for Net to gross | Lifecycle kWh (Annual * Measure Life) | Annual Therms | Lifecycle Therms | Electric ($/kWh) | Gas ($/Th) | Electric ($/kWh) | Gas ($/Th) | Electric ($/kWh) | Gas ($/Th) | Electric ($/kWh) | Gas ($/Th) | TRC | PAC | TRC | PAC
Total or Average | 42430.9603 | 24442.0862 | 43985.1991 | 40058.4308 | 202696769.8816 | 2500718588.8756 | 0 | 0 | 0.061484 | #DIV/0! | 0.020129 | #DIV/0! | 0.10749 | #DIV/0! | 0.060081 | #DIV/0!
RESIDENTIAL | 0 | 0 | 0 | 0 | 0 | 0 | 0 | 0 | 0 | 0 | 0 | 0 | 0 | 0 | 0 | 0 | 0 | 0 | 0 | 0
DEEMED MEASURES | 0 | 0 | 0 | 0 | 0 | 0 | 0 | 0 | 0 | 0 | 0 | 0 | 0 | 0 | 0 | 0 | 0 | 0 | 0 | 0
Appliances | 0 | 0 | 0 | 0 | 0 | 0 | 0 | 0 | 0 | 0 | 0 | 0 | 0 | 0 | 0 | 0 | 0 | 0 | 0 | 0
Laundry & Kitchen | 0 | 0 | 0 | 0 | 0 | 0 | 0 | 0 | 0 | 0 | 0 | 0 | 0 | 0 | 0 | 0 | 0 | 0 | 0 | 0
Refrigerators | 0 | 0 | 0 | 0 | 0 | 0 | 0 | 0 | 0 | 0 | 0 | 0 | 0 | 0 | 0 | 0 | 0 | 0 | 0 | 0
Appliances Recycling | 0 | 0 | 0 | 0 | 0 | 0 | 0 | 0 | 0 | 0 | 0 | 0 | 0 | 0 | 0 | 0 | 0 | 0 | 0 | 0
Refrigerators/Freezers | 0 | 0 | 0 | 0 | 0 | 0 | 0 | 0 | 0 | 0 | 0 | 0 | 0 | 0 | 0 | 0 | 0 | 0 | 0 | 0
Room A/C | 0 | 0 | 0 | 0 | 0 | 0 | 0 | 0 | 0 | 0 | 0 | 0 | 0 | 0 | 0 | 0 | 0 | 0 | 0 | 0
Other | 0 | 0 | 0 | 0 | 0 | 0 | 0 | 0 | 0 | 0 | 0 | 0 | 0 | 0 | 0 | 0 | 0 | 0 | 0 | 0
Residential Audits | 82.5669 | 82.382 | 130.0841 | 129.36 | 599466 | 1798398 | 0 | 0 | 0.13186 | 0 | 0.090477 | 0 | 0.13186 | 0 | 0.084421 | 0 | 0 | 0 | 3.1861 | 2.7794
Consumer Electronics | 0 | 0 | 0 | 0 | 0 | 0 | 0 | 0 | 0 | 0 | 0 | 0 | 0 | 0 | 0 | 0 | 0 | 0 | 0 | 0
Entertainment | 0 | 0 | 0 | 0 | 0 | 0 | 0 | 0 | 0 | 0 | 0 | 0 | 0 | 0 | 0 | 0 | 0 | 0 | 0 | 0
Home Office | 0 | 0 | 0 | 0 | 0 | 0 | 0 | 0 | 0 | 0 | 0 | 0 | 0 | 0 | 0 | 0 | 0 | 0 | 0 | 0
Other | 0 | 0 | 0 | 0 | 0 | 0 | 0 | 0 | 0 | 0 | 0 | 0 | 0 | 0 | 0 | 0 | 0 | 0 | 0 | 0
Water Heating | 0 | 0 | 0 | 0 | 0 | 0 | 0 | 0 | 0 | 0 | 0 | 0 | 0 | 0 | 0 | 0 | 0 | 0 | 0 | 0
Efficiency | 0 | 0 | 0 | 0 | 0 | 0 | 0 | 0 | 0 | 0 | 0 | 0 | 0 | 0 | 0 | 0 | 0 | 0 | 0 | 0
Use Reduction | 0 | 0 | 0 | 0 | 0 | 0 | 0 | 0 | 0 | 0 | 0 | 0 | 0 | 0 | 0 | 0 | 0 | 0 | 0 | 0
Pool Pump | 554.68 | 554.68 | 888.9796 | 554.68 | 4096680 | 40966800 | 0 | 0 | -0.076473 | 0 | -0.1217 | 0 | 0.054162 | 0 | 0.0023169 | 0 | 0.6533 | 1.6022 | 0.54214 | 1.0163
Residential Other | 366.8765 | 33.3858 | 114.1961 | 366.8765 | 526249.4361 | 9419864.9067 | 0 | 0 | -0.5272 | 0 | -0.58396 | 0 | -0.014524 | 0 | -0.079595 | 0 | 0.25543 | 0.92567 | 0.23647 | 0.6944
HVAC | 0 | 0 | 0 | 0 | 0 | 0 | 0 | 0 | 0 | 0 | 0 | 0 | 0 | 0 | 0 | 0 | 0 | 0 | 0 | 0
New Room AC | 289.4497 | 2.2898 | 78.0196 | 161.7 | 359537.5 | 3235837.5 | 0 | 0 | 0.12557 | 0 | 0.067788 | 0 | 0.12867 | 0 | 0.062437 | 0 | 3.1455 | 3.3216 | 1.5828 | 1.5132
New Package, Split System AC, etc. | 3162.9152 | 25.0212 | 852.5471 | 2120.9583 | 3928788.5377 | 58931828.0662 | 0 | 0 | -0.010815 | 0 | -0.070379 | 0 | 0.1099 | 0 | 0.041622 | 0 | 0.94608 | 2.3759 | 0.72948 | 1.2809
Repair & Maintenance | 2286.9209 | 73.7111 | 647.8585 | 2129.7342 | 2985522.974 | 29855229.74 | 0 | 0 | 0.17982 | 0 | 0.11785 | 0 | 0.18256 | 0 | 0.11151 | 0 | 11.1889 | 13.239 | 2.48 | 2.2972
HVAC Ducts | 604.9408 | 24.617 | 171.6502 | 768.8738 | 791014.56 | 14238262.08 | 0 | 0 | -0.071864 | 0 | -0.1328 | 0 | 0.043349 | 0 | -0.026508 | 0 | 0.72986 | 1.2874 | 0.59383 | 0.87987
HVAC Envelope | 0 | 0 | 0 | 0 | 0 | 0 | 0 | 0 | 0 | 0 | 0 | 0 | 0 | 0 | 0 | 0 | 0 | 0 | 0 | 0
HVAC Install - Operation | 0 | 0 | 0 | 0 | 0 | 0 | 0 | 0 | 0 | 0 | 0 | 0 | 0 | 0 | 0 | 0 | 0 | 0 | 0 | 0
HVAC Controls | 0 | 0 | 0 | 0 | 0 | 0 | 0 | 0 | 0 | 0 | 0 | 0 | 0 | 0 | 0 | 0 | 0 | 0 | 0 | 0
New Evap Coolers & Whole House Fans | 0 | 0 | 0 | 0 | 0 | 0 | 0 | 0 | 0 | 0 | 0 | 0 | 0 | 0 | 0 | 0 | 0 | 0 | 0 | 0
Lighting | 0 | 0 | 0 | 0 | 0 | 0 | 0 | 0 | 0 | 0 | 0 | 0 | 0 | 0 | 0 | 0 | 0 | 0 | 0 | 0
Screw-in CFL Interior (Downstream) | 0 | 0 | 0 | 0 | 0 | 0 | 0 | 0 | 0 | 0 | 0 | 0 | 0 | 0 | 0 | 0 | 0 | 0 | 0 | 0
Screw-in CFL Interior (Upstream - Traditional) | 0 | 0 | 0 | 0 | 0 | 0 | 0 | 0 | 0 | 0 | 0 | 0 | 0 | 0 | 0 | 0 | 0 | 0 | 0 | 0
Screw-in CFL Interior (Upstream - Specialty) | 0 | 0 | 0 | 0 | 0 | 0 | 0 | 0 | 0 | 0 | 0 | 0 | 0 | 0 | 0 | 0 | 0 | 0 | 0 | 0
Screw-in CFL Interior (Direct Install) | 0 | 0 | 0 | 0 | 0 | 0 | 0 | 0 | 0 | 0 | 0 | 0 | 0 | 0 | 0 | 0 | 0 | 0 | 0 | 0
Screw-in CFL Interior (Midstream) | 0 | 0 | 0 | 0 | 0 | 0 | 0 | 0 | 0 | 0 | 0 | 0 | 0 | 0 | 0 | 0 | 0 | 0 | 0 | 0
Screw-in CFL Interior (Giveaway) | 0 | 0 | 0 | 0 | 0 | 0 | 0 | 0 | 0 | 0 | 0 | 0 | 0 | 0 | 0 | 0 | 0 | 0 | 0 | 0
CFL Fixture Interior (Midstream) | 0 | 0 | 0 | 0 | 0 | 0 | 0 | 0 | 0 | 0 | 0 | 0 | 0 | 0 | 0 | 0 | 0 | 0 | 0 | 0
CFL Fixture Interior (Upstream) | 0 | 0 | 0 | 0 | 0 | 0 | 0 | 0 | 0 | 0 | 0 | 0 | 0 | 0 | 0 | 0 | 0 | 0 | 0 | 0
CFL Fixture Interior (Direct Install) | 0 | 0 | 0 | 0 | 0 | 0 | 0 | 0 | 0 | 0 | 0 | 0 | 0 | 0 | 0 | 0 | 0 | 0 | 0 | 0
CFL Fixture Interior (Giveaway) | 0 | 0 | 0 | 0 | 0 | 0 | 0 | 0 | 0 | 0 | 0 | 0 | 0 | 0 | 0 | 0 | 0 | 0 | 0 | 0
CFL Exterior | 0 | 0 | 0 | 0 | 0 | 0 | 0 | 0 | 0 | 0 | 0 | 0 | 0 | 0 | 0 | 0 | 0 | 0 | 0 | 0
CFL Fixture Exterior (Midstream) | 0 | 0 | 0 | 0 | 0 | 0 | 0 | 0 | 0 | 0 | 0 | 0 | 0 | 0 | 0 | 0 | 0 | 0 | 0 | 0
CFL Fixture Exterior (Upstream) | 0 | 0 | 0 | 0 | 0 | 0 | 0 | 0 | 0 | 0 | 0 | 0 | 0 | 0 | 0 | 0 | 0 | 0 | 0 | 0
CFL Fixture Exterior (Direct Install) | 0 | 0 | 0 | 0 | 0 | 0 | 0 | 0 | 0 | 0 | 0 | 0 | 0 | 0 | 0 | 0 | 0 | 0 | 0 | 0
LED Interior | 0 | 0 | 0 | 0 | 0 | 0 | 0 | 0 | 0 | 0 | 0 | 0 | 0 | 0 | 0 | 0 | 0 | 0 | 0 | 0
Interior Controls | 0 | 0 | 0 | 0 | 0 | 0 | 0 | 0 | 0 | 0 | 0 | 0 | 0 | 0 | 0 | 0 | 0 | 0 | 0 | 0
Interior Exit Signs | 0 | 0 | 0 | 0 | 0 | 0 | 0 | 0 | 0 | 0 | 0 | 0 | 0 | 0 | 0 | 0 | 0 | 0 | 0 | 0
Linear Flourescents Interior | 0 | 0 | 0 | 0 | 0 | 0 | 0 | 0 | 0 | 0 | 0 | 0 | 0 | 0 | 0 | 0 | 0 | 0 | 0 | 0
Linear Flourescents (parking structures) Exterior | 0 | 0 | 0 | 0 | 0 | 0 | 0 | 0 | 0 | 0 | 0 | 0 | 0 | 0 | 0 | 0 | 0 | 0 | 0 | 0
Other Interior Lighting | 0 | 0 | 0 | 0 | 0 | 0 | 0 | 0 | 0 | 0 | 0 | 0 | 0 | 0 | 0 | 0 | 0 | 0 | 0 | 0
Other Exterior Lighting | 0 | 0 | 0 | 0 | 0 | 0 | 0 | 0 | 0 | 0 | 0 | 0 | 0 | 0 | 0 | 0 | 0 | 0 | 0 | 0
Refrigeration | 0 | 0 | 0 | 0 | 0 | 0 | 0 | 0 | 0 | 0 | 0 | 0 | 0 | 0 | 0 | 0 | 0 | 0 | 0 | 0
CUSTOMIZED MEASURES | 0 | 0 | 0 | 0 | 0 | 0 | 0 | 0 | 0 | 0 | 0 | 0 | 0 | 0 | 0 | 0 | 0 | 0 | 0 | 0
HVAC Equipment | 0 | 0 | 0 | 0 | 0 | 0 | 0 | 0 | 0 | 0 | 0 | 0 | 0 | 0 | 0 | 0 | 0 | 0 | 0 | 0
HVAC Envelope | 0 | 0 | 0 | 0 | 0 | 0 | 0 | 0 | 0 | 0 | 0 | 0 | 0 | 0 | 0 | 0 | 0 | 0 | 0 | 0
Interior Lighting | 0 | 0 | 0 | 0 | 0 | 0 | 0 | 0 | 0 | 0 | 0 | 0 | 0 | 0 | 0 | 0 | 0 | 0 | 0 | 0
Exterior Lighting | 0 | 0 | 0 | 0 | 0 | 0 | 0 | 0 | 0 | 0 | 0 | 0 | 0 | 0 | 0 | 0 | 0 | 0 | 0 | 0
Whole Building | 0 | 0 | 0 | 0 | 0 | 0 | 0 | 0 | 0 | 0 | 0 | 0 | 0 | 0 | 0 | 0 | 0 | 0 | 0 | 0
Other | 0 | 0 | 0 | 0 | 0 | 0 | 0 | 0 | 0 | 0 | 0 | 0 | 0 | 0 | 0 | 0 | 0 | 0 | 0 | 0
NONRESIDENTIAL | 0 | 0 | 0 | 0 | 0 | 0 | 0 | 0 | 0 | 0 | 0 | 0 | 0 | 0 | 0 | 0 | 0 | 0 | 0 | 0
DEEMED MEASURES | 0 | 0 | 0 | 0 | 0 | 0 | 0 | 0 | 0 | 0 | 0 | 0 | 0 | 0 | 0 | 0 | 0 | 0 | 0 | 0
Nonresidential Audits | 1253.07 | 1235.2883 | 878.8936 | 1253.07 | 4050200.7 | 12150602.1 | 0 | 0 | 0.066775 | 0 | 0.025406 | 0 | 0.13181 | 0 | 0.084385 | 0 | 2.0268 | 0 | 1.2388 | 2.7794
Food Service | 12.754 | 12.573 | 13.2025 | 12.754 | 60841.2 | 717926.16 | 0 | 0 | -0.13343 | 0 | -0.17395 | 0 | 0.10254 | 0 | 0.05609 | 0 | 0.49179 | 4.8592 | 0.42603 | 1.7681
Laundry General | 0 | 0 | 0 | 0 | 0 | 0 | 0 | 0 | 0 | 0 | 0 | 0 | 0 | 0 | 0 | 0 | 0 | 0 | 0 | 0
Agricultural | 0 | 0 | 0 | 0 | 0 | 0 | 0 | 0 | 0 | 0 | 0 | 0 | 0 | 0 | 0 | 0 | 0 | 0 | 0 | 0
Greenhouse | 0 | 0 | 0 | 0 | 0 | 0 | 0 | 0 | 0 | 0 | 0 | 0 | 0 | 0 | 0 | 0 | 0 | 0 | 0 | 0
Process | 0 | 0 | 0 | 0 | 0 | 0 | 0 | 0 | 0 | 0 | 0 | 0 | 0 | 0 | 0 | 0 | 0 | 0 | 0 | 0
Pumping | 0 | 0 | 0 | 0 | 0 | 0 | 0 | 0 | 0 | 0 | 0 | 0 | 0 | 0 | 0 | 0 | 0 | 0 | 0 | 0
Municipal Water | 0 | 0 | 0 | 0 | 0 | 0 | 0 | 0 | 0 | 0 | 0 | 0 | 0 | 0 | 0 | 0 | 0 | 0 | 0 | 0
Process | 0 | 0 | 0 | 0 | 0 | 0 | 0 | 0 | 0 | 0 | 0 | 0 | 0 | 0 | 0 | 0 | 0 | 0 | 0 | 0
Pumping | 0 | 0 | 0 | 0 | 0 | 0 | 0 | 0 | 0 | 0 | 0 | 0 | 0 | 0 | 0 | 0 | 0 | 0 | 0 | 0
Refrigeration | 0 | 0 | 0 | 0 | 0 | 0 | 0 | 0 | 0 | 0 | 0 | 0 | 0 | 0 | 0 | 0 | 0 | 0 | 0 | 0
Casework | 13.8989 | 12.926 | 48.2721 | 13.8989 | 222451.9219 | 2691668.2554 | 0 | 0 | 0.051198 | 0 | 0.012283 | 0 | 0.09098 | 0 | 0.046371 | 0 | 1.7034 | 3.7562 | 1.11 | 1.5974
Compressors | 17.5077 | 16.2822 | 9.0679 | 17.5077 | 41787.543 | 626813.145 | 0 | 0 | 0.11037 | 0 | 0.065105 | 0 | 0.12305 | 0 | 0.071156 | 0 | 4.26 | 6.8091 | 1.8228 | 1.9738
Condenser | 6.9271 | 6.4422 | 5.2471 | 6.9271 | 24180.135 | 362702.025 | 0 | 0 | 0.10019 | 0 | 0.056984 | 0 | 0.12126 | 0 | 0.071726 | 0 | 3.6733 | 8.3873 | 1.7062 | 2.0876
Controls & VSDs | 0 | 0 | 0 | 0 | 0 | 0 | 0 | 0 | 0 | 0 | 0 | 0 | 0 | 0 | 0 | 0 | 0 | 0 | 0 | 0
Dist to others | 4.432 | 4.1218 | 13.4113 | 4.432 | 61803 | 927045 | 0 | 0 | 0.064383 | 0 | 0.024758 | 0 | 0.12072 | 0 | 0.075302 | 0 | 2.0407 | 22.8538 | 1.2439 | 2.4781
Nonresidential Other (Downstream) | 1078.8926 | 1037.5979 | 1479.382 | 1078.8926 | 6817428.4369 | 92035283.8979 | 0 | 0 | 0.10071 | 0 | 0.061476 | 0 | 0.11538 | 0 | 0.070411 | 0 | 5.1465 | 13.0047 | 1.9679 | 2.29
Nonresidential Other (Upstream) | 0 | 0 | 0 | 0 | 0 | 0 | 0 | 0 | 0 | 0 | 0 | 0 | 0 | 0 | 0 | 0 | 0 | 0 | 0 | 0
Nonresidential Other (Direct Install) | 0 | 0 | 0 | 0 | 0 | 0 | 0 | 0 | 0 | 0 | 0 | 0 | 0 | 0 | 0 | 0 | 0 | 0 | 0 | 0
Nonresidential Other (Pump Tests) | 0 | 0 | 0 | 0 | 0 | 0 | 0 | 0 | 0 | 0 | 0 | 0 | 0 | 0 | 0 | 0 | 0 | 0 | 0 | 0
HVAC | 0 | 0 | 0 | 0 | 0 | 0 | 0 | 0 | 0 | 0 | 0 | 0 | 0 | 0 | 0 | 0 | 0 | 0 | 0 | 0
Commissioning | 0 | 0 | 0 | 0 | 0 | 0 | 0 | 0 | 0 | 0 | 0 | 0 | 0 | 0 | 0 | 0 | 0 | 0 | 0 | 0
Retrocommissioing | 0 | 0 | 0 | 0 | 0 | 0 | 0 | 0 | 0 | 0 | 0 | 0 | 0 | 0 | 0 | 0 | 0 | 0 | 0 | 0
New AC Equipment: packaged, split, etc. (Downstream) | 2827.8491 | 524.1252 | 1452.8163 | 1744.2234 | 6695006.027 | 100425090.4044 | 0 | 0 | 0.053818 | 0 | -0.00064746 | 0 | 0.16121 | 0 | 0.098778 | 0 | 1.4495 | 14.0824 | 0.99628 | 2.3213
New AC Equipment: packaged, split, etc. (Upstream) | 0 | 0 | 0 | 0 | 0 | 0 | 0 | 0 | 0 | 0 | 0 | 0 | 0 | 0 | 0 | 0 | 0 | 0 | 0 | 0
New AC Equipment: packaged, split, etc. (Direct Install) | 0 | 0 | 0 | 0 | 0 | 0 | 0 | 0 | 0 | 0 | 0 | 0 | 0 | 0 | 0 | 0 | 0 | 0 | 0 | 0
Chillers | 0 | 0 | 0 | 0 | 0 | 0 | 0 | 0 | 0 | 0 | 0 | 0 | 0 | 0 | 0 | 0 | 0 | 0 | 0 | 0
Controls & VSDs | 576.3631 | 357.8197 | 1145.6314 | 576.3631 | 5279407.3827 | 79191110.7399 | 0 | 0 | 0.053038 | 0 | 0.0039842 | 0 | 0.10619 | 0 | 0.049963 | 0 | 1.5137 | 3.1198 | 1.0262 | 1.4699
Cooling Towers | 0 | 0 | 0 | 0 | 0 | 0 | 0 | 0 | 0 | 0 | 0 | 0 | 0 | 0 | 0 | 0 | 0 | 0 | 0 | 0
RCA (Direct Install) | 0 | 0 | 0 | 0 | 0 | 0 | 0 | 0 | 0 | 0 | 0 | 0 | 0 | 0 | 0 | 0 | 0 | 0 | 0 | 0
RCA (Midstream) | 0 | 0 | 0 | 0 | 0 | 0 | 0 | 0 | 0 | 0 | 0 | 0 | 0 | 0 | 0 | 0 | 0 | 0 | 0 | 0
Fans | 0 | 0 | 0 | 0 | 0 | 0 | 0 | 0 | 0 | 0 | 0 | 0 | 0 | 0 | 0 | 0 | 0 | 0 | 0 | 0
Ducts | 0 | 0 | 0 | 0 | 0 | 0 | 0 | 0 | 0 | 0 | 0 | 0 | 0 | 0 | 0 | 0 | 0 | 0 | 0 | 0
Other Ventilation | 0 | 0 | 0 | 0 | 0 | 0 | 0 | 0 | 0 | 0 | 0 | 0 | 0 | 0 | 0 | 0 | 0 | 0 | 0 | 0
Economizers | 0 | 0 | 0 | 0 | 0 | 0 | 0 | 0 | 0 | 0 | 0 | 0 | 0 | 0 | 0 | 0 | 0 | 0 | 0 | 0
Envelope (Downsteam) | 0 | 0 | 0 | 0 | 0 | 0 | 0 | 0 | 0 | 0 | 0 | 0 | 0 | 0 | 0 | 0 | 0 | 0 | 0 | 0
Envelope (Direct Install) | 0 | 0 | 0 | 0 | 0 | 0 | 0 | 0 | 0 | 0 | 0 | 0 | 0 | 0 | 0 | 0 | 0 | 0 | 0 | 0
HVAC Other (Downstream) | 594.0519 | 368.8013 | 110.0112 | 594.0519 | 506964.1768 | 5069641.768 | 0 | 0 | 0.092943 | 0 | 0.028416 | 0 | 0.14105 | 0 | 0.067085 | 0 | 1.8251 | 3.1856 | 1.1604 | 1.4843
HVAC Other (Direct Install) | 0 | 0 | 0 | 0 | 0 | 0 | 0 | 0 | 0 | 0 | 0 | 0 | 0 | 0 | 0 | 0 | 0 | 0 | 0 | 0
HVAC Other (Midstream) | 0 | 0 | 0 | 0 | 0 | 0 | 0 | 0 | 0 | 0 | 0 | 0 | 0 | 0 | 0 | 0 | 0 | 0 | 0 | 0
Lighting | 0 | 0 | 0 | 0 | 0 | 0 | 0 | 0 | 0 | 0 | 0 | 0 | 0 | 0 | 0 | 0 | 0 | 0 | 0 | 0
Screw-in CFL Interior (Downstream) | 198.5103 | 166.9619 | 239.8695 | 209.351 | 1105389.6133 | 3537246.7626 | 0 | 0 | 0.1202 | 0 | 0.07706 | 0 | 0.12703 | 0 | 0.077576 | 0 | 7.9667 | 13.1848 | 2.2759 | 2.2955
Screw-in CFL Interior (Upstream - Traditional) | 0 | 0 | 0 | 0 | 0 | 0 | 0 | 0 | 0 | 0 | 0 | 0 | 0 | 0 | 0 | 0 | 0 | 0 | 0 | 0
Screw-in CFL Interior (Upstream - Specialty) | 0 | 0 | 0 | 0 | 0 | 0 | 0 | 0 | 0 | 0 | 0 | 0 | 0 | 0 | 0 | 0 | 0 | 0 | 0 | 0
Screw-in CFL Interior (Direct Install) | 0 | 0 | 0 | 0 | 0 | 0 | 0 | 0 | 0 | 0 | 0 | 0 | 0 | 0 | 0 | 0 | 0 | 0 | 0 | 0
CFL Fixture Interior | 222.4963 | 187.1359 | 268.853 | 295.6997 | 1238953.8916 | 14867446.6987 | 0 | 0 | 0.127 | 0 | 0.08338 | 0 | 0.12657 | 0 | 0.076565 | 0 | 11.5926 | 11.1903 | 2.4992 | 2.2264
Interior Exit Signs | 25.1517 | 21.1159 | 26.6869 | 15.6155 | 122981.2164 | 1967699.4624 | 0 | 0 | 0.12686 | 0 | 0.080185 | 0 | 0.13396 | 0 | 0.080464 | 0 | 6.8074 | 10.0907 | 2.1703 | 2.1792
Linear Flourescents Interior (Downstream) | 588.2132 | 493.8282 | 624.1158 | 545.8676 | 2876109.6057 | 31637205.6631 | 0 | 0 | -0.014431 | 0 | -0.059961 | 0 | 0.12093 | 0 | 0.068734 | 0 | 0.90952 | 6.0098 | 0.70754 | 1.9005
Linear Flourescents Interior (Direct Install) | 0 | 0 | 0 | 0 | 0 | 0 | 0 | 0 | 0 | 0 | 0 | 0 | 0 | 0 | 0 | 0 | 0 | 0 | 0 | 0
HID Interior | 56.7706 | 47.6611 | 60.2357 | 76.2386 | 277583.67 | 4163755.05 | 0 | 0 | 0.12899 | 0 | 0.082569 | 0 | 0.14182 | 0 | 0.088612 | 0 | 7.8216 | 24.35 | 2.2639 | 2.4947
LED Interior | 0 | 0 | 0 | 0 | 0 | 0 | 0 | 0 | 0 | 0 | 0 | 0 | 0 | 0 | 0 | 0 | 0 | 0 | 0 | 0
Interior Controls (Downstream) | 30.134 | 25.2987 | 31.9732 | 8.4384 | 147342.1291 | 1178737.0324 | 0 | 0 | 0.077165 | 0 | 0.032069 | 0 | 0.12644 | 0 | 0.074745 | 0 | 2.1601 | 8.3326 | 1.2873 | 2.0842
Interior Controls (Direct Install) | 0 | 0 | 0 | 0 | 0 | 0 | 0 | 0 | 0 | 0 | 0 | 0 | 0 | 0 | 0 | 0 | 0 | 0 | 0 | 0
Interior Day Lighting | 0 | 0 | 0 | 0 | 0 | 0 | 0 | 0 | 0 | 0 | 0 | 0 | 0 | 0 | 0 | 0 | 0 | 0 | 0 | 0
Other Interior Lighting | 1.632 | 1.3701 | 1.7316 | 2.2911 | 7979.58 | 110916.162 | 0 | 0 | 0.052725 | 0 | 0.0065466 | 0 | 0.11648 | 0 | 0.063546 | 0 | 1.5585 | 4.8003 | 1.0466 | 1.7602
CFL Lamp Exterior | 0 | 0 | 0 | 0 | 0 | 0 | 0 | 0 | 0 | 0 | 0 | 0 | 0 | 0 | 0 | 0 | 0 | 0 | 0 | 0
CFL Fixture Exterior | 0 | 0 | 0 | 0 | 0 | 0 | 0 | 0 | 0 | 0 | 0 | 0 | 0 | 0 | 0 | 0 | 0 | 0 | 0 | 0
Other Exterior Lighting | 0 | 0 | 15.6853 | 0 | 72282.7 | 1084240.5 | 0 | 0 | 0.084342 | 0 | 0.052487 | 0 | 0.091611 | 0 | 0.055096 | 0 | 5.9174 | 10.2706 | 2.071 | 2.1875
Process | 0 | 0 | 0 | 0 | 0 | 0 | 0 | 0 | 0 | 0 | 0 | 0 | 0 | 0 | 0 | 0 | 0 | 0 | 0 | 0
Compressed Air | 0 | 0 | 0 | 0 | 0 | 0 | 0 | 0 | 0 | 0 | 0 | 0 | 0 | 0 | 0 | 0 | 0 | 0 | 0 | 0
Controls | 0 | 0 | 0 | 0 | 0 | 0 | 0 | 0 | 0 | 0 | 0 | 0 | 0 | 0 | 0 | 0 | 0 | 0 | 0 | 0
VSD | 0 | 0 | 0 | 0 | 0 | 0 | 0 | 0 | 0 | 0 | 0 | 0 | 0 | 0 | 0 | 0 | 0 | 0 | 0 | 0
Oil Well Pump-Off Controllers | 0 | 0 | 0 | 0 | 0 | 0 | 0 | 0 | 0 | 0 | 0 | 0 | 0 | 0 | 0 | 0 | 0 | 0 | 0 | 0
Custom | 0 | 0 | 0 | 0 | 0 | 0 | 0 | 0 | 0 | 0 | 0 | 0 | 0 | 0 | 0 | 0 | 0 | 0 | 0 | 0
Cooling & Motors | 0 | 0 | 0 | 0 | 0 | 0 | 0 | 0 | 0 | 0 | 0 | 0 | 0 | 0 | 0 | 0 | 0 | 0 | 0 | 0
Pumps & Vacuum | 0 | 0 | 0 | 0 | 0 | 0 | 0 | 0 | 0 | 0 | 0 | 0 | 0 | 0 | 0 | 0 | 0 | 0 | 0 | 0
Water Heating | 0 | 0 | 0 | 0 | 0 | 0 | 0 | 0 | 0 | 0 | 0 | 0 | 0 | 0 | 0 | 0 | 0 | 0 | 0 | 0
Efficiency | 0 | 0 | 0 | 0 | 0 | 0 | 0 | 0 | 0 | 0 | 0 | 0 | 0 | 0 | 0 | 0 | 0 | 0 | 0 | 0
Use Reduction | 0 | 0 | 0 | 0 | 0 | 0 | 0 | 0 | 0 | 0 | 0 | 0 | 0 | 0 | 0 | 0 | 0 | 0 | 0 | 0
CUSTOMIZED MEASURES | 0 | 0 | 0 | 0 | 0 | 0 | 0 | 0 | 0 | 0 | 0 | 0 | 0 | 0 | 0 | 0 | 0 | 0 | 0 | 0
HVAC | 0 | 0 | 0 | 0 | 0 | 0 | 0 | 0 | 0 | 0 | 0 | 0 | 0 | 0 | 0 | 0 | 0 | 0 | 0 | 0
Chillers | 2310.499 | 406.2209 | 1370.0165 | 2923.4654 | 6313440.1576 | 126268803.1515 | 0 | 0 | -0.055307 | 0 | -0.1091 | 0 | 0.14202 | 0 | 0.080356 | 0 | 0.75602 | 5.8361 | 0.61103 | 1.8828
Controls & VSDs | 2448.9699 | 1520.3777 | 4650.9249 | 2448.9699 | 21432833.4329 | 321492501.4937 | 0 | 0 | 0.12729 | 0 | 0.078038 | 0 | 0.12919 | 0 | 0.072734 | 0 | 5.2963 | 5.6597 | 1.9894 | 1.864
Cool Roofs | 0 | 0 | 0 | 0 | 0 | 0 | 0 | 0 | 0 | 0 | 0 | 0 | 0 | 0 | 0 | 0 | 0 | 0 | 0 | 0
Cooling Towers | 0 | 0 | 0 | 0 | 0 | 0 | 0 | 0 | 0 | 0 | 0 | 0 | 0 | 0 | 0 | 0 | 0 | 0 | 0 | 0
Fans | 0 | 0 | 0 | 0 | 0 | 0 | 0 | 0 | 0 | 0 | 0 | 0 | 0 | 0 | 0 | 0 | 0 | 0 | 0 | 0
HVAC Other | 5449.2055 | 3382.9941 | 3396.0929 | 5449.2055 | 15650197.5 | 234752962.5 | 0 | 0 | -0.010384 | 0 | -0.063535 | 0 | 0.13102 | 0 | 0.070095 | 0 | 0.94222 | 4.4191 | 0.72718 | 1.7063
New AC Equipment: packaged, split, etc. | 1029.1733 | 190.7512 | 528.741 | 871.0886 | 2436594.5114 | 36548917.6711 | 0 | 0 | 0.050992 | 0 | -0.0036394 | 0 | 0.15963 | 0 | 0.097006 | 0 | 1.4143 | 12.06 | 0.97952 | 2.2588
Other Ventilation | 0 | 0 | 0 | 0 | 0 | 0 | 0 | 0 | 0 | 0 | 0 | 0 | 0 | 0 | 0 | 0 | 0 | 0 | 0 | 0
RCA | 0 | 0 | 0 | 0 | 0 | 0 | 0 | 0 | 0 | 0 | 0 | 0 | 0 | 0 | 0 | 0 | 0 | 0 | 0 | 0
Retrocommissioing | 0 | 0 | 6690.9163 | 0 | 30833715.5 | 308337155 | 0 | 0 | 0 | 0 | 0 | 0 | 0 | 0 | 0 | 0 | 0 | 0 | 0 | 0
Space Conditioning | 0 | 0 | 0 | 0 | 0 | 0 | 0 | 0 | 0 | 0 | 0 | 0 | 0 | 0 | 0 | 0 | 0 | 0 | 0 | 0
Exterior Lighting | 0 | 0 | 0 | 0 | 0 | 0 | 0 | 0 | 0 | 0 | 0 | 0 | 0 | 0 | 0 | 0 | 0 | 0 | 0 | 0
Customized Exterior Lighting | 0 | 0 | 766.5322 | 0 | 3532406.2964 | 52986094.446 | 0 | 0 | 0.084446 | 0 | 0.052581 | 0 | 0.070791 | 0 | 0.034264 | 0 | 5.9444 | 3.3034 | 2.0743 | 1.5094
Exterior Lighting Controls | 0 | 0 | 272.5327 | 0 | 1255911.1444 | 18713076.0522 | 0 | 0 | 0.036271 | 0 | 0.004421 | 0 | 0.067571 | 0 | 0.03106 | 0 | 1.5562 | 2.9928 | 1.0456 | 1.4411
Interior Lighting | 0 | 0 | 0 | 0 | 0 | 0 | 0 | 0 | 0 | 0 | 0 | 0 | 0 | 0 | 0 | 0 | 0 | 0 | 0 | 0
Customized Interior Lighting | 3783.6125 | 3176.4921 | 4014.5519 | 3642.4664 | 18500239.1 | 207202677.92 | 0 | 0 | 0.054262 | 0 | 0.0086134 | 0 | 0.10506 | 0 | 0.052733 | 0 | 1.5951 | 3.6018 | 1.063 | 1.5688
Daylighting | 9.5442 | 8.0127 | 10.1267 | 14.0001 | 46666.9 | 746670.4 | 0 | 0 | 0.11577 | 0 | 0.068399 | 0 | 0.11359 | 0 | 0.059289 | 0 | 4.2922 | 4.0418 | 1.8287 | 1.6469
Interior Lighting System Modification | 2.6897 | 2.2581 | 2.8539 | 2.5894 | 13151.6 | 144667.6 | 0 | 0 | 0.061696 | 0 | 0.016167 | 0 | 0.13362 | 0 | 0.081426 | 0 | 1.7401 | 12.6742 | 1.1254 | 2.2795
Interior Lighting System Replacement | 9994.4255 | 8390.7149 | 10604.4527 | 9644.251 | 48868445.726 | 537552902.9862 | 0 | 0 | 0.12378 | 0 | 0.078164 | 0 | 0.13463 | 0 | 0.082335 | 0 | 6.74 | 13.56 | 2.1634 | 2.3066
Interior Controls | 549.0043 | 460.9108 | 582.5137 | 376.148 | 2684395 | 21475160 | 0 | 0 | 0.10572 | 0 | 0.060588 | 0 | 0.096404 | 0 | 0.044671 | 0 | 3.7769 | 3.0345 | 1.7282 | 1.4507
LED Interior | 0 | 0 | 0 | 0 | 0 | 0 | 0 | 0 | 0 | 0 | 0 | 0 | 0 | 0 | 0 | 0 | 0 | 0 | 0 | 0
SBD - Light Power Density | 9.5442 | 8.0127 | 10.1267 | 11.1534 | 46666.9 | 513335.9 | 0 | 0 | 0.11082 | 0 | 0.064786 | 0 | 0.097063 | 0 | 0.044297 | 0 | 4.0917 | 2.957 | 1.7913 | 1.4327
Refrigeration | 718.8856 | 668.5636 | 1039.9878 | 718.8856 | 4792570.7316 | 71888560.9741 | 0 | 0 | 0.098126 | 0 | 0.05715 | 0 | 0.11612 | 0 | 0.06915 | 0 | 4.0258 | 9.0455 | 1.7785 | 2.1261
Process | 0 | 0 | 0 | 0 | 0 | 0 | 0 | 0 | 0 | 0 | 0 | 0 | 0 | 0 | 0 | 0 | 0 | 0 | 0 | 0
Compressed Air | 0 | 0 | 0 | 0 | 0 | 0 | 0 | 0 | 0 | 0 | 0 | 0 | 0 | 0 | 0 | 0 | 0 | 0 | 0 | 0
Controls | 0 | 0 | 0 | 0 | 0 | 0 | 0 | 0 | 0 | 0 | 0 | 0 | 0 | 0 | 0 | 0 | 0 | 0 | 0 | 0
Cooling & Motors | 948.0377 | 588.564 | 446.0629 | 948.0377 | 2055589.2 | 30833838 | 0 | 0 | 0.086243 | 0 | 0.03122 | 0 | 0.13956 | 0 | 0.076483 | 0 | 1.9683 | 4.9032 | 1.2167 | 1.7739
Custom | 259.7871 | 263.0598 | 237.7638 | 259.7871 | 1095685.7441 | 16435286.1612 | 0 | 0 | 0.10203 | 0 | 0.061394 | 0 | 0.12044 | 0 | 0.073861 | 0 | 4.7189 | 14.3512 | 1.902 | 2.3285
Oil Well Pump-Off Controllers | 0 | 0 | 0 | 0 | 0 | 0 | 0 | 0 | 0 | 0 | 0 | 0 | 0 | 0 | 0 | 0 | 0 | 0 | 0 | 0
Pumps & Vacuums | 0 | 0 | 0 | 0 | 0 | 0 | 0 | 0 | 0 | 0 | 0 | 0 | 0 | 0 | 0 | 0 | 0 | 0 | 0 | 0
VSD | 0 | 0 | 0 | 0 | 0 | 0 | 0 | 0 | 0 | 0 | 0 | 0 | 0 | 0 | 0 | 0 | 0 | 0 | 0 | 0
Whole Building | 60.5771 | 59.7175 | 52.5809 | 60.5771 | 242308.5 | 3634627.5 | 0 | 0 | 0.091351 | 0 | 0.048871 | 0 | 0.093599 | 0 | 0.044903 | 0 | 3.0763 | 3.242 | 1.5651 | 1.4965
CODES & STANDARDS | 0 | 0 | 0 | 0 | 0 | 0 | 0 | 0 | 0 | 0 | 0 | 0 | 0 | 0 | 0 | 0 | 0 | 0 | 0 | 0
2008 Title 24 | 0 | 0 | 0 | 0 | 0 | 0 | 0 | 0 | 0 | 0 | 0 | 0 | 0 | 0 | 0 | 0 | 0 | 0 | 0 | 0
2008 Title 20 | 0 | 0 | 0 | 0 | 0 | 0 | 0 | 0 | 0 | 0 | 0 | 0 | 0 | 0 | 0 | 0 | 0 | 0 | 0 | 0
2009 Title 20 | 0 | 0 | 0 | 0 | 0 | 0 | 0 | 0 | 0 | 0 | 0 | 0 | 0 | 0 | 0 | 0 | 0 | 0 | 0 | 0
0 | 0 | 0 | 0 | 0 | 0 | 0 | 0 | 0 | 0 | 0 | 0 | 0 | 0 | 0 | 0 | 0 | 0 | 0 | 0 | 0
0 | 0 | 0 | 0 | 0 | 0 | 0 | 0 | 0 | 0 | 0 | 0 | 0 | 0 | 0 | 0 | 0 | 0 | 0 | 0 | 0
0 | 0 | 0 | 0 | 0 | 0 | 0 | 0 | 0 | 0 | 0 | 0 | 0 | 0 | 0 | 0 | 0 | 0 | 0 | 0 | 0
0 | 0 | 0 | 0 | 0 | 0 | 0 | 0 | 0 | 0 | 0 | 0 | 0 | 0 | 0 | 0 | 0 | 0 | 0 | 0 | 0
0 | 0 | 0 | 0 | 0 | 0 | 0 | 0 | 0 | 0 | 0 | 0 | 0 | 0 | 0 | 0 | 0 | 0 | 0 | 0 | 0
0 | 0 | 0 | 0 | 0 | 0 | 0 | 0 | 0 | 0 | 0 | 0 | 0 | 0 | 0 | 0 | 0 | 0 | 0 | 0 | 0
0 | 0 | 0 | 0 | 0 | 0 | 0 | 0 | 0 | 0 | 0 | 0 | 0 | 0 | 0 | 0 | 0 | 0 | 0 | 0 | 0
0 | 0 | 0 | 0 | 0 | 0 | 0 | 0 | 0 | 0 | 0 | 0 | 0 | 0 | 0 | 0 | 0 | 0 | 0 | 0 | 0
0 | 0 | 0 | 0 | 0 | 0 | 0 | 0 | 0 | 0 | 0 | 0 | 0 | 0 | 0 | 0 | 0 | 0 | 0 | 0 | 0
0 | 0 | 0 | 0 | 0 | 0 | 0 | 0 | 0 | 0 | 0 | 0 | 0 | 0 | 0 | 0 | 0 | 0 | 0 | 0 | 0
0 | 0 | 0 | 0 | 0 | 0 | 0 | 0 | 0 | 0 | 0 | 0 | 0 | 0 | 0 | 0 | 0 | 0 | 0 | 0 | 0
0 | 0 | 0 | 0 | 0 | 0 | 0 | 0 | 0 | 0 | 0 | 0 | 0 | 0 | 0 | 0 | 0 | 0 | 0 | 0 | 0
0 | 0 | 0 | 0 | 0 | 0 | 0 | 0 | 0 | 0 | 0 | 0 | 0 | 0 | 0 | 0 | 0 | 0 | 0 | 0 | 0
0 | 0 | 0 | 0 | 0 | 0 | 0 | 0 | 0 | 0 | 0 | 0 | 0 | 0 | 0 | 0 | 0 | 0 | 0 | 0 | 0
0 | 0 | 0 | 0 | 0 | 0 | 0 | 0 | 0 | 0 | 0 | 0 | 0 | 0 | 0 | 0 | 0 | 0 | 0 | 0 | 0
0 | 0 | 0 | 0 | 0 | 0 | 0 | 0 | 0 | 0 | 0 | 0 | 0 | 0 | 0 | 0 | 0 | 0 | 0 | 0 | 0
0 | 0 | 0 | 0 | 0 | 0 | 0 | 0 | 0 | 0 | 0 | 0 | 0 | 0 | 0 | 0 | 0 | 0 | 0 | 0 | 0
0 | 0 | 0 | 0 | 0 | 0 | 0 | 0 | 0 | 0 | 0 | 0 | 0 | 0 | 0 | 0 | 0 | 0 | 0 | 0 | 0
0 | 0 | 0 | 0 | 0 | 0 | 0 | 0 | 0 | 0 | 0 | 0 | 0 | 0 | 0 | 0 | 0 | 0 | 0 | 0 | 0
0 | 0 | 0 | 0 | 0 | 0 | 0 | 0 | 0 | 0 | 0 | 0 | 0 | 0 | 0 | 0 | 0 | 0 | 0 | 0 | 0
0 | 0 | 0 | 0 | 0 | 0 | 0 | 0 | 0 | 0 | 0 | 0 | 0 | 0 | 0 | 0 | 0 | 0 | 0 | 0 | 0
0 | 0 | 0 | 0 | 0 | 0 | 0 | 0 | 0 | 0 | 0 | 0 | 0 | 0 | 0 | 0 | 0 | 0 | 0 | 0 | 0
0 | 0 | 0 | 0 | 0 | 0 | 0 | 0 | 0 | 0 | 0 | 0 | 0 | 0 | 0 | 0 | 0 | 0 | 0 | 0 | 0
0 | 0 | 0 | 0 | 0 | 0 | 0 | 0 | 0 | 0 | 0 | 0 | 0 | 0 | 0 | 0 | 0 | 0 | 0 | 0 | 0
0 | 0 | 0 | 0 | 0 | 0 | 0 | 0 | 0 | 0 | 0 | 0 | 0 | 0 | 0 | 0 | 0 | 0 | 0 | 0 | 0
0 | 0 | 0 | 0 | 0 | 0 | 0 | 0 | 0 | 0 | 0 | 0 | 0 | 0 | 0 | 0 | 0 | 0 | 0 | 0 | 0
0 | 0 | 0 | 0 | 0 | 0 | 0 | 0 | 0 | 0 | 0 | 0 | 0 | 0 | 0 | 0 | 0 | 0 | 0 | 0 | 0
0 | 0 | 0 | 0 | 0 | 0 | 0 | 0 | 0 | 0 | 0 | 0 | 0 | 0 | 0 | 0 | 0 | 0 | 0 | 0 | 0
0 | 0 | 0 | 0 | 0 | 0 | 0 | 0 | 0 | 0 | 0 | 0 | 0 | 0 | 0 | 0 | 0 | 0 | 0 | 0 | 0
0 | 0 | 0 | 0 | 0 | 0 | 0 | 0 | 0 | 0 | 0 | 0 | 0 | 0 | 0 | 0 | 0 | 0 | 0 | 0 | 0
0 | 0 | 0 | 0 | 0 | 0 | 0 | 0 | 0 | 0 | 0 | 0 | 0 | 0 | 0 | 0 | 0 | 0 | 0 | 0 | 0
0 | 0 | 0 | 0 | 0 | 0 | 0 | 0 | 0 | 0 | 0 | 0 | 0 | 0 | 0 | 0 | 0 | 0 | 0 | 0 | 0
0 | 0 | 0 | 0 | 0 | 0 | 0 | 0 | 0 | 0 | 0 | 0 | 0 | 0 | 0 | 0 | 0 | 0 | 0 | 0 | 0
0 | 0 | 0 | 0 | 0 | 0 | 0 | 0 | 0 | 0 | 0 | 0 | 0 | 0 | 0 | 0 | 0 | 0 | 0 | 0 | 0
0 | 0 | 0 | 0 | 0 | 0 | 0 | 0 | 0 | 0 | 0 | 0 | 0 | 0 | 0 | 0 | 0 | 0 | 0 | 0 | 0
0 | 0 | 0 | 0 | 0 | 0 | 0 | 0 | 0 | 0 | 0 | 0 | 0 | 0 | 0 | 0 | 0 | 0 | 0 | 0 | 0
0 | 0 | 0 | 0 | 0 | 0 | 0 | 0 | 0 | 0 | 0 | 0 | 0 | 0 | 0 | 0 | 0 | 0 | 0 | 0 | 0
0 | 0 | 0 | 0 | 0 | 0 | 0 | 0 | 0 | 0 | 0 | 0 | 0 | 0 | 0 | 0 | 0 | 0 | 0 | 0 | 0
0 | 0 | 0 | 0 | 0 | 0 | 0 | 0 | 0 | 0 | 0 | 0 | 0 | 0 | 0 | 0 | 0 | 0 | 0 | 0 | 0
0 | 0 | 0 | 0 | 0 | 0 | 0 | 0 | 0 | 0 | 0 | 0 | 0 | 0 | 0 | 0 | 0 | 0 | 0 | 0 | 0
0 | 0 | 0 | 0 | 0 | 0 | 0 | 0 | 0 | 0 | 0 | 0 | 0 | 0 | 0 | 0 | 0 | 0 | 0 | 0 | 0
0 | 0 | 0 | 0 | 0 | 0 | 0 | 0 | 0 | 0 | 0 | 0 | 0 | 0 | 0 | 0 | 0 | 0 | 0 | 0 | 0
0 | 0 | 0 | 0 | 0 | 0 | 0 | 0 | 0 | 0 | 0 | 0 | 0 | 0 | 0 | 0 | 0 | 0 | 0 | 0 | 0
0 | 0 | 0 | 0 | 0 | 0 | 0 | 0 | 0 | 0 | 0 | 0 | 0 | 0 | 0 | 0 | 0 | 0 | 0 | 0 | 0
0 | 0 | 0 | 0 | 0 | 0 | 0 | 0 | 0 | 0 | 0 | 0 | 0 | 0 | 0 | 0 | 0 | 0 | 0 | 0 | 0
0 | 0 | 0 | 0 | 0 | 0 | 0 | 0 | 0 | 0 | 0 | 0 | 0 | 0 | 0 | 0 | 0 | 0 | 0 | 0 | 0
0 | 0 | 0 | 0 | 0 | 0 | 0 | 0 | 0 | 0 | 0 | 0 | 0 | 0 | 0 | 0 | 0 | 0 | 0 | 0 | 0
0 | 0 | 0 | 0 | 0 | 0 | 0 | 0 | 0 | 0 | 0 | 0 | 0 | 0 | 0 | 0 | 0 | 0 | 0 | 0 | 0
0 | 0 | 0 | 0 | 0 | 0 | 0 | 0 | 0 | 0 | 0 | 0 | 0 | 0 | 0 | 0 | 0 | 0 | 0 | 0 | 0
0 | 0 | 0 | 0 | 0 | 0 | 0 | 0 | 0 | 0 | 0 | 0 | 0 | 0 | 0 | 0 | 0 | 0 | 0 | 0 | 0
0 | 0 | 0 | 0 | 0 | 0 | 0 | 0 | 0 | 0 | 0 | 0 | 0 | 0 | 0 | 0 | 0 | 0 | 0 | 0 | 0
0 | 0 | 0 | 0 | 0 | 0 | 0 | 0 | 0 | 0 | 0 | 0 | 0 | 0 | 0 | 0 | 0 | 0 | 0 | 0 | 0
0 | 0 | 0 | 0 | 0 | 0 | 0 | 0 | 0 | 0 | 0 | 0 | 0 | 0 | 0 | 0 | 0 | 0 | 0 | 0 | 0
0 | 0 | 0 | 0 | 0 | 0 | 0 | 0 | 0 | 0 | 0 | 0 | 0 | 0 | 0 | 0 | 0 | 0 | 0 | 0 | 0
0 | 0 | 0 | 0 | 0 | 0 | 0 | 0 | 0 | 0 | 0 | 0 | 0 | 0 | 0 | 0 | 0 | 0 | 0 | 0 | 0
0 | 0 | 0 | 0 | 0 | 0 | 0 | 0 | 0 | 0 | 0 | 0 | 0 | 0 | 0 | 0 | 0 | 0 | 0 | 0 | 0
0 | 0 | 0 | 0 | 0 | 0 | 0 | 0 | 0 | 0 | 0 | 0 | 0 | 0 | 0 | 0 | 0 | 0 | 0 | 0 | 0
0 | 0 | 0 | 0 | 0 | 0 | 0 | 0 | 0 | 0 | 0 | 0 | 0 | 0 | 0 | 0 | 0 | 0 | 0 | 0 | 0
0 | 0 | 0 | 0 | 0 | 0 | 0 | 0 | 0 | 0 | 0 | 0 | 0 | 0 | 0 | 0 | 0 | 0 | 0 | 0 | 0
0 | 0 | 0 | 0 | 0 | 0 | 0 | 0 | 0 | 0 | 0 | 0 | 0 | 0 | 0 | 0 | 0 | 0 | 0 | 0 | 0
0 | 0 | 0 | 0 | 0 | 0 | 0 | 0 | 0 | 0 | 0 | 0 | 0 | 0 | 0 | 0 | 0 | 0 | 0 | 0 | 0
0 | 0 | 0 | 0 | 0 | 0 | 0 | 0 | 0 | 0 | 0 | 0 | 0 | 0 | 0 | 0 | 0 | 0 | 0 | 0 | 0
0 | 0 | 0 | 0 | 0 | 0 | 0 | 0 | 0 | 0 | 0 | 0 | 0 | 0 | 0 | 0 | 0 | 0 | 0 | 0 | 0
0 | 0 | 0 | 0 | 0 | 0 | 0 | 0 | 0 | 0 | 0 | 0 | 0 | 0 | 0 | 0 | 0 | 0 | 0 | 0 | 0
0 | 0 | 0 | 0 | 0 | 0 | 0 | 0 | 0 | 0 | 0 | 0 | 0 | 0 | 0 | 0 | 0 | 0 | 0 | 0 | 0
0 | 0 | 0 | 0 | 0 | 0 | 0 | 0 | 0 | 0 | 0 | 0 | 0 | 0 | 0 | 0 | 0 | 0 | 0 | 0 | 0
0 | 0 | 0 | 0 | 0 | 0 | 0 | 0 | 0 | 0 | 0 | 0 | 0 | 0 | 0 | 0 | 0 | 0 | 0 | 0 | 0
0 | 0 | 0 | 0 | 0 | 0 | 0 | 0 | 0 | 0 | 0 | 0 | 0 | 0 | 0 | 0 | 0 | 0 | 0 | 0 | 0
0 | 0 | 0 | 0 | 0 | 0 | 0 | 0 | 0 | 0 | 0 | 0 | 0 | 0 | 0 | 0 | 0 | 0 | 0 | 0 | 0
0 | 0 | 0 | 0 | 0 | 0 | 0 | 0 | 0 | 0 | 0 | 0 | 0 | 0 | 0 | 0 | 0 | 0 | 0 | 0 | 0
0 | 0 | 0 | 0 | 0 | 0 | 0 | 0 | 0 | 0 | 0 | 0 | 0 | 0 | 0 | 0 | 0 | 0 | 0 | 0 | 0
0 | 0 | 0 | 0 | 0 | 0 | 0 | 0 | 0 | 0 | 0 | 0 | 0 | 0 | 0 | 0 | 0 | 0 | 0 | 0 | 0
0 | 0 | 0 | 0 | 0 | 0 | 0 | 0 | 0 | 0 | 0 | 0 | 0 | 0 | 0 | 0 | 0 | 0 | 0 | 0 | 0
0 | 0 | 0 | 0 | 0 | 0 | 0 | 0 | 0 | 0 | 0 | 0 | 0 | 0 | 0 | 0 | 0 | 0 | 0 | 0 | 0
0 | 0 | 0 | 0 | 0 | 0 | 0 | 0 | 0 | 0 | 0 | 0 | 0 | 0 | 0 | 0 | 0 | 0 | 0 | 0 | 0
0 | 0 | 0 | 0 | 0 | 0 | 0 | 0 | 0 | 0 | 0 | 0 | 0 | 0 | 0 | 0 | 0 | 0 | 0 | 0 | 0
0 | 0 | 0 | 0 | 0 | 0 | 0 | 0 | 0 | 0 | 0 | 0 | 0 | 0 | 0 | 0 | 0 | 0 | 0 | 0 | 0
0 | 0 | 0 | 0 | 0 | 0 | 0 | 0 | 0 | 0 | 0 | 0 | 0 | 0 | 0 | 0 | 0 | 0 | 0 | 0 | 0
0 | 0 | 0 | 0 | 0 | 0 | 0 | 0 | 0 | 0 | 0 | 0 | 0 | 0 | 0 | 0 | 0 | 0 | 0 | 0 | 0
0 | 0 | 0 | 0 | 0 | 0 | 0 | 0 | 0 | 0 | 0 | 0 | 0 | 0 | 0 | 0 | 0 | 0 | 0 | 0 | 0
0 | 0 | 0 | 0 | 0 | 0 | 0 | 0 | 0 | 0 | 0 | 0 | 0 | 0 | 0 | 0 | 0 | 0 | 0 | 0 | 0
0 | 0 | 0 | 0 | 0 | 0 | 0 | 0 | 0 | 0 | 0 | 0 | 0 | 0 | 0 | 0 | 0 | 0 | 0 | 0 | 0
0 | 0 | 0 | 0 | 0 | 0 | 0 | 0 | 0 | 0 | 0 | 0 | 0 | 0 | 0 | 0 | 0 | 0 | 0 | 0 | 0
0 | 0 | 0 | 0 | 0 | 0 | 0 | 0 | 0 | 0 | 0 | 0 | 0 | 0 | 0 | 0 | 0 | 0 | 0 | 0 | 0
0 | 0 | 0 | 0 | 0 | 0 | 0 | 0 | 0 | 0 | 0 | 0 | 0 | 0 | 0 | 0 | 0 | 0 | 0 | 0 | 0
0 | 0 | 0 | 0 | 0 | 0 | 0 | 0 | 0 | 0 | 0 | 0 | 0 | 0 | 0 | 0 | 0 | 0 | 0 | 0 | 0
0 | 0 | 0 | 0 | 0 | 0 | 0 | 0 | 0 | 0 | 0 | 0 | 0 | 0 | 0 | 0 | 0 | 0 | 0 | 0 | 0
0 | 0 | 0 | 0 | 0 | 0 | 0 | 0 | 0 | 0 | 0 | 0 | 0 | 0 | 0 | 0 | 0 | 0 | 0 | 0 | 0
0 | 0 | 0 | 0 | 0 | 0 | 0 | 0 | 0 | 0 | 0 | 0 | 0 | 0 | 0 | 0 | 0 | 0 | 0 | 0 | 0
0 | 0 | 0 | 0 | 0 | 0 | 0 | 0 | 0 | 0 | 0 | 0 | 0 | 0 | 0 | 0 | 0 | 0 | 0 | 0 | 0
0 | 0 | 0 | 0 | 0 | 0 | 0 | 0 | 0 | 0 | 0 | 0 | 0 | 0 | 0 | 0 | 0 | 0 | 0 | 0 | 0
0 | 0 | 0 | 0 | 0 | 0 | 0 | 0 | 0 | 0 | 0 | 0 | 0 | 0 | 0 | 0 | 0 | 0 | 0 | 0 | 0
0 | 0 | 0 | 0 | 0 | 0 | 0 | 0 | 0 | 0 | 0 | 0 | 0 | 0 | 0 | 0 | 0 | 0 | 0 | 0 | 0
0 | 0 | 0 | 0 | 0 | 0 | 0 | 0 | 0 | 0 | 0 | 0 | 0 | 0 | 0 | 0 | 0 | 0 | 0 | 0 | 0
0 | 0 | 0 | 0 | 0 | 0 | 0 | 0 | 0 | 0 | 0 | 0 | 0 | 0 | 0 | 0 | 0 | 0 | 0 | 0 | 0
0 | 0 | 0 | 0 | 0 | 0 | 0 | 0 | 0 | 0 | 0 | 0 | 0 | 0 | 0 | 0 | 0 | 0 | 0 | 0 | 0
0 | 0 | 0 | 0 | 0 | 0 | 0 | 0 | 0 | 0 | 0 | 0 | 0 | 0 | 0 | 0 | 0 | 0 | 0 | 0 | 0
0 | 0 | 0 | 0 | 0 | 0 | 0 | 0 | 0 | 0 | 0 | 0 | 0 | 0 | 0 | 0 | 0 | 0 | 0 | 0 | 0
0 | 0 | 0 | 0 | 0 | 0 | 0 | 0 | 0 | 0 | 0 | 0 | 0 | 0 | 0 | 0 | 0 | 0 | 0 | 0 | 0
0 | 0 | 0 | 0 | 0 | 0 | 0 | 0 | 0 | 0 | 0 | 0 | 0 | 0 | 0 | 0 | 0 | 0 | 0 | 0 | 0
0 | 0 | 0 | 0 | 0 | 0 | 0 | 0 | 0 | 0 | 0 | 0 | 0 | 0 | 0 | 0 | 0 | 0 | 0 | 0 | 0
0 | 0 | 0 | 0 | 0 | 0 | 0 | 0 | 0 | 0 | 0 | 0 | 0 | 0 | 0 | 0 | 0 | 0 | 0 | 0 | 0
0 | 0 | 0 | 0 | 0 | 0 | 0 | 0 | 0 | 0 | 0 | 0 | 0 | 0 | 0 | 0 | 0 | 0 | 0 | 0 | 0
0 | 0 | 0 | 0 | 0 | 0 | 0 | 0 | 0 | 0 | 0 | 0 | 0 | 0 | 0 | 0 | 0 | 0 | 0 | 0 | 0
0 | 0 | 0 | 0 | 0 | 0 | 0 | 0 | 0 | 0 | 0 | 0 | 0 | 0 | 0 | 0 | 0 | 0 | 0 | 0 | 0
0 | 0 | 0 | 0 | 0 | 0 | 0 | 0 | 0 | 0 | 0 | 0 | 0 | 0 | 0 | 0 | 0 | 0 | 0 | 0 | 0
0 | 0 | 0 | 0 | 0 | 0 | 0 | 0 | 0 | 0 | 0 | 0 | 0 | 0 | 0 | 0 | 0 | 0 | 0 | 0 | 0
0 | 0 | 0 | 0 | 0 | 0 | 0 | 0 | 0 | 0 | 0 | 0 | 0 | 0 | 0 | 0 | 0 | 0 | 0 | 0 | 0
0 | 0 | 0 | 0 | 0 | 0 | 0 | 0 | 0 | 0 | 0 | 0 | 0 | 0 | 0 | 0 | 0 | 0 | 0 | 0 | 0
0 | 0 | 0 | 0 | 0 | 0 | 0 | 0 | 0 | 0 | 0 | 0 | 0 | 0 | 0 | 0 | 0 | 0 | 0 | 0 | 0
0 | 0 | 0 | 0 | 0 | 0 | 0 | 0 | 0 | 0 | 0 | 0 | 0 | 0 | 0 | 0 | 0 | 0 | 0 | 0 | 0
0 | 0 | 0 | 0 | 0 | 0 | 0 | 0 | 0 | 0 | 0 | 0 | 0 | 0 | 0 | 0 | 0 | 0 | 0 | 0 | 0
0 | 0 | 0 | 0 | 0 | 0 | 0 | 0 | 0 | 0 | 0 | 0 | 0 | 0 | 0 | 0 | 0 | 0 | 0 | 0 | 0
0 | 0 | 0 | 0 | 0 | 0 | 0 | 0 | 0 | 0 | 0 | 0 | 0 | 0 | 0 | 0 | 0 | 0 | 0 | 0 | 0
0 | 0 | 0 | 0 | 0 | 0 | 0 | 0 | 0 | 0 | 0 | 0 | 0 | 0 | 0 | 0 | 0 | 0 | 0 | 0 | 0
0 | 0 | 0 | 0 | 0 | 0 | 0 | 0 | 0 | 0 | 0 | 0 | 0 | 0 | 0 | 0 | 0 | 0 | 0 | 0 | 0
0 | 0 | 0 | 0 | 0 | 0 | 0 | 0 | 0 | 0 | 0 | 0 | 0 | 0 | 0 | 0 | 0 | 0 | 0 | 0 | 0
0 | 0 | 0 | 0 | 0 | 0 | 0 | 0 | 0 | 0 | 0 | 0 | 0 | 0 | 0 | 0 | 0 | 0 | 0 | 0 | 0
0 | 0 | 0 | 0 | 0 | 0 | 0 | 0 | 0 | 0 | 0 | 0 | 0 | 0 | 0 | 0 | 0 | 0 | 0 | 0 | 0
0 | 0 | 0 | 0 | 0 | 0 | 0 | 0 | 0 | 0 | 0 | 0 | 0 | 0 | 0 | 0 | 0 | 0 | 0 | 0 | 0
0 | 0 | 0 | 0 | 0 | 0 | 0 | 0 | 0 | 0 | 0 | 0 | 0 | 0 | 0 | 0 | 0 | 0 | 0 | 0 | 0
0 | 0 | 0 | 0 | 0 | 0 | 0 | 0 | 0 | 0 | 0 | 0 | 0 | 0 | 0 | 0 | 0 | 0 | 0 | 0 | 0
0 | 0 | 0 | 0 | 0 | 0 | 0 | 0 | 0 | 0 | 0 | 0 | 0 | 0 | 0 | 0 | 0 | 0 | 0 | 0 | 0
0 | 0 | 0 | 0 | 0 | 0 | 0 | 0 | 0 | 0 | 0 | 0 | 0 | 0 | 0 | 0 | 0 | 0 | 0 | 0 | 0
0 | 0 | 0 | 0 | 0 | 0 | 0 | 0 | 0 | 0 | 0 | 0 | 0 | 0 | 0 | 0 | 0 | 0 | 0 | 0 | 0
0 | 0 | 0 | 0 | 0 | 0 | 0 | 0 | 0 | 0 | 0 | 0 | 0 | 0 | 0 | 0 | 0 | 0 | 0 | 0 | 0
0 | 0 | 0 | 0 | 0 | 0 | 0 | 0 | 0 | 0 | 0 | 0 | 0 | 0 | 0 | 0 | 0 | 0 | 0 | 0 | 0
0 | 0 | 0 | 0 | 0 | 0 | 0 | 0 | 0 | 0 | 0 | 0 | 0 | 0 | 0 | 0 | 0 | 0 | 0 | 0 | 0
0 | 0 | 0 | 0 | 0 | 0 | 0 | 0 | 0 | 0 | 0 | 0 | 0 | 0 | 0 | 0 | 0 | 0 | 0 | 0 | 0
0 | 0 | 0 | 0 | 0 | 0 | 0 | 0 | 0 | 0 | 0 | 0 | 0 | 0 | 0 | 0 | 0 | 0 | 0 | 0 | 0
0 | 0 | 0 | 0 | 0 | 0 | 0 | 0 | 0 | 0 | 0 | 0 | 0 | 0 | 0 | 0 | 0 | 0 | 0 | 0 | 0
0 | 0 | 0 | 0 | 0 | 0 | 0 | 0 | 0 | 0 | 0 | 0 | 0 | 0 | 0 | 0 | 0 | 0 | 0 | 0 | 0
0 | 0 | 0 | 0 | 0 | 0 | 0 | 0 | 0 | 0 | 0 | 0 | 0 | 0 | 0 | 0 | 0 | 0 | 0 | 0 | 0
0 | 0 | 0 | 0 | 0 | 0 | 0 | 0 | 0 | 0 | 0 | 0 | 0 | 0 | 0 | 0 | 0 | 0 | 0 | 0 | 0
0 | 0 | 0 | 0 | 0 | 0 | 0 | 0 | 0 | 0 | 0 | 0 | 0 | 0 | 0 | 0 | 0 | 0 | 0 | 0 | 0
0 | 0 | 0 | 0 | 0 | 0 | 0 | 0 | 0 | 0 | 0 | 0 | 0 | 0 | 0 | 0 | 0 | 0 | 0 | 0 | 0
0 | 0 | 0 | 0 | 0 | 0 | 0 | 0 | 0 | 0 | 0 | 0 | 0 | 0 | 0 | 0 | 0 | 0 | 0 | 0 | 0
0 | 0 | 0 | 0 | 0 | 0 | 0 | 0 | 0 | 0 | 0 | 0 | 0 | 0 | 0 | 0 | 0 | 0 | 0 | 0 | 0
0 | 0 | 0 | 0 | 0 | 0 | 0 | 0 | 0 | 0 | 0 | 0 | 0 | 0 | 0 | 0 | 0 | 0 | 0 | 0 | 0
0 | 0 | 0 | 0 | 0 | 0 | 0 | 0 | 0 | 0 | 0 | 0 | 0 | 0 | 0 | 0 | 0 | 0 | 0 | 0 | 0
0 | 0 | 0 | 0 | 0 | 0 | 0 | 0 | 0 | 0 | 0 | 0 | 0 | 0 | 0 | 0 | 0 | 0 | 0 | 0 | 0
0 | 0 | 0 | 0 | 0 | 0 | 0 | 0 | 0 | 0 | 0 | 0 | 0 | 0 | 0 | 0 | 0 | 0 | 0 | 0 | 0
0 | 0 | 0 | 0 | 0 | 0 | 0 | 0 | 0 | 0 | 0 | 0 | 0 | 0 | 0 | 0 | 0 | 0 | 0 | 0 | 0
0 | 0 | 0 | 0 | 0 | 0 | 0 | 0 | 0 | 0 | 0 | 0 | 0 | 0 | 0 | 0 | 0 | 0 | 0 | 0 | 0
0 | 0 | 0 | 0 | 0 | 0 | 0 | 0 | 0 | 0 | 0 | 0 | 0 | 0 | 0 | 0 | 0 | 0 | 0 | 0 | 0
0 | 0 | 0 | 0 | 0 | 0 | 0 | 0 | 0 | 0 | 0 | 0 | 0 | 0 | 0 | 0 | 0 | 0 | 0 | 0 | 0
0 | 0 | 0 | 0 | 0 | 0 | 0 | 0 | 0 | 0 | 0 | 0 | 0 | 0 | 0 | 0 | 0 | 0 | 0 | 0 | 0
0 | 0 | 0 | 0 | 0 | 0 | 0 | 0 | 0 | 0 | 0 | 0 | 0 | 0 | 0 | 0 | 0 | 0 | 0 | 0 | 0
0 | 0 | 0 | 0 | 0 | 0 | 0 | 0 | 0 | 0 | 0 | 0 | 0 | 0 | 0 | 0 | 0 | 0 | 0 | 0 | 0
0 | 0 | 0 | 0 | 0 | 0 | 0 | 0 | 0 | 0 | 0 | 0 | 0 | 0 | 0 | 0 | 0 | 0 | 0 | 0 | 0
0 | 0 | 0 | 0 | 0 | 0 | 0 | 0 | 0 | 0 | 0 | 0 | 0 | 0 | 0 | 0 | 0 | 0 | 0 | 0 | 0
0 | 0 | 0 | 0 | 0 | 0 | 0 | 0 | 0 | 0 | 0 | 0 | 0 | 0 | 0 | 0 | 0 | 0 | 0 | 0 | 0
0 | 0 | 0 | 0 | 0 | 0 | 0 | 0 | 0 | 0 | 0 | 0 | 0 | 0 | 0 | 0 | 0 | 0 | 0 | 0 | 0
0 | 0 | 0 | 0 | 0 | 0 | 0 | 0 | 0 | 0 | 0 | 0 | 0 | 0 | 0 | 0 | 0 | 0 | 0 | 0 | 0
0 | 0 | 0 | 0 | 0 | 0 | 0 | 0 | 0 | 0 | 0 | 0 | 0 | 0 | 0 | 0 | 0 | 0 | 0 | 0 | 0
0 | 0 | 0 | 0 | 0 | 0 | 0 | 0 | 0 | 0 | 0 | 0 | 0 | 0 | 0 | 0 | 0 | 0 | 0 | 0 | 0
0 | 0 | 0 | 0 | 0 | 0 | 0 | 0 | 0 | 0 | 0 | 0 | 0 | 0 | 0 | 0 | 0 | 0 | 0 | 0 | 0
0 | 0 | 0 | 0 | 0 | 0 | 0 | 0 | 0 | 0 | 0 | 0 | 0 | 0 | 0 | 0 | 0 | 0 | 0 | 0 | 0
0 | 0 | 0 | 0 | 0 | 0 | 0 | 0 | 0 | 0 | 0 | 0 | 0 | 0 | 0 | 0 | 0 | 0 | 0 | 0 | 0
0 | 0 | 0 | 0 | 0 | 0 | 0 | 0 | 0 | 0 | 0 | 0 | 0 | 0 | 0 | 0 | 0 | 0 | 0 | 0 | 0
0 | 0 | 0 | 0 | 0 | 0 | 0 | 0 | 0 | 0 | 0 | 0 | 0 | 0 | 0 | 0 | 0 | 0 | 0 | 0 | 0
0 | 0 | 0 | 0 | 0 | 0 | 0 | 0 | 0 | 0 | 0 | 0 | 0 | 0 | 0 | 0 | 0 | 0 | 0 | 0 | 0
0 | 0 | 0 | 0 | 0 | 0 | 0 | 0 | 0 | 0 | 0 | 0 | 0 | 0 | 0 | 0 | 0 | 0 | 0 | 0 | 0
0 | 0 | 0 | 0 | 0 | 0 | 0 | 0 | 0 | 0 | 0 | 0 | 0 | 0 | 0 | 0 | 0 | 0 | 0 | 0 | 0
0 | 0 | 0 | 0 | 0 | 0 | 0 | 0 | 0 | 0 | 0 | 0 | 0 | 0 | 0 | 0 | 0 | 0 | 0 | 0 | 0
0 | 0 | 0 | 0 | 0 | 0 | 0 | 0 | 0 | 0 | 0 | 0 | 0 | 0 | 0 | 0 | 0 | 0 | 0 | 0 | 0
0 | 0 | 0 | 0 | 0 | 0 | 0 | 0 | 0 | 0 | 0 | 0 | 0 | 0 | 0 | 0 | 0 | 0 | 0 | 0 | 0
0 | 0 | 0 | 0 | 0 | 0 | 0 | 0 | 0 | 0 | 0 | 0 | 0 | 0 | 0 | 0 | 0 | 0 | 0 | 0 | 0
0 | 0 | 0 | 0 | 0 | 0 | 0 | 0 | 0 | 0 | 0 | 0 | 0 | 0 | 0 | 0 | 0 | 0 | 0 | 0 | 0
0 | 0 | 0 | 0 | 0 | 0 | 0 | 0 | 0 | 0 | 0 | 0 | 0 | 0 | 0 | 0 | 0 | 0 | 0 | 0 | 0
0 | 0 | 0 | 0 | 0 | 0 | 0 | 0 | 0 | 0 | 0 | 0 | 0 | 0 | 0 | 0 | 0 | 0 | 0 | 0 | 0
0 | 0 | 0 | 0 | 0 | 0 | 0 | 0 | 0 | 0 | 0 | 0 | 0 | 0 | 0 | 0 | 0 | 0 | 0 | 0 | 0
0 | 0 | 0 | 0 | 0 | 0 | 0 | 0 | 0 | 0 | 0 | 0 | 0 | 0 | 0 | 0 | 0 | 0 | 0 | 0 | 0
0 | 0 | 0 | 0 | 0 | 0 | 0 | 0 | 0 | 0 | 0 | 0 | 0 | 0 | 0 | 0 | 0 | 0 | 0 | 0 | 0
0 | 0 | 0 | 0 | 0 | 0 | 0 | 0 | 0 | 0 | 0 | 0 | 0 | 0 | 0 | 0 | 0 | 0 | 0 | 0 | 0
0 | 0 | 0 | 0 | 0 | 0 | 0 | 0 | 0 | 0 | 0 | 0 | 0 | 0 | 0 | 0 | 0 | 0 | 0 | 0 | 0
0 | 0 | 0 | 0 | 0 | 0 | 0 | 0 | 0 | 0 | 0 | 0 | 0 | 0 | 0 | 0 | 0 | 0 | 0 | 0 | 0
0 | 0 | 0 | 0 | 0 | 0 | 0 | 0 | 0 | 0 | 0 | 0 | 0 | 0 | 0 | 0 | 0 | 0 | 0 | 0 | 0
0 | 0 | 0 | 0 | 0 | 0 | 0 | 0 | 0 | 0 | 0 | 0 | 0 | 0 | 0 | 0 | 0 | 0 | 0 | 0 | 0
0 | 0 | 0 | 0 | 0 | 0 | 0 | 0 | 0 | 0 | 0 | 0 | 0 | 0 | 0 | 0 | 0 | 0 | 0 | 0 | 0
0 | 0 | 0 | 0 | 0 | 0 | 0 | 0 | 0 | 0 | 0 | 0 | 0 | 0 | 0 | 0 | 0 | 0 | 0 | 0 | 0
0 | 0 | 0 | 0 | 0 | 0 | 0 | 0 | 0 | 0 | 0 | 0 | 0 | 0 | 0 | 0 | 0 | 0 | 0 | 0 | 0
0 | 0 | 0 | 0 | 0 | 0 | 0 | 0 | 0 | 0 | 0 | 0 | 0 | 0 | 0 | 0 | 0 | 0 | 0 | 0 | 0
0 | 0 | 0 | 0 | 0 | 0 | 0 | 0 | 0 | 0 | 0 | 0 | 0 | 0 | 0 | 0 | 0 | 0 | 0 | 0 | 0
0 | 0 | 0 | 0 | 0 | 0 | 0 | 0 | 0 | 0 | 0 | 0 | 0 | 0 | 0 | 0 | 0 | 0 | 0 | 0 | 0
0 | 0 | 0 | 0 | 0 | 0 | 0 | 0 | 0 | 0 | 0 | 0 | 0 | 0 | 0 | 0 | 0 | 0 | 0 | 0 | 0
0 | 0 | 0 | 0 | 0 | 0 | 0 | 0 | 0 | 0 | 0 | 0 | 0 | 0 | 0 | 0 | 0 | 0 | 0 | 0 | 0
0 | 0 | 0 | 0 | 0 | 0 | 0 | 0 | 0 | 0 | 0 | 0 | 0 | 0 | 0 | 0 | 0 | 0 | 0 | 0 | 0
0 | 0 | 0 | 0 | 0 | 0 | 0 | 0 | 0 | 0 | 0 | 0 | 0 | 0 | 0 | 0 | 0 | 0 | 0 | 0 | 0
0 | 0 | 0 | 0 | 0 | 0 | 0 | 0 | 0 | 0 | 0 | 0 | 0 | 0 | 0 | 0 | 0 | 0 | 0 | 0 | 0
0 | 0 | 0 | 0 | 0 | 0 | 0 | 0 | 0 | 0 | 0 | 0 | 0 | 0 | 0 | 0 | 0 | 0 | 0 | 0 | 0
0 | 0 | 0 | 0 | 0 | 0 | 0 | 0 | 0 | 0 | 0 | 0 | 0 | 0 | 0 | 0 | 0 | 0 | 0 | 0 | 0
0 | 0 | 0 | 0 | 0 | 0 | 0 | 0 | 0 | 0 | 0 | 0 | 0 | 0 | 0 | 0 | 0 | 0 | 0 | 0 | 0
0 | 0 | 0 | 0 | 0 | 0 | 0 | 0 | 0 | 0 | 0 | 0 | 0 | 0 | 0 | 0 | 0 | 0 | 0 | 0 | 0
0 | 0 | 0 | 0 | 0 | 0 | 0 | 0 | 0 | 0 | 0 | 0 | 0 | 0 | 0 | 0 | 0 | 0 | 0 | 0 | 0
0 | 0 | 0 | 0 | 0 | 0 | 0 | 0 | 0 | 0 | 0 | 0 | 0 | 0 | 0 | 0 | 0 | 0 | 0 | 0 | 0
0 | 0 | 0 | 0 | 0 | 0 | 0 | 0 | 0 | 0 | 0 | 0 | 0 | 0 | 0 | 0 | 0 | 0 | 0 | 0 | 0
0 | 0 | 0 | 0 | 0 | 0 | 0 | 0 | 0 | 0 | 0 | 0 | 0 | 0 | 0 | 0 | 0 | 0 | 0 | 0 | 0
0 | 0 | 0 | 0 | 0 | 0 | 0 | 0 | 0 | 0 | 0 | 0 | 0 | 0 | 0 | 0 | 0 | 0 | 0 | 0 | 0
0 | 0 | 0 | 0 | 0 | 0 | 0 | 0 | 0 | 0 | 0 | 0 | 0 | 0 | 0 | 0 | 0 | 0 | 0 | 0 | 0
0 | 0 | 0 | 0 | 0 | 0 | 0 | 0 | 0 | 0 | 0 | 0 | 0 | 0 | 0 | 0 | 0 | 0 | 0 | 0 | 0
0 | 0 | 0 | 0 | 0 | 0 | 0 | 0 | 0 | 0 | 0 | 0 | 0 | 0 | 0 | 0 | 0 | 0 | 0 | 0 | 0
0 | 0 | 0 | 0 | 0 | 0 | 0 | 0 | 0 | 0 | 0 | 0 | 0 | 0 | 0 | 0 | 0 | 0 | 0 | 0 | 0
0 | 0 | 0 | 0 | 0 | 0 | 0 | 0 | 0 | 0 | 0 | 0 | 0 | 0 | 0 | 0 | 0 | 0 | 0 | 0 | 0
0 | 0 | 0 | 0 | 0 | 0 | 0 | 0 | 0 | 0 | 0 | 0 | 0 | 0 | 0 | 0 | 0 | 0 | 0 | 0 | 0
0 | 0 | 0 | 0 | 0 | 0 | 0 | 0 | 0 | 0 | 0 | 0 | 0 | 0 | 0 | 0 | 0 | 0 | 0 | 0 | 0
0 | 0 | 0 | 0 | 0 | 0 | 0 | 0 | 0 | 0 | 0 | 0 | 0 | 0 | 0 | 0 | 0 | 0 | 0 | 0 | 0
0 | 0 | 0 | 0 | 0 | 0 | 0 | 0 | 0 | 0 | 0 | 0 | 0 | 0 | 0 | 0 | 0 | 0 | 0 | 0 | 0
0 | 0 | 0 | 0 | 0 | 0 | 0 | 0 | 0 | 0 | 0 | 0 | 0 | 0 | 0 | 0 | 0 | 0 | 0 | 0 | 0
0 | 0 | 0 | 0 | 0 | 0 | 0 | 0 | 0 | 0 | 0 | 0 | 0 | 0 | 0 | 0 | 0 | 0 | 0 | 0 | 0
0 | 0 | 0 | 0 | 0 | 0 | 0 | 0 | 0 | 0 | 0 | 0 | 0 | 0 | 0 | 0 | 0 | 0 | 0 | 0 | 0
0 | 0 | 0 | 0 | 0 | 0 | 0 | 0 | 0 | 0 | 0 | 0 | 0 | 0 | 0 | 0 | 0 | 0 | 0 | 0 | 0
0 | 0 | 0 | 0 | 0 | 0 | 0 | 0 | 0 | 0 | 0 | 0 | 0 | 0 | 0 | 0 | 0 | 0 | 0 | 0 | 0
0 | 0 | 0 | 0 | 0 | 0 | 0 | 0 | 0 | 0 | 0 | 0 | 0 | 0 | 0 | 0 | 0 | 0 | 0 | 0 | 0
0 | 0 | 0 | 0 | 0 | 0 | 0 | 0 | 0 | 0 | 0 | 0 | 0 | 0 | 0 | 0 | 0 | 0 | 0 | 0 | 0
0 | 0 | 0 | 0 | 0 | 0 | 0 | 0 | 0 | 0 | 0 | 0 | 0 | 0 | 0 | 0 | 0 | 0 | 0 | 0 | 0
0 | 0 | 0 | 0 | 0 | 0 | 0 | 0 | 0 | 0 | 0 | 0 | 0 | 0 | 0 | 0 | 0 | 0 | 0 | 0 | 0
0 | 0 | 0 | 0 | 0 | 0 | 0 | 0 | 0 | 0 | 0 | 0 | 0 | 0 | 0 | 0 | 0 | 0 | 0 | 0 | 0
0 | 0 | 0 | 0 | 0 | 0 | 0 | 0 | 0 | 0 | 0 | 0 | 0 | 0 | 0 | 0 | 0 | 0 | 0 | 0 | 0
0 | 0 | 0 | 0 | 0 | 0 | 0 | 0 | 0 | 0 | 0 | 0 | 0 | 0 | 0 | 0 | 0 | 0 | 0 | 0 | 0
0 | 0 | 0 | 0 | 0 | 0 | 0 | 0 | 0 | 0 | 0 | 0 | 0 | 0 | 0 | 0 | 0 | 0 | 0 | 0 | 0
0 | 0 | 0 | 0 | 0 | 0 | 0 | 0 | 0 | 0 | 0 | 0 | 0 | 0 | 0 | 0 | 0 | 0 | 0 | 0 | 0
0 | 0 | 0 | 0 | 0 | 0 | 0 | 0 | 0 | 0 | 0 | 0 | 0 | 0 | 0 | 0 | 0 | 0 | 0 | 0 | 0
0 | 0 | 0 | 0 | 0 | 0 | 0 | 0 | 0 | 0 | 0 | 0 | 0 | 0 | 0 | 0 | 0 | 0 | 0 | 0 | 0
0 | 0 | 0 | 0 | 0 | 0 | 0 | 0 | 0 | 0 | 0 | 0 | 0 | 0 | 0 | 0 | 0 | 0 | 0 | 0 | 0
0 | 0 | 0 | 0 | 0 | 0 | 0 | 0 | 0 | 0 | 0 | 0 | 0 | 0 | 0 | 0 | 0 | 0 | 0 | 0 | 0
0 | 0 | 0 | 0 | 0 | 0 | 0 | 0 | 0 | 0 | 0 | 0 | 0 | 0 | 0 | 0 | 0 | 0 | 0 | 0 | 0
0 | 0 | 0 | 0 | 0 | 0 | 0 | 0 | 0 | 0 | 0 | 0 | 0 | 0 | 0 | 0 | 0 | 0 | 0 | 0 | 0
0 | 0 | 0 | 0 | 0 | 0 | 0 | 0 | 0 | 0 | 0 | 0 | 0 | 0 | 0 | 0 | 0 | 0 | 0 | 0 | 0
0 | 0 | 0 | 0 | 0 | 0 | 0 | 0 | 0 | 0 | 0 | 0 | 0 | 0 | 0 | 0 | 0 | 0 | 0 | 0 | 0
0 | 0 | 0 | 0 | 0 | 0 | 0 | 0 | 0 | 0 | 0 | 0 | 0 | 0 | 0 | 0 | 0 | 0 | 0 | 0 | 0
0 | 0 | 0 | 0 | 0 | 0 | 0 | 0 | 0 | 0 | 0 | 0 | 0 | 0 | 0 | 0 | 0 | 0 | 0 | 0 | 0
0 | 0 | 0 | 0 | 0 | 0 | 0 | 0 | 0 | 0 | 0 | 0 | 0 | 0 | 0 | 0 | 0 | 0 | 0 | 0 | 0
0 | 0 | 0 | 0 | 0 | 0 | 0 | 0 | 0 | 0 | 0 | 0 | 0 | 0 | 0 | 0 | 0 | 0 | 0 | 0 | 0
0 | 0 | 0 | 0 | 0 | 0 | 0 | 0 | 0 | 0 | 0 | 0 | 0 | 0 | 0 | 0 | 0 | 0 | 0 | 0 | 0
0 | 0 | 0 | 0 | 0 | 0 | 0 | 0 | 0 | 0 | 0 | 0 | 0 | 0 | 0 | 0 | 0 | 0 | 0 | 0 | 0
0 | 0 | 0 | 0 | 0 | 0 | 0 | 0 | 0 | 0 | 0 | 0 | 0 | 0 | 0 | 0 | 0 | 0 | 0 | 0 | 0
0 | 0 | 0 | 0 | 0 | 0 | 0 | 0 | 0 | 0 | 0 | 0 | 0 | 0 | 0 | 0 | 0 | 0 | 0 | 0 | 0
0 | 0 | 0 | 0 | 0 | 0 | 0 | 0 | 0 | 0 | 0 | 0 | 0 | 0 | 0 | 0 | 0 | 0 | 0 | 0 | 0
0 | 0 | 0 | 0 | 0 | 0 | 0 | 0 | 0 | 0 | 0 | 0 | 0 | 0 | 0 | 0 | 0 | 0 | 0 | 0 | 0
0 | 0 | 0 | 0 | 0 | 0 | 0 | 0 | 0 | 0 | 0 | 0 | 0 | 0 | 0 | 0 | 0 | 0 | 0 | 0 | 0
0 | 0 | 0 | 0 | 0 | 0 | 0 | 0 | 0 | 0 | 0 | 0 | 0 | 0 | 0 | 0 | 0 | 0 | 0 | 0 | 0
0 | 0 | 0 | 0 | 0 | 0 | 0 | 0 | 0 | 0 | 0 | 0 | 0 | 0 | 0 | 0 | 0 | 0 | 0 | 0 | 0
0 | 0 | 0 | 0 | 0 | 0 | 0 | 0 | 0 | 0 | 0 | 0 | 0 | 0 | 0 | 0 | 0 | 0 | 0 | 0 | 0
0 | 0 | 0 | 0 | 0 | 0 | 0 | 0 | 0 | 0 | 0 | 0 | 0 | 0 | 0 | 0 | 0 | 0 | 0 | 0 | 0
0 | 0 | 0 | 0 | 0 | 0 | 0 | 0 | 0 | 0 | 0 | 0 | 0 | 0 | 0 | 0 | 0 | 0 | 0 | 0 | 0
0 | 0 | 0 | 0 | 0 | 0 | 0 | 0 | 0 | 0 | 0 | 0 | 0 | 0 | 0 | 0 | 0 | 0 | 0 | 0 | 0
0 | 0 | 0 | 0 | 0 | 0 | 0 | 0 | 0 | 0 | 0 | 0 | 0 | 0 | 0 | 0 | 0 | 0 | 0 | 0 | 0
0 | 0 | 0 | 0 | 0 | 0 | 0 | 0 | 0 | 0 | 0 | 0 | 0 | 0 | 0 | 0 | 0 | 0 | 0 | 0 | 0
0 | 0 | 0 | 0 | 0 | 0 | 0 | 0 | 0 | 0 | 0 | 0 | 0 | 0 | 0 | 0 | 0 | 0 | 0 | 0 | 0
0 | 0 | 0 | 0 | 0 | 0 | 0 | 0 | 0 | 0 | 0 | 0 | 0 | 0 | 0 | 0 | 0 | 0 | 0 | 0 | 0
0 | 0 | 0 | 0 | 0 | 0 | 0 | 0 | 0 | 0 | 0 | 0 | 0 | 0 | 0 | 0 | 0 | 0 | 0 | 0 | 0
0 | 0 | 0 | 0 | 0 | 0 | 0 | 0 | 0 | 0 | 0 | 0 | 0 | 0 | 0 | 0 | 0 | 0 | 0 | 0 | 0
0 | 0 | 0 | 0 | 0 | 0 | 0 | 0 | 0 | 0 | 0 | 0 | 0 | 0 | 0 | 0 | 0 | 0 | 0 | 0 | 0
0 | 0 | 0 | 0 | 0 | 0 | 0 | 0 | 0 | 0 | 0 | 0 | 0 | 0 | 0 | 0 | 0 | 0 | 0 | 0 | 0
0 | 0 | 0 | 0 | 0 | 0 | 0 | 0 | 0 | 0 | 0 | 0 | 0 | 0 | 0 | 0 | 0 | 0 | 0 | 0 | 0
0 | 0 | 0 | 0 | 0 | 0 | 0 | 0 | 0 | 0 | 0 | 0 | 0 | 0 | 0 | 0 | 0 | 0 | 0 | 0 | 0
0 | 0 | 0 | 0 | 0 | 0 | 0 | 0 | 0 | 0 | 0 | 0 | 0 | 0 | 0 | 0 | 0 | 0 | 0 | 0 | 0
0 | 0 | 0 | 0 | 0 | 0 | 0 | 0 | 0 | 0 | 0 | 0 | 0 | 0 | 0 | 0 | 0 | 0 | 0 | 0 | 0
0 | 0 | 0 | 0 | 0 | 0 | 0 | 0 | 0 | 0 | 0 | 0 | 0 | 0 | 0 | 0 | 0 | 0 | 0 | 0 | 0
0 | 0 | 0 | 0 | 0 | 0 | 0 | 0 | 0 | 0 | 0 | 0 | 0 | 0 | 0 | 0 | 0 | 0 | 0 | 0 | 0
0 | 0 | 0 | 0 | 0 | 0 | 0 | 0 | 0 | 0 | 0 | 0 | 0 | 0 | 0 | 0 | 0 | 0 | 0 | 0 | 0
0 | 0 | 0 | 0 | 0 | 0 | 0 | 0 | 0 | 0 | 0 | 0 | 0 | 0 | 0 | 0 | 0 | 0 | 0 | 0 | 0
0 | 0 | 0 | 0 | 0 | 0 | 0 | 0 | 0 | 0 | 0 | 0 | 0 | 0 | 0 | 0 | 0 | 0 | 0 | 0 | 0
0 | 0 | 0 | 0 | 0 | 0 | 0 | 0 | 0 | 0 | 0 | 0 | 0 | 0 | 0 | 0 | 0 | 0 | 0 | 0 | 0
0 | 0 | 0 | 0 | 0 | 0 | 0 | 0 | 0 | 0 | 0 | 0 | 0 | 0 | 0 | 0 | 0 | 0 | 0 | 0 | 0
0 | 0 | 0 | 0 | 0 | 0 | 0 | 0 | 0 | 0 | 0 | 0 | 0 | 0 | 0 | 0 | 0 | 0 | 0 | 0 | 0
0 | 0 | 0 | 0 | 0 | 0 | 0 | 0 | 0 | 0 | 0 | 0 | 0 | 0 | 0 | 0 | 0 | 0 | 0 | 0 | 0
0 | 0 | 0 | 0 | 0 | 0 | 0 | 0 | 0 | 0 | 0 | 0 | 0 | 0 | 0 | 0 | 0 | 0 | 0 | 0 | 0
0 | 0 | 0 | 0 | 0 | 0 | 0 | 0 | 0 | 0 | 0 | 0 | 0 | 0 | 0 | 0 | 0 | 0 | 0 | 0 | 0
0 | 0 | 0 | 0 | 0 | 0 | 0 | 0 | 0 | 0 | 0 | 0 | 0 | 0 | 0 | 0 | 0 | 0 | 0 | 0 | 0
0 | 0 | 0 | 0 | 0 | 0 | 0 | 0 | 0 | 0 | 0 | 0 | 0 | 0 | 0 | 0 | 0 | 0 | 0 | 0 | 0
0 | 0 | 0 | 0 | 0 | 0 | 0 | 0 | 0 | 0 | 0 | 0 | 0 | 0 | 0 | 0 | 0 | 0 | 0 | 0 | 0
0 | 0 | 0 | 0 | 0 | 0 | 0 | 0 | 0 | 0 | 0 | 0 | 0 | 0 | 0 | 0 | 0 | 0 | 0 | 0 | 0
0 | 0 | 0 | 0 | 0 | 0 | 0 | 0 | 0 | 0 | 0 | 0 | 0 | 0 | 0 | 0 | 0 | 0 | 0 | 0 | 0
0 | 0 | 0 | 0 | 0 | 0 | 0 | 0 | 0 | 0 | 0 | 0 | 0 | 0 | 0 | 0 | 0 | 0 | 0 | 0 | 0
0 | 0 | 0 | 0 | 0 | 0 | 0 | 0 | 0 | 0 | 0 | 0 | 0 | 0 | 0 | 0 | 0 | 0 | 0 | 0 | 0
0 | 0 | 0 | 0 | 0 | 0 | 0 | 0 | 0 | 0 | 0 | 0 | 0 | 0 | 0 | 0 | 0 | 0 | 0 | 0 | 0
0 | 0 | 0 | 0 | 0 | 0 | 0 | 0 | 0 | 0 | 0 | 0 | 0 | 0 | 0 | 0 | 0 | 0 | 0 | 0 | 0
0 | 0 | 0 | 0 | 0 | 0 | 0 | 0 | 0 | 0 | 0 | 0 | 0 | 0 | 0 | 0 | 0 | 0 | 0 | 0 | 0
0 | 0 | 0 | 0 | 0 | 0 | 0 | 0 | 0 | 0 | 0 | 0 | 0 | 0 | 0 | 0 | 0 | 0 | 0 | 0 | 0
0 | 0 | 0 | 0 | 0 | 0 | 0 | 0 | 0 | 0 | 0 | 0 | 0 | 0 | 0 | 0 | 0 | 0 | 0 | 0 | 0
0 | 0 | 0 | 0 | 0 | 0 | 0 | 0 | 0 | 0 | 0 | 0 | 0 | 0 | 0 | 0 | 0 | 0 | 0 | 0 | 0
0 | 0 | 0 | 0 | 0 | 0 | 0 | 0 | 0 | 0 | 0 | 0 | 0 | 0 | 0 | 0 | 0 | 0 | 0 | 0 | 0
0 | 0 | 0 | 0 | 0 | 0 | 0 | 0 | 0 | 0 | 0 | 0 | 0 | 0 | 0 | 0 | 0 | 0 | 0 | 0 | 0
0 | 0 | 0 | 0 | 0 | 0 | 0 | 0 | 0 | 0 | 0 | 0 | 0 | 0 | 0 | 0 | 0 | 0 | 0 | 0 | 0
0 | 0 | 0 | 0 | 0 | 0 | 0 | 0 | 0 | 0 | 0 | 0 | 0 | 0 | 0 | 0 | 0 | 0 | 0 | 0 | 0
0 | 0 | 0 | 0 | 0 | 0 | 0 | 0 | 0 | 0 | 0 | 0 | 0 | 0 | 0 | 0 | 0 | 0 | 0 | 0 | 0
0 | 0 | 0 | 0 | 0 | 0 | 0 | 0 | 0 | 0 | 0 | 0 | 0 | 0 | 0 | 0 | 0 | 0 | 0 | 0 | 0
0 | 0 | 0 | 0 | 0 | 0 | 0 | 0 | 0 | 0 | 0 | 0 | 0 | 0 | 0 | 0 | 0 | 0 | 0 | 0 | 0
0 | 0 | 0 | 0 | 0 | 0 | 0 | 0 | 0 | 0 | 0 | 0 | 0 | 0 | 0 | 0 | 0 | 0 | 0 | 0 | 0
0 | 0 | 0 | 0 | 0 | 0 | 0 | 0 | 0 | 0 | 0 | 0 | 0 | 0 | 0 | 0 | 0 | 0 | 0 | 0 | 0
0 | 0 | 0 | 0 | 0 | 0 | 0 | 0 | 0 | 0 | 0 | 0 | 0 | 0 | 0 | 0 | 0 | 0 | 0 | 0 | 0
0 | 0 | 0 | 0 | 0 | 0 | 0 | 0 | 0 | 0 | 0 | 0 | 0 | 0 | 0 | 0 | 0 | 0 | 0 | 0 | 0
0 | 0 | 0 | 0 | 0 | 0 | 0 | 0 | 0 | 0 | 0 | 0 | 0 | 0 | 0 | 0 | 0 | 0 | 0 | 0 | 0
0 | 0 | 0 | 0 | 0 | 0 | 0 | 0 | 0 | 0 | 0 | 0 | 0 | 0 | 0 | 0 | 0 | 0 | 0 | 0 | 0
0 | 0 | 0 | 0 | 0 | 0 | 0 | 0 | 0 | 0 | 0 | 0 | 0 | 0 | 0 | 0 | 0 | 0 | 0 | 0 | 0
0 | 0 | 0 | 0 | 0 | 0 | 0 | 0 | 0 | 0 | 0 | 0 | 0 | 0 | 0 | 0 | 0 | 0 | 0 | 0 | 0
0 | 0 | 0 | 0 | 0 | 0 | 0 | 0 | 0 | 0 | 0 | 0 | 0 | 0 | 0 | 0 | 0 | 0 | 0 | 0 | 0
0 | 0 | 0 | 0 | 0 | 0 | 0 | 0 | 0 | 0 | 0 | 0 | 0 | 0 | 0 | 0 | 0 | 0 | 0 | 0 | 0
0 | 0 | 0 | 0 | 0 | 0 | 0 | 0 | 0 | 0 | 0 | 0 | 0 | 0 | 0 | 0 | 0 | 0 | 0 | 0 | 0
0 | 0 | 0 | 0 | 0 | 0 | 0 | 0 | 0 | 0 | 0 | 0 | 0 | 0 | 0 | 0 | 0 | 0 | 0 | 0 | 0
0 | 0 | 0 | 0 | 0 | 0 | 0 | 0 | 0 | 0 | 0 | 0 | 0 | 0 | 0 | 0 | 0 | 0 | 0 | 0 | 0
0 | 0 | 0 | 0 | 0 | 0 | 0 | 0 | 0 | 0 | 0 | 0 | 0 | 0 | 0 | 0 | 0 | 0 | 0 | 0 | 0
0 | 0 | 0 | 0 | 0 | 0 | 0 | 0 | 0 | 0 | 0 | 0 | 0 | 0 | 0 | 0 | 0 | 0 | 0 | 0 | 0
0 | 0 | 0 | 0 | 0 | 0 | 0 | 0 | 0 | 0 | 0 | 0 | 0 | 0 | 0 | 0 | 0 | 0 | 0 | 0 | 0
0 | 0 | 0 | 0 | 0 | 0 | 0 | 0 | 0 | 0 | 0 | 0 | 0 | 0 | 0 | 0 | 0 | 0 | 0 | 0 | 0
0 | 0 | 0 | 0 | 0 | 0 | 0 | 0 | 0 | 0 | 0 | 0 | 0 | 0 | 0 | 0 | 0 | 0 | 0 | 0 | 0
0 | 0 | 0 | 0 | 0 | 0 | 0 | 0 | 0 | 0 | 0 | 0 | 0 | 0 | 0 | 0 | 0 | 0 | 0 | 0 | 0
0 | 0 | 0 | 0 | 0 | 0 | 0 | 0 | 0 | 0 | 0 | 0 | 0 | 0 | 0 | 0 | 0 | 0 | 0 | 0 | 0
0 | 0 | 0 | 0 | 0 | 0 | 0 | 0 | 0 | 0 | 0 | 0 | 0 | 0 | 0 | 0 | 0 | 0 | 0 | 0 | 0
0 | 0 | 0 | 0 | 0 | 0 | 0 | 0 | 0 | 0 | 0 | 0 | 0 | 0 | 0 | 0 | 0 | 0 | 0 | 0 | 0
0 | 0 | 0 | 0 | 0 | 0 | 0 | 0 | 0 | 0 | 0 | 0 | 0 | 0 | 0 | 0 | 0 | 0 | 0 | 0 | 0
0 | 0 | 0 | 0 | 0 | 0 | 0 | 0 | 0 | 0 | 0 | 0 | 0 | 0 | 0 | 0 | 0 | 0 | 0 | 0 | 0
0 | 0 | 0 | 0 | 0 | 0 | 0 | 0 | 0 | 0 | 0 | 0 | 0 | 0 | 0 | 0 | 0 | 0 | 0 | 0 | 0
0 | 0 | 0 | 0 | 0 | 0 | 0 | 0 | 0 | 0 | 0 | 0 | 0 | 0 | 0 | 0 | 0 | 0 | 0 | 0 | 0
0 | 0 | 0 | 0 | 0 | 0 | 0 | 0 | 0 | 0 | 0 | 0 | 0 | 0 | 0 | 0 | 0 | 0 | 0 | 0 | 0
0 | 0 | 0 | 0 | 0 | 0 | 0 | 0 | 0 | 0 | 0 | 0 | 0 | 0 | 0 | 0 | 0 | 0 | 0 | 0 | 0
0 | 0 | 0 | 0 | 0 | 0 | 0 | 0 | 0 | 0 | 0 | 0 | 0 | 0 | 0 | 0 | 0 | 0 | 0 | 0 | 0
0 | 0 | 0 | 0 | 0 | 0 | 0 | 0 | 0 | 0 | 0 | 0 | 0 | 0 | 0 | 0 | 0 | 0 | 0 | 0 | 0
0 | 0 | 0 | 0 | 0 | 0 | 0 | 0 | 0 | 0 | 0 | 0 | 0 | 0 | 0 | 0 | 0 | 0 | 0 | 0 | 0
0 | 0 | 0 | 0 | 0 | 0 | 0 | 0 | 0 | 0 | 0 | 0 | 0 | 0 | 0 | 0 | 0 | 0 | 0 | 0 | 0
0 | 0 | 0 | 0 | 0 | 0 | 0 | 0 | 0 | 0 | 0 | 0 | 0 | 0 | 0 | 0 | 0 | 0 | 0 | 0 | 0
0 | 0 | 0 | 0 | 0 | 0 | 0 | 0 | 0 | 0 | 0 | 0 | 0 | 0 | 0 | 0 | 0 | 0 | 0 | 0 | 0
0 | 0 | 0 | 0 | 0 | 0 | 0 | 0 | 0 | 0 | 0 | 0 | 0 | 0 | 0 | 0 | 0 | 0 | 0 | 0 | 0
0 | 0 | 0 | 0 | 0 | 0 | 0 | 0 | 0 | 0 | 0 | 0 | 0 | 0 | 0 | 0 | 0 | 0 | 0 | 0 | 0
0 | 0 | 0 | 0 | 0 | 0 | 0 | 0 | 0 | 0 | 0 | 0 | 0 | 0 | 0 | 0 | 0 | 0 | 0 | 0 | 0
0 | 0 | 0 | 0 | 0 | 0 | 0 | 0 | 0 | 0 | 0 | 0 | 0 | 0 | 0 | 0 | 0 | 0 | 0 | 0 | 0
0 | 0 | 0 | 0 | 0 | 0 | 0 | 0 | 0 | 0 | 0 | 0 | 0 | 0 | 0 | 0 | 0 | 0 | 0 | 0 | 0
0 | 0 | 0 | 0 | 0 | 0 | 0 | 0 | 0 | 0 | 0 | 0 | 0 | 0 | 0 | 0 | 0 | 0 | 0 | 0 | 0
0 | 0 | 0 | 0 | 0 | 0 | 0 | 0 | 0 | 0 | 0 | 0 | 0 | 0 | 0 | 0 | 0 | 0 | 0 | 0 | 0
0 | 0 | 0 | 0 | 0 | 0 | 0 | 0 | 0 | 0 | 0 | 0 | 0 | 0 | 0 | 0 | 0 | 0 | 0 | 0 | 0
0 | 0 | 0 | 0 | 0 | 0 | 0 | 0 | 0 | 0 | 0 | 0 | 0 | 0 | 0 | 0 | 0 | 0 | 0 | 0 | 0
0 | 0 | 0 | 0 | 0 | 0 | 0 | 0 | 0 | 0 | 0 | 0 | 0 | 0 | 0 | 0 | 0 | 0 | 0 | 0 | 0
0 | 0 | 0 | 0 | 0 | 0 | 0 | 0 | 0 | 0 | 0 | 0 | 0 | 0 | 0 | 0 | 0 | 0 | 0 | 0 | 0
0 | 0 | 0 | 0 | 0 | 0 | 0 | 0 | 0 | 0 | 0 | 0 | 0 | 0 | 0 | 0 | 0 | 0 | 0 | 0 | 0
0 | 0 | 0 | 0 | 0 | 0 | 0 | 0 | 0 | 0 | 0 | 0 | 0 | 0 | 0 | 0 | 0 | 0 | 0 | 0 | 0
0 | 0 | 0 | 0 | 0 | 0 | 0 | 0 | 0 | 0 | 0 | 0 | 0 | 0 | 0 | 0 | 0 | 0 | 0 | 0 | 0
0 | 0 | 0 | 0 | 0 | 0 | 0 | 0 | 0 | 0 | 0 | 0 | 0 | 0 | 0 | 0 | 0 | 0 | 0 | 0 | 0
0 | 0 | 0 | 0 | 0 | 0 | 0 | 0 | 0 | 0 | 0 | 0 | 0 | 0 | 0 | 0 | 0 | 0 | 0 | 0 | 0
0 | 0 | 0 | 0 | 0 | 0 | 0 | 0 | 0 | 0 | 0 | 0 | 0 | 0 | 0 | 0 | 0 | 0 | 0 | 0 | 0
0 | 0 | 0 | 0 | 0 | 0 | 0 | 0 | 0 | 0 | 0 | 0 | 0 | 0 | 0 | 0 | 0 | 0 | 0 | 0 | 0
0 | 0 | 0 | 0 | 0 | 0 | 0 | 0 | 0 | 0 | 0 | 0 | 0 | 0 | 0 | 0 | 0 | 0 | 0 | 0 | 0
0 | 0 | 0 | 0 | 0 | 0 | 0 | 0 | 0 | 0 | 0 | 0 | 0 | 0 | 0 | 0 | 0 | 0 | 0 | 0 | 0
0 | 0 | 0 | 0 | 0 | 0 | 0 | 0 | 0 | 0 | 0 | 0 | 0 | 0 | 0 | 0 | 0 | 0 | 0 | 0 | 0
0 | 0 | 0 | 0 | 0 | 0 | 0 | 0 | 0 | 0 | 0 | 0 | 0 | 0 | 0 | 0 | 0 | 0 | 0 | 0 | 0
0 | 0 | 0 | 0 | 0 | 0 | 0 | 0 | 0 | 0 | 0 | 0 | 0 | 0 | 0 | 0 | 0 | 0 | 0 | 0 | 0
0 | 0 | 0 | 0 | 0 | 0 | 0 | 0 | 0 | 0 | 0 | 0 | 0 | 0 | 0 | 0 | 0 | 0 | 0 | 0 | 0
0 | 0 | 0 | 0 | 0 | 0 | 0 | 0 | 0 | 0 | 0 | 0 | 0 | 0 | 0 | 0 | 0 | 0 | 0 | 0 | 0
0 | 0 | 0 | 0 | 0 | 0 | 0 | 0 | 0 | 0 | 0 | 0 | 0 | 0 | 0 | 0 | 0 | 0 | 0 | 0 | 0
0 | 0 | 0 | 0 | 0 | 0 | 0 | 0 | 0 | 0 | 0 | 0 | 0 | 0 | 0 | 0 | 0 | 0 | 0 | 0 | 0
0 | 0 | 0 | 0 | 0 | 0 | 0 | 0 | 0 | 0 | 0 | 0 | 0 | 0 | 0 | 0 | 0 | 0 | 0 | 0 | 0
0 | 0 | 0 | 0 | 0 | 0 | 0 | 0 | 0 | 0 | 0 | 0 | 0 | 0 | 0 | 0 | 0 | 0 | 0 | 0 | 0
0 | 0 | 0 | 0 | 0 | 0 | 0 | 0 | 0 | 0 | 0 | 0 | 0 | 0 | 0 | 0 | 0 | 0 | 0 | 0 | 0
0 | 0 | 0 | 0 | 0 | 0 | 0 | 0 | 0 | 0 | 0 | 0 | 0 | 0 | 0 | 0 | 0 | 0 | 0 | 0 | 0
0 | 0 | 0 | 0 | 0 | 0 | 0 | 0 | 0 | 0 | 0 | 0 | 0 | 0 | 0 | 0 | 0 | 0 | 0 | 0 | 0
0 | 0 | 0 | 0 | 0 | 0 | 0 | 0 | 0 | 0 | 0 | 0 | 0 | 0 | 0 | 0 | 0 | 0 | 0 | 0 | 0
0 | 0 | 0 | 0 | 0 | 0 | 0 | 0 | 0 | 0 | 0 | 0 | 0 | 0 | 0 | 0 | 0 | 0 | 0 | 0 | 0
0 | 0 | 0 | 0 | 0 | 0 | 0 | 0 | 0 | 0 | 0 | 0 | 0 | 0 | 0 | 0 | 0 | 0 | 0 | 0 | 0
0 | 0 | 0 | 0 | 0 | 0 | 0 | 0 | 0 | 0 | 0 | 0 | 0 | 0 | 0 | 0 | 0 | 0 | 0 | 0 | 0
0 | 0 | 0 | 0 | 0 | 0 | 0 | 0 | 0 | 0 | 0 | 0 | 0 | 0 | 0 | 0 | 0 | 0 | 0 | 0 | 0
0 | 0 | 0 | 0 | 0 | 0 | 0 | 0 | 0 | 0 | 0 | 0 | 0 | 0 | 0 | 0 | 0 | 0 | 0 | 0 | 0
0 | 0 | 0 | 0 | 0 | 0 | 0 | 0 | 0 | 0 | 0 | 0 | 0 | 0 | 0 | 0 | 0 | 0 | 0 | 0 | 0
0 | 0 | 0 | 0 | 0 | 0 | 0 | 0 | 0 | 0 | 0 | 0 | 0 | 0 | 0 | 0 | 0 | 0 | 0 | 0 | 0
0 | 0 | 0 | 0 | 0 | 0 | 0 | 0 | 0 | 0 | 0 | 0 | 0 | 0 | 0 | 0 | 0 | 0 | 0 | 0 | 0
0 | 0 | 0 | 0 | 0 | 0 | 0 | 0 | 0 | 0 | 0 | 0 | 0 | 0 | 0 | 0 | 0 | 0 | 0 | 0 | 0
0 | 0 | 0 | 0 | 0 | 0 | 0 | 0 | 0 | 0 | 0 | 0 | 0 | 0 | 0 | 0 | 0 | 0 | 0 | 0 | 0
0 | 0 | 0 | 0 | 0 | 0 | 0 | 0 | 0 | 0 | 0 | 0 | 0 | 0 | 0 | 0 | 0 | 0 | 0 | 0 | 0
0 | 0 | 0 | 0 | 0 | 0 | 0 | 0 | 0 | 0 | 0 | 0 | 0 | 0 | 0 | 0 | 0 | 0 | 0 | 0 | 0
0 | 0 | 0 | 0 | 0 | 0 | 0 | 0 | 0 | 0 | 0 | 0 | 0 | 0 | 0 | 0 | 0 | 0 | 0 | 0 | 0
0 | 0 | 0 | 0 | 0 | 0 | 0 | 0 | 0 | 0 | 0 | 0 | 0 | 0 | 0 | 0 | 0 | 0 | 0 | 0 | 0
0 | 0 | 0 | 0 | 0 | 0 | 0 | 0 | 0 | 0 | 0 | 0 | 0 | 0 | 0 | 0 | 0 | 0 | 0 | 0 | 0
0 | 0 | 0 | 0 | 0 | 0 | 0 | 0 | 0 | 0 | 0 | 0 | 0 | 0 | 0 | 0 | 0 | 0 | 0 | 0 | 0
0 | 0 | 0 | 0 | 0 | 0 | 0 | 0 | 0 | 0 | 0 | 0 | 0 | 0 | 0 | 0 | 0 | 0 | 0 | 0 | 0
0 | 0 | 0 | 0 | 0 | 0 | 0 | 0 | 0 | 0 | 0 | 0 | 0 | 0 | 0 | 0 | 0 | 0 | 0 | 0 | 0
0 | 0 | 0 | 0 | 0 | 0 | 0 | 0 | 0 | 0 | 0 | 0 | 0 | 0 | 0 | 0 | 0 | 0 | 0 | 0 | 0
0 | 0 | 0 | 0 | 0 | 0 | 0 | 0 | 0 | 0 | 0 | 0 | 0 | 0 | 0 | 0 | 0 | 0 | 0 | 0 | 0
0 | 0 | 0 | 0 | 0 | 0 | 0 | 0 | 0 | 0 | 0 | 0 | 0 | 0 | 0 | 0 | 0 | 0 | 0 | 0 | 0
0 | 0 | 0 | 0 | 0 | 0 | 0 | 0 | 0 | 0 | 0 | 0 | 0 | 0 | 0 | 0 | 0 | 0 | 0 | 0 | 0
0 | 0 | 0 | 0 | 0 | 0 | 0 | 0 | 0 | 0 | 0 | 0 | 0 | 0 | 0 | 0 | 0 | 0 | 0 | 0 | 0
0 | 0 | 0 | 0 | 0 | 0 | 0 | 0 | 0 | 0 | 0 | 0 | 0 | 0 | 0 | 0 | 0 | 0 | 0 | 0 | 0
0 | 0 | 0 | 0 | 0 | 0 | 0 | 0 | 0 | 0 | 0 | 0 | 0 | 0 | 0 | 0 | 0 | 0 | 0 | 0 | 0
0 | 0 | 0 | 0 | 0 | 0 | 0 | 0 | 0 | 0 | 0 | 0 | 0 | 0 | 0 | 0 | 0 | 0 | 0 | 0 | 0
0 | 0 | 0 | 0 | 0 | 0 | 0 | 0 | 0 | 0 | 0 | 0 | 0 | 0 | 0 | 0 | 0 | 0 | 0 | 0 | 0
0 | 0 | 0 | 0 | 0 | 0 | 0 | 0 | 0 | 0 | 0 | 0 | 0 | 0 | 0 | 0 | 0 | 0 | 0 | 0 | 0
0 | 0 | 0 | 0 | 0 | 0 | 0 | 0 | 0 | 0 | 0 | 0 | 0 | 0 | 0 | 0 | 0 | 0 | 0 | 0 | 0
0 | 0 | 0 | 0 | 0 | 0 | 0 | 0 | 0 | 0 | 0 | 0 | 0 | 0 | 0 | 0 | 0 | 0 | 0 | 0 | 0
0 | 0 | 0 | 0 | 0 | 0 | 0 | 0 | 0 | 0 | 0 | 0 | 0 | 0 | 0 | 0 | 0 | 0 | 0 | 0 | 0
0 | 0 | 0 | 0 | 0 | 0 | 0 | 0 | 0 | 0 | 0 | 0 | 0 | 0 | 0 | 0 | 0 | 0 | 0 | 0 | 0
0 | 0 | 0 | 0 | 0 | 0 | 0 | 0 | 0 | 0 | 0 | 0 | 0 | 0 | 0 | 0 | 0 | 0 | 0 | 0 | 0
0 | 0 | 0 | 0 | 0 | 0 | 0 | 0 | 0 | 0 | 0 | 0 | 0 | 0 | 0 | 0 | 0 | 0 | 0 | 0 | 0
0 | 0 | 0 | 0 | 0 | 0 | 0 | 0 | 0 | 0 | 0 | 0 | 0 | 0 | 0 | 0 | 0 | 0 | 0 | 0 | 0
0 | 0 | 0 | 0 | 0 | 0 | 0 | 0 | 0 | 0 | 0 | 0 | 0 | 0 | 0 | 0 | 0 | 0 | 0 | 0 | 0
0 | 0 | 0 | 0 | 0 | 0 | 0 | 0 | 0 | 0 | 0 | 0 | 0 | 0 | 0 | 0 | 0 | 0 | 0 | 0 | 0
0 | 0 | 0 | 0 | 0 | 0 | 0 | 0 | 0 | 0 | 0 | 0 | 0 | 0 | 0 | 0 | 0 | 0 | 0 | 0 | 0
0 | 0 | 0 | 0 | 0 | 0 | 0 | 0 | 0 | 0 | 0 | 0 | 0 | 0 | 0 | 0 | 0 | 0 | 0 | 0 | 0
0 | 0 | 0 | 0 | 0 | 0 | 0 | 0 | 0 | 0 | 0 | 0 | 0 | 0 | 0 | 0 | 0 | 0 | 0 | 0 | 0
0 | 0 | 0 | 0 | 0 | 0 | 0 | 0 | 0 | 0 | 0 | 0 | 0 | 0 | 0 | 0 | 0 | 0 | 0 | 0 | 0
0 | 0 | 0 | 0 | 0 | 0 | 0 | 0 | 0 | 0 | 0 | 0 | 0 | 0 | 0 | 0 | 0 | 0 | 0 | 0 | 0
0 | 0 | 0 | 0 | 0 | 0 | 0 | 0 | 0 | 0 | 0 | 0 | 0 | 0 | 0 | 0 | 0 | 0 | 0 | 0 | 0
0 | 0 | 0 | 0 | 0 | 0 | 0 | 0 | 0 | 0 | 0 | 0 | 0 | 0 | 0 | 0 | 0 | 0 | 0 | 0 | 0
0 | 0 | 0 | 0 | 0 | 0 | 0 | 0 | 0 | 0 | 0 | 0 | 0 | 0 | 0 | 0 | 0 | 0 | 0 | 0 | 0
0 | 0 | 0 | 0 | 0 | 0 | 0 | 0 | 0 | 0 | 0 | 0 | 0 | 0 | 0 | 0 | 0 | 0 | 0 | 0 | 0
0 | 0 | 0 | 0 | 0 | 0 | 0 | 0 | 0 | 0 | 0 | 0 | 0 | 0 | 0 | 0 | 0 | 0 | 0 | 0 | 0
0 | 0 | 0 | 0 | 0 | 0 | 0 | 0 | 0 | 0 | 0 | 0 | 0 | 0 | 0 | 0 | 0 | 0 | 0 | 0 | 0
0 | 0 | 0 | 0 | 0 | 0 | 0 | 0 | 0 | 0 | 0 | 0 | 0 | 0 | 0 | 0 | 0 | 0 | 0 | 0 | 0
0 | 0 | 0 | 0 | 0 | 0 | 0 | 0 | 0 | 0 | 0 | 0 | 0 | 0 | 0 | 0 | 0 | 0 | 0 | 0 | 0
0 | 0 | 0 | 0 | 0 | 0 | 0 | 0 | 0 | 0 | 0 | 0 | 0 | 0 | 0 | 0 | 0 | 0 | 0 | 0 | 0
0 | 0 | 0 | 0 | 0 | 0 | 0 | 0 | 0 | 0 | 0 | 0 | 0 | 0 | 0 | 0 | 0 | 0 | 0 | 0 | 0
0 | 0 | 0 | 0 | 0 | 0 | 0 | 0 | 0 | 0 | 0 | 0 | 0 | 0 | 0 | 0 | 0 | 0 | 0 | 0 | 0
0 | 0 | 0 | 0 | 0 | 0 | 0 | 0 | 0 | 0 | 0 | 0 | 0 | 0 | 0 | 0 | 0 | 0 | 0 | 0 | 0
0 | 0 | 0 | 0 | 0 | 0 | 0 | 0 | 0 | 0 | 0 | 0 | 0 | 0 | 0 | 0 | 0 | 0 | 0 | 0 | 0
0 | 0 | 0 | 0 | 0 | 0 | 0 | 0 | 0 | 0 | 0 | 0 | 0 | 0 | 0 | 0 | 0 | 0 | 0 | 0 | 0
0 | 0 | 0 | 0 | 0 | 0 | 0 | 0 | 0 | 0 | 0 | 0 | 0 | 0 | 0 | 0 | 0 | 0 | 0 | 0 | 0
0 | 0 | 0 | 0 | 0 | 0 | 0 | 0 | 0 | 0 | 0 | 0 | 0 | 0 | 0 | 0 | 0 | 0 | 0 | 0 | 0
0 | 0 | 0 | 0 | 0 | 0 | 0 | 0 | 0 | 0 | 0 | 0 | 0 | 0 | 0 | 0 | 0 | 0 | 0 | 0 | 0
0 | 0 | 0 | 0 | 0 | 0 | 0 | 0 | 0 | 0 | 0 | 0 | 0 | 0 | 0 | 0 | 0 | 0 | 0 | 0 | 0
0 | 0 | 0 | 0 | 0 | 0 | 0 | 0 | 0 | 0 | 0 | 0 | 0 | 0 | 0 | 0 | 0 | 0 | 0 | 0 | 0
0 | 0 | 0 | 0 | 0 | 0 | 0 | 0 | 0 | 0 | 0 | 0 | 0 | 0 | 0 | 0 | 0 | 0 | 0 | 0 | 0
0 | 0 | 0 | 0 | 0 | 0 | 0 | 0 | 0 | 0 | 0 | 0 | 0 | 0 | 0 | 0 | 0 | 0 | 0 | 0 | 0
0 | 0 | 0 | 0 | 0 | 0 | 0 | 0 | 0 | 0 | 0 | 0 | 0 | 0 | 0 | 0 | 0 | 0 | 0 | 0 | 0
0 | 0 | 0 | 0 | 0 | 0 | 0 | 0 | 0 | 0 | 0 | 0 | 0 | 0 | 0 | 0 | 0 | 0 | 0 | 0 | 0
0 | 0 | 0 | 0 | 0 | 0 | 0 | 0 | 0 | 0 | 0 | 0 | 0 | 0 | 0 | 0 | 0 | 0 | 0 | 0 | 0
0 | 0 | 0 | 0 | 0 | 0 | 0 | 0 | 0 | 0 | 0 | 0 | 0 | 0 | 0 | 0 | 0 | 0 | 0 | 0 | 0
0 | 0 | 0 | 0 | 0 | 0 | 0 | 0 | 0 | 0 | 0 | 0 | 0 | 0 | 0 | 0 | 0 | 0 | 0 | 0 | 0
0 | 0 | 0 | 0 | 0 | 0 | 0 | 0 | 0 | 0 | 0 | 0 | 0 | 0 | 0 | 0 | 0 | 0 | 0 | 0 | 0
0 | 0 | 0 | 0 | 0 | 0 | 0 | 0 | 0 | 0 | 0 | 0 | 0 | 0 | 0 | 0 | 0 | 0 | 0 | 0 | 0
0 | 0 | 0 | 0 | 0 | 0 | 0 | 0 | 0 | 0 | 0 | 0 | 0 | 0 | 0 | 0 | 0 | 0 | 0 | 0 | 0
0 | 0 | 0 | 0 | 0 | 0 | 0 | 0 | 0 | 0 | 0 | 0 | 0 | 0 | 0 | 0 | 0 | 0 | 0 | 0 | 0
0 | 0 | 0 | 0 | 0 | 0 | 0 | 0 | 0 | 0 | 0 | 0 | 0 | 0 | 0 | 0 | 0 | 0 | 0 | 0 | 0
0 | 0 | 0 | 0 | 0 | 0 | 0 | 0 | 0 | 0 | 0 | 0 | 0 | 0 | 0 | 0 | 0 | 0 | 0 | 0 | 0
0 | 0 | 0 | 0 | 0 | 0 | 0 | 0 | 0 | 0 | 0 | 0 | 0 | 0 | 0 | 0 | 0 | 0 | 0 | 0 | 0
0 | 0 | 0 | 0 | 0 | 0 | 0 | 0 | 0 | 0 | 0 | 0 | 0 | 0 | 0 | 0 | 0 | 0 | 0 | 0 | 0
0 | 0 | 0 | 0 | 0 | 0 | 0 | 0 | 0 | 0 | 0 | 0 | 0 | 0 | 0 | 0 | 0 | 0 | 0 | 0 | 0
0 | 0 | 0 | 0 | 0 | 0 | 0 | 0 | 0 | 0 | 0 | 0 | 0 | 0 | 0 | 0 | 0 | 0 | 0 | 0 | 0
0 | 0 | 0 | 0 | 0 | 0 | 0 | 0 | 0 | 0 | 0 | 0 | 0 | 0 | 0 | 0 | 0 | 0 | 0 | 0 | 0
0 | 0 | 0 | 0 | 0 | 0 | 0 | 0 | 0 | 0 | 0 | 0 | 0 | 0 | 0 | 0 | 0 | 0 | 0 | 0 | 0
0 | 0 | 0 | 0 | 0 | 0 | 0 | 0 | 0 | 0 | 0 | 0 | 0 | 0 | 0 | 0 | 0 | 0 | 0 | 0 | 0
0 | 0 | 0 | 0 | 0 | 0 | 0 | 0 | 0 | 0 | 0 | 0 | 0 | 0 | 0 | 0 | 0 | 0 | 0 | 0 | 0
0 | 0 | 0 | 0 | 0 | 0 | 0 | 0 | 0 | 0 | 0 | 0 | 0 | 0 | 0 | 0 | 0 | 0 | 0 | 0 | 0
0 | 0 | 0 | 0 | 0 | 0 | 0 | 0 | 0 | 0 | 0 | 0 | 0 | 0 | 0 | 0 | 0 | 0 | 0 | 0 | 0
0 | 0 | 0 | 0 | 0 | 0 | 0 | 0 | 0 | 0 | 0 | 0 | 0 | 0 | 0 | 0 | 0 | 0 | 0 | 0 | 0
0 | 0 | 0 | 0 | 0 | 0 | 0 | 0 | 0 | 0 | 0 | 0 | 0 | 0 | 0 | 0 | 0 | 0 | 0 | 0 | 0
0 | 0 | 0 | 0 | 0 | 0 | 0 | 0 | 0 | 0 | 0 | 0 | 0 | 0 | 0 | 0 | 0 | 0 | 0 | 0 | 0
0 | 0 | 0 | 0 | 0 | 0 | 0 | 0 | 0 | 0 | 0 | 0 | 0 | 0 | 0 | 0 | 0 | 0 | 0 | 0 | 0
0 | 0 | 0 | 0 | 0 | 0 | 0 | 0 | 0 | 0 | 0 | 0 | 0 | 0 | 0 | 0 | 0 | 0 | 0 | 0 | 0
0 | 0 | 0 | 0 | 0 | 0 | 0 | 0 | 0 | 0 | 0 | 0 | 0 | 0 | 0 | 0 | 0 | 0 | 0 | 0 | 0
0 | 0 | 0 | 0 | 0 | 0 | 0 | 0 | 0 | 0 | 0 | 0 | 0 | 0 | 0 | 0 | 0 | 0 | 0 | 0 | 0
0 | 0 | 0 | 0 | 0 | 0 | 0 | 0 | 0 | 0 | 0 | 0 | 0 | 0 | 0 | 0 | 0 | 0 | 0 | 0 | 0
0 | 0 | 0 | 0 | 0 | 0 | 0 | 0 | 0 | 0 | 0 | 0 | 0 | 0 | 0 | 0 | 0 | 0 | 0 | 0 | 0
0 | 0 | 0 | 0 | 0 | 0 | 0 | 0 | 0 | 0 | 0 | 0 | 0 | 0 | 0 | 0 | 0 | 0 | 0 | 0 | 0
0 | 0 | 0 | 0 | 0 | 0 | 0 | 0 | 0 | 0 | 0 | 0 | 0 | 0 | 0 | 0 | 0 | 0 | 0 | 0 | 0
0 | 0 | 0 | 0 | 0 | 0 | 0 | 0 | 0 | 0 | 0 | 0 | 0 | 0 | 0 | 0 | 0 | 0 | 0 | 0 | 0
0 | 0 | 0 | 0 | 0 | 0 | 0 | 0 | 0 | 0 | 0 | 0 | 0 | 0 | 0 | 0 | 0 | 0 | 0 | 0 | 0
0 | 0 | 0 | 0 | 0 | 0 | 0 | 0 | 0 | 0 | 0 | 0 | 0 | 0 | 0 | 0 | 0 | 0 | 0 | 0 | 0
0 | 0 | 0 | 0 | 0 | 0 | 0 | 0 | 0 | 0 | 0 | 0 | 0 | 0 | 0 | 0 | 0 | 0 | 0 | 0 | 0
0 | 0 | 0 | 0 | 0 | 0 | 0 | 0 | 0 | 0 | 0 | 0 | 0 | 0 | 0 | 0 | 0 | 0 | 0 | 0 | 0
0 | 0 | 0 | 0 | 0 | 0 | 0 | 0 | 0 | 0 | 0 | 0 | 0 | 0 | 0 | 0 | 0 | 0 | 0 | 0 | 0
0 | 0 | 0 | 0 | 0 | 0 | 0 | 0 | 0 | 0 | 0 | 0 | 0 | 0 | 0 | 0 | 0 | 0 | 0 | 0 | 0
0 | 0 | 0 | 0 | 0 | 0 | 0 | 0 | 0 | 0 | 0 | 0 | 0 | 0 | 0 | 0 | 0 | 0 | 0 | 0 | 0
0 | 0 | 0 | 0 | 0 | 0 | 0 | 0 | 0 | 0 | 0 | 0 | 0 | 0 | 0 | 0 | 0 | 0 | 0 | 0 | 0
0 | 0 | 0 | 0 | 0 | 0 | 0 | 0 | 0 | 0 | 0 | 0 | 0 | 0 | 0 | 0 | 0 | 0 | 0 | 0 | 0
0 | 0 | 0 | 0 | 0 | 0 | 0 | 0 | 0 | 0 | 0 | 0 | 0 | 0 | 0 | 0 | 0 | 0 | 0 | 0 | 0
0 | 0 | 0 | 0 | 0 | 0 | 0 | 0 | 0 | 0 | 0 | 0 | 0 | 0 | 0 | 0 | 0 | 0 | 0 | 0 | 0
0 | 0 | 0 | 0 | 0 | 0 | 0 | 0 | 0 | 0 | 0 | 0 | 0 | 0 | 0 | 0 | 0 | 0 | 0 | 0 | 0
0 | 0 | 0 | 0 | 0 | 0 | 0 | 0 | 0 | 0 | 0 | 0 | 0 | 0 | 0 | 0 | 0 | 0 | 0 | 0 | 0
0 | 0 | 0 | 0 | 0 | 0 | 0 | 0 | 0 | 0 | 0 | 0 | 0 | 0 | 0 | 0 | 0 | 0 | 0 | 0 | 0
0 | 0 | 0 | 0 | 0 | 0 | 0 | 0 | 0 | 0 | 0 | 0 | 0 | 0 | 0 | 0 | 0 | 0 | 0 | 0 | 0
0 | 0 | 0 | 0 | 0 | 0 | 0 | 0 | 0 | 0 | 0 | 0 | 0 | 0 | 0 | 0 | 0 | 0 | 0 | 0 | 0
0 | 0 | 0 | 0 | 0 | 0 | 0 | 0 | 0 | 0 | 0 | 0 | 0 | 0 | 0 | 0 | 0 | 0 | 0 | 0 | 0
0 | 0 | 0 | 0 | 0 | 0 | 0 | 0 | 0 | 0 | 0 | 0 | 0 | 0 | 0 | 0 | 0 | 0 | 0 | 0 | 0
0 | 0 | 0 | 0 | 0 | 0 | 0 | 0 | 0 | 0 | 0 | 0 | 0 | 0 | 0 | 0 | 0 | 0 | 0 | 0 | 0
0 | 0 | 0 | 0 | 0 | 0 | 0 | 0 | 0 | 0 | 0 | 0 | 0 | 0 | 0 | 0 | 0 | 0 | 0 | 0 | 0
0 | 0 | 0 | 0 | 0 | 0 | 0 | 0 | 0 | 0 | 0 | 0 | 0 | 0 | 0 | 0 | 0 | 0 | 0 | 0 | 0
0 | 0 | 0 | 0 | 0 | 0 | 0 | 0 | 0 | 0 | 0 | 0 | 0 | 0 | 0 | 0 | 0 | 0 | 0 | 0 | 0
0 | 0 | 0 | 0 | 0 | 0 | 0 | 0 | 0 | 0 | 0 | 0 | 0 | 0 | 0 | 0 | 0 | 0 | 0 | 0 | 0
0 | 0 | 0 | 0 | 0 | 0 | 0 | 0 | 0 | 0 | 0 | 0 | 0 | 0 | 0 | 0 | 0 | 0 | 0 | 0 | 0
0 | 0 | 0 | 0 | 0 | 0 | 0 | 0 | 0 | 0 | 0 | 0 | 0 | 0 | 0 | 0 | 0 | 0 | 0 | 0 | 0
0 | 0 | 0 | 0 | 0 | 0 | 0 | 0 | 0 | 0 | 0 | 0 | 0 | 0 | 0 | 0 | 0 | 0 | 0 | 0 | 0
0 | 0 | 0 | 0 | 0 | 0 | 0 | 0 | 0 | 0 | 0 | 0 | 0 | 0 | 0 | 0 | 0 | 0 | 0 | 0 | 0
0 | 0 | 0 | 0 | 0 | 0 | 0 | 0 | 0 | 0 | 0 | 0 | 0 | 0 | 0 | 0 | 0 | 0 | 0 | 0 | 0
0 | 0 | 0 | 0 | 0 | 0 | 0 | 0 | 0 | 0 | 0 | 0 | 0 | 0 | 0 | 0 | 0 | 0 | 0 | 0 | 0
0 | 0 | 0 | 0 | 0 | 0 | 0 | 0 | 0 | 0 | 0 | 0 | 0 | 0 | 0 | 0 | 0 | 0 | 0 | 0 | 0
0 | 0 | 0 | 0 | 0 | 0 | 0 | 0 | 0 | 0 | 0 | 0 | 0 | 0 | 0 | 0 | 0 | 0 | 0 | 0 | 0
0 | 0 | 0 | 0 | 0 | 0 | 0 | 0 | 0 | 0 | 0 | 0 | 0 | 0 | 0 | 0 | 0 | 0 | 0 | 0 | 0
0 | 0 | 0 | 0 | 0 | 0 | 0 | 0 | 0 | 0 | 0 | 0 | 0 | 0 | 0 | 0 | 0 | 0 | 0 | 0 | 0
0 | 0 | 0 | 0 | 0 | 0 | 0 | 0 | 0 | 0 | 0 | 0 | 0 | 0 | 0 | 0 | 0 | 0 | 0 | 0 | 0
0 | 0 | 0 | 0 | 0 | 0 | 0 | 0 | 0 | 0 | 0 | 0 | 0 | 0 | 0 | 0 | 0 | 0 | 0 | 0 | 0
0 | 0 | 0 | 0 | 0 | 0 | 0 | 0 | 0 | 0 | 0 | 0 | 0 | 0 | 0 | 0 | 0 | 0 | 0 | 0 | 0
0 | 0 | 0 | 0 | 0 | 0 | 0 | 0 | 0 | 0 | 0 | 0 | 0 | 0 | 0 | 0 | 0 | 0 | 0 | 0 | 0
0 | 0 | 0 | 0 | 0 | 0 | 0 | 0 | 0 | 0 | 0 | 0 | 0 | 0 | 0 | 0 | 0 | 0 | 0 | 0 | 0
0 | 0 | 0 | 0 | 0 | 0 | 0 | 0 | 0 | 0 | 0 | 0 | 0 | 0 | 0 | 0 | 0 | 0 | 0 | 0 | 0
0 | 0 | 0 | 0 | 0 | 0 | 0 | 0 | 0 | 0 | 0 | 0 | 0 | 0 | 0 | 0 | 0 | 0 | 0 | 0 | 0
0 | 0 | 0 | 0 | 0 | 0 | 0 | 0 | 0 | 0 | 0 | 0 | 0 | 0 | 0 | 0 | 0 | 0 | 0 | 0 | 0
0 | 0 | 0 | 0 | 0 | 0 | 0 | 0 | 0 | 0 | 0 | 0 | 0 | 0 | 0 | 0 | 0 | 0 | 0 | 0 | 0
0 | 0 | 0 | 0 | 0 | 0 | 0 | 0 | 0 | 0 | 0 | 0 | 0 | 0 | 0 | 0 | 0 | 0 | 0 | 0 | 0
0 | 0 | 0 | 0 | 0 | 0 | 0 | 0 | 0 | 0 | 0 | 0 | 0 | 0 | 0 | 0 | 0 | 0 | 0 | 0 | 0
0 | 0 | 0 | 0 | 0 | 0 | 0 | 0 | 0 | 0 | 0 | 0 | 0 | 0 | 0 | 0 | 0 | 0 | 0 | 0 | 0
0 | 0 | 0 | 0 | 0 | 0 | 0 | 0 | 0 | 0 | 0 | 0 | 0 | 0 | 0 | 0 | 0 | 0 | 0 | 0 | 0
0 | 0 | 0 | 0 | 0 | 0 | 0 | 0 | 0 | 0 | 0 | 0 | 0 | 0 | 0 | 0 | 0 | 0 | 0 | 0 | 0
0 | 0 | 0 | 0 | 0 | 0 | 0 | 0 | 0 | 0 | 0 | 0 | 0 | 0 | 0 | 0 | 0 | 0 | 0 | 0 | 0
0 | 0 | 0 | 0 | 0 | 0 | 0 | 0 | 0 | 0 | 0 | 0 | 0 | 0 | 0 | 0 | 0 | 0 | 0 | 0 | 0
0 | 0 | 0 | 0 | 0 | 0 | 0 | 0 | 0 | 0 | 0 | 0 | 0 | 0 | 0 | 0 | 0 | 0 | 0 | 0 | 0
0 | 0 | 0 | 0 | 0 | 0 | 0 | 0 | 0 | 0 | 0 | 0 | 0 | 0 | 0 | 0 | 0 | 0 | 0 | 0 | 0
0 | 0 | 0 | 0 | 0 | 0 | 0 | 0 | 0 | 0 | 0 | 0 | 0 | 0 | 0 | 0 | 0 | 0 | 0 | 0 | 0
0 | 0 | 0 | 0 | 0 | 0 | 0 | 0 | 0 | 0 | 0 | 0 | 0 | 0 | 0 | 0 | 0 | 0 | 0 | 0 | 0
0 | 0 | 0 | 0 | 0 | 0 | 0 | 0 | 0 | 0 | 0 | 0 | 0 | 0 | 0 | 0 | 0 | 0 | 0 | 0 | 0
0 | 0 | 0 | 0 | 0 | 0 | 0 | 0 | 0 | 0 | 0 | 0 | 0 | 0 | 0 | 0 | 0 | 0 | 0 | 0 | 0
0 | 0 | 0 | 0 | 0 | 0 | 0 | 0 | 0 | 0 | 0 | 0 | 0 | 0 | 0 | 0 | 0 | 0 | 0 | 0 | 0
0 | 0 | 0 | 0 | 0 | 0 | 0 | 0 | 0 | 0 | 0 | 0 | 0 | 0 | 0 | 0 | 0 | 0 | 0 | 0 | 0
0 | 0 | 0 | 0 | 0 | 0 | 0 | 0 | 0 | 0 | 0 | 0 | 0 | 0 | 0 | 0 | 0 | 0 | 0 | 0 | 0
0 | 0 | 0 | 0 | 0 | 0 | 0 | 0 | 0 | 0 | 0 | 0 | 0 | 0 | 0 | 0 | 0 | 0 | 0 | 0 | 0
0 | 0 | 0 | 0 | 0 | 0 | 0 | 0 | 0 | 0 | 0 | 0 | 0 | 0 | 0 | 0 | 0 | 0 | 0 | 0 | 0
0 | 0 | 0 | 0 | 0 | 0 | 0 | 0 | 0 | 0 | 0 | 0 | 0 | 0 | 0 | 0 | 0 | 0 | 0 | 0 | 0
0 | 0 | 0 | 0 | 0 | 0 | 0 | 0 | 0 | 0 | 0 | 0 | 0 | 0 | 0 | 0 | 0 | 0 | 0 | 0 | 0
0 | 0 | 0 | 0 | 0 | 0 | 0 | 0 | 0 | 0 | 0 | 0 | 0 | 0 | 0 | 0 | 0 | 0 | 0 | 0 | 0
0 | 0 | 0 | 0 | 0 | 0 | 0 | 0 | 0 | 0 | 0 | 0 | 0 | 0 | 0 | 0 | 0 | 0 | 0 | 0 | 0
0 | 0 | 0 | 0 | 0 | 0 | 0 | 0 | 0 | 0 | 0 | 0 | 0 | 0 | 0 | 0 | 0 | 0 | 0 | 0 | 0
0 | 0 | 0 | 0 | 0 | 0 | 0 | 0 | 0 | 0 | 0 | 0 | 0 | 0 | 0 | 0 | 0 | 0 | 0 | 0 | 0
0 | 0 | 0 | 0 | 0 | 0 | 0 | 0 | 0 | 0 | 0 | 0 | 0 | 0 | 0 | 0 | 0 | 0 | 0 | 0 | 0
0 | 0 | 0 | 0 | 0 | 0 | 0 | 0 | 0 | 0 | 0 | 0 | 0 | 0 | 0 | 0 | 0 | 0 | 0 | 0 | 0
0 | 0 | 0 | 0 | 0 | 0 | 0 | 0 | 0 | 0 | 0 | 0 | 0 | 0 | 0 | 0 | 0 | 0 | 0 | 0 | 0
0 | 0 | 0 | 0 | 0 | 0 | 0 | 0 | 0 | 0 | 0 | 0 | 0 | 0 | 0 | 0 | 0 | 0 | 0 | 0 | 0
0 | 0 | 0 | 0 | 0 | 0 | 0 | 0 | 0 | 0 | 0 | 0 | 0 | 0 | 0 | 0 | 0 | 0 | 0 | 0 | 0
0 | 0 | 0 | 0 | 0 | 0 | 0 | 0 | 0 | 0 | 0 | 0 | 0 | 0 | 0 | 0 | 0 | 0 | 0 | 0 | 0
0 | 0 | 0 | 0 | 0 | 0 | 0 | 0 | 0 | 0 | 0 | 0 | 0 | 0 | 0 | 0 | 0 | 0 | 0 | 0 | 0
0 | 0 | 0 | 0 | 0 | 0 | 0 | 0 | 0 | 0 | 0 | 0 | 0 | 0 | 0 | 0 | 0 | 0 | 0 | 0 | 0
0 | 0 | 0 | 0 | 0 | 0 | 0 | 0 | 0 | 0 | 0 | 0 | 0 | 0 | 0 | 0 | 0 | 0 | 0 | 0 | 0
0 | 0 | 0 | 0 | 0 | 0 | 0 | 0 | 0 | 0 | 0 | 0 | 0 | 0 | 0 | 0 | 0 | 0 | 0 | 0 | 0
0 | 0 | 0 | 0 | 0 | 0 | 0 | 0 | 0 | 0 | 0 | 0 | 0 | 0 | 0 | 0 | 0 | 0 | 0 | 0 | 0
0 | 0 | 0 | 0 | 0 | 0 | 0 | 0 | 0 | 0 | 0 | 0 | 0 | 0 | 0 | 0 | 0 | 0 | 0 | 0 | 0
0 | 0 | 0 | 0 | 0 | 0 | 0 | 0 | 0 | 0 | 0 | 0 | 0 | 0 | 0 | 0 | 0 | 0 | 0 | 0 | 0
0 | 0 | 0 | 0 | 0 | 0 | 0 | 0 | 0 | 0 | 0 | 0 | 0 | 0 | 0 | 0 | 0 | 0 | 0 | 0 | 0
0 | 0 | 0 | 0 | 0 | 0 | 0 | 0 | 0 | 0 | 0 | 0 | 0 | 0 | 0 | 0 | 0 | 0 | 0 | 0 | 0
0 | 0 | 0 | 0 | 0 | 0 | 0 | 0 | 0 | 0 | 0 | 0 | 0 | 0 | 0 | 0 | 0 | 0 | 0 | 0 | 0
0 | 0 | 0 | 0 | 0 | 0 | 0 | 0 | 0 | 0 | 0 | 0 | 0 | 0 | 0 | 0 | 0 | 0 | 0 | 0 | 0
0 | 0 | 0 | 0 | 0 | 0 | 0 | 0 | 0 | 0 | 0 | 0 | 0 | 0 | 0 | 0 | 0 | 0 | 0 | 0 | 0
0 | 0 | 0 | 0 | 0 | 0 | 0 | 0 | 0 | 0 | 0 | 0 | 0 | 0 | 0 | 0 | 0 | 0 | 0 | 0 | 0
0 | 0 | 0 | 0 | 0 | 0 | 0 | 0 | 0 | 0 | 0 | 0 | 0 | 0 | 0 | 0 | 0 | 0 | 0 | 0 | 0
0 | 0 | 0 | 0 | 0 | 0 | 0 | 0 | 0 | 0 | 0 | 0 | 0 | 0 | 0 | 0 | 0 | 0 | 0 | 0 | 0
0 | 0 | 0 | 0 | 0 | 0 | 0 | 0 | 0 | 0 | 0 | 0 | 0 | 0 | 0 | 0 | 0 | 0 | 0 | 0 | 0
0 | 0 | 0 | 0 | 0 | 0 | 0 | 0 | 0 | 0 | 0 | 0 | 0 | 0 | 0 | 0 | 0 | 0 | 0 | 0 | 0
0 | 0 | 0 | 0 | 0 | 0 | 0 | 0 | 0 | 0 | 0 | 0 | 0 | 0 | 0 | 0 | 0 | 0 | 0 | 0 | 0
0 | 0 | 0 | 0 | 0 | 0 | 0 | 0 | 0 | 0 | 0 | 0 | 0 | 0 | 0 | 0 | 0 | 0 | 0 | 0 | 0
0 | 0 | 0 | 0 | 0 | 0 | 0 | 0 | 0 | 0 | 0 | 0 | 0 | 0 | 0 | 0 | 0 | 0 | 0 | 0 | 0
0 | 0 | 0 | 0 | 0 | 0 | 0 | 0 | 0 | 0 | 0 | 0 | 0 | 0 | 0 | 0 | 0 | 0 | 0 | 0 | 0
0 | 0 | 0 | 0 | 0 | 0 | 0 | 0 | 0 | 0 | 0 | 0 | 0 | 0 | 0 | 0 | 0 | 0 | 0 | 0 | 0
0 | 0 | 0 | 0 | 0 | 0 | 0 | 0 | 0 | 0 | 0 | 0 | 0 | 0 | 0 | 0 | 0 | 0 | 0 | 0 | 0
0 | 0 | 0 | 0 | 0 | 0 | 0 | 0 | 0 | 0 | 0 | 0 | 0 | 0 | 0 | 0 | 0 | 0 | 0 | 0 | 0
0 | 0 | 0 | 0 | 0 | 0 | 0 | 0 | 0 | 0 | 0 | 0 | 0 | 0 | 0 | 0 | 0 | 0 | 0 | 0 | 0
0 | 0 | 0 | 0 | 0 | 0 | 0 | 0 | 0 | 0 | 0 | 0 | 0 | 0 | 0 | 0 | 0 | 0 | 0 | 0 | 0
0 | 0 | 0 | 0 | 0 | 0 | 0 | 0 | 0 | 0 | 0 | 0 | 0 | 0 | 0 | 0 | 0 | 0 | 0 | 0 | 0
0 | 0 | 0 | 0 | 0 | 0 | 0 | 0 | 0 | 0 | 0 | 0 | 0 | 0 | 0 | 0 | 0 | 0 | 0 | 0 | 0
0 | 0 | 0 | 0 | 0 | 0 | 0 | 0 | 0 | 0 | 0 | 0 | 0 | 0 | 0 | 0 | 0 | 0 | 0 | 0 | 0
0 | 0 | 0 | 0 | 0 | 0 | 0 | 0 | 0 | 0 | 0 | 0 | 0 | 0 | 0 | 0 | 0 | 0 | 0 | 0 | 0
0 | 0 | 0 | 0 | 0 | 0 | 0 | 0 | 0 | 0 | 0 | 0 | 0 | 0 | 0 | 0 | 0 | 0 | 0 | 0 | 0
0 | 0 | 0 | 0 | 0 | 0 | 0 | 0 | 0 | 0 | 0 | 0 | 0 | 0 | 0 | 0 | 0 | 0 | 0 | 0 | 0
0 | 0 | 0 | 0 | 0 | 0 | 0 | 0 | 0 | 0 | 0 | 0 | 0 | 0 | 0 | 0 | 0 | 0 | 0 | 0 | 0
0 | 0 | 0 | 0 | 0 | 0 | 0 | 0 | 0 | 0 | 0 | 0 | 0 | 0 | 0 | 0 | 0 | 0 | 0 | 0 | 0
0 | 0 | 0 | 0 | 0 | 0 | 0 | 0 | 0 | 0 | 0 | 0 | 0 | 0 | 0 | 0 | 0 | 0 | 0 | 0 | 0
0 | 0 | 0 | 0 | 0 | 0 | 0 | 0 | 0 | 0 | 0 | 0 | 0 | 0 | 0 | 0 | 0 | 0 | 0 | 0 | 0
0 | 0 | 0 | 0 | 0 | 0 | 0 | 0 | 0 | 0 | 0 | 0 | 0 | 0 | 0 | 0 | 0 | 0 | 0 | 0 | 0
0 | 0 | 0 | 0 | 0 | 0 | 0 | 0 | 0 | 0 | 0 | 0 | 0 | 0 | 0 | 0 | 0 | 0 | 0 | 0 | 0
0 | 0 | 0 | 0 | 0 | 0 | 0 | 0 | 0 | 0 | 0 | 0 | 0 | 0 | 0 | 0 | 0 | 0 | 0 | 0 | 0
0 | 0 | 0 | 0 | 0 | 0 | 0 | 0 | 0 | 0 | 0 | 0 | 0 | 0 | 0 | 0 | 0 | 0 | 0 | 0 | 0
0 | 0 | 0 | 0 | 0 | 0 | 0 | 0 | 0 | 0 | 0 | 0 | 0 | 0 | 0 | 0 | 0 | 0 | 0 | 0 | 0
0 | 0 | 0 | 0 | 0 | 0 | 0 | 0 | 0 | 0 | 0 | 0 | 0 | 0 | 0 | 0 | 0 | 0 | 0 | 0 | 0
0 | 0 | 0 | 0 | 0 | 0 | 0 | 0 | 0 | 0 | 0 | 0 | 0 | 0 | 0 | 0 | 0 | 0 | 0 | 0 | 0
0 | 0 | 0 | 0 | 0 | 0 | 0 | 0 | 0 | 0 | 0 | 0 | 0 | 0 | 0 | 0 | 0 | 0 | 0 | 0 | 0
0 | 0 | 0 | 0 | 0 | 0 | 0 | 0 | 0 | 0 | 0 | 0 | 0 | 0 | 0 | 0 | 0 | 0 | 0 | 0 | 0
0 | 0 | 0 | 0 | 0 | 0 | 0 | 0 | 0 | 0 | 0 | 0 | 0 | 0 | 0 | 0 | 0 | 0 | 0 | 0 | 0
0 | 0 | 0 | 0 | 0 | 0 | 0 | 0 | 0 | 0 | 0 | 0 | 0 | 0 | 0 | 0 | 0 | 0 | 0 | 0 | 0
0 | 0 | 0 | 0 | 0 | 0 | 0 | 0 | 0 | 0 | 0 | 0 | 0 | 0 | 0 | 0 | 0 | 0 | 0 | 0 | 0
0 | 0 | 0 | 0 | 0 | 0 | 0 | 0 | 0 | 0 | 0 | 0 | 0 | 0 | 0 | 0 | 0 | 0 | 0 | 0 | 0
0 | 0 | 0 | 0 | 0 | 0 | 0 | 0 | 0 | 0 | 0 | 0 | 0 | 0 | 0 | 0 | 0 | 0 | 0 | 0 | 0
0 | 0 | 0 | 0 | 0 | 0 | 0 | 0 | 0 | 0 | 0 | 0 | 0 | 0 | 0 | 0 | 0 | 0 | 0 | 0 | 0
0 | 0 | 0 | 0 | 0 | 0 | 0 | 0 | 0 | 0 | 0 | 0 | 0 | 0 | 0 | 0 | 0 | 0 | 0 | 0 | 0
0 | 0 | 0 | 0 | 0 | 0 | 0 | 0 | 0 | 0 | 0 | 0 | 0 | 0 | 0 | 0 | 0 | 0 | 0 | 0 | 0
0 | 0 | 0 | 0 | 0 | 0 | 0 | 0 | 0 | 0 | 0 | 0 | 0 | 0 | 0 | 0 | 0 | 0 | 0 | 0 | 0
0 | 0 | 0 | 0 | 0 | 0 | 0 | 0 | 0 | 0 | 0 | 0 | 0 | 0 | 0 | 0 | 0 | 0 | 0 | 0 | 0
0 | 0 | 0 | 0 | 0 | 0 | 0 | 0 | 0 | 0 | 0 | 0 | 0 | 0 | 0 | 0 | 0 | 0 | 0 | 0 | 0
0 | 0 | 0 | 0 | 0 | 0 | 0 | 0 | 0 | 0 | 0 | 0 | 0 | 0 | 0 | 0 | 0 | 0 | 0 | 0 | 0
0 | 0 | 0 | 0 | 0 | 0 | 0 | 0 | 0 | 0 | 0 | 0 | 0 | 0 | 0 | 0 | 0 | 0 | 0 | 0 | 0
0 | 0 | 0 | 0 | 0 | 0 | 0 | 0 | 0 | 0 | 0 | 0 | 0 | 0 | 0 | 0 | 0 | 0 | 0 | 0 | 0
0 | 0 | 0 | 0 | 0 | 0 | 0 | 0 | 0 | 0 | 0 | 0 | 0 | 0 | 0 | 0 | 0 | 0 | 0 | 0 | 0
0 | 0 | 0 | 0 | 0 | 0 | 0 | 0 | 0 | 0 | 0 | 0 | 0 | 0 | 0 | 0 | 0 | 0 | 0 | 0 | 0
0 | 0 | 0 | 0 | 0 | 0 | 0 | 0 | 0 | 0 | 0 | 0 | 0 | 0 | 0 | 0 | 0 | 0 | 0 | 0 | 0
0 | 0 | 0 | 0 | 0 | 0 | 0 | 0 | 0 | 0 | 0 | 0 | 0 | 0 | 0 | 0 | 0 | 0 | 0 | 0 | 0
0 | 0 | 0 | 0 | 0 | 0 | 0 | 0 | 0 | 0 | 0 | 0 | 0 | 0 | 0 | 0 | 0 | 0 | 0 | 0 | 0
0 | 0 | 0 | 0 | 0 | 0 | 0 | 0 | 0 | 0 | 0 | 0 | 0 | 0 | 0 | 0 | 0 | 0 | 0 | 0 | 0
0 | 0 | 0 | 0 | 0 | 0 | 0 | 0 | 0 | 0 | 0 | 0 | 0 | 0 | 0 | 0 | 0 | 0 | 0 | 0 | 0
0 | 0 | 0 | 0 | 0 | 0 | 0 | 0 | 0 | 0 | 0 | 0 | 0 | 0 | 0 | 0 | 0 | 0 | 0 | 0 | 0
0 | 0 | 0 | 0 | 0 | 0 | 0 | 0 | 0 | 0 | 0 | 0 | 0 | 0 | 0 | 0 | 0 | 0 | 0 | 0 | 0
0 | 0 | 0 | 0 | 0 | 0 | 0 | 0 | 0 | 0 | 0 | 0 | 0 | 0 | 0 | 0 | 0 | 0 | 0 | 0 | 0
0 | 0 | 0 | 0 | 0 | 0 | 0 | 0 | 0 | 0 | 0 | 0 | 0 | 0 | 0 | 0 | 0 | 0 | 0 | 0 | 0
0 | 0 | 0 | 0 | 0 | 0 | 0 | 0 | 0 | 0 | 0 | 0 | 0 | 0 | 0 | 0 | 0 | 0 | 0 | 0 | 0
0 | 0 | 0 | 0 | 0 | 0 | 0 | 0 | 0 | 0 | 0 | 0 | 0 | 0 | 0 | 0 | 0 | 0 | 0 | 0 | 0
0 | 0 | 0 | 0 | 0 | 0 | 0 | 0 | 0 | 0 | 0 | 0 | 0 | 0 | 0 | 0 | 0 | 0 | 0 | 0 | 0
0 | 0 | 0 | 0 | 0 | 0 | 0 | 0 | 0 | 0 | 0 | 0 | 0 | 0 | 0 | 0 | 0 | 0 | 0 | 0 | 0
0 | 0 | 0 | 0 | 0 | 0 | 0 | 0 | 0 | 0 | 0 | 0 | 0 | 0 | 0 | 0 | 0 | 0 | 0 | 0 | 0
0 | 0 | 0 | 0 | 0 | 0 | 0 | 0 | 0 | 0 | 0 | 0 | 0 | 0 | 0 | 0 | 0 | 0 | 0 | 0 | 0
0 | 0 | 0 | 0 | 0 | 0 | 0 | 0 | 0 | 0 | 0 | 0 | 0 | 0 | 0 | 0 | 0 | 0 | 0 | 0 | 0
0 | 0 | 0 | 0 | 0 | 0 | 0 | 0 | 0 | 0 | 0 | 0 | 0 | 0 | 0 | 0 | 0 | 0 | 0 | 0 | 0
0 | 0 | 0 | 0 | 0 | 0 | 0 | 0 | 0 | 0 | 0 | 0 | 0 | 0 | 0 | 0 | 0 | 0 | 0 | 0 | 0
0 | 0 | 0 | 0 | 0 | 0 | 0 | 0 | 0 | 0 | 0 | 0 | 0 | 0 | 0 | 0 | 0 | 0 | 0 | 0 | 0
0 | 0 | 0 | 0 | 0 | 0 | 0 | 0 | 0 | 0 | 0 | 0 | 0 | 0 | 0 | 0 | 0 | 0 | 0 | 0 | 0
0 | 0 | 0 | 0 | 0 | 0 | 0 | 0 | 0 | 0 | 0 | 0 | 0 | 0 | 0 | 0 | 0 | 0 | 0 | 0 | 0
0 | 0 | 0 | 0 | 0 | 0 | 0 | 0 | 0 | 0 | 0 | 0 | 0 | 0 | 0 | 0 | 0 | 0 | 0 | 0 | 0
0 | 0 | 0 | 0 | 0 | 0 | 0 | 0 | 0 | 0 | 0 | 0 | 0 | 0 | 0 | 0 | 0 | 0 | 0 | 0 | 0
0 | 0 | 0 | 0 | 0 | 0 | 0 | 0 | 0 | 0 | 0 | 0 | 0 | 0 | 0 | 0 | 0 | 0 | 0 | 0 | 0
0 | 0 | 0 | 0 | 0 | 0 | 0 | 0 | 0 | 0 | 0 | 0 | 0 | 0 | 0 | 0 | 0 | 0 | 0 | 0 | 0
0 | 0 | 0 | 0 | 0 | 0 | 0 | 0 | 0 | 0 | 0 | 0 | 0 | 0 | 0 | 0 | 0 | 0 | 0 | 0 | 0
0 | 0 | 0 | 0 | 0 | 0 | 0 | 0 | 0 | 0 | 0 | 0 | 0 | 0 | 0 | 0 | 0 | 0 | 0 | 0 | 0
0 | 0 | 0 | 0 | 0 | 0 | 0 | 0 | 0 | 0 | 0 | 0 | 0 | 0 | 0 | 0 | 0 | 0 | 0 | 0 | 0
0 | 0 | 0 | 0 | 0 | 0 | 0 | 0 | 0 | 0 | 0 | 0 | 0 | 0 | 0 | 0 | 0 | 0 | 0 | 0 | 0
0 | 0 | 0 | 0 | 0 | 0 | 0 | 0 | 0 | 0 | 0 | 0 | 0 | 0 | 0 | 0 | 0 | 0 | 0 | 0 | 0
0 | 0 | 0 | 0 | 0 | 0 | 0 | 0 | 0 | 0 | 0 | 0 | 0 | 0 | 0 | 0 | 0 | 0 | 0 | 0 | 0
0 | 0 | 0 | 0 | 0 | 0 | 0 | 0 | 0 | 0 | 0 | 0 | 0 | 0 | 0 | 0 | 0 | 0 | 0 | 0 | 0
0 | 0 | 0 | 0 | 0 | 0 | 0 | 0 | 0 | 0 | 0 | 0 | 0 | 0 | 0 | 0 | 0 | 0 | 0 | 0 | 0
0 | 0 | 0 | 0 | 0 | 0 | 0 | 0 | 0 | 0 | 0 | 0 | 0 | 0 | 0 | 0 | 0 | 0 | 0 | 0 | 0
0 | 0 | 0 | 0 | 0 | 0 | 0 | 0 | 0 | 0 | 0 | 0 | 0 | 0 | 0 | 0 | 0 | 0 | 0 | 0 | 0
0 | 0 | 0 | 0 | 0 | 0 | 0 | 0 | 0 | 0 | 0 | 0 | 0 | 0 | 0 | 0 | 0 | 0 | 0 | 0 | 0
0 | 0 | 0 | 0 | 0 | 0 | 0 | 0 | 0 | 0 | 0 | 0 | 0 | 0 | 0 | 0 | 0 | 0 | 0 | 0 | 0
0 | 0 | 0 | 0 | 0 | 0 | 0 | 0 | 0 | 0 | 0 | 0 | 0 | 0 | 0 | 0 | 0 | 0 | 0 | 0 | 0
0 | 0 | 0 | 0 | 0 | 0 | 0 | 0 | 0 | 0 | 0 | 0 | 0 | 0 | 0 | 0 | 0 | 0 | 0 | 0 | 0
0 | 0 | 0 | 0 | 0 | 0 | 0 | 0 | 0 | 0 | 0 | 0 | 0 | 0 | 0 | 0 | 0 | 0 | 0 | 0 | 0
0 | 0 | 0 | 0 | 0 | 0 | 0 | 0 | 0 | 0 | 0 | 0 | 0 | 0 | 0 | 0 | 0 | 0 | 0 | 0 | 0
0 | 0 | 0 | 0 | 0 | 0 | 0 | 0 | 0 | 0 | 0 | 0 | 0 | 0 | 0 | 0 | 0 | 0 | 0 | 0 | 0
0 | 0 | 0 | 0 | 0 | 0 | 0 | 0 | 0 | 0 | 0 | 0 | 0 | 0 | 0 | 0 | 0 | 0 | 0 | 0 | 0
0 | 0 | 0 | 0 | 0 | 0 | 0 | 0 | 0 | 0 | 0 | 0 | 0 | 0 | 0 | 0 | 0 | 0 | 0 | 0 | 0
0 | 0 | 0 | 0 | 0 | 0 | 0 | 0 | 0 | 0 | 0 | 0 | 0 | 0 | 0 | 0 | 0 | 0 | 0 | 0 | 0
0 | 0 | 0 | 0 | 0 | 0 | 0 | 0 | 0 | 0 | 0 | 0 | 0 | 0 | 0 | 0 | 0 | 0 | 0 | 0 | 0
0 | 0 | 0 | 0 | 0 | 0 | 0 | 0 | 0 | 0 | 0 | 0 | 0 | 0 | 0 | 0 | 0 | 0 | 0 | 0 | 0
0 | 0 | 0 | 0 | 0 | 0 | 0 | 0 | 0 | 0 | 0 | 0 | 0 | 0 | 0 | 0 | 0 | 0 | 0 | 0 | 0
0 | 0 | 0 | 0 | 0 | 0 | 0 | 0 | 0 | 0 | 0 | 0 | 0 | 0 | 0 | 0 | 0 | 0 | 0 | 0 | 0
0 | 0 | 0 | 0 | 0 | 0 | 0 | 0 | 0 | 0 | 0 | 0 | 0 | 0 | 0 | 0 | 0 | 0 | 0 | 0 | 0
0 | 0 | 0 | 0 | 0 | 0 | 0 | 0 | 0 | 0 | 0 | 0 | 0 | 0 | 0 | 0 | 0 | 0 | 0 | 0 | 0
0 | 0 | 0 | 0 | 0 | 0 | 0 | 0 | 0 | 0 | 0 | 0 | 0 | 0 | 0 | 0 | 0 | 0 | 0 | 0 | 0
0 | 0 | 0 | 0 | 0 | 0 | 0 | 0 | 0 | 0 | 0 | 0 | 0 | 0 | 0 | 0 | 0 | 0 | 0 | 0 | 0
0 | 0 | 0 | 0 | 0 | 0 | 0 | 0 | 0 | 0 | 0 | 0 | 0 | 0 | 0 | 0 | 0 | 0 | 0 | 0 | 0
0 | 0 | 0 | 0 | 0 | 0 | 0 | 0 | 0 | 0 | 0 | 0 | 0 | 0 | 0 | 0 | 0 | 0 | 0 | 0 | 0
0 | 0 | 0 | 0 | 0 | 0 | 0 | 0 | 0 | 0 | 0 | 0 | 0 | 0 | 0 | 0 | 0 | 0 | 0 | 0 | 0
0 | 0 | 0 | 0 | 0 | 0 | 0 | 0 | 0 | 0 | 0 | 0 | 0 | 0 | 0 | 0 | 0 | 0 | 0 | 0 | 0
0 | 0 | 0 | 0 | 0 | 0 | 0 | 0 | 0 | 0 | 0 | 0 | 0 | 0 | 0 | 0 | 0 | 0 | 0 | 0 | 0
0 | 0 | 0 | 0 | 0 | 0 | 0 | 0 | 0 | 0 | 0 | 0 | 0 | 0 | 0 | 0 | 0 | 0 | 0 | 0 | 0
0 | 0 | 0 | 0 | 0 | 0 | 0 | 0 | 0 | 0 | 0 | 0 | 0 | 0 | 0 | 0 | 0 | 0 | 0 | 0 | 0
0 | 0 | 0 | 0 | 0 | 0 | 0 | 0 | 0 | 0 | 0 | 0 | 0 | 0 | 0 | 0 | 0 | 0 | 0 | 0 | 0
0 | 0 | 0 | 0 | 0 | 0 | 0 | 0 | 0 | 0 | 0 | 0 | 0 | 0 | 0 | 0 | 0 | 0 | 0 | 0 | 0
0 | 0 | 0 | 0 | 0 | 0 | 0 | 0 | 0 | 0 | 0 | 0 | 0 | 0 | 0 | 0 | 0 | 0 | 0 | 0 | 0
0 | 0 | 0 | 0 | 0 | 0 | 0 | 0 | 0 | 0 | 0 | 0 | 0 | 0 | 0 | 0 | 0 | 0 | 0 | 0 | 0
0 | 0 | 0 | 0 | 0 | 0 | 0 | 0 | 0 | 0 | 0 | 0 | 0 | 0 | 0 | 0 | 0 | 0 | 0 | 0 | 0
0 | 0 | 0 | 0 | 0 | 0 | 0 | 0 | 0 | 0 | 0 | 0 | 0 | 0 | 0 | 0 | 0 | 0 | 0 | 0 | 0
0 | 0 | 0 | 0 | 0 | 0 | 0 | 0 | 0 | 0 | 0 | 0 | 0 | 0 | 0 | 0 | 0 | 0 | 0 | 0 | 0
0 | 0 | 0 | 0 | 0 | 0 | 0 | 0 | 0 | 0 | 0 | 0 | 0 | 0 | 0 | 0 | 0 | 0 | 0 | 0 | 0
0 | 0 | 0 | 0 | 0 | 0 | 0 | 0 | 0 | 0 | 0 | 0 | 0 | 0 | 0 | 0 | 0 | 0 | 0 | 0 | 0
0 | 0 | 0 | 0 | 0 | 0 | 0 | 0 | 0 | 0 | 0 | 0 | 0 | 0 | 0 | 0 | 0 | 0 | 0 | 0 | 0
0 | 0 | 0 | 0 | 0 | 0 | 0 | 0 | 0 | 0 | 0 | 0 | 0 | 0 | 0 | 0 | 0 | 0 | 0 | 0 | 0
0 | 0 | 0 | 0 | 0 | 0 | 0 | 0 | 0 | 0 | 0 | 0 | 0 | 0 | 0 | 0 | 0 | 0 | 0 | 0 | 0
0 | 0 | 0 | 0 | 0 | 0 | 0 | 0 | 0 | 0 | 0 | 0 | 0 | 0 | 0 | 0 | 0 | 0 | 0 | 0 | 0
0 | 0 | 0 | 0 | 0 | 0 | 0 | 0 | 0 | 0 | 0 | 0 | 0 | 0 | 0 | 0 | 0 | 0 | 0 | 0 | 0
0 | 0 | 0 | 0 | 0 | 0 | 0 | 0 | 0 | 0 | 0 | 0 | 0 | 0 | 0 | 0 | 0 | 0 | 0 | 0 | 0
0 | 0 | 0 | 0 | 0 | 0 | 0 | 0 | 0 | 0 | 0 | 0 | 0 | 0 | 0 | 0 | 0 | 0 | 0 | 0 | 0
0 | 0 | 0 | 0 | 0 | 0 | 0 | 0 | 0 | 0 | 0 | 0 | 0 | 0 | 0 | 0 | 0 | 0 | 0 | 0 | 0
0 | 0 | 0 | 0 | 0 | 0 | 0 | 0 | 0 | 0 | 0 | 0 | 0 | 0 | 0 | 0 | 0 | 0 | 0 | 0 | 0
0 | 0 | 0 | 0 | 0 | 0 | 0 | 0 | 0 | 0 | 0 | 0 | 0 | 0 | 0 | 0 | 0 | 0 | 0 | 0 | 0
0 | 0 | 0 | 0 | 0 | 0 | 0 | 0 | 0 | 0 | 0 | 0 | 0 | 0 | 0 | 0 | 0 | 0 | 0 | 0 | 0
0 | 0 | 0 | 0 | 0 | 0 | 0 | 0 | 0 | 0 | 0 | 0 | 0 | 0 | 0 | 0 | 0 | 0 | 0 | 0 | 0
0 | 0 | 0 | 0 | 0 | 0 | 0 | 0 | 0 | 0 | 0 | 0 | 0 | 0 | 0 | 0 | 0 | 0 | 0 | 0 | 0
0 | 0 | 0 | 0 | 0 | 0 | 0 | 0 | 0 | 0 | 0 | 0 | 0 | 0 | 0 | 0 | 0 | 0 | 0 | 0 | 0
0 | 0 | 0 | 0 | 0 | 0 | 0 | 0 | 0 | 0 | 0 | 0 | 0 | 0 | 0 | 0 | 0 | 0 | 0 | 0 | 0
0 | 0 | 0 | 0 | 0 | 0 | 0 | 0 | 0 | 0 | 0 | 0 | 0 | 0 | 0 | 0 | 0 | 0 | 0 | 0 | 0
0 | 0 | 0 | 0 | 0 | 0 | 0 | 0 | 0 | 0 | 0 | 0 | 0 | 0 | 0 | 0 | 0 | 0 | 0 | 0 | 0
0 | 0 | 0 | 0 | 0 | 0 | 0 | 0 | 0 | 0 | 0 | 0 | 0 | 0 | 0 | 0 | 0 | 0 | 0 | 0 | 0
0 | 0 | 0 | 0 | 0 | 0 | 0 | 0 | 0 | 0 | 0 | 0 | 0 | 0 | 0 | 0 | 0 | 0 | 0 | 0 | 0
0 | 0 | 0 | 0 | 0 | 0 | 0 | 0 | 0 | 0 | 0 | 0 | 0 | 0 | 0 | 0 | 0 | 0 | 0 | 0 | 0
0 | 0 | 0 | 0 | 0 | 0 | 0 | 0 | 0 | 0 | 0 | 0 | 0 | 0 | 0 | 0 | 0 | 0 | 0 | 0 | 0
0 | 0 | 0 | 0 | 0 | 0 | 0 | 0 | 0 | 0 | 0 | 0 | 0 | 0 | 0 | 0 | 0 | 0 | 0 | 0 | 0
0 | 0 | 0 | 0 | 0 | 0 | 0 | 0 | 0 | 0 | 0 | 0 | 0 | 0 | 0 | 0 | 0 | 0 | 0 | 0 | 0
0 | 0 | 0 | 0 | 0 | 0 | 0 | 0 | 0 | 0 | 0 | 0 | 0 | 0 | 0 | 0 | 0 | 0 | 0 | 0 | 0
0 | 0 | 0 | 0 | 0 | 0 | 0 | 0 | 0 | 0 | 0 | 0 | 0 | 0 | 0 | 0 | 0 | 0 | 0 | 0 | 0
0 | 0 | 0 | 0 | 0 | 0 | 0 | 0 | 0 | 0 | 0 | 0 | 0 | 0 | 0 | 0 | 0 | 0 | 0 | 0 | 0
0 | 0 | 0 | 0 | 0 | 0 | 0 | 0 | 0 | 0 | 0 | 0 | 0 | 0 | 0 | 0 | 0 | 0 | 0 | 0 | 0
0 | 0 | 0 | 0 | 0 | 0 | 0 | 0 | 0 | 0 | 0 | 0 | 0 | 0 | 0 | 0 | 0 | 0 | 0 | 0 | 0
0 | 0 | 0 | 0 | 0 | 0 | 0 | 0 | 0 | 0 | 0 | 0 | 0 | 0 | 0 | 0 | 0 | 0 | 0 | 0 | 0
0 | 0 | 0 | 0 | 0 | 0 | 0 | 0 | 0 | 0 | 0 | 0 | 0 | 0 | 0 | 0 | 0 | 0 | 0 | 0 | 0
0 | 0 | 0 | 0 | 0 | 0 | 0 | 0 | 0 | 0 | 0 | 0 | 0 | 0 | 0 | 0 | 0 | 0 | 0 | 0 | 0
0 | 0 | 0 | 0 | 0 | 0 | 0 | 0 | 0 | 0 | 0 | 0 | 0 | 0 | 0 | 0 | 0 | 0 | 0 | 0 | 0
0 | 0 | 0 | 0 | 0 | 0 | 0 | 0 | 0 | 0 | 0 | 0 | 0 | 0 | 0 | 0 | 0 | 0 | 0 | 0 | 0
0 | 0 | 0 | 0 | 0 | 0 | 0 | 0 | 0 | 0 | 0 | 0 | 0 | 0 | 0 | 0 | 0 | 0 | 0 | 0 | 0
0 | 0 | 0 | 0 | 0 | 0 | 0 | 0 | 0 | 0 | 0 | 0 | 0 | 0 | 0 | 0 | 0 | 0 | 0 | 0 | 0
0 | 0 | 0 | 0 | 0 | 0 | 0 | 0 | 0 | 0 | 0 | 0 | 0 | 0 | 0 | 0 | 0 | 0 | 0 | 0 | 0
0 | 0 | 0 | 0 | 0 | 0 | 0 | 0 | 0 | 0 | 0 | 0 | 0 | 0 | 0 | 0 | 0 | 0 | 0 | 0 | 0
0 | 0 | 0 | 0 | 0 | 0 | 0 | 0 | 0 | 0 | 0 | 0 | 0 | 0 | 0 | 0 | 0 | 0 | 0 | 0 | 0
0 | 0 | 0 | 0 | 0 | 0 | 0 | 0 | 0 | 0 | 0 | 0 | 0 | 0 | 0 | 0 | 0 | 0 | 0 | 0 | 0
0 | 0 | 0 | 0 | 0 | 0 | 0 | 0 | 0 | 0 | 0 | 0 | 0 | 0 | 0 | 0 | 0 | 0 | 0 | 0 | 0
0 | 0 | 0 | 0 | 0 | 0 | 0 | 0 | 0 | 0 | 0 | 0 | 0 | 0 | 0 | 0 | 0 | 0 | 0 | 0 | 0
0 | 0 | 0 | 0 | 0 | 0 | 0 | 0 | 0 | 0 | 0 | 0 | 0 | 0 | 0 | 0 | 0 | 0 | 0 | 0 | 0
0 | 0 | 0 | 0 | 0 | 0 | 0 | 0 | 0 | 0 | 0 | 0 | 0 | 0 | 0 | 0 | 0 | 0 | 0 | 0 | 0
0 | 0 | 0 | 0 | 0 | 0 | 0 | 0 | 0 | 0 | 0 | 0 | 0 | 0 | 0 | 0 | 0 | 0 | 0 | 0 | 0
0 | 0 | 0 | 0 | 0 | 0 | 0 | 0 | 0 | 0 | 0 | 0 | 0 | 0 | 0 | 0 | 0 | 0 | 0 | 0 | 0
0 | 0 | 0 | 0 | 0 | 0 | 0 | 0 | 0 | 0 | 0 | 0 | 0 | 0 | 0 | 0 | 0 | 0 | 0 | 0 | 0
0 | 0 | 0 | 0 | 0 | 0 | 0 | 0 | 0 | 0 | 0 | 0 | 0 | 0 | 0 | 0 | 0 | 0 | 0 | 0 | 0
0 | 0 | 0 | 0 | 0 | 0 | 0 | 0 | 0 | 0 | 0 | 0 | 0 | 0 | 0 | 0 | 0 | 0 | 0 | 0 | 0
0 | 0 | 0 | 0 | 0 | 0 | 0 | 0 | 0 | 0 | 0 | 0 | 0 | 0 | 0 | 0 | 0 | 0 | 0 | 0 | 0
0 | 0 | 0 | 0 | 0 | 0 | 0 | 0 | 0 | 0 | 0 | 0 | 0 | 0 | 0 | 0 | 0 | 0 | 0 | 0 | 0
0 | 0 | 0 | 0 | 0 | 0 | 0 | 0 | 0 | 0 | 0 | 0 | 0 | 0 | 0 | 0 | 0 | 0 | 0 | 0 | 0
0 | 0 | 0 | 0 | 0 | 0 | 0 | 0 | 0 | 0 | 0 | 0 | 0 | 0 | 0 | 0 | 0 | 0 | 0 | 0 | 0
0 | 0 | 0 | 0 | 0 | 0 | 0 | 0 | 0 | 0 | 0 | 0 | 0 | 0 | 0 | 0 | 0 | 0 | 0 | 0 | 0
0 | 0 | 0 | 0 | 0 | 0 | 0 | 0 | 0 | 0 | 0 | 0 | 0 | 0 | 0 | 0 | 0 | 0 | 0 | 0 | 0
0 | 0 | 0 | 0 | 0 | 0 | 0 | 0 | 0 | 0 | 0 | 0 | 0 | 0 | 0 | 0 | 0 | 0 | 0 | 0 | 0
0 | 0 | 0 | 0 | 0 | 0 | 0 | 0 | 0 | 0 | 0 | 0 | 0 | 0 | 0 | 0 | 0 | 0 | 0 | 0 | 0
0 | 0 | 0 | 0 | 0 | 0 | 0 | 0 | 0 | 0 | 0 | 0 | 0 | 0 | 0 | 0 | 0 | 0 | 0 | 0 | 0
0 | 0 | 0 | 0 | 0 | 0 | 0 | 0 | 0 | 0 | 0 | 0 | 0 | 0 | 0 | 0 | 0 | 0 | 0 | 0 | 0
0 | 0 | 0 | 0 | 0 | 0 | 0 | 0 | 0 | 0 | 0 | 0 | 0 | 0 | 0 | 0 | 0 | 0 | 0 | 0 | 0
0 | 0 | 0 | 0 | 0 | 0 | 0 | 0 | 0 | 0 | 0 | 0 | 0 | 0 | 0 | 0 | 0 | 0 | 0 | 0 | 0
0 | 0 | 0 | 0 | 0 | 0 | 0 | 0 | 0 | 0 | 0 | 0 | 0 | 0 | 0 | 0 | 0 | 0 | 0 | 0 | 0
0 | 0 | 0 | 0 | 0 | 0 | 0 | 0 | 0 | 0 | 0 | 0 | 0 | 0 | 0 | 0 | 0 | 0 | 0 | 0 | 0
0 | 0 | 0 | 0 | 0 | 0 | 0 | 0 | 0 | 0 | 0 | 0 | 0 | 0 | 0 | 0 | 0 | 0 | 0 | 0 | 0
0 | 0 | 0 | 0 | 0 | 0 | 0 | 0 | 0 | 0 | 0 | 0 | 0 | 0 | 0 | 0 | 0 | 0 | 0 | 0 | 0
0 | 0 | 0 | 0 | 0 | 0 | 0 | 0 | 0 | 0 | 0 | 0 | 0 | 0 | 0 | 0 | 0 | 0 | 0 | 0 | 0
0 | 0 | 0 | 0 | 0 | 0 | 0 | 0 | 0 | 0 | 0 | 0 | 0 | 0 | 0 | 0 | 0 | 0 | 0 | 0 | 0
0 | 0 | 0 | 0 | 0 | 0 | 0 | 0 | 0 | 0 | 0 | 0 | 0 | 0 | 0 | 0 | 0 | 0 | 0 | 0 | 0
0 | 0 | 0 | 0 | 0 | 0 | 0 | 0 | 0 | 0 | 0 | 0 | 0 | 0 | 0 | 0 | 0 | 0 | 0 | 0 | 0
0 | 0 | 0 | 0 | 0 | 0 | 0 | 0 | 0 | 0 | 0 | 0 | 0 | 0 | 0 | 0 | 0 | 0 | 0 | 0 | 0
0 | 0 | 0 | 0 | 0 | 0 | 0 | 0 | 0 | 0 | 0 | 0 | 0 | 0 | 0 | 0 | 0 | 0 | 0 | 0 | 0
0 | 0 | 0 | 0 | 0 | 0 | 0 | 0 | 0 | 0 | 0 | 0 | 0 | 0 | 0 | 0 | 0 | 0 | 0 | 0 | 0
0 | 0 | 0 | 0 | 0 | 0 | 0 | 0 | 0 | 0 | 0 | 0 | 0 | 0 | 0 | 0 | 0 | 0 | 0 | 0 | 0
0 | 0 | 0 | 0 | 0 | 0 | 0 | 0 | 0 | 0 | 0 | 0 | 0 | 0 | 0 | 0 | 0 | 0 | 0 | 0 | 0
0 | 0 | 0 | 0 | 0 | 0 | 0 | 0 | 0 | 0 | 0 | 0 | 0 | 0 | 0 | 0 | 0 | 0 | 0 | 0 | 0
0 | 0 | 0 | 0 | 0 | 0 | 0 | 0 | 0 | 0 | 0 | 0 | 0 | 0 | 0 | 0 | 0 | 0 | 0 | 0 | 0
0 | 0 | 0 | 0 | 0 | 0 | 0 | 0 | 0 | 0 | 0 | 0 | 0 | 0 | 0 | 0 | 0 | 0 | 0 | 0 | 0
0 | 0 | 0 | 0 | 0 | 0 | 0 | 0 | 0 | 0 | 0 | 0 | 0 | 0 | 0 | 0 | 0 | 0 | 0 | 0 | 0
0 | 0 | 0 | 0 | 0 | 0 | 0 | 0 | 0 | 0 | 0 | 0 | 0 | 0 | 0 | 0 | 0 | 0 | 0 | 0 | 0
0 | 0 | 0 | 0 | 0 | 0 | 0 | 0 | 0 | 0 | 0 | 0 | 0 | 0 | 0 | 0 | 0 | 0 | 0 | 0 | 0
0 | 0 | 0 | 0 | 0 | 0 | 0 | 0 | 0 | 0 | 0 | 0 | 0 | 0 | 0 | 0 | 0 | 0 | 0 | 0 | 0
0 | 0 | 0 | 0 | 0 | 0 | 0 | 0 | 0 | 0 | 0 | 0 | 0 | 0 | 0 | 0 | 0 | 0 | 0 | 0 | 0
0 | 0 | 0 | 0 | 0 | 0 | 0 | 0 | 0 | 0 | 0 | 0 | 0 | 0 | 0 | 0 | 0 | 0 | 0 | 0 | 0
0 | 0 | 0 | 0 | 0 | 0 | 0 | 0 | 0 | 0 | 0 | 0 | 0 | 0 | 0 | 0 | 0 | 0 | 0 | 0 | 0
0 | 0 | 0 | 0 | 0 | 0 | 0 | 0 | 0 | 0 | 0 | 0 | 0 | 0 | 0 | 0 | 0 | 0 | 0 | 0 | 0
0 | 0 | 0 | 0 | 0 | 0 | 0 | 0 | 0 | 0 | 0 | 0 | 0 | 0 | 0 | 0 | 0 | 0 | 0 | 0 | 0
0 | 0 | 0 | 0 | 0 | 0 | 0 | 0 | 0 | 0 | 0 | 0 | 0 | 0 | 0 | 0 | 0 | 0 | 0 | 0 | 0
0 | 0 | 0 | 0 | 0 | 0 | 0 | 0 | 0 | 0 | 0 | 0 | 0 | 0 | 0 | 0 | 0 | 0 | 0 | 0 | 0
0 | 0 | 0 | 0 | 0 | 0 | 0 | 0 | 0 | 0 | 0 | 0 | 0 | 0 | 0 | 0 | 0 | 0 | 0 | 0 | 0
0 | 0 | 0 | 0 | 0 | 0 | 0 | 0 | 0 | 0 | 0 | 0 | 0 | 0 | 0 | 0 | 0 | 0 | 0 | 0 | 0
0 | 0 | 0 | 0 | 0 | 0 | 0 | 0 | 0 | 0 | 0 | 0 | 0 | 0 | 0 | 0 | 0 | 0 | 0 | 0 | 0
0 | 0 | 0 | 0 | 0 | 0 | 0 | 0 | 0 | 0 | 0 | 0 | 0 | 0 | 0 | 0 | 0 | 0 | 0 | 0 | 0
0 | 0 | 0 | 0 | 0 | 0 | 0 | 0 | 0 | 0 | 0 | 0 | 0 | 0 | 0 | 0 | 0 | 0 | 0 | 0 | 0
0 | 0 | 0 | 0 | 0 | 0 | 0 | 0 | 0 | 0 | 0 | 0 | 0 | 0 | 0 | 0 | 0 | 0 | 0 | 0 | 0
0 | 0 | 0 | 0 | 0 | 0 | 0 | 0 | 0 | 0 | 0 | 0 | 0 | 0 | 0 | 0 | 0 | 0 | 0 | 0 | 0
0 | 0 | 0 | 0 | 0 | 0 | 0 | 0 | 0 | 0 | 0 | 0 | 0 | 0 | 0 | 0 | 0 | 0 | 0 | 0 | 0
0 | 0 | 0 | 0 | 0 | 0 | 0 | 0 | 0 | 0 | 0 | 0 | 0 | 0 | 0 | 0 | 0 | 0 | 0 | 0 | 0
0 | 0 | 0 | 0 | 0 | 0 | 0 | 0 | 0 | 0 | 0 | 0 | 0 | 0 | 0 | 0 | 0 | 0 | 0 | 0 | 0
0 | 0 | 0 | 0 | 0 | 0 | 0 | 0 | 0 | 0 | 0 | 0 | 0 | 0 | 0 | 0 | 0 | 0 | 0 | 0 | 0
0 | 0 | 0 | 0 | 0 | 0 | 0 | 0 | 0 | 0 | 0 | 0 | 0 | 0 | 0 | 0 | 0 | 0 | 0 | 0 | 0
0 | 0 | 0 | 0 | 0 | 0 | 0 | 0 | 0 | 0 | 0 | 0 | 0 | 0 | 0 | 0 | 0 | 0 | 0 | 0 | 0
0 | 0 | 0 | 0 | 0 | 0 | 0 | 0 | 0 | 0 | 0 | 0 | 0 | 0 | 0 | 0 | 0 | 0 | 0 | 0 | 0
0 | 0 | 0 | 0 | 0 | 0 | 0 | 0 | 0 | 0 | 0 | 0 | 0 | 0 | 0 | 0 | 0 | 0 | 0 | 0 | 0
0 | 0 | 0 | 0 | 0 | 0 | 0 | 0 | 0 | 0 | 0 | 0 | 0 | 0 | 0 | 0 | 0 | 0 | 0 | 0 | 0
0 | 0 | 0 | 0 | 0 | 0 | 0 | 0 | 0 | 0 | 0 | 0 | 0 | 0 | 0 | 0 | 0 | 0 | 0 | 0 | 0
0 | 0 | 0 | 0 | 0 | 0 | 0 | 0 | 0 | 0 | 0 | 0 | 0 | 0 | 0 | 0 | 0 | 0 | 0 | 0 | 0
0 | 0 | 0 | 0 | 0 | 0 | 0 | 0 | 0 | 0 | 0 | 0 | 0 | 0 | 0 | 0 | 0 | 0 | 0 | 0 | 0
0 | 0 | 0 | 0 | 0 | 0 | 0 | 0 | 0 | 0 | 0 | 0 | 0 | 0 | 0 | 0 | 0 | 0 | 0 | 0 | 0
0 | 0 | 0 | 0 | 0 | 0 | 0 | 0 | 0 | 0 | 0 | 0 | 0 | 0 | 0 | 0 | 0 | 0 | 0 | 0 | 0
0 | 0 | 0 | 0 | 0 | 0 | 0 | 0 | 0 | 0 | 0 | 0 | 0 | 0 | 0 | 0 | 0 | 0 | 0 | 0 | 0
0 | 0 | 0 | 0 | 0 | 0 | 0 | 0 | 0 | 0 | 0 | 0 | 0 | 0 | 0 | 0 | 0 | 0 | 0 | 0 | 0
0 | 0 | 0 | 0 | 0 | 0 | 0 | 0 | 0 | 0 | 0 | 0 | 0 | 0 | 0 | 0 | 0 | 0 | 0 | 0 | 0
0 | 0 | 0 | 0 | 0 | 0 | 0 | 0 | 0 | 0 | 0 | 0 | 0 | 0 | 0 | 0 | 0 | 0 | 0 | 0 | 0
0 | 0 | 0 | 0 | 0 | 0 | 0 | 0 | 0 | 0 | 0 | 0 | 0 | 0 | 0 | 0 | 0 | 0 | 0 | 0 | 0
0 | 0 | 0 | 0 | 0 | 0 | 0 | 0 | 0 | 0 | 0 | 0 | 0 | 0 | 0 | 0 | 0 | 0 | 0 | 0 | 0
0 | 0 | 0 | 0 | 0 | 0 | 0 | 0 | 0 | 0 | 0 | 0 | 0 | 0 | 0 | 0 | 0 | 0 | 0 | 0 | 0
0 | 0 | 0 | 0 | 0 | 0 | 0 | 0 | 0 | 0 | 0 | 0 | 0 | 0 | 0 | 0 | 0 | 0 | 0 | 0 | 0
0 | 0 | 0 | 0 | 0 | 0 | 0 | 0 | 0 | 0 | 0 | 0 | 0 | 0 | 0 | 0 | 0 | 0 | 0 | 0 | 0
0 | 0 | 0 | 0 | 0 | 0 | 0 | 0 | 0 | 0 | 0 | 0 | 0 | 0 | 0 | 0 | 0 | 0 | 0 | 0 | 0
0 | 0 | 0 | 0 | 0 | 0 | 0 | 0 | 0 | 0 | 0 | 0 | 0 | 0 | 0 | 0 | 0 | 0 | 0 | 0 | 0
0 | 0 | 0 | 0 | 0 | 0 | 0 | 0 | 0 | 0 | 0 | 0 | 0 | 0 | 0 | 0 | 0 | 0 | 0 | 0 | 0
0 | 0 | 0 | 0 | 0 | 0 | 0 | 0 | 0 | 0 | 0 | 0 | 0 | 0 | 0 | 0 | 0 | 0 | 0 | 0 | 0
0 | 0 | 0 | 0 | 0 | 0 | 0 | 0 | 0 | 0 | 0 | 0 | 0 | 0 | 0 | 0 | 0 | 0 | 0 | 0 | 0
0 | 0 | 0 | 0 | 0 | 0 | 0 | 0 | 0 | 0 | 0 | 0 | 0 | 0 | 0 | 0 | 0 | 0 | 0 | 0 | 0
0 | 0 | 0 | 0 | 0 | 0 | 0 | 0 | 0 | 0 | 0 | 0 | 0 | 0 | 0 | 0 | 0 | 0 | 0 | 0 | 0
0 | 0 | 0 | 0 | 0 | 0 | 0 | 0 | 0 | 0 | 0 | 0 | 0 | 0 | 0 | 0 | 0 | 0 | 0 | 0 | 0
0 | 0 | 0 | 0 | 0 | 0 | 0 | 0 | 0 | 0 | 0 | 0 | 0 | 0 | 0 | 0 | 0 | 0 | 0 | 0 | 0
0 | 0 | 0 | 0 | 0 | 0 | 0 | 0 | 0 | 0 | 0 | 0 | 0 | 0 | 0 | 0 | 0 | 0 | 0 | 0 | 0
0 | 0 | 0 | 0 | 0 | 0 | 0 | 0 | 0 | 0 | 0 | 0 | 0 | 0 | 0 | 0 | 0 | 0 | 0 | 0 | 0
0 | 0 | 0 | 0 | 0 | 0 | 0 | 0 | 0 | 0 | 0 | 0 | 0 | 0 | 0 | 0 | 0 | 0 | 0 | 0 | 0
0 | 0 | 0 | 0 | 0 | 0 | 0 | 0 | 0 | 0 | 0 | 0 | 0 | 0 | 0 | 0 | 0 | 0 | 0 | 0 | 0
0 | 0 | 0 | 0 | 0 | 0 | 0 | 0 | 0 | 0 | 0 | 0 | 0 | 0 | 0 | 0 | 0 | 0 | 0 | 0 | 0
0 | 0 | 0 | 0 | 0 | 0 | 0 | 0 | 0 | 0 | 0 | 0 | 0 | 0 | 0 | 0 | 0 | 0 | 0 | 0 | 0
0 | 0 | 0 | 0 | 0 | 0 | 0 | 0 | 0 | 0 | 0 | 0 | 0 | 0 | 0 | 0 | 0 | 0 | 0 | 0 | 0
0 | 0 | 0 | 0 | 0 | 0 | 0 | 0 | 0 | 0 | 0 | 0 | 0 | 0 | 0 | 0 | 0 | 0 | 0 | 0 | 0
0 | 0 | 0 | 0 | 0 | 0 | 0 | 0 | 0 | 0 | 0 | 0 | 0 | 0 | 0 | 0 | 0 | 0 | 0 | 0 | 0
0 | 0 | 0 | 0 | 0 | 0 | 0 | 0 | 0 | 0 | 0 | 0 | 0 | 0 | 0 | 0 | 0 | 0 | 0 | 0 | 0
0 | 0 | 0 | 0 | 0 | 0 | 0 | 0 | 0 | 0 | 0 | 0 | 0 | 0 | 0 | 0 | 0 | 0 | 0 | 0 | 0
0 | 0 | 0 | 0 | 0 | 0 | 0 | 0 | 0 | 0 | 0 | 0 | 0 | 0 | 0 | 0 | 0 | 0 | 0 | 0 | 0
0 | 0 | 0 | 0 | 0 | 0 | 0 | 0 | 0 | 0 | 0 | 0 | 0 | 0 | 0 | 0 | 0 | 0 | 0 | 0 | 0
0 | 0 | 0 | 0 | 0 | 0 | 0 | 0 | 0 | 0 | 0 | 0 | 0 | 0 | 0 | 0 | 0 | 0 | 0 | 0 | 0
0 | 0 | 0 | 0 | 0 | 0 | 0 | 0 | 0 | 0 | 0 | 0 | 0 | 0 | 0 | 0 | 0 | 0 | 0 | 0 | 0
0 | 0 | 0 | 0 | 0 | 0 | 0 | 0 | 0 | 0 | 0 | 0 | 0 | 0 | 0 | 0 | 0 | 0 | 0 | 0 | 0
0 | 0 | 0 | 0 | 0 | 0 | 0 | 0 | 0 | 0 | 0 | 0 | 0 | 0 | 0 | 0 | 0 | 0 | 0 | 0 | 0
0 | 0 | 0 | 0 | 0 | 0 | 0 | 0 | 0 | 0 | 0 | 0 | 0 | 0 | 0 | 0 | 0 | 0 | 0 | 0 | 0
0 | 0 | 0 | 0 | 0 | 0 | 0 | 0 | 0 | 0 | 0 | 0 | 0 | 0 | 0 | 0 | 0 | 0 | 0 | 0 | 0
0 | 0 | 0 | 0 | 0 | 0 | 0 | 0 | 0 | 0 | 0 | 0 | 0 | 0 | 0 | 0 | 0 | 0 | 0 | 0 | 0
0 | 0 | 0 | 0 | 0 | 0 | 0 | 0 | 0 | 0 | 0 | 0 | 0 | 0 | 0 | 0 | 0 | 0 | 0 | 0 | 0
0 | 0 | 0 | 0 | 0 | 0 | 0 | 0 | 0 | 0 | 0 | 0 | 0 | 0 | 0 | 0 | 0 | 0 | 0 | 0 | 0
0 | 0 | 0 | 0 | 0 | 0 | 0 | 0 | 0 | 0 | 0 | 0 | 0 | 0 | 0 | 0 | 0 | 0 | 0 | 0 | 0
0 | 0 | 0 | 0 | 0 | 0 | 0 | 0 | 0 | 0 | 0 | 0 | 0 | 0 | 0 | 0 | 0 | 0 | 0 | 0 | 0
0 | 0 | 0 | 0 | 0 | 0 | 0 | 0 | 0 | 0 | 0 | 0 | 0 | 0 | 0 | 0 | 0 | 0 | 0 | 0 | 0
0 | 0 | 0 | 0 | 0 | 0 | 0 | 0 | 0 | 0 | 0 | 0 | 0 | 0 | 0 | 0 | 0 | 0 | 0 | 0 | 0
0 | 0 | 0 | 0 | 0 | 0 | 0 | 0 | 0 | 0 | 0 | 0 | 0 | 0 | 0 | 0 | 0 | 0 | 0 | 0 | 0
0 | 0 | 0 | 0 | 0 | 0 | 0 | 0 | 0 | 0 | 0 | 0 | 0 | 0 | 0 | 0 | 0 | 0 | 0 | 0 | 0
0 | 0 | 0 | 0 | 0 | 0 | 0 | 0 | 0 | 0 | 0 | 0 | 0 | 0 | 0 | 0 | 0 | 0 | 0 | 0 | 0
0 | 0 | 0 | 0 | 0 | 0 | 0 | 0 | 0 | 0 | 0 | 0 | 0 | 0 | 0 | 0 | 0 | 0 | 0 | 0 | 0
0 | 0 | 0 | 0 | 0 | 0 | 0 | 0 | 0 | 0 | 0 | 0 | 0 | 0 | 0 | 0 | 0 | 0 | 0 | 0 | 0
0 | 0 | 0 | 0 | 0 | 0 | 0 | 0 | 0 | 0 | 0 | 0 | 0 | 0 | 0 | 0 | 0 | 0 | 0 | 0 | 0
0 | 0 | 0 | 0 | 0 | 0 | 0 | 0 | 0 | 0 | 0 | 0 | 0 | 0 | 0 | 0 | 0 | 0 | 0 | 0 | 0
0 | 0 | 0 | 0 | 0 | 0 | 0 | 0 | 0 | 0 | 0 | 0 | 0 | 0 | 0 | 0 | 0 | 0 | 0 | 0 | 0
0 | 0 | 0 | 0 | 0 | 0 | 0 | 0 | 0 | 0 | 0 | 0 | 0 | 0 | 0 | 0 | 0 | 0 | 0 | 0 | 0
0 | 0 | 0 | 0 | 0 | 0 | 0 | 0 | 0 | 0 | 0 | 0 | 0 | 0 | 0 | 0 | 0 | 0 | 0 | 0 | 0
0 | 0 | 0 | 0 | 0 | 0 | 0 | 0 | 0 | 0 | 0 | 0 | 0 | 0 | 0 | 0 | 0 | 0 | 0 | 0 | 0
0 | 0 | 0 | 0 | 0 | 0 | 0 | 0 | 0 | 0 | 0 | 0 | 0 | 0 | 0 | 0 | 0 | 0 | 0 | 0 | 0
0 | 0 | 0 | 0 | 0 | 0 | 0 | 0 | 0 | 0 | 0 | 0 | 0 | 0 | 0 | 0 | 0 | 0 | 0 | 0 | 0
0 | 0 | 0 | 0 | 0 | 0 | 0 | 0 | 0 | 0 | 0 | 0 | 0 | 0 | 0 | 0 | 0 | 0 | 0 | 0 | 0
0 | 0 | 0 | 0 | 0 | 0 | 0 | 0 | 0 | 0 | 0 | 0 | 0 | 0 | 0 | 0 | 0 | 0 | 0 | 0 | 0
0 | 0 | 0 | 0 | 0 | 0 | 0 | 0 | 0 | 0 | 0 | 0 | 0 | 0 | 0 | 0 | 0 | 0 | 0 | 0 | 0
0 | 0 | 0 | 0 | 0 | 0 | 0 | 0 | 0 | 0 | 0 | 0 | 0 | 0 | 0 | 0 | 0 | 0 | 0 | 0 | 0
0 | 0 | 0 | 0 | 0 | 0 | 0 | 0 | 0 | 0 | 0 | 0 | 0 | 0 | 0 | 0 | 0 | 0 | 0 | 0 | 0
0 | 0 | 0 | 0 | 0 | 0 | 0 | 0 | 0 | 0 | 0 | 0 | 0 | 0 | 0 | 0 | 0 | 0 | 0 | 0 | 0
0 | 0 | 0 | 0 | 0 | 0 | 0 | 0 | 0 | 0 | 0 | 0 | 0 | 0 | 0 | 0 | 0 | 0 | 0 | 0 | 0
0 | 0 | 0 | 0 | 0 | 0 | 0 | 0 | 0 | 0 | 0 | 0 | 0 | 0 | 0 | 0 | 0 | 0 | 0 | 0 | 0
0 | 0 | 0 | 0 | 0 | 0 | 0 | 0 | 0 | 0 | 0 | 0 | 0 | 0 | 0 | 0 | 0 | 0 | 0 | 0 | 0
0 | 0 | 0 | 0 | 0 | 0 | 0 | 0 | 0 | 0 | 0 | 0 | 0 | 0 | 0 | 0 | 0 | 0 | 0 | 0 | 0
0 | 0 | 0 | 0 | 0 | 0 | 0 | 0 | 0 | 0 | 0 | 0 | 0 | 0 | 0 | 0 | 0 | 0 | 0 | 0 | 0
0 | 0 | 0 | 0 | 0 | 0 | 0 | 0 | 0 | 0 | 0 | 0 | 0 | 0 | 0 | 0 | 0 | 0 | 0 | 0 | 0
0 | 0 | 0 | 0 | 0 | 0 | 0 | 0 | 0 | 0 | 0 | 0 | 0 | 0 | 0 | 0 | 0 | 0 | 0 | 0 | 0

## Output
Program Summary |  | Nominal | Present Value |  | Performance Earnings Basis |  |  |  | Avoided Cost Version
Proposer Name |  | Southern California Edison |  |  | Resource Benefit, net. |  | 180333287.3911 |  | 2008-05-10
Program Name |  | SCE Partnership Roll-up E3 Calculator - With Carbon Adder - Proposed Program Plan |  |  | Incr Measure Cost, net. |  | 68609194.4212 |  | 2008-05-22
Total Program Budget ($) |  | 114110263.6548 | 107152749.5991 |  | Program Incentive Cost, net |  | 0 |  | Base Year
[5 empty] | Program Admin Cost |  | 114110263.6548 |  | 2010
Net Participant Cost ($) |  | 79811608.1447 | 68609194.4212 |  | Performance Earnings Basis |  | 20483560.7889 |  | SCE PlannerTOU(1000)1e2.xls
Program Impacts | [9 empty] | Program Impacts (Gross)
| Annual Net kWh | Lifecycle Net kWh | Annual Net Therms | Lifecycle Net Therms | Net Jul-Sept Pk (kW) | Net Dec-Feb Pk (kW) | Net CEC (kW) | User Entered kW |  |  | Annual Gross kWh | Lifecycle Gross kWh | Annual Gross Therms | Lifecycle Gross Therms | User Entered kW
2009-2011 | 202457512.6816 | 2497127397.0756 | 0 | 0 | 42362.3269 | 24390.8631 | 43933.2803 | 39986.2387 |  | 2009-2011 | 289225018.1166 | 3567324852.9651 | 0 | 0 | 57123.1981
2012-2015 | 239257.2 | 3591191.8 | 0 | 0 | 68.6334 | 51.2231 | 51.9188 | 72.1921 |  | 2012-2015 | 341796 | 5130274 | 0 | 0 | 103.1316
Total 2009-2015 | 202696769.8816 | 2500718588.8756 | 0 | 0 | 42430.9603 | 24442.0862 | 43985.1991 | 40058.4308 |  | Total 2009-2015 | 289566814.1166 | 3572455126.9651 | 0 | 0 | 57226.3297
Cost Effectiveness (Lifecycle Present Value Dollars)
|  | Benefits |  |  | Benefit - Cost
| Cost | Electric | Gas | Incentives | NPV | B/C Ratio | Notes
Program TRC ($) | 175761944.0203 | 180333287.3911 | 0 | NA | 4571343.3708 | 1.026 | *1
Program PAC ($) | 107152749.5991 | 180333287.3911 | 0 | NA | 73180537.792 | 1.683 | *1,2
Program RIM ($) | 329924279.628 | 180333287.3911 | 0 | NA | -149590992.2369 | 0.54659 | *1
*1 B/C Ratio is an approximation because any supply cost increases are treated as negative benefits rather than as a cost as in the Standard Practice Manual
*2 PAC benefits include environmental costs. This is to be consistent with the TRC benefits, but is not strictly consistent with the Standard Practice Manual.
Levelized Cost and Benefit (All Measures Installed through 2012)
| Discounted Savings |  |  |  | Benefit - Cost
| kWh | Therms | Cost | Benefits | NPV
TRC ($/kWh ) | 1368640183.59 |  | 0.11163 | 0.13176 | 0.020129
PAC ($/kWh) | 1368640183.59 |  | 0.07168 | 0.13176 | 0.060081
RIM ($/kWh) | 1368640183.59 |  | 0.24106 | 0.13176 | -0.1093
TRC ($/therm) |  | 0 | #DIV/0! | #DIV/0! | #DIV/0!
PAC ($/therm) |  | 0 | #DIV/0! | #DIV/0! | #DIV/0!
RIM ($/therm) |  | 0 | #DIV/0! | #DIV/0! | #DIV/0!
Emissions Reductions | [9 empty] | Emissions Reductions (Gross)
| Electric Reductions |  |  | Gas Reductions | [6 empty] | Electric Reductions |  |  | Gas Reductions
Annual Reductions | CO2 (tons) | NOX (lbs) | PM-10 (lbs) | CO2 (tons) | NOX (lbs) |  |  |  |  | Annual Reductions | CO2 (tons) | NOX (lbs) | PM-10 (lbs) | CO2 (tons) | NOX (lbs)
2010 | 24166.8745 | 6748.8938 | 3077.2247 | 0 | 0 | * annual reductions are the units |  |  |  | 2010 | 34524.1064 | 9641.2769 | 4396.0352 | 0 | 0 | * annual reductions are the units
2011 | 37509.8129 | 10489.3259 | 4774.4163 | 0 | 0 | implemented in the year, times |  |  |  | 2011 | 53585.4469 | 14984.7513 | 6820.5948 | 0 | 0 | implemented in the year, times
2012 | 40771.4267 | 11383.2965 | 5191.8513 | 0 | 0 | the annual emission reduction |  |  |  | 2012 | 58244.8952 | 16261.8521 | 7416.9305 | 0 | 0 | the annual emission reduction
2013 | 143.0589 | 40.0173 | 18.2077 | 0 | 0 | for the measure. |  |  |  | 2013 | 204.3698 | 57.1676 | 26.0109 | 0 | 0 | for the measure.
2014 | 0 | 0 | 0 | 0 | 0 |  |  |  |  | 2014 | 0 | 0 | 0 | 0 | 0
2015 | 0 | 0 | 0 | 0 | 0 |  |  |  |  | 2015 | 0 | 0 | 0 | 0 | 0
2016 | 0 | 0 | 0 | 0 | 0 |  |  |  |  | 2016 | 0 | 0 | 0 | 0 | 0
Total Annual | 102591.1729 | 28661.5336 | 13061.7 | 0 | 0 |  |  |  |  | Total Annual | 146558.8184 | 40945.048 | 18659.5714 | 0 | 0
Lifecycle Reductions | [9 empty] | Lifecycle Reductions
2010 | 306224.4942 | 85911.1265 | 38942.6146 | 0 | 0 |  |  |  |  | 2010 | 437463.5632 | 122730.1806 | 55632.3066 | 0 | 0
2011 | 481676.526 | 135283.9137 | 61236.0012 | 0 | 0 |  |  |  |  | 2011 | 688109.3228 | 193262.7339 | 87480.0017 | 0 | 0
2012 | 526364.6409 | 147566.4872 | 66951.0795 | 0 | 0 |  |  |  |  | 2012 | 751949.487 | 210809.2674 | 95644.3993 | 0 | 0
2013 | 2148.5665 | 601.276 | 273.4229 | 0 | 0 |  |  |  |  | 2013 | 3069.3807 | 858.9657 | 390.6042 | 0 | 0
2014 | 0 | 0 | 0 | 0 | 0 |  |  |  |  | 2014 | 0 | 0 | 0 | 0 | 0
2015 | 0 | 0 | 0 | 0 | 0 |  |  |  |  | 2015 | 0 | 0 | 0 | 0 | 0
2016 | 0 | 0 | 0 | 0 | 0 |  |  |  |  | 2016 | 0 | 0 | 0 | 0 | 0
Total Lifecycle | 1316414.2276 | 369362.8033 | 167403.1183 | 0 | 0 |  |  |  |  | Total Lifecycle | 1880591.7537 | 527661.1476 | 239147.3119 | 0 | 0
Reductions based on total annual installations | [9 empty] | Reductions (Gross) based on total annual installations
| Annual Net kWh | Lifecycle Net kWh | Annual Net Therms | Lifecycle Net Therms | Net July-Sept Peak (kW) | Net Dec-Feb (kW) | Net CEC (kW) | User Entered kW | Net Annual NCP (kW) |  | Annual Gross kWh | Lifecycle Gross kWh | Annual Gross Therms | Lifecycle Gross Therms | User Entered kW
2010 | 46674104.8881 | 571742778.4782 | 0 | 0 | 10338.2402 | 5701.8666 | 10128.2808 | 9611.0653 | 8743.371 | 2010 | 66677292.6973 | 816775397.826 | 0 | 0 | 13730.0933
2011 | 75089917.6757 | 924443083.1313 | 0 | 0 | 15410.1085 | 8917.2075 | 16294.5121 | 14601.161 | 16098.9726 | 2011 | 107271310.9652 | 1320632975.9018 | 0 | 0 | 20858.8014
2012 | 80693490.1178 | 1000941535.4661 | 0 | 0 | 16613.9782 | 9771.7891 | 17510.4874 | 15774.0124 | 21666.2095 | 2012 | 115276414.454 | 1429916479.2373 | 0 | 0 | 22534.3034
2013 | 239257.2 | 3591191.8 | 0 | 0 | 68.6334 | 51.2231 | 51.9188 | 72.1921 | 10991.1165 | 2013 | 341796 | 5130274 | 0 | 0 | 103.1316
2014 | 0 | 0 | 0 | 0 | 0 | 0 | 0 | 0 | -585.5585 | 2014 | 0 | 0 | 0 | 0 | 0
2015 | 0 | 0 | 0 | 0 | 0 | 0 | 0 | 0 | -602.6155 | 2015 | 0 | 0 | 0 | 0 | 0
2016 | 0 | 0 | 0 | 0 | 0 | 0 | 0 | 0 | -56311.4956 | 2016 | 0 | 0 | 0 | 0 | 0
Total | 202696769.8816 | 2500718588.8756 | 0 | 0 | 42430.9603 | 24442.0862 | 43985.1991 | 40058.4308 | 0 | Total | 289566814.1166 | 3572455126.9651 | 0 | 0 | 57226.3297
Net Impacts by Sector (All Measures Installed through 2012)
| Annual Net kWh | Lifecycle Net kWh | Annual Net Therms | Lifecycle Net Therms | Net July-Sept Peak (kW) | Net Dec-Feb (kW) | Net CEC (kW) | User Entered kW | TRC Lifecycle Net Benefits* ($)
Total | 102651494.6818 | 1304317800.6251 | 0 | 0 | 14364.917 | 10123.1949 | 22275.3743 | 14364.917 | -6953279.4395
Residential | 4622929.4361 | 50386664.9067 | 0 | 0 | 921.5565 | 588.0658 | 1003.1757 | 921.5565 | -5635473.9937
Small_Office | 0 | 0 | 0 | 0 | 0 | 0 | 0 | 0 | 0
Large_Office | 0 | 0 | 0 | 0 | 0 | 0 | 0 | 0 | 0
Small_Retail_Store | 0 | 0 | 0 | 0 | 0 | 0 | 0 | 0 | 0
Large_Retail_Store | 0 | 0 | 0 | 0 | 0 | 0 | 0 | 0 | 0
Grocery_Store | 0 | 0 | 0 | 0 | 0 | 0 | 0 | 0 | 0
Food_Store | 0 | 0 | 0 | 0 | 0 | 0 | 0 | 0 | 0
Restaurant | 0 | 0 | 0 | 0 | 0 | 0 | 0 | 0 | 0
Fast_Food_Restaurant | 0 | 0 | 0 | 0 | 0 | 0 | 0 | 0 | 0
Sit_Down_Restaurant | 0 | 0 | 0 | 0 | 0 | 0 | 0 | 0 | 0
Storage_Building | 0 | 0 | 0 | 0 | 0 | 0 | 0 | 0 | 0
Refrigerated_Warehouse | 0 | 0 | 0 | 0 | 0 | 0 | 0 | 0 | 0
Non-Refrig._Warehouse | 0 | 0 | 0 | 0 | 0 | 0 | 0 | 0 | 0
Hotel_Motel | 0 | 0 | 0 | 0 | 0 | 0 | 0 | 0 | 0
Medical_Clinic | 0 | 0 | 0 | 0 | 0 | 0 | 0 | 0 | 0
School | 0 | 0 | 0 | 0 | 0 | 0 | 0 | 0 | 0
K_thru_12_School | 0 | 0 | 0 | 0 | 0 | 0 | 0 | 0 | 0
College_University | 0 | 0 | 0 | 0 | 0 | 0 | 0 | 0 | 0
Assembly | 0 | 0 | 0 | 0 | 0 | 0 | 0 | 0 | 0
Trans_Comm_Util | 0 | 0 | 0 | 0 | 0 | 0 | 0 | 0 | 0
Misc._Commercial | 90115451.0648 | 1145460565.6593 | 0 | 0 | 12104.6807 | 8234.4714 | 19555.0529 | 12104.6807 | -4904393.538
Industrial | 1095685.7441 | 16435286.1612 | 0 | 0 | 259.7871 | 263.0598 | 237.7638 | 259.7871 | 511083.0878
Agricultural | 6817428.4369 | 92035283.8979 | 0 | 0 | 1078.8926 | 1037.5979 | 1479.382 | 1078.8926 | 3075505.0043
Hospital | 0 | 0 | 0 | 0 | 0 | 0 | 0 | 0 | 0
* Include program-level and admin costs allocated based to total gas and electric programs at the measure level.
Net Impacts by CPUC End Use Categories (All Measures Installed through 2012)
| Annual Net kWh | Lifecycle Net kWh | Annual Net Therms | Lifecycle Net Therms | Net July-Sept Peak (kW) | Net Dec-Feb Pk (kW) | Net CEC (kW) | User Entered kW | TRC Lifecycle Net Benefits* ($)
Total | 171863054.3816 | 2192381433.8756 | 0 | 0 | 42430.9603 | 24442.0862 | 37294.2828 | 40058.4308 | 27549670.0885
Clothes Dryer | 0 | 0 | 0 | 0 | 0 | 0 | 0 | 0 | 0
Clothes Washer | 0 | 0 | 0 | 0 | 0 | 0 | 0 | 0 | 0
Consumer Electronics | 0 | 0 | 0 | 0 | 0 | 0 | 0 | 0 | 0
Cooking | 0 | 0 | 0 | 0 | 0 | 0 | 0 | 0 | 0
Dishwasher | 0 | 0 | 0 | 0 | 0 | 0 | 0 | 0 | 0
Other Appliance | 0 | 0 | 0 | 0 | 0 | 0 | 0 | 0 | 0
Office Equipment | 0 | 0 | 0 | 0 | 0 | 0 | 0 | 0 | 0
Building shell | 0 | 0 | 0 | 0 | 0 | 0 | 0 | 0 | 0
Space Cooling | 68961145.3962 | 1050263888.0213 | 0 | 0 | 22895.2528 | 7498.6789 | 14964.5686 | 21103.5484 | -3435720.4392
Space Heating | 0 | 0 | 0 | 0 | 0 | 0 | 0 | 0 | 0
Ventilation | 0 | 0 | 0 | 0 | 0 | 0 | 0 | 0 | 0
Interior Lighting | 76535370.9321 | 826896819.6374 | 0 | 0 | 15554.2952 | 13072.155 | 16608.1755 | 14973.4702 | 26574101.402
Exterior Lighting | 4860600.1408 | 72783410.9983 | 0 | 0 | 0 | 0 | 1054.7502 | 0 | 1486189.6092
Daylighting | 0 | 0 | 0 | 0 | 0 | 0 | 0 | 0 | 0
Motors | 0 | 0 | 0 | 0 | 0 | 0 | 0 | 0 | 0
Process | 1095685.7441 | 16435286.1612 | 0 | 0 | 259.7871 | 263.0598 | 237.7638 | 259.7871 | 511083.0878
Compressed Air | 0 | 0 | 0 | 0 | 0 | 0 | 0 | 0 | 0
Food Processor | 0 | 0 | 0 | 0 | 0 | 0 | 0 | 0 | 0
Refrigeration | 5142793.3315 | 76496789.3994 | 0 | 0 | 761.6514 | 708.3358 | 1115.9862 | 761.6514 | 2143203.7362
Freezers | 0 | 0 | 0 | 0 | 0 | 0 | 0 | 0 | 0
Pumps | 6817428.4369 | 92035283.8979 | 0 | 0 | 1078.8926 | 1037.5979 | 1479.382 | 1078.8926 | 3075505.0043
Pool Pump | 4096680 | 40966800 | 0 | 0 | 554.68 | 554.68 | 888.9796 | 554.68 | -3063644.1959
Domestic Hot Water | 0 | 0 | 0 | 0 | 0 | 0 | 0 | 0 | 0
Water Heating | 0 | 0 | 0 | 0 | 0 | 0 | 0 | 0 | 0
Other | 4353350.4 | 16503155.76 | 0 | 0 | 1326.4011 | 1307.5788 | 944.677 | 1326.4011 | 258951.8841
* Include program-level and admin costs allocated based to total gas and electric programs at the measure level.
Net Impacts by Climate Zone (All Measures Installed through 2012)
| Annual Net kWh | Lifecycle Net kWh | Annual Net Therms | Lifecycle Net Therms | Net July-Sept Peak (kW) | Net dec-Feb Pk (kW) | Net CEC (kW) | User Entered kW | TRC Lifecycle Net Benefits* ($)
Total | 202696769.8816 | 2500718588.8756 | 0 | 0 | 42430.9603 | 24442.0862 | 43985.1991 | 43985.1991 | 12853287.5614
6 | 0 | 0 | 0 | 0 | 0 | 0 | 0 | 0 | 0
8 | 0 | 0 | 0 | 0 | 0 | 0 | 0 | 0 | 0
9 | 0 | 0 | 0 | 0 | 0 | 0 | 0 | 0 | 0
10 | 0 | 0 | 0 | 0 | 0 | 0 | 0 | 0 | 0
13 | 0 | 0 | 0 | 0 | 0 | 0 | 0 | 0 | 0
14 | 0 | 0 | 0 | 0 | 0 | 0 | 0 | 0 | 0
15 | 0 | 0 | 0 | 0 | 0 | 0 | 0 | 0 | 0
16 | 0 | 0 | 0 | 0 | 0 | 0 | 0 | 0 | 0
System | 202696769.8816 | 2500718588.8756 | 0 | 0 | 42430.9603 | 24442.0862 | 43985.1991 | 43985.1991 | 12853287.5614
0 | 0 | 0 | 0 | 0 | 0 | 0 | 0 | 0 | 0
0 | 0 | 0 | 0 | 0 | 0 | 0 | 0 | 0 | 0
* Include program-level and admin costs allocated based to total gas and electric programs at the measure level.
Persistent reductions in the summer (3rd Qtr) or winter (4th Qtr) of each year
| Net July-Sept Peak (kW) | Net Annual Dec-Feb (kW)
2010 | 5169.1201 | 5701.8666
2011 | 18043.2944 | 14619.074
2012 | 34055.3378 | 24390.8631
2013 | 42152.2304 | 23946.8015
2014 | 41645.1445 | 23420.3847
2015 | 41120.4022 | 22957.454
2016 | 40896.8131 | 22957.454
2017 | 40896.8131 | 22957.454
Monthly Impacts
First Year for Impact Table: | 2009
| Quarter | Monthly Five Hour Avg or TOU Peak | Net Monthly NCP (kW) |  | Monthly Net kWh | Monthly Net Therms
2009-01-01 | -3 | 0 | 0 |  | 0 | 0
2009-02-01 | -3 | 0 | 0 |  | 0 | 0
2009-03-01 | -3 | 0 | 0 |  | 0 | 0
2009-04-01 | -2 | 0 | 0 |  | 0 | 0
2009-05-01 | -2 | 0 | 0 |  | 0 | 0
2009-06-01 | -2 | 0 | 0 |  | 0 | 0
2009-07-01 | -1 | 59.8267 | 66.9636 |  | 24706.9322 | 0
2009-08-01 | -1 | 59.1911 | 67.442 |  | 24910.5835 | 0
2009-09-01 | -1 | 57.9453 | 72.221 |  | 24410.8698 | 0
2009-10-01 | 0 | 0 | 0 |  | 0 | 0
2009-11-01 | 0 | 0 | 0 |  | 0 | 0
2009-12-01 | 0 | 0 | 0 |  | 0 | 0
2010-01-01 | 1 | 0 | 0 |  | 0 | 0
2010-02-01 | 1 | 0 | 0 |  | 0 | 0
2010-03-01 | 1 | 0 | 0 |  | 0 | 0
2010-04-01 | 2 | 1231.8357 | 2418.1337 |  | 708765.0204 | 0
2010-05-01 | 2 | 2004.3558 | 2403.5418 |  | 762068.1218 | 0
2010-06-01 | 2 | 1601.9216 | 3015.9827 |  | 1042413.8583 | 0
2010-07-01 | 3 | 5210.9352 | 6344.4251 |  | 2305471.1403 | 0
2010-08-01 | 3 | 5315.2525 | 6570.986 |  | 2355272.5787 | 0
2010-09-01 | 3 | 4981.1725 | 7202.3792 |  | 2270377.7049 | 0
2010-10-01 | 4 | 4518.5786 | 8743.371 |  | 2442089.9745 | 0
2010-11-01 | 4 | 4282.4856 | 7210.7433 |  | 2058283.1432 | 0
2010-12-01 | 4 | 4113.3574 | 6111.4701 |  | 1937310.6468 | 0
2011-01-01 | 5 | 5990.273 | 8329.9081 |  | 2642499.356 | 0
2011-02-01 | 5 | 5630.8502 | 8976.1989 |  | 2599141.2824 | 0
2011-03-01 | 5 | 4975.8173 | 8407.7344 |  | 2768247.7769 | 0
2011-04-01 | 6 | 6836.1364 | 13309.9427 |  | 3937336.1184 | 0
2011-05-01 | 6 | 11101.0837 | 13224.7449 |  | 4227312.7141 | 0
2011-06-01 | 6 | 8925.2867 | 16561.609 |  | 5796472.5469 | 0
2011-07-01 | 7 | 18144.0476 | 21984.3222 |  | 8149369.6431 | 0
2011-08-01 | 7 | 18581.5066 | 22789.5748 |  | 8322709.4687 | 0
2011-09-01 | 7 | 17404.3291 | 24842.3436 |  | 8037963.2699 | 0
2011-10-01 | 8 | 12967.9512 | 24471.8942 |  | 7005669.1084 | 0
2011-11-01 | 8 | 12413.4042 | 20446.104 |  | 5950150.3691 | 0
2011-12-01 | 8 | 11937.2636 | 17504.8376 |  | 5614249.5019 | 0
2012-01-01 | 9 | 15358.8619 | 21088.3103 |  | 6776375.1415 | 0
2012-02-01 | 9 | 14410.1677 | 22576.7054 |  | 6654792.3491 | 0
2012-03-01 | 9 | 12739.7107 | 21316.1275 |  | 7093766.8271 | 0
2012-04-01 | 10 | 14630.4712 | 28213.9848 |  | 8453729.9852 | 0
2012-05-01 | 10 | 23755.9579 | 28017.2374 |  | 9059344.6268 | 0
2012-06-01 | 10 | 19197.6843 | 34933.9426 |  | 12436809.117 | 0
2012-07-01 | 11 | 34166.6851 | 41288.4845 |  | 15505512.1852 | 0
2012-08-01 | 11 | 35132.7274 | 42857.2039 |  | 15835450.6442 | 0
2012-09-01 | 11 | 32866.6009 | 46508.5531 |  | 15312653.3002 | 0
2012-10-01 | 12 | 22850.661 | 42701.0827 |  | 12368698.4893 | 0
2012-11-01 | 12 | 21993.6207 | 35930.1914 |  | 10532151.6477 | 0
2012-12-01 | 12 | 21155.6248 | 30898.8824 |  | 9943243.8444 | 0
2013-01-01 | 13 | 25647.1356 | 35090.4904 |  | 11307370.4472 | 0
2013-02-01 | 13 | 24014.0182 | 37510.8792 |  | 11093283.7473 | 0
2013-03-01 | 13 | 21182.3847 | 35558.8399 |  | 11844340.5402 | 0
2013-04-01 | 14 | 20739.5997 | 40088.8877 |  | 12056562.4923 | 0
2013-05-01 | 14 | 33874.4045 | 39799.3325 |  | 12918086.2441 | 0
2013-06-01 | 14 | 27263.8964 | 49470.47 |  | 17688928.0848 | 0
2013-07-01 | 15 | 42258.4577 | 51063.497 |  | 19256014.6202 | 0
2013-08-01 | 15 | 43520.8499 | 53041.1572 |  | 19668529.4405 | 0
2013-09-01 | 15 | 40677.3838 | 57499.6696 |  | 19023140.0513 | 0
2013-10-01 | 16 | 25046.1025 | 46986.3194 |  | 13637622.2391 | 0
2013-11-01 | 16 | 24114.828 | 39525.2804 |  | 11602909.0914 | 0
2013-12-01 | 16 | 23185.921 | 33964.0493 |  | 10949848.4954 | 0
2014-01-01 | 17 | 25199.7555 | 34567.607 |  | 11170117.8791 | 0
2014-02-01 | 17 | 23569.6967 | 37018.3658 |  | 10958710.2654 | 0
2014-03-01 | 17 | 20748.9144 | 35068.3845 |  | 11707409.7465 | 0
2014-04-01 | 18 | 20291.8655 | 39543.1488 |  | 11904475.9751 | 0
2014-05-01 | 18 | 33369.4376 | 39257.6241 |  | 12762218.9704 | 0
2014-06-01 | 18 | 26828.4272 | 48919.5971 |  | 17527260.0094 | 0
2014-07-01 | 19 | 41756.4232 | 50494.3446 |  | 19082263.8763 | 0
2014-08-01 | 19 | 43004.9777 | 52459.4398 |  | 19493126.2983 | 0
2014-09-01 | 19 | 40174.0325 | 56914.1111 |  | 18849478.0326 | 0
2014-10-01 | 20 | 24537.5482 | 46392.8001 |  | 13467744.5339 | 0
2014-11-01 | 20 | 23605.3703 | 38943.1663 |  | 11438187.1026 | 0
2014-12-01 | 20 | 22680.6161 | 33389.2933 |  | 10787309.5691 | 0
2015-01-01 | 21 | 24667.6261 | 33925.4191 |  | 11000017.9924 | 0
2015-02-01 | 21 | 23043.5898 | 36418.6369 |  | 10792345.3546 | 0
2015-03-01 | 21 | 20239.7628 | 34471.6872 |  | 11536971.4127 | 0
2015-04-01 | 22 | 19798.6923 | 38933.7474 |  | 11733854.2932 | 0
2015-05-01 | 22 | 32808.4904 | 38652.8545 |  | 12587047.0624 | 0
2015-06-01 | 22 | 26338.0667 | 48294.037 |  | 17339063.593 | 0
2015-07-01 | 23 | 41236.2119 | 49906.0504 |  | 18902377.1049 | 0
2015-08-01 | 23 | 42472.5537 | 51861.3287 |  | 19311921.2024 | 0
2015-09-01 | 23 | 39652.4409 | 56311.4956 |  | 18670052.3925 | 0
2015-10-01 | 24 | 24052.4993 | 45846.3498 |  | 13316775.2944 | 0
2015-11-01 | 24 | 23121.4041 | 38404.8717 |  | 11289580.1985 | 0
2015-12-01 | 24 | 22200.0841 | 32856.1321 |  | 10639768.4949 | 0

## Input
| SCE PlannerTOU(1000)1e2.xls |  |  |  | Program Budget ($) |  |  | NPV Factor for lump-sum admin costs: | 100%
a. Administrative Costs
| Proposer General Information |  |  |  | a.i. Overhead and G&A | 9249664.5829 | d. Incentives and Rebates ($) | Nominal | NPV
| Proposer Name |  | Southern California Edison |  | a.ii. Other Admin costs | 15177662 | d.i. User Input Incentive | 8281944.1906 | 8281944.1906
| Program Name |  | SCE Partnership Roll-up E3 Calculator - With Carbon Adder - Proposed Program Plan |  | b. Marketing/Outreach | 6209945.3249 | d.ii. Rebate | 49229061.8531 | 42271547.7975
| Service Territory |  | SCE |  | c. Direct Implementation (non incentive) |  | d.iii. Direct Install Labor | 0 | 0
| First Year of Program Implementation |  |  | 2010 | c.i. Activity | 15830899 | d.iv. Direct Install Materials | 0 | 0
| Contact Information |  |  |  | c.ii. Installation | 0 | d.v. Upstream payments | 0 | 0
| Name |  | Don Arambula |  | c.iii. Hardware & Materials | 0 | Subtotal Direct Install | 57511006.0438 | 50553491.9881
| Address |  | 6042 N. Irwindale Ave, Blg. A |  | c.iv. Rebate Processing and Inspection | 2516823
| ZIP code |  | 91702 |  | d. Total Incentives and Rebates | 57511006.0438
| Telephone |  | 626-633-3146 |  | e. EM&V | 7614263.7032 | f. Costs recovered from other sources |  | 0
| Email |  | don.arambula@sce.com |  | Total | 114110263.6548 | Program Budget w/ Other Costs (a to f) | 114110263.6548 | 107152749.5991
Quarterly Installation Schedule
| Program Inputs |  |  |  | CO2 Cost Scenario | 2 | (1 = 2006 Adopted costs, 2 = $30/tonne Scearnio) |  |  |  |  | Transfer | Admin | Admin | Admin | [9 empty] | Placeholders, not currently used | [7 empty] | Annual Installation Schedule | [7 empty] | 2010 |  |  |  | 2011 |  |  |  | 2012 |  |  |  | 2013 |  |  |  | 2014 |  |  |  | 2015 |  |  |  | 2016
| Measure Name | DEER RunID | Climate Zone | Target sector | Measure Electric End Use Shape | CZ, Sector, Measure combination found? | Measure Type (To Look up Measure Life) | Program Type (To look up Net-to-gross Ratio) | Unit Definition (e.g. homes) | Program Type (NEW/ROB or Early Repl(RET)) | Gross Measure Cost ($/unit) | Rebate to end use customer or its assignee ($/unit) | Incentives to entities other than the end use customer or its assignee($/unit) | Direct Install Labor ($/unit) | Direct Install Material ($/unit) | Participant cost ($/unit) | Gross Unit Annual Electricity Savings (kwh/unit) | Electric Rate Schedule | Demand Scaler | User Entered kW Savings per unit (kW/unit) | Gross Unit Annual Gas Savings (therm/unit) | Gas Sector | Gas Rate Schedule | Gas Savings Profile | Avg remaining life on replaced units (yrs) | Early retrofit incremental kWh savings (kWh/unit) | Early retrofit incremental kW savings (kW/unit) | Early retrofit incremental Th savings (Th/unit) | Combustion Type | Effective Useful Life (years) | Net-to-Gross Ratio | % Eligible for TOU AC adjustment | 2010 | 2011 | 2012 | 2013 | 2014 | 2015 | 2016 |  | Qtr 1 | Qtr 2 | Qtr 3 | Qtr 4 | Qtr 1 | Qtr 2 | Qtr 3 | Qtr 4 | Qtr 1 | Qtr 2 | Qtr 3 | Qtr 4 | Qtr 1 | Qtr 2 | Qtr 3 | Qtr 4 | Qtr 1 | Qtr 2 | Qtr 3 | Qtr 4 | Qtr 1 | Qtr 2 | Qtr 3 | Qtr 4 | Qtr 1 | Qtr 2 | Qtr 3 | Qtr 4 | Total Number of Units | Comments
SCE Partnership Roll-up E3 Calculator - With Carbon Adder - Proposed Program Plan | RESIDENTIAL | [16 empty] | System | #N/A | [21 empty] | 0 | 0 | 0 | 0 | 0 | 0 | 0 | 0 | 0 | 0 | 0 | 0 | 0 | 0 | 0 | 0 | 0 | 0 | 0 | 0 | 0 | 0 | 0 | 0 | 0 | 0 | 0 | 0 | 0
SCE Partnership Roll-up E3 Calculator - With Carbon Adder - Proposed Program Plan | DEEMED MEASURES | [16 empty] | System | #N/A | [21 empty] | 0 | 0 | 0 | 0 | 0 | 0 | 0 | 0 | 0 | 0 | 0 | 0 | 0 | 0 | 0 | 0 | 0 | 0 | 0 | 0 | 0 | 0 | 0 | 0 | 0 | 0 | 0 | 0 | 0
SCE Partnership Roll-up E3 Calculator - With Carbon Adder - Proposed Program Plan | Appliances | [16 empty] | System | #N/A | [21 empty] | 0 | 0 | 0 | 0 | 0 | 0 | 0 | 0 | 0 | 0 | 0 | 0 | 0 | 0 | 0 | 0 | 0 | 0 | 0 | 0 | 0 | 0 | 0 | 0 | 0 | 0 | 0 | 0 | 0
SCE Partnership Roll-up E3 Calculator - With Carbon Adder - Proposed Program Plan | Laundry & Kitchen | [16 empty] | System | #N/A | [21 empty] | 0 | 0 | 0 | 0 | 0 | 0 | 0 | 0 | 0 | 0 | 0 | 0 | 0 | 0 | 0 | 0 | 0 | 0 | 0 | 0 | 0 | 0 | 0 | 0 | 0 | 0 | 0 | 0 | 0
SCE Partnership Roll-up E3 Calculator - With Carbon Adder - Proposed Program Plan | Refrigerators | [16 empty] | System | #N/A | [21 empty] | 0 | 0 | 0 | 0 | 0 | 0 | 0 | 0 | 0 | 0 | 0 | 0 | 0 | 0 | 0 | 0 | 0 | 0 | 0 | 0 | 0 | 0 | 0 | 0 | 0 | 0 | 0 | 0 | 0
SCE Partnership Roll-up E3 Calculator - With Carbon Adder - Proposed Program Plan | Appliances Recycling | [16 empty] | System | #N/A | [21 empty] | 0 | 0 | 0 | 0 | 0 | 0 | 0 | 0 | 0 | 0 | 0 | 0 | 0 | 0 | 0 | 0 | 0 | 0 | 0 | 0 | 0 | 0 | 0 | 0 | 0 | 0 | 0 | 0 | 0
SCE Partnership Roll-up E3 Calculator - With Carbon Adder - Proposed Program Plan | Refrigerators/Freezers | [16 empty] | System | #N/A | [21 empty] | 0 | 0 | 0 | 0 | 0 | 0 | 0 | 0 | 0 | 0 | 0 | 0 | 0 | 0 | 0 | 0 | 0 | 0 | 0 | 0 | 0 | 0 | 0 | 0 | 0 | 0 | 0 | 0 | 0
SCE Partnership Roll-up E3 Calculator - With Carbon Adder - Proposed Program Plan | Room A/C | [16 empty] | System | #N/A | [21 empty] | 0 | 0 | 0 | 0 | 0 | 0 | 0 | 0 | 0 | 0 | 0 | 0 | 0 | 0 | 0 | 0 | 0 | 0 | 0 | 0 | 0 | 0 | 0 | 0 | 0 | 0 | 0 | 0 | 0
SCE Partnership Roll-up E3 Calculator - With Carbon Adder - Proposed Program Plan | Other | [16 empty] | System | #N/A | [21 empty] | 0 | 0 | 0 | 0 | 0 | 0 | 0 | 0 | 0 | 0 | 0 | 0 | 0 | 0 | 0 | 0 | 0 | 0 | 0 | 0 | 0 | 0 | 0 | 0 | 0 | 0 | 0 | 0 | 0
SCE Partnership Roll-up E3 Calculator - With Carbon Adder - Proposed Program Plan | Residential Audits | DEER 2008 or SCE Workpaper | System | RES | DEER:Indoor_CFL_Ltg | TRUE | 3 | 70% | Unit | NEW/ROB/RET | 0 | 0 | 0 | 0 | 0 | 0 | 611.7 | System | kWh | 0.132 | [9 empty] | 3 | 70% | 0% | 400 | 500 | 500 | 0 | 0 | 0 | 0 |  | 100 | 100 | 100 | 100 | 125 | 125 | 125 | 125 | 125 | 125 | 125 | 125 | 0 | 0 | 0 | 0 | 0 | 0 | 0 | 0 | 0 | 0 | 0 | 0 | 0 | 0 | 0 | 0 | 1400
SCE Partnership Roll-up E3 Calculator - With Carbon Adder - Proposed Program Plan | Consumer Electronics | [16 empty] | System | #N/A | [21 empty] | 0 | 0 | 0 | 0 | 0 | 0 | 0 | 0 | 0 | 0 | 0 | 0 | 0 | 0 | 0 | 0 | 0 | 0 | 0 | 0 | 0 | 0 | 0 | 0 | 0 | 0 | 0 | 0 | 0
SCE Partnership Roll-up E3 Calculator - With Carbon Adder - Proposed Program Plan | Entertainment | [16 empty] | System | #N/A | [21 empty] | 0 | 0 | 0 | 0 | 0 | 0 | 0 | 0 | 0 | 0 | 0 | 0 | 0 | 0 | 0 | 0 | 0 | 0 | 0 | 0 | 0 | 0 | 0 | 0 | 0 | 0 | 0 | 0 | 0
SCE Partnership Roll-up E3 Calculator - With Carbon Adder - Proposed Program Plan | Home Office | [16 empty] | System | #N/A | [21 empty] | 0 | 0 | 0 | 0 | 0 | 0 | 0 | 0 | 0 | 0 | 0 | 0 | 0 | 0 | 0 | 0 | 0 | 0 | 0 | 0 | 0 | 0 | 0 | 0 | 0 | 0 | 0 | 0 | 0
SCE Partnership Roll-up E3 Calculator - With Carbon Adder - Proposed Program Plan | Other | [16 empty] | System | #N/A | [21 empty] | 0 | 0 | 0 | 0 | 0 | 0 | 0 | 0 | 0 | 0 | 0 | 0 | 0 | 0 | 0 | 0 | 0 | 0 | 0 | 0 | 0 | 0 | 0 | 0 | 0 | 0 | 0 | 0 | 0
SCE Partnership Roll-up E3 Calculator - With Carbon Adder - Proposed Program Plan | Water Heating | [16 empty] | System | #N/A | [21 empty] | 0 | 0 | 0 | 0 | 0 | 0 | 0 | 0 | 0 | 0 | 0 | 0 | 0 | 0 | 0 | 0 | 0 | 0 | 0 | 0 | 0 | 0 | 0 | 0 | 0 | 0 | 0 | 0 | 0
SCE Partnership Roll-up E3 Calculator - With Carbon Adder - Proposed Program Plan | Efficiency | [16 empty] | System | #N/A | [21 empty] | 0 | 0 | 0 | 0 | 0 | 0 | 0 | 0 | 0 | 0 | 0 | 0 | 0 | 0 | 0 | 0 | 0 | 0 | 0 | 0 | 0 | 0 | 0 | 0 | 0 | 0 | 0 | 0 | 0
SCE Partnership Roll-up E3 Calculator - With Carbon Adder - Proposed Program Plan | Use Reduction | [16 empty] | System | #N/A | [21 empty] | 0 | 0 | 0 | 0 | 0 | 0 | 0 | 0 | 0 | 0 | 0 | 0 | 0 | 0 | 0 | 0 | 0 | 0 | 0 | 0 | 0 | 0 | 0 | 0 | 0 | 0 | 0 | 0 | 0
SCE Partnership Roll-up E3 Calculator - With Carbon Adder - Proposed Program Plan | Pool Pump | DEER 2008 or SCE Workpaper | System | Residential | Residential Pool Pumps | TRUE | 10 | 70% | Unit | NEW/ROB/RET | 1537.5 | 500 | 0 | 0 | 0 | 1037.5 | 1125.4615 | System | kW | 0.15238 | [9 empty] | 10 | 70% | 0% | 1400 | 2400 | 1400 | 0 | 0 | 0 | 0 |  | 350 | 350 | 350 | 350 | 600 | 600 | 600 | 600 | 350 | 350 | 350 | 350 | 0 | 0 | 0 | 0 | 0 | 0 | 0 | 0 | 0 | 0 | 0 | 0 | 0 | 0 | 0 | 0 | 5200
SCE Partnership Roll-up E3 Calculator - With Carbon Adder - Proposed Program Plan | Residential Other | DEER 2008 or SCE Workpaper | System | Residential | AC_Cooling-RC | TRUE | 17.9 | 70% | Unit | NEW/ROB/RET | 39.9876 | 8.4212 | 0 | 0 | 0 | 31.5664 | 6.3742 | System | kW | 0.0044438 | [9 empty] | 17.9 | 70% | 0% | 34341 | 41800 | 41800 | 0 | 0 | 0 | 0 |  | 8585.25 | 8585.25 | 8585.25 | 8585.25 | 10450 | 10450 | 10450 | 10450 | 10450 | 10450 | 10450 | 10450 | 0 | 0 | 0 | 0 | 0 | 0 | 0 | 0 | 0 | 0 | 0 | 0 | 0 | 0 | 0 | 0 | 117941
SCE Partnership Roll-up E3 Calculator - With Carbon Adder - Proposed Program Plan | HVAC | [16 empty] | System | #N/A | [21 empty] | 0 | 0 | 0 | 0 | 0 | 0 | 0 | 0 | 0 | 0 | 0 | 0 | 0 | 0 | 0 | 0 | 0 | 0 | 0 | 0 | 0 | 0 | 0 | 0 | 0 | 0 | 0 | 0 | 0
SCE Partnership Roll-up E3 Calculator - With Carbon Adder - Proposed Program Plan | New Room AC | DEER 2008 or SCE Workpaper | System | RES | DEER:HVAC_Eff_AC | TRUE | 9 | 70% | Unit | NEW/ROB/RET | 81 | 75 | 0 | 0 | 0 | 6 | 293.5 | System | kWh | 0.132 | [9 empty] | 9 | 70% | 0% | 550 | 600 | 600 | 0 | 0 | 0 | 0 |  | 137.5 | 137.5 | 137.5 | 137.5 | 150 | 150 | 150 | 150 | 150 | 150 | 150 | 150 | 0 | 0 | 0 | 0 | 0 | 0 | 0 | 0 | 0 | 0 | 0 | 0 | 0 | 0 | 0 | 0 | 1750
SCE Partnership Roll-up E3 Calculator - With Carbon Adder - Proposed Program Plan | New Package, Split System AC, etc. | DEER 2008 or SCE Workpaper | System | RES | DEER:HVAC_Eff_AC | TRUE | 15 | 70% | Unit | NEW/ROB/RET | 424.7919 | 134.4724 | 0 | 0 | 0 | 290.3196 | 270.3152 | System | kWh | 0.14593 | [9 empty] | 15 | 70% | 0% | 5963 | 7400 | 7400 | 0 | 0 | 0 | 0 |  | 1490.75 | 1490.75 | 1490.75 | 1490.75 | 1850 | 1850 | 1850 | 1850 | 1850 | 1850 | 1850 | 1850 | 0 | 0 | 0 | 0 | 0 | 0 | 0 | 0 | 0 | 0 | 0 | 0 | 0 | 0 | 0 | 0 | 20763
SCE Partnership Roll-up E3 Calculator - With Carbon Adder - Proposed Program Plan | Repair & Maintenance | DEER 2008 or SCE Workpaper | System | RES | DEER:HVAC_Refrig_Charge | TRUE | 10 | 70% | Unit | NEW/ROB/RET | 47.3158 | 37.5 | 0 | 0 | 0 | 9.8158 | 508.9538 | System | kWh | 0.36306 | [9 empty] | 10 | 70% | 0% | 2500 | 2940 | 2940 | 0 | 0 | 0 | 0 |  | 625 | 625 | 625 | 625 | 735 | 735 | 735 | 735 | 735 | 735 | 735 | 735 | 0 | 0 | 0 | 0 | 0 | 0 | 0 | 0 | 0 | 0 | 0 | 0 | 0 | 0 | 0 | 0 | 8380
SCE Partnership Roll-up E3 Calculator - With Carbon Adder - Proposed Program Plan | HVAC Ducts | DEER 2008 or SCE Workpaper | System | RES | DEER:HVAC_Duct_Sealing | TRUE | 18 | 70% | Unit | NEW/ROB/RET | 265.4038 | 126.9062 | 0 | 0 | 0 | 138.4976 | 124.1508 | System | kWh | 0.12068 | [9 empty] | 18 | 70% | 0% | 2402 | 3350 | 3350 | 0 | 0 | 0 | 0 |  | 600.5 | 600.5 | 600.5 | 600.5 | 837.5 | 837.5 | 837.5 | 837.5 | 837.5 | 837.5 | 837.5 | 837.5 | 0 | 0 | 0 | 0 | 0 | 0 | 0 | 0 | 0 | 0 | 0 | 0 | 0 | 0 | 0 | 0 | 9102
SCE Partnership Roll-up E3 Calculator - With Carbon Adder - Proposed Program Plan | HVAC Envelope | [16 empty] | System | #N/A | [21 empty] | 0 | 0 | 0 | 0 | 0 | 0 | 0 | 0 | 0 | 0 | 0 | 0 | 0 | 0 | 0 | 0 | 0 | 0 | 0 | 0 | 0 | 0 | 0 | 0 | 0 | 0 | 0 | 0 | 0
SCE Partnership Roll-up E3 Calculator - With Carbon Adder - Proposed Program Plan | HVAC Install - Operation | [16 empty] | System | #N/A | [21 empty] | 0 | 0 | 0 | 0 | 0 | 0 | 0 | 0 | 0 | 0 | 0 | 0 | 0 | 0 | 0 | 0 | 0 | 0 | 0 | 0 | 0 | 0 | 0 | 0 | 0 | 0 | 0 | 0 | 0
SCE Partnership Roll-up E3 Calculator - With Carbon Adder - Proposed Program Plan | HVAC Controls | [16 empty] | System | #N/A | [21 empty] | 0 | 0 | 0 | 0 | 0 | 0 | 0 | 0 | 0 | 0 | 0 | 0 | 0 | 0 | 0 | 0 | 0 | 0 | 0 | 0 | 0 | 0 | 0 | 0 | 0 | 0 | 0 | 0 | 0
SCE Partnership Roll-up E3 Calculator - With Carbon Adder - Proposed Program Plan | New Evap Coolers & Whole House Fans | [16 empty] | System | #N/A | [21 empty] | 0 | 0 | 0 | 0 | 0 | 0 | 0 | 0 | 0 | 0 | 0 | 0 | 0 | 0 | 0 | 0 | 0 | 0 | 0 | 0 | 0 | 0 | 0 | 0 | 0 | 0 | 0 | 0 | 0
SCE Partnership Roll-up E3 Calculator - With Carbon Adder - Proposed Program Plan | Lighting | [16 empty] | System | #N/A | [21 empty] | 0 | 0 | 0 | 0 | 0 | 0 | 0 | 0 | 0 | 0 | 0 | 0 | 0 | 0 | 0 | 0 | 0 | 0 | 0 | 0 | 0 | 0 | 0 | 0 | 0 | 0 | 0 | 0 | 0
SCE Partnership Roll-up E3 Calculator - With Carbon Adder - Proposed Program Plan | Screw-in CFL Interior (Downstream) | [16 empty] | System | #N/A | [21 empty] | 0 | 0 | 0 | 0 | 0 | 0 | 0 | 0 | 0 | 0 | 0 | 0 | 0 | 0 | 0 | 0 | 0 | 0 | 0 | 0 | 0 | 0 | 0 | 0 | 0 | 0 | 0 | 0 | 0
SCE Partnership Roll-up E3 Calculator - With Carbon Adder - Proposed Program Plan | Screw-in CFL Interior (Upstream - Traditional) | [16 empty] | System | #N/A | [21 empty] | 0 | 0 | 0 | 0 | 0 | 0 | 0 | 0 | 0 | 0 | 0 | 0 | 0 | 0 | 0 | 0 | 0 | 0 | 0 | 0 | 0 | 0 | 0 | 0 | 0 | 0 | 0 | 0 | 0
SCE Partnership Roll-up E3 Calculator - With Carbon Adder - Proposed Program Plan | Screw-in CFL Interior (Upstream - Specialty) | [16 empty] | System | #N/A | [21 empty] | 0 | 0 | 0 | 0 | 0 | 0 | 0 | 0 | 0 | 0 | 0 | 0 | 0 | 0 | 0 | 0 | 0 | 0 | 0 | 0 | 0 | 0 | 0 | 0 | 0 | 0 | 0 | 0 | 0
SCE Partnership Roll-up E3 Calculator - With Carbon Adder - Proposed Program Plan | Screw-in CFL Interior (Direct Install) | [16 empty] | System | #N/A | [21 empty] | 0 | 0 | 0 | 0 | 0 | 0 | 0 | 0 | 0 | 0 | 0 | 0 | 0 | 0 | 0 | 0 | 0 | 0 | 0 | 0 | 0 | 0 | 0 | 0 | 0 | 0 | 0 | 0 | 0
SCE Partnership Roll-up E3 Calculator - With Carbon Adder - Proposed Program Plan | Screw-in CFL Interior (Midstream) | [16 empty] | System | #N/A | [21 empty] | 0 | 0 | 0 | 0 | 0 | 0 | 0 | 0 | 0 | 0 | 0 | 0 | 0 | 0 | 0 | 0 | 0 | 0 | 0 | 0 | 0 | 0 | 0 | 0 | 0 | 0 | 0 | 0 | 0
SCE Partnership Roll-up E3 Calculator - With Carbon Adder - Proposed Program Plan | Screw-in CFL Interior (Giveaway) | [16 empty] | System | #N/A | [21 empty] | 0 | 0 | 0 | 0 | 0 | 0 | 0 | 0 | 0 | 0 | 0 | 0 | 0 | 0 | 0 | 0 | 0 | 0 | 0 | 0 | 0 | 0 | 0 | 0 | 0 | 0 | 0 | 0 | 0
SCE Partnership Roll-up E3 Calculator - With Carbon Adder - Proposed Program Plan | CFL Fixture Interior (Midstream) | [16 empty] | System | #N/A | [21 empty] | 0 | 0 | 0 | 0 | 0 | 0 | 0 | 0 | 0 | 0 | 0 | 0 | 0 | 0 | 0 | 0 | 0 | 0 | 0 | 0 | 0 | 0 | 0 | 0 | 0 | 0 | 0 | 0 | 0
SCE Partnership Roll-up E3 Calculator - With Carbon Adder - Proposed Program Plan | CFL Fixture Interior (Upstream) | [16 empty] | System | #N/A | [21 empty] | 0 | 0 | 0 | 0 | 0 | 0 | 0 | 0 | 0 | 0 | 0 | 0 | 0 | 0 | 0 | 0 | 0 | 0 | 0 | 0 | 0 | 0 | 0 | 0 | 0 | 0 | 0 | 0 | 0
SCE Partnership Roll-up E3 Calculator - With Carbon Adder - Proposed Program Plan | CFL Fixture Interior (Direct Install) | [16 empty] | System | #N/A | [21 empty] | 0 | 0 | 0 | 0 | 0 | 0 | 0 | 0 | 0 | 0 | 0 | 0 | 0 | 0 | 0 | 0 | 0 | 0 | 0 | 0 | 0 | 0 | 0 | 0 | 0 | 0 | 0 | 0 | 0
SCE Partnership Roll-up E3 Calculator - With Carbon Adder - Proposed Program Plan | CFL Fixture Interior (Giveaway) | [16 empty] | System | #N/A | [21 empty] | 0 | 0 | 0 | 0 | 0 | 0 | 0 | 0 | 0 | 0 | 0 | 0 | 0 | 0 | 0 | 0 | 0 | 0 | 0 | 0 | 0 | 0 | 0 | 0 | 0 | 0 | 0 | 0 | 0
SCE Partnership Roll-up E3 Calculator - With Carbon Adder - Proposed Program Plan | CFL Exterior | [16 empty] | System | #N/A | [21 empty] | 0 | 0 | 0 | 0 | 0 | 0 | 0 | 0 | 0 | 0 | 0 | 0 | 0 | 0 | 0 | 0 | 0 | 0 | 0 | 0 | 0 | 0 | 0 | 0 | 0 | 0 | 0 | 0 | 0
SCE Partnership Roll-up E3 Calculator - With Carbon Adder - Proposed Program Plan | CFL Fixture Exterior (Midstream) | [16 empty] | System | #N/A | [21 empty] | 0 | 0 | 0 | 0 | 0 | 0 | 0 | 0 | 0 | 0 | 0 | 0 | 0 | 0 | 0 | 0 | 0 | 0 | 0 | 0 | 0 | 0 | 0 | 0 | 0 | 0 | 0 | 0 | 0
SCE Partnership Roll-up E3 Calculator - With Carbon Adder - Proposed Program Plan | CFL Fixture Exterior (Upstream) | [16 empty] | System | #N/A | [21 empty] | 0 | 0 | 0 | 0 | 0 | 0 | 0 | 0 | 0 | 0 | 0 | 0 | 0 | 0 | 0 | 0 | 0 | 0 | 0 | 0 | 0 | 0 | 0 | 0 | 0 | 0 | 0 | 0 | 0
SCE Partnership Roll-up E3 Calculator - With Carbon Adder - Proposed Program Plan | CFL Fixture Exterior (Direct Install) | [16 empty] | System | #N/A | [21 empty] | 0 | 0 | 0 | 0 | 0 | 0 | 0 | 0 | 0 | 0 | 0 | 0 | 0 | 0 | 0 | 0 | 0 | 0 | 0 | 0 | 0 | 0 | 0 | 0 | 0 | 0 | 0 | 0 | 0
SCE Partnership Roll-up E3 Calculator - With Carbon Adder - Proposed Program Plan | LED Interior | [16 empty] | System | #N/A | [21 empty] | 0 | 0 | 0 | 0 | 0 | 0 | 0 | 0 | 0 | 0 | 0 | 0 | 0 | 0 | 0 | 0 | 0 | 0 | 0 | 0 | 0 | 0 | 0 | 0 | 0 | 0 | 0 | 0 | 0
SCE Partnership Roll-up E3 Calculator - With Carbon Adder - Proposed Program Plan | Interior Controls | [16 empty] | System | #N/A | [21 empty] | 0 | 0 | 0 | 0 | 0 | 0 | 0 | 0 | 0 | 0 | 0 | 0 | 0 | 0 | 0 | 0 | 0 | 0 | 0 | 0 | 0 | 0 | 0 | 0 | 0 | 0 | 0 | 0 | 0
SCE Partnership Roll-up E3 Calculator - With Carbon Adder - Proposed Program Plan | Interior Exit Signs | [16 empty] | System | #N/A | [21 empty] | 0 | 0 | 0 | 0 | 0 | 0 | 0 | 0 | 0 | 0 | 0 | 0 | 0 | 0 | 0 | 0 | 0 | 0 | 0 | 0 | 0 | 0 | 0 | 0 | 0 | 0 | 0 | 0 | 0
SCE Partnership Roll-up E3 Calculator - With Carbon Adder - Proposed Program Plan | Linear Flourescents Interior | [16 empty] | System | #N/A | [21 empty] | 0 | 0 | 0 | 0 | 0 | 0 | 0 | 0 | 0 | 0 | 0 | 0 | 0 | 0 | 0 | 0 | 0 | 0 | 0 | 0 | 0 | 0 | 0 | 0 | 0 | 0 | 0 | 0 | 0
SCE Partnership Roll-up E3 Calculator - With Carbon Adder - Proposed Program Plan | Linear Flourescents (parking structures) Exterior | [16 empty] | System | #N/A | [21 empty] | 0 | 0 | 0 | 0 | 0 | 0 | 0 | 0 | 0 | 0 | 0 | 0 | 0 | 0 | 0 | 0 | 0 | 0 | 0 | 0 | 0 | 0 | 0 | 0 | 0 | 0 | 0 | 0 | 0
SCE Partnership Roll-up E3 Calculator - With Carbon Adder - Proposed Program Plan | Other Interior Lighting | [16 empty] | System | #N/A | [21 empty] | 0 | 0 | 0 | 0 | 0 | 0 | 0 | 0 | 0 | 0 | 0 | 0 | 0 | 0 | 0 | 0 | 0 | 0 | 0 | 0 | 0 | 0 | 0 | 0 | 0 | 0 | 0 | 0 | 0
SCE Partnership Roll-up E3 Calculator - With Carbon Adder - Proposed Program Plan | Other Exterior Lighting | [16 empty] | System | #N/A | [21 empty] | 0 | 0 | 0 | 0 | 0 | 0 | 0 | 0 | 0 | 0 | 0 | 0 | 0 | 0 | 0 | 0 | 0 | 0 | 0 | 0 | 0 | 0 | 0 | 0 | 0 | 0 | 0 | 0 | 0
SCE Partnership Roll-up E3 Calculator - With Carbon Adder - Proposed Program Plan | Refrigeration | [16 empty] | System | #N/A | [21 empty] | 0 | 0 | 0 | 0 | 0 | 0 | 0 | 0 | 0 | 0 | 0 | 0 | 0 | 0 | 0 | 0 | 0 | 0 | 0 | 0 | 0 | 0 | 0 | 0 | 0 | 0 | 0 | 0 | 0
SCE Partnership Roll-up E3 Calculator - With Carbon Adder - Proposed Program Plan | CUSTOMIZED MEASURES | [16 empty] | System | #N/A | [21 empty] | 0 | 0 | 0 | 0 | 0 | 0 | 0 | 0 | 0 | 0 | 0 | 0 | 0 | 0 | 0 | 0 | 0 | 0 | 0 | 0 | 0 | 0 | 0 | 0 | 0 | 0 | 0 | 0 | 0
SCE Partnership Roll-up E3 Calculator - With Carbon Adder - Proposed Program Plan | HVAC Equipment | [16 empty] | System | #N/A | [21 empty] | 0 | 0 | 0 | 0 | 0 | 0 | 0 | 0 | 0 | 0 | 0 | 0 | 0 | 0 | 0 | 0 | 0 | 0 | 0 | 0 | 0 | 0 | 0 | 0 | 0 | 0 | 0 | 0 | 0
SCE Partnership Roll-up E3 Calculator - With Carbon Adder - Proposed Program Plan | HVAC Envelope | [16 empty] | System | #N/A | [21 empty] | 0 | 0 | 0 | 0 | 0 | 0 | 0 | 0 | 0 | 0 | 0 | 0 | 0 | 0 | 0 | 0 | 0 | 0 | 0 | 0 | 0 | 0 | 0 | 0 | 0 | 0 | 0 | 0 | 0
SCE Partnership Roll-up E3 Calculator - With Carbon Adder - Proposed Program Plan | Interior Lighting | [16 empty] | System | #N/A | [21 empty] | 0 | 0 | 0 | 0 | 0 | 0 | 0 | 0 | 0 | 0 | 0 | 0 | 0 | 0 | 0 | 0 | 0 | 0 | 0 | 0 | 0 | 0 | 0 | 0 | 0 | 0 | 0 | 0 | 0
SCE Partnership Roll-up E3 Calculator - With Carbon Adder - Proposed Program Plan | Exterior Lighting | [16 empty] | System | #N/A | [21 empty] | 0 | 0 | 0 | 0 | 0 | 0 | 0 | 0 | 0 | 0 | 0 | 0 | 0 | 0 | 0 | 0 | 0 | 0 | 0 | 0 | 0 | 0 | 0 | 0 | 0 | 0 | 0 | 0 | 0
SCE Partnership Roll-up E3 Calculator - With Carbon Adder - Proposed Program Plan | Whole Building | [16 empty] | System | #N/A | [21 empty] | 0 | 0 | 0 | 0 | 0 | 0 | 0 | 0 | 0 | 0 | 0 | 0 | 0 | 0 | 0 | 0 | 0 | 0 | 0 | 0 | 0 | 0 | 0 | 0 | 0 | 0 | 0 | 0 | 0
SCE Partnership Roll-up E3 Calculator - With Carbon Adder - Proposed Program Plan | Other | [16 empty] | System | #N/A | [21 empty] | 0 | 0 | 0 | 0 | 0 | 0 | 0 | 0 | 0 | 0 | 0 | 0 | 0 | 0 | 0 | 0 | 0 | 0 | 0 | 0 | 0 | 0 | 0 | 0 | 0 | 0 | 0 | 0 | 0
SCE Partnership Roll-up E3 Calculator - With Carbon Adder - Proposed Program Plan | NONRESIDENTIAL | [16 empty] | System | #N/A | [21 empty] | 0 | 0 | 0 | 0 | 0 | 0 | 0 | 0 | 0 | 0 | 0 | 0 | 0 | 0 | 0 | 0 | 0 | 0 | 0 | 0 | 0 | 0 | 0 | 0 | 0 | 0 | 0 | 0 | 0
SCE Partnership Roll-up E3 Calculator - With Carbon Adder - Proposed Program Plan | DEEMED MEASURES | [16 empty] | System | #N/A | [21 empty] | 0 | 0 | 0 | 0 | 0 | 0 | 0 | 0 | 0 | 0 | 0 | 0 | 0 | 0 | 0 | 0 | 0 | 0 | 0 | 0 | 0 | 0 | 0 | 0 | 0 | 0 | 0 | 0 | 0
SCE Partnership Roll-up E3 Calculator - With Carbon Adder - Proposed Program Plan | Nonresidential Audits | DEER 2008 or SCE Workpaper | System | Misc._Commercial | Commercial Whole Building | TRUE | 3 | 70% | Unit | NEW/ROB/RET | 523.1 | 0 | 0 | 0 | 0 | 523.1 | 2909 | System | kW | 0.9 | [9 empty] | 3 | 70% | 0% | 663 | 663 | 663 | 0 | 0 | 0 | 0 |  | 165.75 | 165.75 | 165.75 | 165.75 | 165.75 | 165.75 | 165.75 | 165.75 | 165.75 | 165.75 | 165.75 | 165.75 | 0 | 0 | 0 | 0 | 0 | 0 | 0 | 0 | 0 | 0 | 0 | 0 | 0 | 0 | 0 | 0 | 1989
SCE Partnership Roll-up E3 Calculator - With Carbon Adder - Proposed Program Plan | Food Service | DEER 2008 or SCE Workpaper | System | Misc._Commercial | Commercial Whole Building | TRUE | 11.8 | 70% | Unit | NEW/ROB/RET | 5082.1765 | 371.3235 | 0 | 0 | 0 | 4710.8529 | 2556.3529 | System | kW | 0.53588 | [9 empty] | 11.8 | 70% | 0% | 10 | 12 | 12 | 0 | 0 | 0 | 0 |  | 2.5 | 2.5 | 2.5 | 2.5 | 3 | 3 | 3 | 3 | 3 | 3 | 3 | 3 | 0 | 0 | 0 | 0 | 0 | 0 | 0 | 0 | 0 | 0 | 0 | 0 | 0 | 0 | 0 | 0 | 34
SCE Partnership Roll-up E3 Calculator - With Carbon Adder - Proposed Program Plan | Laundry General | [16 empty] | System | #N/A | [21 empty] | 0 | 0 | 0 | 0 | 0 | 0 | 0 | 0 | 0 | 0 | 0 | 0 | 0 | 0 | 0 | 0 | 0 | 0 | 0 | 0 | 0 | 0 | 0 | 0 | 0 | 0 | 0 | 0 | 0
SCE Partnership Roll-up E3 Calculator - With Carbon Adder - Proposed Program Plan | Agricultural | [16 empty] | System | #N/A | [21 empty] | 0 | 0 | 0 | 0 | 0 | 0 | 0 | 0 | 0 | 0 | 0 | 0 | 0 | 0 | 0 | 0 | 0 | 0 | 0 | 0 | 0 | 0 | 0 | 0 | 0 | 0 | 0 | 0 | 0
SCE Partnership Roll-up E3 Calculator - With Carbon Adder - Proposed Program Plan | Greenhouse | [16 empty] | System | #N/A | [21 empty] | 0 | 0 | 0 | 0 | 0 | 0 | 0 | 0 | 0 | 0 | 0 | 0 | 0 | 0 | 0 | 0 | 0 | 0 | 0 | 0 | 0 | 0 | 0 | 0 | 0 | 0 | 0 | 0 | 0
SCE Partnership Roll-up E3 Calculator - With Carbon Adder - Proposed Program Plan | Process | [16 empty] | System | #N/A | [21 empty] | 0 | 0 | 0 | 0 | 0 | 0 | 0 | 0 | 0 | 0 | 0 | 0 | 0 | 0 | 0 | 0 | 0 | 0 | 0 | 0 | 0 | 0 | 0 | 0 | 0 | 0 | 0 | 0 | 0
SCE Partnership Roll-up E3 Calculator - With Carbon Adder - Proposed Program Plan | Pumping | [16 empty] | System | #N/A | [21 empty] | 0 | 0 | 0 | 0 | 0 | 0 | 0 | 0 | 0 | 0 | 0 | 0 | 0 | 0 | 0 | 0 | 0 | 0 | 0 | 0 | 0 | 0 | 0 | 0 | 0 | 0 | 0 | 0 | 0
SCE Partnership Roll-up E3 Calculator - With Carbon Adder - Proposed Program Plan | Municipal Water | [16 empty] | System | #N/A | [21 empty] | 0 | 0 | 0 | 0 | 0 | 0 | 0 | 0 | 0 | 0 | 0 | 0 | 0 | 0 | 0 | 0 | 0 | 0 | 0 | 0 | 0 | 0 | 0 | 0 | 0 | 0 | 0 | 0 | 0
SCE Partnership Roll-up E3 Calculator - With Carbon Adder - Proposed Program Plan | Process | [16 empty] | System | #N/A | [21 empty] | 0 | 0 | 0 | 0 | 0 | 0 | 0 | 0 | 0 | 0 | 0 | 0 | 0 | 0 | 0 | 0 | 0 | 0 | 0 | 0 | 0 | 0 | 0 | 0 | 0 | 0 | 0 | 0 | 0
SCE Partnership Roll-up E3 Calculator - With Carbon Adder - Proposed Program Plan | Pumping | [16 empty] | System | #N/A | [21 empty] | 0 | 0 | 0 | 0 | 0 | 0 | 0 | 0 | 0 | 0 | 0 | 0 | 0 | 0 | 0 | 0 | 0 | 0 | 0 | 0 | 0 | 0 | 0 | 0 | 0 | 0 | 0 | 0 | 0
SCE Partnership Roll-up E3 Calculator - With Carbon Adder - Proposed Program Plan | Refrigeration | [16 empty] | System | #N/A | [21 empty] | 0 | 0 | 0 | 0 | 0 | 0 | 0 | 0 | 0 | 0 | 0 | 0 | 0 | 0 | 0 | 0 | 0 | 0 | 0 | 0 | 0 | 0 | 0 | 0 | 0 | 0 | 0 | 0 | 0
SCE Partnership Roll-up E3 Calculator - With Carbon Adder - Proposed Program Plan | Casework | DEER 2008 or SCE Workpaper | System | Misc._Commercial | Refrigeration | TRUE | 12.1 | 70% | Unit | NEW/ROB/RET | 618.625 | 227.2949 | 0 | 0 | 0 | 391.3301 | 1241.3612 | System | kW | 0.077561 | [9 empty] | 12.1 | 70% | 0% | 86 | 85 | 85 | 0 | 0 | 0 | 0 |  | 21.5 | 21.5 | 21.5 | 21.5 | 21.25 | 21.25 | 21.25 | 21.25 | 21.25 | 21.25 | 21.25 | 21.25 | 0 | 0 | 0 | 0 | 0 | 0 | 0 | 0 | 0 | 0 | 0 | 0 | 0 | 0 | 0 | 0 | 256
SCE Partnership Roll-up E3 Calculator - With Carbon Adder - Proposed Program Plan | Compressors | DEER 2008 or SCE Workpaper | System | Misc._Commercial | Refrigeration | TRUE | 15 | 70% | Unit | NEW/ROB/RET | 695.57 | 375 | 0 | 0 | 0 | 320.57 | 2842.69 | System | kW | 1.191 | [9 empty] | 15 | 70% | 0% | 7 | 7 | 7 | 0 | 0 | 0 | 0 |  | 1.75 | 1.75 | 1.75 | 1.75 | 1.75 | 1.75 | 1.75 | 1.75 | 1.75 | 1.75 | 1.75 | 1.75 | 0 | 0 | 0 | 0 | 0 | 0 | 0 | 0 | 0 | 0 | 0 | 0 | 0 | 0 | 0 | 0 | 21
SCE Partnership Roll-up E3 Calculator - With Carbon Adder - Proposed Program Plan | Condenser | DEER 2008 or SCE Workpaper | System | Misc._Commercial | Refrigeration | TRUE | 15 | 70% | Unit | NEW/ROB/RET | 666.9996 | 235.4167 | 0 | 0 | 0 | 431.583 | 2302.87 | System | kW | 0.65973 | [9 empty] | 15 | 70% | 0% | 3 | 6 | 6 | 0 | 0 | 0 | 0 |  | 0.75 | 0.75 | 0.75 | 0.75 | 1.5 | 1.5 | 1.5 | 1.5 | 1.5 | 1.5 | 1.5 | 1.5 | 0 | 0 | 0 | 0 | 0 | 0 | 0 | 0 | 0 | 0 | 0 | 0 | 0 | 0 | 0 | 0 | 15
SCE Partnership Roll-up E3 Calculator - With Carbon Adder - Proposed Program Plan | Controls & VSDs | [16 empty] | System | #N/A | [21 empty] | 0 | 0 | 0 | 0 | 0 | 0 | 0 | 0 | 0 | 0 | 0 | 0 | 0 | 0 | 0 | 0 | 0 | 0 | 0 | 0 | 0 | 0 | 0 | 0 | 0 | 0 | 0 | 0 | 0
SCE Partnership Roll-up E3 Calculator - With Carbon Adder - Proposed Program Plan | Dist to others | DEER 2008 or SCE Workpaper | System | Misc._Commercial | Refrigeration | TRUE | 15 | 70% | Unit | NEW/ROB/RET | 291.94 | 18.75 | 0 | 0 | 0 | 273.19 | 545 | System | kW | 0.039083 | [9 empty] | 15 | 70% | 0% | 46 | 58 | 58 | 0 | 0 | 0 | 0 |  | 11.5 | 11.5 | 11.5 | 11.5 | 14.5 | 14.5 | 14.5 | 14.5 | 14.5 | 14.5 | 14.5 | 14.5 | 0 | 0 | 0 | 0 | 0 | 0 | 0 | 0 | 0 | 0 | 0 | 0 | 0 | 0 | 0 | 0 | 162
SCE Partnership Roll-up E3 Calculator - With Carbon Adder - Proposed Program Plan | Nonresidential Other (Downstream) | DEER 2008 or SCE Workpaper | System | Agricultural | Ag & Water Pumping | TRUE | 13.5 | 70% | Unit | NEW/ROB/RET | 1526.3439 | 479.7909 | 0 | 0 | 0 | 1046.5529 | 8466.0797 | System | kW | 1.3398 | [9 empty] | 13.5 | 70% | 0% | 383 | 383.6885 | 383.6885 | 0 | 0 | 0 | 0 |  | 95.75 | 95.75 | 95.75 | 95.75 | 95.9221 | 95.9221 | 95.9221 | 95.9221 | 95.9221 | 95.9221 | 95.9221 | 95.9221 | 0 | 0 | 0 | 0 | 0 | 0 | 0 | 0 | 0 | 0 | 0 | 0 | 0 | 0 | 0 | 0 | 1150.377
SCE Partnership Roll-up E3 Calculator - With Carbon Adder - Proposed Program Plan | Nonresidential Other (Upstream) | [16 empty] | System | #N/A | [21 empty] | 0 | 0 | 0 | 0 | 0 | 0 | 0 | 0 | 0 | 0 | 0 | 0 | 0 | 0 | 0 | 0 | 0 | 0 | 0 | 0 | 0 | 0 | 0 | 0 | 0 | 0 | 0 | 0 | 0
SCE Partnership Roll-up E3 Calculator - With Carbon Adder - Proposed Program Plan | Nonresidential Other (Direct Install) | [16 empty] | System | #N/A | [21 empty] | 0 | 0 | 0 | 0 | 0 | 0 | 0 | 0 | 0 | 0 | 0 | 0 | 0 | 0 | 0 | 0 | 0 | 0 | 0 | 0 | 0 | 0 | 0 | 0 | 0 | 0 | 0 | 0 | 0
SCE Partnership Roll-up E3 Calculator - With Carbon Adder - Proposed Program Plan | Nonresidential Other (Pump Tests) | [16 empty] | System | #N/A | [21 empty] | 0 | 0 | 0 | 0 | 0 | 0 | 0 | 0 | 0 | 0 | 0 | 0 | 0 | 0 | 0 | 0 | 0 | 0 | 0 | 0 | 0 | 0 | 0 | 0 | 0 | 0 | 0 | 0 | 0
SCE Partnership Roll-up E3 Calculator - With Carbon Adder - Proposed Program Plan | HVAC | [16 empty] | System | #N/A | [21 empty] | 0 | 0 | 0 | 0 | 0 | 0 | 0 | 0 | 0 | 0 | 0 | 0 | 0 | 0 | 0 | 0 | 0 | 0 | 0 | 0 | 0 | 0 | 0 | 0 | 0 | 0 | 0 | 0 | 0
SCE Partnership Roll-up E3 Calculator - With Carbon Adder - Proposed Program Plan | Commissioning | [16 empty] | System | #N/A | [21 empty] | 0 | 0 | 0 | 0 | 0 | 0 | 0 | 0 | 0 | 0 | 0 | 0 | 0 | 0 | 0 | 0 | 0 | 0 | 0 | 0 | 0 | 0 | 0 | 0 | 0 | 0 | 0 | 0 | 0
SCE Partnership Roll-up E3 Calculator - With Carbon Adder - Proposed Program Plan | Retrocommissioing | [16 empty] | System | #N/A | [21 empty] | 0 | 0 | 0 | 0 | 0 | 0 | 0 | 0 | 0 | 0 | 0 | 0 | 0 | 0 | 0 | 0 | 0 | 0 | 0 | 0 | 0 | 0 | 0 | 0 | 0 | 0 | 0 | 0 | 0
SCE Partnership Roll-up E3 Calculator - With Carbon Adder - Proposed Program Plan | New AC Equipment: packaged, split, etc. (Downstream) | DEER 2008 or SCE Workpaper | System | NON_RES | DEER:HVAC_Split-Package_AC | TRUE | 15 | 70% | Unit | NEW/ROB/RET | 864.4159 | 64.2685 | 0 | 0 | 0 | 800.1475 | 837.4306 | System | kWh | 0.21817 | [9 empty] | 15 | 70% | 0% | 3807 | 3807 | 3807 | 0 | 0 | 0 | 0 |  | 951.75 | 951.75 | 951.75 | 951.75 | 951.75 | 951.75 | 951.75 | 951.75 | 951.75 | 951.75 | 951.75 | 951.75 | 0 | 0 | 0 | 0 | 0 | 0 | 0 | 0 | 0 | 0 | 0 | 0 | 0 | 0 | 0 | 0 | 11421
SCE Partnership Roll-up E3 Calculator - With Carbon Adder - Proposed Program Plan | New AC Equipment: packaged, split, etc. (Upstream) | [16 empty] | System | #N/A | [21 empty] | 0 | 0 | 0 | 0 | 0 | 0 | 0 | 0 | 0 | 0 | 0 | 0 | 0 | 0 | 0 | 0 | 0 | 0 | 0 | 0 | 0 | 0 | 0 | 0 | 0 | 0 | 0 | 0 | 0
SCE Partnership Roll-up E3 Calculator - With Carbon Adder - Proposed Program Plan | New AC Equipment: packaged, split, etc. (Direct Install) | [16 empty] | System | #N/A | [21 empty] | 0 | 0 | 0 | 0 | 0 | 0 | 0 | 0 | 0 | 0 | 0 | 0 | 0 | 0 | 0 | 0 | 0 | 0 | 0 | 0 | 0 | 0 | 0 | 0 | 0 | 0 | 0 | 0 | 0
SCE Partnership Roll-up E3 Calculator - With Carbon Adder - Proposed Program Plan | Chillers | [16 empty] | System | #N/A | [21 empty] | 0 | 0 | 0 | 0 | 0 | 0 | 0 | 0 | 0 | 0 | 0 | 0 | 0 | 0 | 0 | 0 | 0 | 0 | 0 | 0 | 0 | 0 | 0 | 0 | 0 | 0 | 0 | 0 | 0
SCE Partnership Roll-up E3 Calculator - With Carbon Adder - Proposed Program Plan | Controls & VSDs | DEER 2008 or SCE Workpaper | System | Misc._Commercial | New_AC-Ret | TRUE | 15 | 70% | Unit | NEW/ROB/RET | 362.987 | 144.2829 | 0 | 0 | 0 | 218.7041 | 462.4447 | System | kW | 0.050486 | [9 empty] | 15 | 70% | 0% | 5437 | 5436 | 5436 | 0 | 0 | 0 | 0 |  | 1359.25 | 1359.25 | 1359.25 | 1359.25 | 1359 | 1359 | 1359 | 1359 | 1359 | 1359 | 1359 | 1359 | 0 | 0 | 0 | 0 | 0 | 0 | 0 | 0 | 0 | 0 | 0 | 0 | 0 | 0 | 0 | 0 | 16309
SCE Partnership Roll-up E3 Calculator - With Carbon Adder - Proposed Program Plan | Cooling Towers | [16 empty] | System | #N/A | [21 empty] | 0 | 0 | 0 | 0 | 0 | 0 | 0 | 0 | 0 | 0 | 0 | 0 | 0 | 0 | 0 | 0 | 0 | 0 | 0 | 0 | 0 | 0 | 0 | 0 | 0 | 0 | 0 | 0 | 0
SCE Partnership Roll-up E3 Calculator - With Carbon Adder - Proposed Program Plan | RCA (Direct Install) | [16 empty] | System | #N/A | [21 empty] | 0 | 0 | 0 | 0 | 0 | 0 | 0 | 0 | 0 | 0 | 0 | 0 | 0 | 0 | 0 | 0 | 0 | 0 | 0 | 0 | 0 | 0 | 0 | 0 | 0 | 0 | 0 | 0 | 0
SCE Partnership Roll-up E3 Calculator - With Carbon Adder - Proposed Program Plan | RCA (Midstream) | [16 empty] | System | #N/A | [21 empty] | 0 | 0 | 0 | 0 | 0 | 0 | 0 | 0 | 0 | 0 | 0 | 0 | 0 | 0 | 0 | 0 | 0 | 0 | 0 | 0 | 0 | 0 | 0 | 0 | 0 | 0 | 0 | 0 | 0
SCE Partnership Roll-up E3 Calculator - With Carbon Adder - Proposed Program Plan | Fans | [16 empty] | System | #N/A | [21 empty] | 0 | 0 | 0 | 0 | 0 | 0 | 0 | 0 | 0 | 0 | 0 | 0 | 0 | 0 | 0 | 0 | 0 | 0 | 0 | 0 | 0 | 0 | 0 | 0 | 0 | 0 | 0 | 0 | 0
SCE Partnership Roll-up E3 Calculator - With Carbon Adder - Proposed Program Plan | Ducts | [16 empty] | System | #N/A | [21 empty] | 0 | 0 | 0 | 0 | 0 | 0 | 0 | 0 | 0 | 0 | 0 | 0 | 0 | 0 | 0 | 0 | 0 | 0 | 0 | 0 | 0 | 0 | 0 | 0 | 0 | 0 | 0 | 0 | 0
SCE Partnership Roll-up E3 Calculator - With Carbon Adder - Proposed Program Plan | Other Ventilation | [16 empty] | System | #N/A | [21 empty] | 0 | 0 | 0 | 0 | 0 | 0 | 0 | 0 | 0 | 0 | 0 | 0 | 0 | 0 | 0 | 0 | 0 | 0 | 0 | 0 | 0 | 0 | 0 | 0 | 0 | 0 | 0 | 0 | 0
SCE Partnership Roll-up E3 Calculator - With Carbon Adder - Proposed Program Plan | Economizers | [16 empty] | System | #N/A | [21 empty] | 0 | 0 | 0 | 0 | 0 | 0 | 0 | 0 | 0 | 0 | 0 | 0 | 0 | 0 | 0 | 0 | 0 | 0 | 0 | 0 | 0 | 0 | 0 | 0 | 0 | 0 | 0 | 0 | 0
SCE Partnership Roll-up E3 Calculator - With Carbon Adder - Proposed Program Plan | Envelope (Downsteam) | [16 empty] | System | #N/A | [21 empty] | 0 | 0 | 0 | 0 | 0 | 0 | 0 | 0 | 0 | 0 | 0 | 0 | 0 | 0 | 0 | 0 | 0 | 0 | 0 | 0 | 0 | 0 | 0 | 0 | 0 | 0 | 0 | 0 | 0
SCE Partnership Roll-up E3 Calculator - With Carbon Adder - Proposed Program Plan | Envelope (Direct Install) | [16 empty] | System | #N/A | [21 empty] | 0 | 0 | 0 | 0 | 0 | 0 | 0 | 0 | 0 | 0 | 0 | 0 | 0 | 0 | 0 | 0 | 0 | 0 | 0 | 0 | 0 | 0 | 0 | 0 | 0 | 0 | 0 | 0 | 0
SCE Partnership Roll-up E3 Calculator - With Carbon Adder - Proposed Program Plan | HVAC Other (Downstream) | DEER 2008 or SCE Workpaper | System | Misc._Commercial | New_AC-Ret | TRUE | 10 | 70% | Unit | NEW/ROB/RET | 91.5443 | 44.3323 | 0 | 0 | 0 | 47.212 | 139.0619 | System | kW | 0.16295 | [9 empty] | 10 | 70% | 0% | 1736 | 1736 | 1736 | 0 | 0 | 0 | 0 |  | 434 | 434 | 434 | 434 | 434 | 434 | 434 | 434 | 434 | 434 | 434 | 434 | 0 | 0 | 0 | 0 | 0 | 0 | 0 | 0 | 0 | 0 | 0 | 0 | 0 | 0 | 0 | 0 | 5208
SCE Partnership Roll-up E3 Calculator - With Carbon Adder - Proposed Program Plan | HVAC Other (Direct Install) | [16 empty] | System | #N/A | [21 empty] | 0 | 0 | 0 | 0 | 0 | 0 | 0 | 0 | 0 | 0 | 0 | 0 | 0 | 0 | 0 | 0 | 0 | 0 | 0 | 0 | 0 | 0 | 0 | 0 | 0 | 0 | 0 | 0 | 0
SCE Partnership Roll-up E3 Calculator - With Carbon Adder - Proposed Program Plan | HVAC Other (Midstream) | [16 empty] | System | #N/A | [21 empty] | 0 | 0 | 0 | 0 | 0 | 0 | 0 | 0 | 0 | 0 | 0 | 0 | 0 | 0 | 0 | 0 | 0 | 0 | 0 | 0 | 0 | 0 | 0 | 0 | 0 | 0 | 0 | 0 | 0
SCE Partnership Roll-up E3 Calculator - With Carbon Adder - Proposed Program Plan | Lighting | [16 empty] | System | #N/A | [21 empty] | 0 | 0 | 0 | 0 | 0 | 0 | 0 | 0 | 0 | 0 | 0 | 0 | 0 | 0 | 0 | 0 | 0 | 0 | 0 | 0 | 0 | 0 | 0 | 0 | 0 | 0 | 0 | 0 | 0
SCE Partnership Roll-up E3 Calculator - With Carbon Adder - Proposed Program Plan | Screw-in CFL Interior (Downstream) | DEER 2008 or SCE Workpaper | System | NON_RES | DEER:Indoor_CFL_Ltg | TRUE | 3.2 | 70% | Unit | NEW/ROB/RET | 9.4085 | 4.8605 | 0 | 0 | 0 | 4.548 | 227.6385 | System | kWh | 0.043113 | [9 empty] | 3.2 | 70% | 0% | 3323 | 3614 | 0 | 0 | 0 | 0 | 0 |  | 830.75 | 830.75 | 830.75 | 830.75 | 903.5 | 903.5 | 903.5 | 903.5 | 0 | 0 | 0 | 0 | 0 | 0 | 0 | 0 | 0 | 0 | 0 | 0 | 0 | 0 | 0 | 0 | 0 | 0 | 0 | 0 | 6937
SCE Partnership Roll-up E3 Calculator - With Carbon Adder - Proposed Program Plan | Screw-in CFL Interior (Upstream - Traditional) | [16 empty] | System | #N/A | [21 empty] | 0 | 0 | 0 | 0 | 0 | 0 | 0 | 0 | 0 | 0 | 0 | 0 | 0 | 0 | 0 | 0 | 0 | 0 | 0 | 0 | 0 | 0 | 0 | 0 | 0 | 0 | 0 | 0 | 0
SCE Partnership Roll-up E3 Calculator - With Carbon Adder - Proposed Program Plan | Screw-in CFL Interior (Upstream - Specialty) | [16 empty] | System | #N/A | [21 empty] | 0 | 0 | 0 | 0 | 0 | 0 | 0 | 0 | 0 | 0 | 0 | 0 | 0 | 0 | 0 | 0 | 0 | 0 | 0 | 0 | 0 | 0 | 0 | 0 | 0 | 0 | 0 | 0 | 0
SCE Partnership Roll-up E3 Calculator - With Carbon Adder - Proposed Program Plan | Screw-in CFL Interior (Direct Install) | [16 empty] | System | #N/A | [21 empty] | 0 | 0 | 0 | 0 | 0 | 0 | 0 | 0 | 0 | 0 | 0 | 0 | 0 | 0 | 0 | 0 | 0 | 0 | 0 | 0 | 0 | 0 | 0 | 0 | 0 | 0 | 0 | 0 | 0
SCE Partnership Roll-up E3 Calculator - With Carbon Adder - Proposed Program Plan | CFL Fixture Interior | DEER 2008 or SCE Workpaper | System | NON_RES | DEER:Indoor_CFL_Ltg | TRUE | 12 | 70% | Unit | NEW/ROB/RET | 13.9845 | 14.7139 | 0 | 0 | 0 | -0.72937 | 214.5863 | System | kWh | 0.051215 | [9 empty] | 12 | 70% | 0% | 2740.4918 | 2753.6323 | 2754 | 0 | 0 | 0 | 0 |  | 685.1229 | 685.1229 | 685.1229 | 685.1229 | 688.4081 | 688.4081 | 688.4081 | 688.4081 | 688.5 | 688.5 | 688.5 | 688.5 | 0 | 0 | 0 | 0 | 0 | 0 | 0 | 0 | 0 | 0 | 0 | 0 | 0 | 0 | 0 | 0 | 8248.1241
SCE Partnership Roll-up E3 Calculator - With Carbon Adder - Proposed Program Plan | Interior Exit Signs | DEER 2008 or SCE Workpaper | System | NON_RES | DEER:Indoor_Non-CFL_Ltg | TRUE | 16 | 70% | Unit | NEW/ROB/RET | 57.0047 | 33.75 | 0 | 0 | 0 | 23.2547 | 356.364 | System | kWh | 0.045249 | [9 empty] | 16 | 70% | 0% | 161 | 166 | 166 | 0 | 0 | 0 | 0 |  | 40.25 | 40.25 | 40.25 | 40.25 | 41.5 | 41.5 | 41.5 | 41.5 | 41.5 | 41.5 | 41.5 | 41.5 | 0 | 0 | 0 | 0 | 0 | 0 | 0 | 0 | 0 | 0 | 0 | 0 | 0 | 0 | 0 | 0 | 493
SCE Partnership Roll-up E3 Calculator - With Carbon Adder - Proposed Program Plan | Linear Flourescents Interior (Downstream) | DEER 2008 or SCE Workpaper | System | NON_RES | DEER:Indoor_Non-CFL_Ltg | TRUE | 11 | 70% | Unit | NEW/ROB/RET | 48.9466 | 5.4319 | 0 | 0 | 0 | 43.5147 | 42.9275 | System | kWh | 0.0081474 | [9 empty] | 11 | 70% | 0% | 31853 | 31930.0983 | 31930 | 0 | 0 | 0 | 0 |  | 7963.25 | 7963.25 | 7963.25 | 7963.25 | 7982.5246 | 7982.5246 | 7982.5246 | 7982.5246 | 7982.5 | 7982.5 | 7982.5 | 7982.5 | 0 | 0 | 0 | 0 | 0 | 0 | 0 | 0 | 0 | 0 | 0 | 0 | 0 | 0 | 0 | 0 | 95713.0983
SCE Partnership Roll-up E3 Calculator - With Carbon Adder - Proposed Program Plan | Linear Flourescents Interior (Direct Install) | [16 empty] | System | #N/A | [21 empty] | 0 | 0 | 0 | 0 | 0 | 0 | 0 | 0 | 0 | 0 | 0 | 0 | 0 | 0 | 0 | 0 | 0 | 0 | 0 | 0 | 0 | 0 | 0 | 0 | 0 | 0 | 0 | 0 | 0
SCE Partnership Roll-up E3 Calculator - With Carbon Adder - Proposed Program Plan | HID Interior | DEER 2008 or SCE Workpaper | System | NON_RES | DEER:Indoor_Non-CFL_Ltg | TRUE | 15 | 70% | Unit | NEW/ROB/RET | 200.9412 | 50 | 0 | 0 | 0 | 150.9412 | 1321.827 | System | kWh | 0.36304 | [9 empty] | 15 | 70% | 0% | 100 | 100 | 100 | 0 | 0 | 0 | 0 |  | 25 | 25 | 25 | 25 | 25 | 25 | 25 | 25 | 25 | 25 | 25 | 25 | 0 | 0 | 0 | 0 | 0 | 0 | 0 | 0 | 0 | 0 | 0 | 0 | 0 | 0 | 0 | 0 | 300
SCE Partnership Roll-up E3 Calculator - With Carbon Adder - Proposed Program Plan | LED Interior | [16 empty] | System | #N/A | [21 empty] | 0 | 0 | 0 | 0 | 0 | 0 | 0 | 0 | 0 | 0 | 0 | 0 | 0 | 0 | 0 | 0 | 0 | 0 | 0 | 0 | 0 | 0 | 0 | 0 | 0 | 0 | 0 | 0 | 0
SCE Partnership Roll-up E3 Calculator - With Carbon Adder - Proposed Program Plan | Interior Controls (Downstream) | DEER 2008 or SCE Workpaper | System | NON_RES | DEER:Indoor_Non-CFL_Ltg | TRUE | 8 | 70% | Unit | NEW/ROB/RET | 193.2224 | 38.0191 | 0 | 0 | 0 | 155.2033 | 518.4452 | System | kWh | 0.029692 | [9 empty] | 8 | 70% | 0% | 130 | 138 | 138 | 0 | 0 | 0 | 0 |  | 32.5 | 32.5 | 32.5 | 32.5 | 34.5 | 34.5 | 34.5 | 34.5 | 34.5 | 34.5 | 34.5 | 34.5 | 0 | 0 | 0 | 0 | 0 | 0 | 0 | 0 | 0 | 0 | 0 | 0 | 0 | 0 | 0 | 0 | 406
SCE Partnership Roll-up E3 Calculator - With Carbon Adder - Proposed Program Plan | Interior Controls (Direct Install) | [16 empty] | System | #N/A | [21 empty] | 0 | 0 | 0 | 0 | 0 | 0 | 0 | 0 | 0 | 0 | 0 | 0 | 0 | 0 | 0 | 0 | 0 | 0 | 0 | 0 | 0 | 0 | 0 | 0 | 0 | 0 | 0 | 0 | 0
SCE Partnership Roll-up E3 Calculator - With Carbon Adder - Proposed Program Plan | Interior Day Lighting | [16 empty] | System | #N/A | [21 empty] | 0 | 0 | 0 | 0 | 0 | 0 | 0 | 0 | 0 | 0 | 0 | 0 | 0 | 0 | 0 | 0 | 0 | 0 | 0 | 0 | 0 | 0 | 0 | 0 | 0 | 0 | 0 | 0 | 0
SCE Partnership Roll-up E3 Calculator - With Carbon Adder - Proposed Program Plan | Other Interior Lighting | DEER 2008 or SCE Workpaper | System | NON_RES | DEER:Indoor_Non-CFL_Ltg | TRUE | 13.9 | 70% | Unit | NEW/ROB/RET | 131.9124 | 33.2143 | 0 | 0 | 0 | 98.6981 | 180.9429 | System | kWh | 0.051953 | [9 empty] | 13.9 | 70% | 0% | 19 | 22 | 22 | 0 | 0 | 0 | 0 |  | 4.75 | 4.75 | 4.75 | 4.75 | 5.5 | 5.5 | 5.5 | 5.5 | 5.5 | 5.5 | 5.5 | 5.5 | 0 | 0 | 0 | 0 | 0 | 0 | 0 | 0 | 0 | 0 | 0 | 0 | 0 | 0 | 0 | 0 | 63
SCE Partnership Roll-up E3 Calculator - With Carbon Adder - Proposed Program Plan | CFL Lamp Exterior | [16 empty] | System | #N/A | [21 empty] | 0 | 0 | 0 | 0 | 0 | 0 | 0 | 0 | 0 | 0 | 0 | 0 | 0 | 0 | 0 | 0 | 0 | 0 | 0 | 0 | 0 | 0 | 0 | 0 | 0 | 0 | 0 | 0 | 0
SCE Partnership Roll-up E3 Calculator - With Carbon Adder - Proposed Program Plan | CFL Fixture Exterior | [16 empty] | System | #N/A | [21 empty] | 0 | 0 | 0 | 0 | 0 | 0 | 0 | 0 | 0 | 0 | 0 | 0 | 0 | 0 | 0 | 0 | 0 | 0 | 0 | 0 | 0 | 0 | 0 | 0 | 0 | 0 | 0 | 0 | 0
SCE Partnership Roll-up E3 Calculator - With Carbon Adder - Proposed Program Plan | Other Exterior Lighting | DEER 2008 or SCE Workpaper | System | Misc._Commercial | Outdoor Lt | TRUE | 15 | 70% | Unit | NEW/ROB/RET | 210.22 | 102.5 | 0 | 0 | 0 | 107.72 | 1665.5 | System | kW | 0 | [9 empty] | 15 | 70% | 0% | 14 | 24 | 24 | 0 | 0 | 0 | 0 |  | 3.5 | 3.5 | 3.5 | 3.5 | 6 | 6 | 6 | 6 | 6 | 6 | 6 | 6 | 0 | 0 | 0 | 0 | 0 | 0 | 0 | 0 | 0 | 0 | 0 | 0 | 0 | 0 | 0 | 0 | 62
SCE Partnership Roll-up E3 Calculator - With Carbon Adder - Proposed Program Plan | Process | [16 empty] | System | #N/A | [21 empty] | 0 | 0 | 0 | 0 | 0 | 0 | 0 | 0 | 0 | 0 | 0 | 0 | 0 | 0 | 0 | 0 | 0 | 0 | 0 | 0 | 0 | 0 | 0 | 0 | 0 | 0 | 0 | 0 | 0
SCE Partnership Roll-up E3 Calculator - With Carbon Adder - Proposed Program Plan | Compressed Air | [16 empty] | System | #N/A | [21 empty] | 0 | 0 | 0 | 0 | 0 | 0 | 0 | 0 | 0 | 0 | 0 | 0 | 0 | 0 | 0 | 0 | 0 | 0 | 0 | 0 | 0 | 0 | 0 | 0 | 0 | 0 | 0 | 0 | 0
SCE Partnership Roll-up E3 Calculator - With Carbon Adder - Proposed Program Plan | Controls | [16 empty] | System | #N/A | [21 empty] | 0 | 0 | 0 | 0 | 0 | 0 | 0 | 0 | 0 | 0 | 0 | 0 | 0 | 0 | 0 | 0 | 0 | 0 | 0 | 0 | 0 | 0 | 0 | 0 | 0 | 0 | 0 | 0 | 0
SCE Partnership Roll-up E3 Calculator - With Carbon Adder - Proposed Program Plan | VSD | [16 empty] | System | #N/A | [21 empty] | 0 | 0 | 0 | 0 | 0 | 0 | 0 | 0 | 0 | 0 | 0 | 0 | 0 | 0 | 0 | 0 | 0 | 0 | 0 | 0 | 0 | 0 | 0 | 0 | 0 | 0 | 0 | 0 | 0
SCE Partnership Roll-up E3 Calculator - With Carbon Adder - Proposed Program Plan | Oil Well Pump-Off Controllers | [16 empty] | System | #N/A | [21 empty] | 0 | 0 | 0 | 0 | 0 | 0 | 0 | 0 | 0 | 0 | 0 | 0 | 0 | 0 | 0 | 0 | 0 | 0 | 0 | 0 | 0 | 0 | 0 | 0 | 0 | 0 | 0 | 0 | 0
SCE Partnership Roll-up E3 Calculator - With Carbon Adder - Proposed Program Plan | Custom | [16 empty] | System | #N/A | [21 empty] | 0 | 0 | 0 | 0 | 0 | 0 | 0 | 0 | 0 | 0 | 0 | 0 | 0 | 0 | 0 | 0 | 0 | 0 | 0 | 0 | 0 | 0 | 0 | 0 | 0 | 0 | 0 | 0 | 0
SCE Partnership Roll-up E3 Calculator - With Carbon Adder - Proposed Program Plan | Cooling & Motors | [16 empty] | System | #N/A | [21 empty] | 0 | 0 | 0 | 0 | 0 | 0 | 0 | 0 | 0 | 0 | 0 | 0 | 0 | 0 | 0 | 0 | 0 | 0 | 0 | 0 | 0 | 0 | 0 | 0 | 0 | 0 | 0 | 0 | 0
SCE Partnership Roll-up E3 Calculator - With Carbon Adder - Proposed Program Plan | Pumps & Vacuum | [16 empty] | System | #N/A | [21 empty] | 0 | 0 | 0 | 0 | 0 | 0 | 0 | 0 | 0 | 0 | 0 | 0 | 0 | 0 | 0 | 0 | 0 | 0 | 0 | 0 | 0 | 0 | 0 | 0 | 0 | 0 | 0 | 0 | 0
SCE Partnership Roll-up E3 Calculator - With Carbon Adder - Proposed Program Plan | Water Heating | [16 empty] | System | #N/A | [21 empty] | 0 | 0 | 0 | 0 | 0 | 0 | 0 | 0 | 0 | 0 | 0 | 0 | 0 | 0 | 0 | 0 | 0 | 0 | 0 | 0 | 0 | 0 | 0 | 0 | 0 | 0 | 0 | 0 | 0
SCE Partnership Roll-up E3 Calculator - With Carbon Adder - Proposed Program Plan | Efficiency | [16 empty] | System | #N/A | [21 empty] | 0 | 0 | 0 | 0 | 0 | 0 | 0 | 0 | 0 | 0 | 0 | 0 | 0 | 0 | 0 | 0 | 0 | 0 | 0 | 0 | 0 | 0 | 0 | 0 | 0 | 0 | 0 | 0 | 0
SCE Partnership Roll-up E3 Calculator - With Carbon Adder - Proposed Program Plan | Use Reduction | [16 empty] | System | #N/A | [21 empty] | 0 | 0 | 0 | 0 | 0 | 0 | 0 | 0 | 0 | 0 | 0 | 0 | 0 | 0 | 0 | 0 | 0 | 0 | 0 | 0 | 0 | 0 | 0 | 0 | 0 | 0 | 0 | 0 | 0
SCE Partnership Roll-up E3 Calculator - With Carbon Adder - Proposed Program Plan | CUSTOMIZED MEASURES | [16 empty] | System | #N/A | [21 empty] | 0 | 0 | 0 | 0 | 0 | 0 | 0 | 0 | 0 | 0 | 0 | 0 | 0 | 0 | 0 | 0 | 0 | 0 | 0 | 0 | 0 | 0 | 0 | 0 | 0 | 0 | 0 | 0 | 0
SCE Partnership Roll-up E3 Calculator - With Carbon Adder - Proposed Program Plan | HVAC | [16 empty] | System | #N/A | [21 empty] | 0 | 0 | 0 | 0 | 0 | 0 | 0 | 0 | 0 | 0 | 0 | 0 | 0 | 0 | 0 | 0 | 0 | 0 | 0 | 0 | 0 | 0 | 0 | 0 | 0 | 0 | 0 | 0 | 0
SCE Partnership Roll-up E3 Calculator - With Carbon Adder - Proposed Program Plan | Chillers | DEER 2008 or SCE Workpaper | System | NON_RES | DEER:HVAC_Chillers | TRUE | 20 | 70% | Unit | NEW/ROB/RET | 2.202 | 0.20775 | 0 | 0 | 0 | 1.9943 | 1 | System | kWh | 0.00046305 | [9 empty] | 20 | 70% | 0% | 1845364.3788 | 3400695.8866 | 3756472.9598 | 16667 | 0 | 0 | 0 |  | 461341.0947 | 461341.0947 | 461341.0947 | 461341.0947 | 850173.9716 | 850173.9716 | 850173.9716 | 850173.9716 | 939118.2399 | 939118.2399 | 939118.2399 | 939118.2399 | 4166.75 | 4166.75 | 4166.75 | 4166.75 | 0 | 0 | 0 | 0 | 0 | 0 | 0 | 0 | 0 | 0 | 0 | 0 | 9019200.2251
SCE Partnership Roll-up E3 Calculator - With Carbon Adder - Proposed Program Plan | Controls & VSDs | DEER 2008 or SCE Workpaper | System | Misc._Commercial | New_AC-Ret | TRUE | 15 | 70% | Unit | NEW/ROB/RET | 0.18959 | 0.17267 | 0 | 0 | 0 | 0.016925 | 1 | System | kW | 0.00011426 | [9 empty] | 15 | 70% | 0% | 6289270.5846 | 11587506.2087 | 12741556.6823 | 0 | 0 | 0 | 0 |  | 1572317.6462 | 1572317.6462 | 1572317.6462 | 1572317.6462 | 2896876.5522 | 2896876.5522 | 2896876.5522 | 2896876.5522 | 3185389.1706 | 3185389.1706 | 3185389.1706 | 3185389.1706 | 0 | 0 | 0 | 0 | 0 | 0 | 0 | 0 | 0 | 0 | 0 | 0 | 0 | 0 | 0 | 0 | 30618333.4756
SCE Partnership Roll-up E3 Calculator - With Carbon Adder - Proposed Program Plan | Cool Roofs | [16 empty] | System | #N/A | [21 empty] | 0 | 0 | 0 | 0 | 0 | 0 | 0 | 0 | 0 | 0 | 0 | 0 | 0 | 0 | 0 | 0 | 0 | 0 | 0 | 0 | 0 | 0 | 0 | 0 | 0 | 0 | 0 | 0 | 0
SCE Partnership Roll-up E3 Calculator - With Carbon Adder - Proposed Program Plan | Cooling Towers | [16 empty] | System | #N/A | [21 empty] | 0 | 0 | 0 | 0 | 0 | 0 | 0 | 0 | 0 | 0 | 0 | 0 | 0 | 0 | 0 | 0 | 0 | 0 | 0 | 0 | 0 | 0 | 0 | 0 | 0 | 0 | 0 | 0 | 0
SCE Partnership Roll-up E3 Calculator - With Carbon Adder - Proposed Program Plan | Fans | [16 empty] | System | #N/A | [21 empty] | 0 | 0 | 0 | 0 | 0 | 0 | 0 | 0 | 0 | 0 | 0 | 0 | 0 | 0 | 0 | 0 | 0 | 0 | 0 | 0 | 0 | 0 | 0 | 0 | 0 | 0 | 0 | 0 | 0
SCE Partnership Roll-up E3 Calculator - With Carbon Adder - Proposed Program Plan | HVAC Other | DEER 2008 or SCE Workpaper | System | Misc._Commercial | New_AC-Ret | TRUE | 15 | 70% | Unit | NEW/ROB/RET | 1.4967 | 0.23866 | 0 | 0 | 0 | 1.2581 | 1 | System | kW | 0.00034819 | [9 empty] | 15 | 70% | 0% | 4404818 | 8876304 | 8942970 | 133333 | 0 | 0 | 0 |  | 1101204.5 | 1101204.5 | 1101204.5 | 1101204.5 | 2219076 | 2219076 | 2219076 | 2219076 | 2235742.5 | 2235742.5 | 2235742.5 | 2235742.5 | 33333.25 | 33333.25 | 33333.25 | 33333.25 | 0 | 0 | 0 | 0 | 0 | 0 | 0 | 0 | 0 | 0 | 0 | 0 | 22357425
SCE Partnership Roll-up E3 Calculator - With Carbon Adder - Proposed Program Plan | New AC Equipment: packaged, split, etc. | DEER 2008 or SCE Workpaper | System | NON_RES | DEER:HVAC_Split-Package_AC | TRUE | 15 | 70% | Unit | NEW/ROB/RET | 1.0564 | 0.089888 | 0 | 0 | 0 | 0.96655 | 1 | System | kWh | 0.0003575 | [9 empty] | 15 | 70% | 0% | 746161.7505 | 1193154.7921 | 1541532.7594 | 0 | 0 | 0 | 0 |  | 186540.4376 | 186540.4376 | 186540.4376 | 186540.4376 | 298288.698 | 298288.698 | 298288.698 | 298288.698 | 385383.1898 | 385383.1898 | 385383.1898 | 385383.1898 | 0 | 0 | 0 | 0 | 0 | 0 | 0 | 0 | 0 | 0 | 0 | 0 | 0 | 0 | 0 | 0 | 3480849.302
SCE Partnership Roll-up E3 Calculator - With Carbon Adder - Proposed Program Plan | Other Ventilation | [16 empty] | System | #N/A | [21 empty] | 0 | 0 | 0 | 0 | 0 | 0 | 0 | 0 | 0 | 0 | 0 | 0 | 0 | 0 | 0 | 0 | 0 | 0 | 0 | 0 | 0 | 0 | 0 | 0 | 0 | 0 | 0 | 0 | 0
SCE Partnership Roll-up E3 Calculator - With Carbon Adder - Proposed Program Plan | RCA | [16 empty] | System | #N/A | [21 empty] | 0 | 0 | 0 | 0 | 0 | 0 | 0 | 0 | 0 | 0 | 0 | 0 | 0 | 0 | 0 | 0 | 0 | 0 | 0 | 0 | 0 | 0 | 0 | 0 | 0 | 0 | 0 | 0 | 0
SCE Partnership Roll-up E3 Calculator - With Carbon Adder - Proposed Program Plan | Retrocommissioing | DEER 2008 or SCE Workpaper | System | Misc._Commercial |  |  | 10 | 70% | Unit | NEW/ROB/RET | 0.454 | 0.24 | 0 | 0 | 0 | 0.214 | 1 | System | #N/A | 0 | [9 empty] | 10 | 70% | 0% | 8809638 | 17619274 | 17619253 | 0 | 0 | 0 | 0 |  | 2202409.5 | 2202409.5 | 2202409.5 | 2202409.5 | 4404818.5 | 4404818.5 | 4404818.5 | 4404818.5 | 4404813.25 | 4404813.25 | 4404813.25 | 4404813.25 | 0 | 0 | 0 | 0 | 0 | 0 | 0 | 0 | 0 | 0 | 0 | 0 | 0 | 0 | 0 | 0 | 44048165
SCE Partnership Roll-up E3 Calculator - With Carbon Adder - Proposed Program Plan | Space Conditioning | [16 empty] | System | #N/A | [21 empty] | 0 | 0 | 0 | 0 | 0 | 0 | 0 | 0 | 0 | 0 | 0 | 0 | 0 | 0 | 0 | 0 | 0 | 0 | 0 | 0 | 0 | 0 | 0 | 0 | 0 | 0 | 0 | 0 | 0
SCE Partnership Roll-up E3 Calculator - With Carbon Adder - Proposed Program Plan | Exterior Lighting | [16 empty] | System | #N/A | [21 empty] | 0 | 0 | 0 | 0 | 0 | 0 | 0 | 0 | 0 | 0 | 0 | 0 | 0 | 0 | 0 | 0 | 0 | 0 | 0 | 0 | 0 | 0 | 0 | 0 | 0 | 0 | 0 | 0 | 0
SCE Partnership Roll-up E3 Calculator - With Carbon Adder - Proposed Program Plan | Customized Exterior Lighting | DEER 2008 or SCE Workpaper | System | Misc._Commercial | Outdoor Lt | TRUE | 15 | 70% | Unit | NEW/ROB/RET | 0.069922 | 0.1914 | 0 | 0 | 0 | -0.12148 | 1 | System | kW | 0 | [9 empty] | 15 | 70% | 0% | 1065043.5886 | 1928707.893 | 2052543.2276 | 0 | 0 | 0 | 0 |  | 266260.8971 | 266260.8971 | 266260.8971 | 266260.8971 | 482176.9732 | 482176.9732 | 482176.9732 | 482176.9732 | 513135.8069 | 513135.8069 | 513135.8069 | 513135.8069 | 0 | 0 | 0 | 0 | 0 | 0 | 0 | 0 | 0 | 0 | 0 | 0 | 0 | 0 | 0 | 0 | 5046294.7091
SCE Partnership Roll-up E3 Calculator - With Carbon Adder - Proposed Program Plan | Exterior Lighting Controls | DEER 2008 or SCE Workpaper | System | Misc._Commercial | Outdoor Lt | TRUE | 14.9 | 70% | Unit | NEW/ROB/RET | 0.49693 | 0.21431 | 0 | 0 | 0 | 0.28261 | 1.0183 | System | kW | 0 | [9 empty] | 14.9 | 70% | 0% | 352391 | 704777 | 704777 | 0 | 0 | 0 | 0 |  | 88097.75 | 88097.75 | 88097.75 | 88097.75 | 176194.25 | 176194.25 | 176194.25 | 176194.25 | 176194.25 | 176194.25 | 176194.25 | 176194.25 | 0 | 0 | 0 | 0 | 0 | 0 | 0 | 0 | 0 | 0 | 0 | 0 | 0 | 0 | 0 | 0 | 1761945
SCE Partnership Roll-up E3 Calculator - With Carbon Adder - Proposed Program Plan | Interior Lighting | [16 empty] | System | #N/A | [21 empty] | 0 | 0 | 0 | 0 | 0 | 0 | 0 | 0 | 0 | 0 | 0 | 0 | 0 | 0 | 0 | 0 | 0 | 0 | 0 | 0 | 0 | 0 | 0 | 0 | 0 | 0 | 0 | 0 | 0
SCE Partnership Roll-up E3 Calculator - With Carbon Adder - Proposed Program Plan | Customized Interior Lighting | DEER 2008 or SCE Workpaper | System | NON_RES | DEER:Indoor_Non-CFL_Ltg | TRUE | 11.2 | 70% | Unit | NEW/ROB/RET | 0.59861 | 0.21401 | 0 | 0 | 0 | 0.3846 | 1 | System | kWh | 0.00019689 | [9 empty] | 11.2 | 70% | 0% | 5285783 | 10571565 | 10571565 | 0 | 0 | 0 | 0 |  | 1321445.75 | 1321445.75 | 1321445.75 | 1321445.75 | 2642891.25 | 2642891.25 | 2642891.25 | 2642891.25 | 2642891.25 | 2642891.25 | 2642891.25 | 2642891.25 | 0 | 0 | 0 | 0 | 0 | 0 | 0 | 0 | 0 | 0 | 0 | 0 | 0 | 0 | 0 | 0 | 26428913
SCE Partnership Roll-up E3 Calculator - With Carbon Adder - Proposed Program Plan | Daylighting | DEER 2008 or SCE Workpaper | System | NON_RES | DEER:Indoor_Non-CFL_Ltg | TRUE | 16 | 70% | Unit | NEW/ROB/RET | 0.22 | 0.24 | 0 | 0 | 0 | -0.02 | 1 | System | kWh | 0.0003 | [9 empty] | 16 | 70% | 0% | 0 | 13333 | 26667 | 26667 | 0 | 0 | 0 |  | 0 | 0 | 0 | 0 | 3333.25 | 3333.25 | 3333.25 | 3333.25 | 6666.75 | 6666.75 | 6666.75 | 6666.75 | 6666.75 | 6666.75 | 6666.75 | 6666.75 | 0 | 0 | 0 | 0 | 0 | 0 | 0 | 0 | 0 | 0 | 0 | 0 | 66667
SCE Partnership Roll-up E3 Calculator - With Carbon Adder - Proposed Program Plan | Interior Lighting System Modification | DEER 2008 or SCE Workpaper | System | NON_RES | DEER:Indoor_Non-CFL_Ltg | TRUE | 11 | 70% | Unit | NEW/ROB/RET | 0.59861 | 0.06 | 0 | 0 | 0 | 0.53861 | 1 | System | kWh | 0.00019689 | [9 empty] | 11 | 70% | 0% | 6262 | 6263 | 6263 | 0 | 0 | 0 | 0 |  | 1565.5 | 1565.5 | 1565.5 | 1565.5 | 1565.75 | 1565.75 | 1565.75 | 1565.75 | 1565.75 | 1565.75 | 1565.75 | 1565.75 | 0 | 0 | 0 | 0 | 0 | 0 | 0 | 0 | 0 | 0 | 0 | 0 | 0 | 0 | 0 | 0 | 18788
SCE Partnership Roll-up E3 Calculator - With Carbon Adder - Proposed Program Plan | Interior Lighting System Replacement | DEER 2008 or SCE Workpaper | System | NON_RES | DEER:Indoor_Non-CFL_Ltg | TRUE | 11 | 70% | Unit | NEW/ROB/RET | 0.13742 | 0.056191 | 0 | 0 | 0 | 0.081225 | 1 | System | kWh | 0.00019735 | [9 empty] | 11 | 70% | 0% | 14989278.4184 | 23928041.8255 | 30894745.079 | 0 | 0 | 0 | 0 |  | 3747319.6046 | 3747319.6046 | 3747319.6046 | 3747319.6046 | 5982010.4564 | 5982010.4564 | 5982010.4564 | 5982010.4564 | 7723686.2697 | 7723686.2697 | 7723686.2697 | 7723686.2697 | 0 | 0 | 0 | 0 | 0 | 0 | 0 | 0 | 0 | 0 | 0 | 0 | 0 | 0 | 0 | 0 | 69812065.3229
SCE Partnership Roll-up E3 Calculator - With Carbon Adder - Proposed Program Plan | Interior Controls | DEER 2008 or SCE Workpaper | System | NON_RES | DEER:Indoor_Non-CFL_Ltg | TRUE | 8 | 70% | Unit | NEW/ROB/RET | 0.14493 | 0.20152 | 0 | 0 | 0 | -0.056585 | 1 | System | kWh | 0.00014012 | [9 empty] | 8 | 70% | 0% | 808434 | 1513208 | 1513208 | 0 | 0 | 0 | 0 |  | 202108.5 | 202108.5 | 202108.5 | 202108.5 | 378302 | 378302 | 378302 | 378302 | 378302 | 378302 | 378302 | 378302 | 0 | 0 | 0 | 0 | 0 | 0 | 0 | 0 | 0 | 0 | 0 | 0 | 0 | 0 | 0 | 0 | 3834850
SCE Partnership Roll-up E3 Calculator - With Carbon Adder - Proposed Program Plan | LED Interior | [16 empty] | System | #N/A | [21 empty] | 0 | 0 | 0 | 0 | 0 | 0 | 0 | 0 | 0 | 0 | 0 | 0 | 0 | 0 | 0 | 0 | 0 | 0 | 0 | 0 | 0 | 0 | 0 | 0 | 0 | 0 | 0 | 0 | 0
SCE Partnership Roll-up E3 Calculator - With Carbon Adder - Proposed Program Plan | SBD - Light Power Density | DEER 2008 or SCE Workpaper | System | NON_RES | DEER:Indoor_Non-CFL_Ltg | TRUE | 11 | 70% | Unit | NEW/ROB/RET | 0.157 | 0.26 | 0 | 0 | 0 | -0.103 | 1 | System | kWh | 0.000239 | [9 empty] | 11 | 70% | 0% | 0 | 13333 | 26667 | 26667 | 0 | 0 | 0 |  | 0 | 0 | 0 | 0 | 3333.25 | 3333.25 | 3333.25 | 3333.25 | 6666.75 | 6666.75 | 6666.75 | 6666.75 | 6666.75 | 6666.75 | 6666.75 | 6666.75 | 0 | 0 | 0 | 0 | 0 | 0 | 0 | 0 | 0 | 0 | 0 | 0 | 66667
SCE Partnership Roll-up E3 Calculator - With Carbon Adder - Proposed Program Plan | Refrigeration | DEER 2008 or SCE Workpaper | System | Misc._Commercial | Refrigeration | TRUE | 15 | 70% | Unit | NEW/ROB/RET | 0.25 | 0.089888 | 0 | 0 | 0 | 0.16011 | 1 | System | kW | 0.00015 | [9 empty] | 15 | 70% | 0% | 1467635.6488 | 2346832.3138 | 3032061.654 | 0 | 0 | 0 | 0 |  | 366908.9122 | 366908.9122 | 366908.9122 | 366908.9122 | 586708.0784 | 586708.0784 | 586708.0784 | 586708.0784 | 758015.4135 | 758015.4135 | 758015.4135 | 758015.4135 | 0 | 0 | 0 | 0 | 0 | 0 | 0 | 0 | 0 | 0 | 0 | 0 | 0 | 0 | 0 | 0 | 6846529.6166
SCE Partnership Roll-up E3 Calculator - With Carbon Adder - Proposed Program Plan | Process | [16 empty] | System | #N/A | [21 empty] | 0 | 0 | 0 | 0 | 0 | 0 | 0 | 0 | 0 | 0 | 0 | 0 | 0 | 0 | 0 | 0 | 0 | 0 | 0 | 0 | 0 | 0 | 0 | 0 | 0 | 0 | 0 | 0 | 0
SCE Partnership Roll-up E3 Calculator - With Carbon Adder - Proposed Program Plan | Compressed Air | [16 empty] | System | #N/A | [21 empty] | 0 | 0 | 0 | 0 | 0 | 0 | 0 | 0 | 0 | 0 | 0 | 0 | 0 | 0 | 0 | 0 | 0 | 0 | 0 | 0 | 0 | 0 | 0 | 0 | 0 | 0 | 0 | 0 | 0
SCE Partnership Roll-up E3 Calculator - With Carbon Adder - Proposed Program Plan | Controls | [16 empty] | System | #N/A | [21 empty] | 0 | 0 | 0 | 0 | 0 | 0 | 0 | 0 | 0 | 0 | 0 | 0 | 0 | 0 | 0 | 0 | 0 | 0 | 0 | 0 | 0 | 0 | 0 | 0 | 0 | 0 | 0 | 0 | 0
SCE Partnership Roll-up E3 Calculator - With Carbon Adder - Proposed Program Plan | Cooling & Motors | DEER 2008 or SCE Workpaper | System | Misc._Commercial | New_AC-Ret | TRUE | 15 | 70% | Unit | NEW/ROB/RET | 0.697 | 0.22267 | 0 | 0 | 0 | 0.47433 | 1 | System | kW | 0.0004612 | [9 empty] | 15 | 70% | 0% | 587312 | 1174622 | 1174622 | 0 | 0 | 0 | 0 |  | 146828 | 146828 | 146828 | 146828 | 293655.5 | 293655.5 | 293655.5 | 293655.5 | 293655.5 | 293655.5 | 293655.5 | 293655.5 | 0 | 0 | 0 | 0 | 0 | 0 | 0 | 0 | 0 | 0 | 0 | 0 | 0 | 0 | 0 | 0 | 2936556
SCE Partnership Roll-up E3 Calculator - With Carbon Adder - Proposed Program Plan | Custom | DEER 2008 or SCE Workpaper | System | Industrial | Industrial | TRUE | 15 | 70% | Unit | NEW/ROB/RET | 0.22 | 0.05618 | 0 | 0 | 0 | 0.16382 | 1 | System | kW | 0.0002371 | [9 empty] | 15 | 70% | 0% | 335533.3803 | 536536.8304 | 693195.138 | 0 | 0 | 0 | 0 |  | 83883.3451 | 83883.3451 | 83883.3451 | 83883.3451 | 134134.2076 | 134134.2076 | 134134.2076 | 134134.2076 | 173298.7845 | 173298.7845 | 173298.7845 | 173298.7845 | 0 | 0 | 0 | 0 | 0 | 0 | 0 | 0 | 0 | 0 | 0 | 0 | 0 | 0 | 0 | 0 | 1565265.3487
SCE Partnership Roll-up E3 Calculator - With Carbon Adder - Proposed Program Plan | Oil Well Pump-Off Controllers | [16 empty] | System | #N/A | [21 empty] | 0 | 0 | 0 | 0 | 0 | 0 | 0 | 0 | 0 | 0 | 0 | 0 | 0 | 0 | 0 | 0 | 0 | 0 | 0 | 0 | 0 | 0 | 0 | 0 | 0 | 0 | 0 | 0 | 0
SCE Partnership Roll-up E3 Calculator - With Carbon Adder - Proposed Program Plan | Pumps & Vacuums | [16 empty] | System | #N/A | [21 empty] | 0 | 0 | 0 | 0 | 0 | 0 | 0 | 0 | 0 | 0 | 0 | 0 | 0 | 0 | 0 | 0 | 0 | 0 | 0 | 0 | 0 | 0 | 0 | 0 | 0 | 0 | 0 | 0 | 0
SCE Partnership Roll-up E3 Calculator - With Carbon Adder - Proposed Program Plan | VSD | [16 empty] | System | #N/A | [21 empty] | 0 | 0 | 0 | 0 | 0 | 0 | 0 | 0 | 0 | 0 | 0 | 0 | 0 | 0 | 0 | 0 | 0 | 0 | 0 | 0 | 0 | 0 | 0 | 0 | 0 | 0 | 0 | 0 | 0
SCE Partnership Roll-up E3 Calculator - With Carbon Adder - Proposed Program Plan | Whole Building | DEER 2008 or SCE Workpaper | System | Misc._Commercial | Commercial Whole Building | TRUE | 15 | 70% | Unit | NEW/ROB/RET | 0.28 | 0.26 | 0 | 0 | 0 | 0.02 | 1 | System | kW | 0.00025 | [9 empty] | 15 | 70% | 0% | 0 | 69231 | 138462 | 138462 | 0 | 0 | 0 |  | 0 | 0 | 0 | 0 | 17307.75 | 17307.75 | 17307.75 | 17307.75 | 34615.5 | 34615.5 | 34615.5 | 34615.5 | 34615.5 | 34615.5 | 34615.5 | 34615.5 | 0 | 0 | 0 | 0 | 0 | 0 | 0 | 0 | 0 | 0 | 0 | 0 | 346155
SCE Partnership Roll-up E3 Calculator - With Carbon Adder - Proposed Program Plan | CODES & STANDARDS | [16 empty] | System | #N/A | [21 empty] | 0 | 0 | 0 | 0 | 0 | 0 | 0 | 0 | 0 | 0 | 0 | 0 | 0 | 0 | 0 | 0 | 0 | 0 | 0 | 0 | 0 | 0 | 0 | 0 | 0 | 0 | 0 | 0 | 0
SCE Partnership Roll-up E3 Calculator - With Carbon Adder - Proposed Program Plan | 2008 Title 24 | [16 empty] | System | #N/A | [21 empty] | 0 | 0 | 0 | 0 | 0 | 0 | 0 | 0 | 0 | 0 | 0 | 0 | 0 | 0 | 0 | 0 | 0 | 0 | 0 | 0 | 0 | 0 | 0 | 0 | 0 | 0 | 0 | 0 | 0
SCE Partnership Roll-up E3 Calculator - With Carbon Adder - Proposed Program Plan | 2008 Title 20 | [16 empty] | System | #N/A | [21 empty] | 0 | 0 | 0 | 0 | 0 | 0 | 0 | 0 | 0 | 0 | 0 | 0 | 0 | 0 | 0 | 0 | 0 | 0 | 0 | 0 | 0 | 0 | 0 | 0 | 0 | 0 | 0 | 0 | 0
SCE Partnership Roll-up E3 Calculator - With Carbon Adder - Proposed Program Plan | 2009 Title 20 | [16 empty] | System | #N/A | [21 empty] | 0 | 0 | 0 | 0 | 0 | 0 | 0 | 0 | 0 | 0 | 0 | 0 | 0 | 0 | 0 | 0 | 0 | 0 | 0 | 0 | 0 | 0 | 0 | 0 | 0 | 0 | 0 | 0 | 0
SCE Partnership Roll-up E3 Calculator - With Carbon Adder - Proposed Program Plan | [17 empty] | System | #N/A | [21 empty] | 0 | 0 | 0 | 0 | 0 | 0 | 0 | 0 | 0 | 0 | 0 | 0 | 0 | 0 | 0 | 0 | 0 | 0 | 0 | 0 | 0 | 0 | 0 | 0 | 0 | 0 | 0 | 0 | 0
SCE Partnership Roll-up E3 Calculator - With Carbon Adder - Proposed Program Plan | [17 empty] | System | #N/A | [21 empty] | 0 | 0 | 0 | 0 | 0 | 0 | 0 | 0 | 0 | 0 | 0 | 0 | 0 | 0 | 0 | 0 | 0 | 0 | 0 | 0 | 0 | 0 | 0 | 0 | 0 | 0 | 0 | 0 | 0
SCE Partnership Roll-up E3 Calculator - With Carbon Adder - Proposed Program Plan | [17 empty] | System | #N/A | [21 empty] | 0 | 0 | 0 | 0 | 0 | 0 | 0 | 0 | 0 | 0 | 0 | 0 | 0 | 0 | 0 | 0 | 0 | 0 | 0 | 0 | 0 | 0 | 0 | 0 | 0 | 0 | 0 | 0 | 0
SCE Partnership Roll-up E3 Calculator - With Carbon Adder - Proposed Program Plan | [17 empty] | System | #N/A | [21 empty] | 0 | 0 | 0 | 0 | 0 | 0 | 0 | 0 | 0 | 0 | 0 | 0 | 0 | 0 | 0 | 0 | 0 | 0 | 0 | 0 | 0 | 0 | 0 | 0 | 0 | 0 | 0 | 0 | 0
SCE Partnership Roll-up E3 Calculator - With Carbon Adder - Proposed Program Plan | [17 empty] | System | #N/A | [21 empty] | 0 | 0 | 0 | 0 | 0 | 0 | 0 | 0 | 0 | 0 | 0 | 0 | 0 | 0 | 0 | 0 | 0 | 0 | 0 | 0 | 0 | 0 | 0 | 0 | 0 | 0 | 0 | 0 | 0
SCE Partnership Roll-up E3 Calculator - With Carbon Adder - Proposed Program Plan | [17 empty] | System | #N/A | [21 empty] | 0 | 0 | 0 | 0 | 0 | 0 | 0 | 0 | 0 | 0 | 0 | 0 | 0 | 0 | 0 | 0 | 0 | 0 | 0 | 0 | 0 | 0 | 0 | 0 | 0 | 0 | 0 | 0 | 0
SCE Partnership Roll-up E3 Calculator - With Carbon Adder - Proposed Program Plan | [17 empty] | System | #N/A | [21 empty] | 0 | 0 | 0 | 0 | 0 | 0 | 0 | 0 | 0 | 0 | 0 | 0 | 0 | 0 | 0 | 0 | 0 | 0 | 0 | 0 | 0 | 0 | 0 | 0 | 0 | 0 | 0 | 0 | 0
SCE Partnership Roll-up E3 Calculator - With Carbon Adder - Proposed Program Plan | [17 empty] | System | #N/A | [21 empty] | 0 | 0 | 0 | 0 | 0 | 0 | 0 | 0 | 0 | 0 | 0 | 0 | 0 | 0 | 0 | 0 | 0 | 0 | 0 | 0 | 0 | 0 | 0 | 0 | 0 | 0 | 0 | 0 | 0
SCE Partnership Roll-up E3 Calculator - With Carbon Adder - Proposed Program Plan | [17 empty] | System | #N/A | [21 empty] | 0 | 0 | 0 | 0 | 0 | 0 | 0 | 0 | 0 | 0 | 0 | 0 | 0 | 0 | 0 | 0 | 0 | 0 | 0 | 0 | 0 | 0 | 0 | 0 | 0 | 0 | 0 | 0 | 0
SCE Partnership Roll-up E3 Calculator - With Carbon Adder - Proposed Program Plan | [17 empty] | System | #N/A | [21 empty] | 0 | 0 | 0 | 0 | 0 | 0 | 0 | 0 | 0 | 0 | 0 | 0 | 0 | 0 | 0 | 0 | 0 | 0 | 0 | 0 | 0 | 0 | 0 | 0 | 0 | 0 | 0 | 0 | 0
SCE Partnership Roll-up E3 Calculator - With Carbon Adder - Proposed Program Plan | [17 empty] | System | #N/A | [21 empty] | 0 | 0 | 0 | 0 | 0 | 0 | 0 | 0 | 0 | 0 | 0 | 0 | 0 | 0 | 0 | 0 | 0 | 0 | 0 | 0 | 0 | 0 | 0 | 0 | 0 | 0 | 0 | 0 | 0
SCE Partnership Roll-up E3 Calculator - With Carbon Adder - Proposed Program Plan | [17 empty] | System | #N/A | [21 empty] | 0 | 0 | 0 | 0 | 0 | 0 | 0 | 0 | 0 | 0 | 0 | 0 | 0 | 0 | 0 | 0 | 0 | 0 | 0 | 0 | 0 | 0 | 0 | 0 | 0 | 0 | 0 | 0 | 0
SCE Partnership Roll-up E3 Calculator - With Carbon Adder - Proposed Program Plan | [17 empty] | System | #N/A | [21 empty] | 0 | 0 | 0 | 0 | 0 | 0 | 0 | 0 | 0 | 0 | 0 | 0 | 0 | 0 | 0 | 0 | 0 | 0 | 0 | 0 | 0 | 0 | 0 | 0 | 0 | 0 | 0 | 0 | 0
SCE Partnership Roll-up E3 Calculator - With Carbon Adder - Proposed Program Plan | [17 empty] | System | #N/A | [21 empty] | 0 | 0 | 0 | 0 | 0 | 0 | 0 | 0 | 0 | 0 | 0 | 0 | 0 | 0 | 0 | 0 | 0 | 0 | 0 | 0 | 0 | 0 | 0 | 0 | 0 | 0 | 0 | 0 | 0
SCE Partnership Roll-up E3 Calculator - With Carbon Adder - Proposed Program Plan | [17 empty] | System | #N/A | [21 empty] | 0 | 0 | 0 | 0 | 0 | 0 | 0 | 0 | 0 | 0 | 0 | 0 | 0 | 0 | 0 | 0 | 0 | 0 | 0 | 0 | 0 | 0 | 0 | 0 | 0 | 0 | 0 | 0 | 0
SCE Partnership Roll-up E3 Calculator - With Carbon Adder - Proposed Program Plan | [17 empty] | System | #N/A | [21 empty] | 0 | 0 | 0 | 0 | 0 | 0 | 0 | 0 | 0 | 0 | 0 | 0 | 0 | 0 | 0 | 0 | 0 | 0 | 0 | 0 | 0 | 0 | 0 | 0 | 0 | 0 | 0 | 0 | 0
SCE Partnership Roll-up E3 Calculator - With Carbon Adder - Proposed Program Plan | [17 empty] | System | #N/A | [21 empty] | 0 | 0 | 0 | 0 | 0 | 0 | 0 | 0 | 0 | 0 | 0 | 0 | 0 | 0 | 0 | 0 | 0 | 0 | 0 | 0 | 0 | 0 | 0 | 0 | 0 | 0 | 0 | 0 | 0
SCE Partnership Roll-up E3 Calculator - With Carbon Adder - Proposed Program Plan | [17 empty] | System | #N/A | [21 empty] | 0 | 0 | 0 | 0 | 0 | 0 | 0 | 0 | 0 | 0 | 0 | 0 | 0 | 0 | 0 | 0 | 0 | 0 | 0 | 0 | 0 | 0 | 0 | 0 | 0 | 0 | 0 | 0 | 0
SCE Partnership Roll-up E3 Calculator - With Carbon Adder - Proposed Program Plan | [17 empty] | System | #N/A | [21 empty] | 0 | 0 | 0 | 0 | 0 | 0 | 0 | 0 | 0 | 0 | 0 | 0 | 0 | 0 | 0 | 0 | 0 | 0 | 0 | 0 | 0 | 0 | 0 | 0 | 0 | 0 | 0 | 0 | 0
SCE Partnership Roll-up E3 Calculator - With Carbon Adder - Proposed Program Plan | [17 empty] | System | #N/A | [21 empty] | 0 | 0 | 0 | 0 | 0 | 0 | 0 | 0 | 0 | 0 | 0 | 0 | 0 | 0 | 0 | 0 | 0 | 0 | 0 | 0 | 0 | 0 | 0 | 0 | 0 | 0 | 0 | 0 | 0
SCE Partnership Roll-up E3 Calculator - With Carbon Adder - Proposed Program Plan | [17 empty] | System | #N/A | [21 empty] | 0 | 0 | 0 | 0 | 0 | 0 | 0 | 0 | 0 | 0 | 0 | 0 | 0 | 0 | 0 | 0 | 0 | 0 | 0 | 0 | 0 | 0 | 0 | 0 | 0 | 0 | 0 | 0 | 0
SCE Partnership Roll-up E3 Calculator - With Carbon Adder - Proposed Program Plan | [17 empty] | System | #N/A | [21 empty] | 0 | 0 | 0 | 0 | 0 | 0 | 0 | 0 | 0 | 0 | 0 | 0 | 0 | 0 | 0 | 0 | 0 | 0 | 0 | 0 | 0 | 0 | 0 | 0 | 0 | 0 | 0 | 0 | 0
SCE Partnership Roll-up E3 Calculator - With Carbon Adder - Proposed Program Plan | [17 empty] | System | #N/A | [21 empty] | 0 | 0 | 0 | 0 | 0 | 0 | 0 | 0 | 0 | 0 | 0 | 0 | 0 | 0 | 0 | 0 | 0 | 0 | 0 | 0 | 0 | 0 | 0 | 0 | 0 | 0 | 0 | 0 | 0
SCE Partnership Roll-up E3 Calculator - With Carbon Adder - Proposed Program Plan | [17 empty] | System | #N/A | [21 empty] | 0 | 0 | 0 | 0 | 0 | 0 | 0 | 0 | 0 | 0 | 0 | 0 | 0 | 0 | 0 | 0 | 0 | 0 | 0 | 0 | 0 | 0 | 0 | 0 | 0 | 0 | 0 | 0 | 0
SCE Partnership Roll-up E3 Calculator - With Carbon Adder - Proposed Program Plan | [17 empty] | System | #N/A | [21 empty] | 0 | 0 | 0 | 0 | 0 | 0 | 0 | 0 | 0 | 0 | 0 | 0 | 0 | 0 | 0 | 0 | 0 | 0 | 0 | 0 | 0 | 0 | 0 | 0 | 0 | 0 | 0 | 0 | 0
SCE Partnership Roll-up E3 Calculator - With Carbon Adder - Proposed Program Plan | [17 empty] | System | #N/A | [21 empty] | 0 | 0 | 0 | 0 | 0 | 0 | 0 | 0 | 0 | 0 | 0 | 0 | 0 | 0 | 0 | 0 | 0 | 0 | 0 | 0 | 0 | 0 | 0 | 0 | 0 | 0 | 0 | 0 | 0
SCE Partnership Roll-up E3 Calculator - With Carbon Adder - Proposed Program Plan | [17 empty] | System | #N/A | [21 empty] | 0 | 0 | 0 | 0 | 0 | 0 | 0 | 0 | 0 | 0 | 0 | 0 | 0 | 0 | 0 | 0 | 0 | 0 | 0 | 0 | 0 | 0 | 0 | 0 | 0 | 0 | 0 | 0 | 0
SCE Partnership Roll-up E3 Calculator - With Carbon Adder - Proposed Program Plan | [17 empty] | System | #N/A | [21 empty] | 0 | 0 | 0 | 0 | 0 | 0 | 0 | 0 | 0 | 0 | 0 | 0 | 0 | 0 | 0 | 0 | 0 | 0 | 0 | 0 | 0 | 0 | 0 | 0 | 0 | 0 | 0 | 0 | 0
SCE Partnership Roll-up E3 Calculator - With Carbon Adder - Proposed Program Plan | [17 empty] | System | #N/A | [21 empty] | 0 | 0 | 0 | 0 | 0 | 0 | 0 | 0 | 0 | 0 | 0 | 0 | 0 | 0 | 0 | 0 | 0 | 0 | 0 | 0 | 0 | 0 | 0 | 0 | 0 | 0 | 0 | 0 | 0
SCE Partnership Roll-up E3 Calculator - With Carbon Adder - Proposed Program Plan | [17 empty] | System | #N/A | [21 empty] | 0 | 0 | 0 | 0 | 0 | 0 | 0 | 0 | 0 | 0 | 0 | 0 | 0 | 0 | 0 | 0 | 0 | 0 | 0 | 0 | 0 | 0 | 0 | 0 | 0 | 0 | 0 | 0 | 0
SCE Partnership Roll-up E3 Calculator - With Carbon Adder - Proposed Program Plan | [17 empty] | System | #N/A | [21 empty] | 0 | 0 | 0 | 0 | 0 | 0 | 0 | 0 | 0 | 0 | 0 | 0 | 0 | 0 | 0 | 0 | 0 | 0 | 0 | 0 | 0 | 0 | 0 | 0 | 0 | 0 | 0 | 0 | 0
SCE Partnership Roll-up E3 Calculator - With Carbon Adder - Proposed Program Plan | [17 empty] | System | #N/A | [21 empty] | 0 | 0 | 0 | 0 | 0 | 0 | 0 | 0 | 0 | 0 | 0 | 0 | 0 | 0 | 0 | 0 | 0 | 0 | 0 | 0 | 0 | 0 | 0 | 0 | 0 | 0 | 0 | 0 | 0
SCE Partnership Roll-up E3 Calculator - With Carbon Adder - Proposed Program Plan | [17 empty] | System | #N/A | [21 empty] | 0 | 0 | 0 | 0 | 0 | 0 | 0 | 0 | 0 | 0 | 0 | 0 | 0 | 0 | 0 | 0 | 0 | 0 | 0 | 0 | 0 | 0 | 0 | 0 | 0 | 0 | 0 | 0 | 0
SCE Partnership Roll-up E3 Calculator - With Carbon Adder - Proposed Program Plan | [17 empty] | System | #N/A | [21 empty] | 0 | 0 | 0 | 0 | 0 | 0 | 0 | 0 | 0 | 0 | 0 | 0 | 0 | 0 | 0 | 0 | 0 | 0 | 0 | 0 | 0 | 0 | 0 | 0 | 0 | 0 | 0 | 0 | 0
SCE Partnership Roll-up E3 Calculator - With Carbon Adder - Proposed Program Plan | [17 empty] | System | #N/A | [21 empty] | 0 | 0 | 0 | 0 | 0 | 0 | 0 | 0 | 0 | 0 | 0 | 0 | 0 | 0 | 0 | 0 | 0 | 0 | 0 | 0 | 0 | 0 | 0 | 0 | 0 | 0 | 0 | 0 | 0
SCE Partnership Roll-up E3 Calculator - With Carbon Adder - Proposed Program Plan | [17 empty] | System | #N/A | [21 empty] | 0 | 0 | 0 | 0 | 0 | 0 | 0 | 0 | 0 | 0 | 0 | 0 | 0 | 0 | 0 | 0 | 0 | 0 | 0 | 0 | 0 | 0 | 0 | 0 | 0 | 0 | 0 | 0 | 0
SCE Partnership Roll-up E3 Calculator - With Carbon Adder - Proposed Program Plan | [17 empty] | System | #N/A | [21 empty] | 0 | 0 | 0 | 0 | 0 | 0 | 0 | 0 | 0 | 0 | 0 | 0 | 0 | 0 | 0 | 0 | 0 | 0 | 0 | 0 | 0 | 0 | 0 | 0 | 0 | 0 | 0 | 0 | 0
SCE Partnership Roll-up E3 Calculator - With Carbon Adder - Proposed Program Plan | [17 empty] | System | #N/A | [21 empty] | 0 | 0 | 0 | 0 | 0 | 0 | 0 | 0 | 0 | 0 | 0 | 0 | 0 | 0 | 0 | 0 | 0 | 0 | 0 | 0 | 0 | 0 | 0 | 0 | 0 | 0 | 0 | 0 | 0
SCE Partnership Roll-up E3 Calculator - With Carbon Adder - Proposed Program Plan | [17 empty] | System | #N/A | [21 empty] | 0 | 0 | 0 | 0 | 0 | 0 | 0 | 0 | 0 | 0 | 0 | 0 | 0 | 0 | 0 | 0 | 0 | 0 | 0 | 0 | 0 | 0 | 0 | 0 | 0 | 0 | 0 | 0 | 0
SCE Partnership Roll-up E3 Calculator - With Carbon Adder - Proposed Program Plan | [17 empty] | System | #N/A | [21 empty] | 0 | 0 | 0 | 0 | 0 | 0 | 0 | 0 | 0 | 0 | 0 | 0 | 0 | 0 | 0 | 0 | 0 | 0 | 0 | 0 | 0 | 0 | 0 | 0 | 0 | 0 | 0 | 0 | 0
SCE Partnership Roll-up E3 Calculator - With Carbon Adder - Proposed Program Plan | [17 empty] | System | #N/A | [21 empty] | 0 | 0 | 0 | 0 | 0 | 0 | 0 | 0 | 0 | 0 | 0 | 0 | 0 | 0 | 0 | 0 | 0 | 0 | 0 | 0 | 0 | 0 | 0 | 0 | 0 | 0 | 0 | 0 | 0
SCE Partnership Roll-up E3 Calculator - With Carbon Adder - Proposed Program Plan | [17 empty] | System | #N/A | [21 empty] | 0 | 0 | 0 | 0 | 0 | 0 | 0 | 0 | 0 | 0 | 0 | 0 | 0 | 0 | 0 | 0 | 0 | 0 | 0 | 0 | 0 | 0 | 0 | 0 | 0 | 0 | 0 | 0 | 0
SCE Partnership Roll-up E3 Calculator - With Carbon Adder - Proposed Program Plan | [17 empty] | System | #N/A | [21 empty] | 0 | 0 | 0 | 0 | 0 | 0 | 0 | 0 | 0 | 0 | 0 | 0 | 0 | 0 | 0 | 0 | 0 | 0 | 0 | 0 | 0 | 0 | 0 | 0 | 0 | 0 | 0 | 0 | 0
SCE Partnership Roll-up E3 Calculator - With Carbon Adder - Proposed Program Plan | [17 empty] | System | #N/A | [21 empty] | 0 | 0 | 0 | 0 | 0 | 0 | 0 | 0 | 0 | 0 | 0 | 0 | 0 | 0 | 0 | 0 | 0 | 0 | 0 | 0 | 0 | 0 | 0 | 0 | 0 | 0 | 0 | 0 | 0
SCE Partnership Roll-up E3 Calculator - With Carbon Adder - Proposed Program Plan | [17 empty] | System | #N/A | [21 empty] | 0 | 0 | 0 | 0 | 0 | 0 | 0 | 0 | 0 | 0 | 0 | 0 | 0 | 0 | 0 | 0 | 0 | 0 | 0 | 0 | 0 | 0 | 0 | 0 | 0 | 0 | 0 | 0 | 0
SCE Partnership Roll-up E3 Calculator - With Carbon Adder - Proposed Program Plan | [17 empty] | System | #N/A | [21 empty] | 0 | 0 | 0 | 0 | 0 | 0 | 0 | 0 | 0 | 0 | 0 | 0 | 0 | 0 | 0 | 0 | 0 | 0 | 0 | 0 | 0 | 0 | 0 | 0 | 0 | 0 | 0 | 0 | 0
SCE Partnership Roll-up E3 Calculator - With Carbon Adder - Proposed Program Plan | [17 empty] | System | #N/A | [21 empty] | 0 | 0 | 0 | 0 | 0 | 0 | 0 | 0 | 0 | 0 | 0 | 0 | 0 | 0 | 0 | 0 | 0 | 0 | 0 | 0 | 0 | 0 | 0 | 0 | 0 | 0 | 0 | 0 | 0
SCE Partnership Roll-up E3 Calculator - With Carbon Adder - Proposed Program Plan | [17 empty] | System | #N/A | [21 empty] | 0 | 0 | 0 | 0 | 0 | 0 | 0 | 0 | 0 | 0 | 0 | 0 | 0 | 0 | 0 | 0 | 0 | 0 | 0 | 0 | 0 | 0 | 0 | 0 | 0 | 0 | 0 | 0 | 0
SCE Partnership Roll-up E3 Calculator - With Carbon Adder - Proposed Program Plan | [17 empty] | System | #N/A | [21 empty] | 0 | 0 | 0 | 0 | 0 | 0 | 0 | 0 | 0 | 0 | 0 | 0 | 0 | 0 | 0 | 0 | 0 | 0 | 0 | 0 | 0 | 0 | 0 | 0 | 0 | 0 | 0 | 0 | 0
SCE Partnership Roll-up E3 Calculator - With Carbon Adder - Proposed Program Plan | [17 empty] | System | #N/A | [21 empty] | 0 | 0 | 0 | 0 | 0 | 0 | 0 | 0 | 0 | 0 | 0 | 0 | 0 | 0 | 0 | 0 | 0 | 0 | 0 | 0 | 0 | 0 | 0 | 0 | 0 | 0 | 0 | 0 | 0
SCE Partnership Roll-up E3 Calculator - With Carbon Adder - Proposed Program Plan | [17 empty] | System | #N/A | [21 empty] | 0 | 0 | 0 | 0 | 0 | 0 | 0 | 0 | 0 | 0 | 0 | 0 | 0 | 0 | 0 | 0 | 0 | 0 | 0 | 0 | 0 | 0 | 0 | 0 | 0 | 0 | 0 | 0 | 0
SCE Partnership Roll-up E3 Calculator - With Carbon Adder - Proposed Program Plan | [17 empty] | System | #N/A | [21 empty] | 0 | 0 | 0 | 0 | 0 | 0 | 0 | 0 | 0 | 0 | 0 | 0 | 0 | 0 | 0 | 0 | 0 | 0 | 0 | 0 | 0 | 0 | 0 | 0 | 0 | 0 | 0 | 0 | 0
SCE Partnership Roll-up E3 Calculator - With Carbon Adder - Proposed Program Plan | [17 empty] | System | #N/A | [21 empty] | 0 | 0 | 0 | 0 | 0 | 0 | 0 | 0 | 0 | 0 | 0 | 0 | 0 | 0 | 0 | 0 | 0 | 0 | 0 | 0 | 0 | 0 | 0 | 0 | 0 | 0 | 0 | 0 | 0
SCE Partnership Roll-up E3 Calculator - With Carbon Adder - Proposed Program Plan | [17 empty] | System | #N/A | [21 empty] | 0 | 0 | 0 | 0 | 0 | 0 | 0 | 0 | 0 | 0 | 0 | 0 | 0 | 0 | 0 | 0 | 0 | 0 | 0 | 0 | 0 | 0 | 0 | 0 | 0 | 0 | 0 | 0 | 0
SCE Partnership Roll-up E3 Calculator - With Carbon Adder - Proposed Program Plan | [17 empty] | System | #N/A | [21 empty] | 0 | 0 | 0 | 0 | 0 | 0 | 0 | 0 | 0 | 0 | 0 | 0 | 0 | 0 | 0 | 0 | 0 | 0 | 0 | 0 | 0 | 0 | 0 | 0 | 0 | 0 | 0 | 0 | 0
SCE Partnership Roll-up E3 Calculator - With Carbon Adder - Proposed Program Plan | [17 empty] | System | #N/A | [21 empty] | 0 | 0 | 0 | 0 | 0 | 0 | 0 | 0 | 0 | 0 | 0 | 0 | 0 | 0 | 0 | 0 | 0 | 0 | 0 | 0 | 0 | 0 | 0 | 0 | 0 | 0 | 0 | 0 | 0
SCE Partnership Roll-up E3 Calculator - With Carbon Adder - Proposed Program Plan | [17 empty] | System | #N/A | [21 empty] | 0 | 0 | 0 | 0 | 0 | 0 | 0 | 0 | 0 | 0 | 0 | 0 | 0 | 0 | 0 | 0 | 0 | 0 | 0 | 0 | 0 | 0 | 0 | 0 | 0 | 0 | 0 | 0 | 0
SCE Partnership Roll-up E3 Calculator - With Carbon Adder - Proposed Program Plan | [17 empty] | System | #N/A | [21 empty] | 0 | 0 | 0 | 0 | 0 | 0 | 0 | 0 | 0 | 0 | 0 | 0 | 0 | 0 | 0 | 0 | 0 | 0 | 0 | 0 | 0 | 0 | 0 | 0 | 0 | 0 | 0 | 0 | 0
SCE Partnership Roll-up E3 Calculator - With Carbon Adder - Proposed Program Plan | [17 empty] | System | #N/A | [21 empty] | 0 | 0 | 0 | 0 | 0 | 0 | 0 | 0 | 0 | 0 | 0 | 0 | 0 | 0 | 0 | 0 | 0 | 0 | 0 | 0 | 0 | 0 | 0 | 0 | 0 | 0 | 0 | 0 | 0
SCE Partnership Roll-up E3 Calculator - With Carbon Adder - Proposed Program Plan | [17 empty] | System | #N/A | [21 empty] | 0 | 0 | 0 | 0 | 0 | 0 | 0 | 0 | 0 | 0 | 0 | 0 | 0 | 0 | 0 | 0 | 0 | 0 | 0 | 0 | 0 | 0 | 0 | 0 | 0 | 0 | 0 | 0 | 0
SCE Partnership Roll-up E3 Calculator - With Carbon Adder - Proposed Program Plan | [17 empty] | System | #N/A | [21 empty] | 0 | 0 | 0 | 0 | 0 | 0 | 0 | 0 | 0 | 0 | 0 | 0 | 0 | 0 | 0 | 0 | 0 | 0 | 0 | 0 | 0 | 0 | 0 | 0 | 0 | 0 | 0 | 0 | 0
SCE Partnership Roll-up E3 Calculator - With Carbon Adder - Proposed Program Plan | [17 empty] | System | #N/A | [21 empty] | 0 | 0 | 0 | 0 | 0 | 0 | 0 | 0 | 0 | 0 | 0 | 0 | 0 | 0 | 0 | 0 | 0 | 0 | 0 | 0 | 0 | 0 | 0 | 0 | 0 | 0 | 0 | 0 | 0
SCE Partnership Roll-up E3 Calculator - With Carbon Adder - Proposed Program Plan | [17 empty] | System | #N/A | [21 empty] | 0 | 0 | 0 | 0 | 0 | 0 | 0 | 0 | 0 | 0 | 0 | 0 | 0 | 0 | 0 | 0 | 0 | 0 | 0 | 0 | 0 | 0 | 0 | 0 | 0 | 0 | 0 | 0 | 0
SCE Partnership Roll-up E3 Calculator - With Carbon Adder - Proposed Program Plan | [17 empty] | System | #N/A | [21 empty] | 0 | 0 | 0 | 0 | 0 | 0 | 0 | 0 | 0 | 0 | 0 | 0 | 0 | 0 | 0 | 0 | 0 | 0 | 0 | 0 | 0 | 0 | 0 | 0 | 0 | 0 | 0 | 0 | 0
SCE Partnership Roll-up E3 Calculator - With Carbon Adder - Proposed Program Plan | [17 empty] | System | #N/A | [21 empty] | 0 | 0 | 0 | 0 | 0 | 0 | 0 | 0 | 0 | 0 | 0 | 0 | 0 | 0 | 0 | 0 | 0 | 0 | 0 | 0 | 0 | 0 | 0 | 0 | 0 | 0 | 0 | 0 | 0
SCE Partnership Roll-up E3 Calculator - With Carbon Adder - Proposed Program Plan | [17 empty] | System | #N/A | [21 empty] | 0 | 0 | 0 | 0 | 0 | 0 | 0 | 0 | 0 | 0 | 0 | 0 | 0 | 0 | 0 | 0 | 0 | 0 | 0 | 0 | 0 | 0 | 0 | 0 | 0 | 0 | 0 | 0 | 0
SCE Partnership Roll-up E3 Calculator - With Carbon Adder - Proposed Program Plan | [17 empty] | System | #N/A | [21 empty] | 0 | 0 | 0 | 0 | 0 | 0 | 0 | 0 | 0 | 0 | 0 | 0 | 0 | 0 | 0 | 0 | 0 | 0 | 0 | 0 | 0 | 0 | 0 | 0 | 0 | 0 | 0 | 0 | 0
SCE Partnership Roll-up E3 Calculator - With Carbon Adder - Proposed Program Plan | [17 empty] | System | #N/A | [21 empty] | 0 | 0 | 0 | 0 | 0 | 0 | 0 | 0 | 0 | 0 | 0 | 0 | 0 | 0 | 0 | 0 | 0 | 0 | 0 | 0 | 0 | 0 | 0 | 0 | 0 | 0 | 0 | 0 | 0
SCE Partnership Roll-up E3 Calculator - With Carbon Adder - Proposed Program Plan | [17 empty] | System | #N/A | [21 empty] | 0 | 0 | 0 | 0 | 0 | 0 | 0 | 0 | 0 | 0 | 0 | 0 | 0 | 0 | 0 | 0 | 0 | 0 | 0 | 0 | 0 | 0 | 0 | 0 | 0 | 0 | 0 | 0 | 0
SCE Partnership Roll-up E3 Calculator - With Carbon Adder - Proposed Program Plan | [17 empty] | System | #N/A | [21 empty] | 0 | 0 | 0 | 0 | 0 | 0 | 0 | 0 | 0 | 0 | 0 | 0 | 0 | 0 | 0 | 0 | 0 | 0 | 0 | 0 | 0 | 0 | 0 | 0 | 0 | 0 | 0 | 0 | 0
SCE Partnership Roll-up E3 Calculator - With Carbon Adder - Proposed Program Plan | [17 empty] | System | #N/A | [21 empty] | 0 | 0 | 0 | 0 | 0 | 0 | 0 | 0 | 0 | 0 | 0 | 0 | 0 | 0 | 0 | 0 | 0 | 0 | 0 | 0 | 0 | 0 | 0 | 0 | 0 | 0 | 0 | 0 | 0
SCE Partnership Roll-up E3 Calculator - With Carbon Adder - Proposed Program Plan | [17 empty] | System | #N/A | [21 empty] | 0 | 0 | 0 | 0 | 0 | 0 | 0 | 0 | 0 | 0 | 0 | 0 | 0 | 0 | 0 | 0 | 0 | 0 | 0 | 0 | 0 | 0 | 0 | 0 | 0 | 0 | 0 | 0 | 0
SCE Partnership Roll-up E3 Calculator - With Carbon Adder - Proposed Program Plan | [17 empty] | System | #N/A | [21 empty] | 0 | 0 | 0 | 0 | 0 | 0 | 0 | 0 | 0 | 0 | 0 | 0 | 0 | 0 | 0 | 0 | 0 | 0 | 0 | 0 | 0 | 0 | 0 | 0 | 0 | 0 | 0 | 0 | 0
SCE Partnership Roll-up E3 Calculator - With Carbon Adder - Proposed Program Plan | [17 empty] | System | #N/A | [21 empty] | 0 | 0 | 0 | 0 | 0 | 0 | 0 | 0 | 0 | 0 | 0 | 0 | 0 | 0 | 0 | 0 | 0 | 0 | 0 | 0 | 0 | 0 | 0 | 0 | 0 | 0 | 0 | 0 | 0
SCE Partnership Roll-up E3 Calculator - With Carbon Adder - Proposed Program Plan | [17 empty] | System | #N/A | [21 empty] | 0 | 0 | 0 | 0 | 0 | 0 | 0 | 0 | 0 | 0 | 0 | 0 | 0 | 0 | 0 | 0 | 0 | 0 | 0 | 0 | 0 | 0 | 0 | 0 | 0 | 0 | 0 | 0 | 0
SCE Partnership Roll-up E3 Calculator - With Carbon Adder - Proposed Program Plan | [17 empty] | System | #N/A | [21 empty] | 0 | 0 | 0 | 0 | 0 | 0 | 0 | 0 | 0 | 0 | 0 | 0 | 0 | 0 | 0 | 0 | 0 | 0 | 0 | 0 | 0 | 0 | 0 | 0 | 0 | 0 | 0 | 0 | 0
SCE Partnership Roll-up E3 Calculator - With Carbon Adder - Proposed Program Plan | [17 empty] | System | #N/A | [21 empty] | 0 | 0 | 0 | 0 | 0 | 0 | 0 | 0 | 0 | 0 | 0 | 0 | 0 | 0 | 0 | 0 | 0 | 0 | 0 | 0 | 0 | 0 | 0 | 0 | 0 | 0 | 0 | 0 | 0
SCE Partnership Roll-up E3 Calculator - With Carbon Adder - Proposed Program Plan | [17 empty] | System | #N/A | [21 empty] | 0 | 0 | 0 | 0 | 0 | 0 | 0 | 0 | 0 | 0 | 0 | 0 | 0 | 0 | 0 | 0 | 0 | 0 | 0 | 0 | 0 | 0 | 0 | 0 | 0 | 0 | 0 | 0 | 0
SCE Partnership Roll-up E3 Calculator - With Carbon Adder - Proposed Program Plan | [17 empty] | System | #N/A | [21 empty] | 0 | 0 | 0 | 0 | 0 | 0 | 0 | 0 | 0 | 0 | 0 | 0 | 0 | 0 | 0 | 0 | 0 | 0 | 0 | 0 | 0 | 0 | 0 | 0 | 0 | 0 | 0 | 0 | 0
SCE Partnership Roll-up E3 Calculator - With Carbon Adder - Proposed Program Plan | [17 empty] | System | #N/A | [21 empty] | 0 | 0 | 0 | 0 | 0 | 0 | 0 | 0 | 0 | 0 | 0 | 0 | 0 | 0 | 0 | 0 | 0 | 0 | 0 | 0 | 0 | 0 | 0 | 0 | 0 | 0 | 0 | 0 | 0
SCE Partnership Roll-up E3 Calculator - With Carbon Adder - Proposed Program Plan | [17 empty] | System | #N/A | [21 empty] | 0 | 0 | 0 | 0 | 0 | 0 | 0 | 0 | 0 | 0 | 0 | 0 | 0 | 0 | 0 | 0 | 0 | 0 | 0 | 0 | 0 | 0 | 0 | 0 | 0 | 0 | 0 | 0 | 0
SCE Partnership Roll-up E3 Calculator - With Carbon Adder - Proposed Program Plan | [17 empty] | System | #N/A | [21 empty] | 0 | 0 | 0 | 0 | 0 | 0 | 0 | 0 | 0 | 0 | 0 | 0 | 0 | 0 | 0 | 0 | 0 | 0 | 0 | 0 | 0 | 0 | 0 | 0 | 0 | 0 | 0 | 0 | 0
SCE Partnership Roll-up E3 Calculator - With Carbon Adder - Proposed Program Plan | [17 empty] | System | #N/A | [21 empty] | 0 | 0 | 0 | 0 | 0 | 0 | 0 | 0 | 0 | 0 | 0 | 0 | 0 | 0 | 0 | 0 | 0 | 0 | 0 | 0 | 0 | 0 | 0 | 0 | 0 | 0 | 0 | 0 | 0
SCE Partnership Roll-up E3 Calculator - With Carbon Adder - Proposed Program Plan | [17 empty] | System | #N/A | [21 empty] | 0 | 0 | 0 | 0 | 0 | 0 | 0 | 0 | 0 | 0 | 0 | 0 | 0 | 0 | 0 | 0 | 0 | 0 | 0 | 0 | 0 | 0 | 0 | 0 | 0 | 0 | 0 | 0 | 0
SCE Partnership Roll-up E3 Calculator - With Carbon Adder - Proposed Program Plan | [17 empty] | System | #N/A | [21 empty] | 0 | 0 | 0 | 0 | 0 | 0 | 0 | 0 | 0 | 0 | 0 | 0 | 0 | 0 | 0 | 0 | 0 | 0 | 0 | 0 | 0 | 0 | 0 | 0 | 0 | 0 | 0 | 0 | 0
SCE Partnership Roll-up E3 Calculator - With Carbon Adder - Proposed Program Plan | [17 empty] | System | #N/A | [21 empty] | 0 | 0 | 0 | 0 | 0 | 0 | 0 | 0 | 0 | 0 | 0 | 0 | 0 | 0 | 0 | 0 | 0 | 0 | 0 | 0 | 0 | 0 | 0 | 0 | 0 | 0 | 0 | 0 | 0
SCE Partnership Roll-up E3 Calculator - With Carbon Adder - Proposed Program Plan | [17 empty] | System | #N/A | [21 empty] | 0 | 0 | 0 | 0 | 0 | 0 | 0 | 0 | 0 | 0 | 0 | 0 | 0 | 0 | 0 | 0 | 0 | 0 | 0 | 0 | 0 | 0 | 0 | 0 | 0 | 0 | 0 | 0 | 0
SCE Partnership Roll-up E3 Calculator - With Carbon Adder - Proposed Program Plan | [17 empty] | System | #N/A | [21 empty] | 0 | 0 | 0 | 0 | 0 | 0 | 0 | 0 | 0 | 0 | 0 | 0 | 0 | 0 | 0 | 0 | 0 | 0 | 0 | 0 | 0 | 0 | 0 | 0 | 0 | 0 | 0 | 0 | 0
SCE Partnership Roll-up E3 Calculator - With Carbon Adder - Proposed Program Plan | [17 empty] | System | #N/A | [21 empty] | 0 | 0 | 0 | 0 | 0 | 0 | 0 | 0 | 0 | 0 | 0 | 0 | 0 | 0 | 0 | 0 | 0 | 0 | 0 | 0 | 0 | 0 | 0 | 0 | 0 | 0 | 0 | 0 | 0
SCE Partnership Roll-up E3 Calculator - With Carbon Adder - Proposed Program Plan | [17 empty] | System | #N/A | [21 empty] | 0 | 0 | 0 | 0 | 0 | 0 | 0 | 0 | 0 | 0 | 0 | 0 | 0 | 0 | 0 | 0 | 0 | 0 | 0 | 0 | 0 | 0 | 0 | 0 | 0 | 0 | 0 | 0 | 0
SCE Partnership Roll-up E3 Calculator - With Carbon Adder - Proposed Program Plan | [17 empty] | System | #N/A | [21 empty] | 0 | 0 | 0 | 0 | 0 | 0 | 0 | 0 | 0 | 0 | 0 | 0 | 0 | 0 | 0 | 0 | 0 | 0 | 0 | 0 | 0 | 0 | 0 | 0 | 0 | 0 | 0 | 0 | 0
SCE Partnership Roll-up E3 Calculator - With Carbon Adder - Proposed Program Plan | [17 empty] | System | #N/A | [21 empty] | 0 | 0 | 0 | 0 | 0 | 0 | 0 | 0 | 0 | 0 | 0 | 0 | 0 | 0 | 0 | 0 | 0 | 0 | 0 | 0 | 0 | 0 | 0 | 0 | 0 | 0 | 0 | 0 | 0
SCE Partnership Roll-up E3 Calculator - With Carbon Adder - Proposed Program Plan | [17 empty] | System | #N/A | [21 empty] | 0 | 0 | 0 | 0 | 0 | 0 | 0 | 0 | 0 | 0 | 0 | 0 | 0 | 0 | 0 | 0 | 0 | 0 | 0 | 0 | 0 | 0 | 0 | 0 | 0 | 0 | 0 | 0 | 0
SCE Partnership Roll-up E3 Calculator - With Carbon Adder - Proposed Program Plan | [17 empty] | System | #N/A | [21 empty] | 0 | 0 | 0 | 0 | 0 | 0 | 0 | 0 | 0 | 0 | 0 | 0 | 0 | 0 | 0 | 0 | 0 | 0 | 0 | 0 | 0 | 0 | 0 | 0 | 0 | 0 | 0 | 0 | 0
SCE Partnership Roll-up E3 Calculator - With Carbon Adder - Proposed Program Plan | [17 empty] | System | #N/A | [21 empty] | 0 | 0 | 0 | 0 | 0 | 0 | 0 | 0 | 0 | 0 | 0 | 0 | 0 | 0 | 0 | 0 | 0 | 0 | 0 | 0 | 0 | 0 | 0 | 0 | 0 | 0 | 0 | 0 | 0
SCE Partnership Roll-up E3 Calculator - With Carbon Adder - Proposed Program Plan | [17 empty] | System | #N/A | [21 empty] | 0 | 0 | 0 | 0 | 0 | 0 | 0 | 0 | 0 | 0 | 0 | 0 | 0 | 0 | 0 | 0 | 0 | 0 | 0 | 0 | 0 | 0 | 0 | 0 | 0 | 0 | 0 | 0 | 0
SCE Partnership Roll-up E3 Calculator - With Carbon Adder - Proposed Program Plan | [17 empty] | System | #N/A | [21 empty] | 0 | 0 | 0 | 0 | 0 | 0 | 0 | 0 | 0 | 0 | 0 | 0 | 0 | 0 | 0 | 0 | 0 | 0 | 0 | 0 | 0 | 0 | 0 | 0 | 0 | 0 | 0 | 0 | 0
SCE Partnership Roll-up E3 Calculator - With Carbon Adder - Proposed Program Plan | [17 empty] | System | #N/A | [21 empty] | 0 | 0 | 0 | 0 | 0 | 0 | 0 | 0 | 0 | 0 | 0 | 0 | 0 | 0 | 0 | 0 | 0 | 0 | 0 | 0 | 0 | 0 | 0 | 0 | 0 | 0 | 0 | 0 | 0
SCE Partnership Roll-up E3 Calculator - With Carbon Adder - Proposed Program Plan | [17 empty] | System | #N/A | [21 empty] | 0 | 0 | 0 | 0 | 0 | 0 | 0 | 0 | 0 | 0 | 0 | 0 | 0 | 0 | 0 | 0 | 0 | 0 | 0 | 0 | 0 | 0 | 0 | 0 | 0 | 0 | 0 | 0 | 0
SCE Partnership Roll-up E3 Calculator - With Carbon Adder - Proposed Program Plan | [17 empty] | System | #N/A | [21 empty] | 0 | 0 | 0 | 0 | 0 | 0 | 0 | 0 | 0 | 0 | 0 | 0 | 0 | 0 | 0 | 0 | 0 | 0 | 0 | 0 | 0 | 0 | 0 | 0 | 0 | 0 | 0 | 0 | 0
SCE Partnership Roll-up E3 Calculator - With Carbon Adder - Proposed Program Plan | [17 empty] | System | #N/A | [21 empty] | 0 | 0 | 0 | 0 | 0 | 0 | 0 | 0 | 0 | 0 | 0 | 0 | 0 | 0 | 0 | 0 | 0 | 0 | 0 | 0 | 0 | 0 | 0 | 0 | 0 | 0 | 0 | 0 | 0
SCE Partnership Roll-up E3 Calculator - With Carbon Adder - Proposed Program Plan | [17 empty] | System | #N/A | [21 empty] | 0 | 0 | 0 | 0 | 0 | 0 | 0 | 0 | 0 | 0 | 0 | 0 | 0 | 0 | 0 | 0 | 0 | 0 | 0 | 0 | 0 | 0 | 0 | 0 | 0 | 0 | 0 | 0 | 0
SCE Partnership Roll-up E3 Calculator - With Carbon Adder - Proposed Program Plan | [17 empty] | System | #N/A | [21 empty] | 0 | 0 | 0 | 0 | 0 | 0 | 0 | 0 | 0 | 0 | 0 | 0 | 0 | 0 | 0 | 0 | 0 | 0 | 0 | 0 | 0 | 0 | 0 | 0 | 0 | 0 | 0 | 0 | 0
SCE Partnership Roll-up E3 Calculator - With Carbon Adder - Proposed Program Plan | [17 empty] | System | #N/A | [21 empty] | 0 | 0 | 0 | 0 | 0 | 0 | 0 | 0 | 0 | 0 | 0 | 0 | 0 | 0 | 0 | 0 | 0 | 0 | 0 | 0 | 0 | 0 | 0 | 0 | 0 | 0 | 0 | 0 | 0
SCE Partnership Roll-up E3 Calculator - With Carbon Adder - Proposed Program Plan | [17 empty] | System | #N/A | [21 empty] | 0 | 0 | 0 | 0 | 0 | 0 | 0 | 0 | 0 | 0 | 0 | 0 | 0 | 0 | 0 | 0 | 0 | 0 | 0 | 0 | 0 | 0 | 0 | 0 | 0 | 0 | 0 | 0 | 0
SCE Partnership Roll-up E3 Calculator - With Carbon Adder - Proposed Program Plan | [17 empty] | System | #N/A | [21 empty] | 0 | 0 | 0 | 0 | 0 | 0 | 0 | 0 | 0 | 0 | 0 | 0 | 0 | 0 | 0 | 0 | 0 | 0 | 0 | 0 | 0 | 0 | 0 | 0 | 0 | 0 | 0 | 0 | 0
SCE Partnership Roll-up E3 Calculator - With Carbon Adder - Proposed Program Plan | [17 empty] | System | #N/A | [21 empty] | 0 | 0 | 0 | 0 | 0 | 0 | 0 | 0 | 0 | 0 | 0 | 0 | 0 | 0 | 0 | 0 | 0 | 0 | 0 | 0 | 0 | 0 | 0 | 0 | 0 | 0 | 0 | 0 | 0
SCE Partnership Roll-up E3 Calculator - With Carbon Adder - Proposed Program Plan | [17 empty] | System | #N/A | [21 empty] | 0 | 0 | 0 | 0 | 0 | 0 | 0 | 0 | 0 | 0 | 0 | 0 | 0 | 0 | 0 | 0 | 0 | 0 | 0 | 0 | 0 | 0 | 0 | 0 | 0 | 0 | 0 | 0 | 0
SCE Partnership Roll-up E3 Calculator - With Carbon Adder - Proposed Program Plan | [17 empty] | System | #N/A | [21 empty] | 0 | 0 | 0 | 0 | 0 | 0 | 0 | 0 | 0 | 0 | 0 | 0 | 0 | 0 | 0 | 0 | 0 | 0 | 0 | 0 | 0 | 0 | 0 | 0 | 0 | 0 | 0 | 0 | 0
SCE Partnership Roll-up E3 Calculator - With Carbon Adder - Proposed Program Plan | [17 empty] | System | #N/A | [21 empty] | 0 | 0 | 0 | 0 | 0 | 0 | 0 | 0 | 0 | 0 | 0 | 0 | 0 | 0 | 0 | 0 | 0 | 0 | 0 | 0 | 0 | 0 | 0 | 0 | 0 | 0 | 0 | 0 | 0
SCE Partnership Roll-up E3 Calculator - With Carbon Adder - Proposed Program Plan | [17 empty] | System | #N/A | [21 empty] | 0 | 0 | 0 | 0 | 0 | 0 | 0 | 0 | 0 | 0 | 0 | 0 | 0 | 0 | 0 | 0 | 0 | 0 | 0 | 0 | 0 | 0 | 0 | 0 | 0 | 0 | 0 | 0 | 0
SCE Partnership Roll-up E3 Calculator - With Carbon Adder - Proposed Program Plan | [17 empty] | System | #N/A | [21 empty] | 0 | 0 | 0 | 0 | 0 | 0 | 0 | 0 | 0 | 0 | 0 | 0 | 0 | 0 | 0 | 0 | 0 | 0 | 0 | 0 | 0 | 0 | 0 | 0 | 0 | 0 | 0 | 0 | 0
SCE Partnership Roll-up E3 Calculator - With Carbon Adder - Proposed Program Plan | [17 empty] | System | #N/A | [21 empty] | 0 | 0 | 0 | 0 | 0 | 0 | 0 | 0 | 0 | 0 | 0 | 0 | 0 | 0 | 0 | 0 | 0 | 0 | 0 | 0 | 0 | 0 | 0 | 0 | 0 | 0 | 0 | 0 | 0
SCE Partnership Roll-up E3 Calculator - With Carbon Adder - Proposed Program Plan | [17 empty] | System | #N/A | [21 empty] | 0 | 0 | 0 | 0 | 0 | 0 | 0 | 0 | 0 | 0 | 0 | 0 | 0 | 0 | 0 | 0 | 0 | 0 | 0 | 0 | 0 | 0 | 0 | 0 | 0 | 0 | 0 | 0 | 0
SCE Partnership Roll-up E3 Calculator - With Carbon Adder - Proposed Program Plan | [17 empty] | System | #N/A | [21 empty] | 0 | 0 | 0 | 0 | 0 | 0 | 0 | 0 | 0 | 0 | 0 | 0 | 0 | 0 | 0 | 0 | 0 | 0 | 0 | 0 | 0 | 0 | 0 | 0 | 0 | 0 | 0 | 0 | 0
SCE Partnership Roll-up E3 Calculator - With Carbon Adder - Proposed Program Plan | [17 empty] | System | #N/A | [21 empty] | 0 | 0 | 0 | 0 | 0 | 0 | 0 | 0 | 0 | 0 | 0 | 0 | 0 | 0 | 0 | 0 | 0 | 0 | 0 | 0 | 0 | 0 | 0 | 0 | 0 | 0 | 0 | 0 | 0
SCE Partnership Roll-up E3 Calculator - With Carbon Adder - Proposed Program Plan | [17 empty] | System | #N/A | [21 empty] | 0 | 0 | 0 | 0 | 0 | 0 | 0 | 0 | 0 | 0 | 0 | 0 | 0 | 0 | 0 | 0 | 0 | 0 | 0 | 0 | 0 | 0 | 0 | 0 | 0 | 0 | 0 | 0 | 0
SCE Partnership Roll-up E3 Calculator - With Carbon Adder - Proposed Program Plan | [17 empty] | System | #N/A | [21 empty] | 0 | 0 | 0 | 0 | 0 | 0 | 0 | 0 | 0 | 0 | 0 | 0 | 0 | 0 | 0 | 0 | 0 | 0 | 0 | 0 | 0 | 0 | 0 | 0 | 0 | 0 | 0 | 0 | 0
SCE Partnership Roll-up E3 Calculator - With Carbon Adder - Proposed Program Plan | [17 empty] | System | #N/A | [21 empty] | 0 | 0 | 0 | 0 | 0 | 0 | 0 | 0 | 0 | 0 | 0 | 0 | 0 | 0 | 0 | 0 | 0 | 0 | 0 | 0 | 0 | 0 | 0 | 0 | 0 | 0 | 0 | 0 | 0
SCE Partnership Roll-up E3 Calculator - With Carbon Adder - Proposed Program Plan | [17 empty] | System | #N/A | [21 empty] | 0 | 0 | 0 | 0 | 0 | 0 | 0 | 0 | 0 | 0 | 0 | 0 | 0 | 0 | 0 | 0 | 0 | 0 | 0 | 0 | 0 | 0 | 0 | 0 | 0 | 0 | 0 | 0 | 0
SCE Partnership Roll-up E3 Calculator - With Carbon Adder - Proposed Program Plan | [17 empty] | System | #N/A | [21 empty] | 0 | 0 | 0 | 0 | 0 | 0 | 0 | 0 | 0 | 0 | 0 | 0 | 0 | 0 | 0 | 0 | 0 | 0 | 0 | 0 | 0 | 0 | 0 | 0 | 0 | 0 | 0 | 0 | 0
SCE Partnership Roll-up E3 Calculator - With Carbon Adder - Proposed Program Plan | [17 empty] | System | #N/A | [21 empty] | 0 | 0 | 0 | 0 | 0 | 0 | 0 | 0 | 0 | 0 | 0 | 0 | 0 | 0 | 0 | 0 | 0 | 0 | 0 | 0 | 0 | 0 | 0 | 0 | 0 | 0 | 0 | 0 | 0
SCE Partnership Roll-up E3 Calculator - With Carbon Adder - Proposed Program Plan | [17 empty] | System | #N/A | [21 empty] | 0 | 0 | 0 | 0 | 0 | 0 | 0 | 0 | 0 | 0 | 0 | 0 | 0 | 0 | 0 | 0 | 0 | 0 | 0 | 0 | 0 | 0 | 0 | 0 | 0 | 0 | 0 | 0 | 0
SCE Partnership Roll-up E3 Calculator - With Carbon Adder - Proposed Program Plan | [17 empty] | System | #N/A | [21 empty] | 0 | 0 | 0 | 0 | 0 | 0 | 0 | 0 | 0 | 0 | 0 | 0 | 0 | 0 | 0 | 0 | 0 | 0 | 0 | 0 | 0 | 0 | 0 | 0 | 0 | 0 | 0 | 0 | 0
SCE Partnership Roll-up E3 Calculator - With Carbon Adder - Proposed Program Plan | [17 empty] | System | #N/A | [21 empty] | 0 | 0 | 0 | 0 | 0 | 0 | 0 | 0 | 0 | 0 | 0 | 0 | 0 | 0 | 0 | 0 | 0 | 0 | 0 | 0 | 0 | 0 | 0 | 0 | 0 | 0 | 0 | 0 | 0
SCE Partnership Roll-up E3 Calculator - With Carbon Adder - Proposed Program Plan | [17 empty] | System | #N/A | [21 empty] | 0 | 0 | 0 | 0 | 0 | 0 | 0 | 0 | 0 | 0 | 0 | 0 | 0 | 0 | 0 | 0 | 0 | 0 | 0 | 0 | 0 | 0 | 0 | 0 | 0 | 0 | 0 | 0 | 0
SCE Partnership Roll-up E3 Calculator - With Carbon Adder - Proposed Program Plan | [17 empty] | System | #N/A | [21 empty] | 0 | 0 | 0 | 0 | 0 | 0 | 0 | 0 | 0 | 0 | 0 | 0 | 0 | 0 | 0 | 0 | 0 | 0 | 0 | 0 | 0 | 0 | 0 | 0 | 0 | 0 | 0 | 0 | 0
SCE Partnership Roll-up E3 Calculator - With Carbon Adder - Proposed Program Plan | [17 empty] | System | #N/A | [21 empty] | 0 | 0 | 0 | 0 | 0 | 0 | 0 | 0 | 0 | 0 | 0 | 0 | 0 | 0 | 0 | 0 | 0 | 0 | 0 | 0 | 0 | 0 | 0 | 0 | 0 | 0 | 0 | 0 | 0
SCE Partnership Roll-up E3 Calculator - With Carbon Adder - Proposed Program Plan | [17 empty] | System | #N/A | [21 empty] | 0 | 0 | 0 | 0 | 0 | 0 | 0 | 0 | 0 | 0 | 0 | 0 | 0 | 0 | 0 | 0 | 0 | 0 | 0 | 0 | 0 | 0 | 0 | 0 | 0 | 0 | 0 | 0 | 0
SCE Partnership Roll-up E3 Calculator - With Carbon Adder - Proposed Program Plan | [17 empty] | System | #N/A | [21 empty] | 0 | 0 | 0 | 0 | 0 | 0 | 0 | 0 | 0 | 0 | 0 | 0 | 0 | 0 | 0 | 0 | 0 | 0 | 0 | 0 | 0 | 0 | 0 | 0 | 0 | 0 | 0 | 0 | 0
SCE Partnership Roll-up E3 Calculator - With Carbon Adder - Proposed Program Plan | [17 empty] | System | #N/A | [21 empty] | 0 | 0 | 0 | 0 | 0 | 0 | 0 | 0 | 0 | 0 | 0 | 0 | 0 | 0 | 0 | 0 | 0 | 0 | 0 | 0 | 0 | 0 | 0 | 0 | 0 | 0 | 0 | 0 | 0
SCE Partnership Roll-up E3 Calculator - With Carbon Adder - Proposed Program Plan | [17 empty] | System | #N/A | [21 empty] | 0 | 0 | 0 | 0 | 0 | 0 | 0 | 0 | 0 | 0 | 0 | 0 | 0 | 0 | 0 | 0 | 0 | 0 | 0 | 0 | 0 | 0 | 0 | 0 | 0 | 0 | 0 | 0 | 0
SCE Partnership Roll-up E3 Calculator - With Carbon Adder - Proposed Program Plan | [17 empty] | System | #N/A | [21 empty] | 0 | 0 | 0 | 0 | 0 | 0 | 0 | 0 | 0 | 0 | 0 | 0 | 0 | 0 | 0 | 0 | 0 | 0 | 0 | 0 | 0 | 0 | 0 | 0 | 0 | 0 | 0 | 0 | 0
SCE Partnership Roll-up E3 Calculator - With Carbon Adder - Proposed Program Plan | [17 empty] | System | #N/A | [21 empty] | 0 | 0 | 0 | 0 | 0 | 0 | 0 | 0 | 0 | 0 | 0 | 0 | 0 | 0 | 0 | 0 | 0 | 0 | 0 | 0 | 0 | 0 | 0 | 0 | 0 | 0 | 0 | 0 | 0
SCE Partnership Roll-up E3 Calculator - With Carbon Adder - Proposed Program Plan | [17 empty] | System | #N/A | [21 empty] | 0 | 0 | 0 | 0 | 0 | 0 | 0 | 0 | 0 | 0 | 0 | 0 | 0 | 0 | 0 | 0 | 0 | 0 | 0 | 0 | 0 | 0 | 0 | 0 | 0 | 0 | 0 | 0 | 0
SCE Partnership Roll-up E3 Calculator - With Carbon Adder - Proposed Program Plan | [17 empty] | System | #N/A | [21 empty] | 0 | 0 | 0 | 0 | 0 | 0 | 0 | 0 | 0 | 0 | 0 | 0 | 0 | 0 | 0 | 0 | 0 | 0 | 0 | 0 | 0 | 0 | 0 | 0 | 0 | 0 | 0 | 0 | 0
SCE Partnership Roll-up E3 Calculator - With Carbon Adder - Proposed Program Plan | [17 empty] | System | #N/A | [21 empty] | 0 | 0 | 0 | 0 | 0 | 0 | 0 | 0 | 0 | 0 | 0 | 0 | 0 | 0 | 0 | 0 | 0 | 0 | 0 | 0 | 0 | 0 | 0 | 0 | 0 | 0 | 0 | 0 | 0
SCE Partnership Roll-up E3 Calculator - With Carbon Adder - Proposed Program Plan | [17 empty] | System | #N/A | [21 empty] | 0 | 0 | 0 | 0 | 0 | 0 | 0 | 0 | 0 | 0 | 0 | 0 | 0 | 0 | 0 | 0 | 0 | 0 | 0 | 0 | 0 | 0 | 0 | 0 | 0 | 0 | 0 | 0 | 0
SCE Partnership Roll-up E3 Calculator - With Carbon Adder - Proposed Program Plan | [17 empty] | System | #N/A | [21 empty] | 0 | 0 | 0 | 0 | 0 | 0 | 0 | 0 | 0 | 0 | 0 | 0 | 0 | 0 | 0 | 0 | 0 | 0 | 0 | 0 | 0 | 0 | 0 | 0 | 0 | 0 | 0 | 0 | 0
SCE Partnership Roll-up E3 Calculator - With Carbon Adder - Proposed Program Plan | [17 empty] | System | #N/A | [21 empty] | 0 | 0 | 0 | 0 | 0 | 0 | 0 | 0 | 0 | 0 | 0 | 0 | 0 | 0 | 0 | 0 | 0 | 0 | 0 | 0 | 0 | 0 | 0 | 0 | 0 | 0 | 0 | 0 | 0
SCE Partnership Roll-up E3 Calculator - With Carbon Adder - Proposed Program Plan | [17 empty] | System | #N/A | [21 empty] | 0 | 0 | 0 | 0 | 0 | 0 | 0 | 0 | 0 | 0 | 0 | 0 | 0 | 0 | 0 | 0 | 0 | 0 | 0 | 0 | 0 | 0 | 0 | 0 | 0 | 0 | 0 | 0 | 0
SCE Partnership Roll-up E3 Calculator - With Carbon Adder - Proposed Program Plan | [17 empty] | System | #N/A | [21 empty] | 0 | 0 | 0 | 0 | 0 | 0 | 0 | 0 | 0 | 0 | 0 | 0 | 0 | 0 | 0 | 0 | 0 | 0 | 0 | 0 | 0 | 0 | 0 | 0 | 0 | 0 | 0 | 0 | 0
SCE Partnership Roll-up E3 Calculator - With Carbon Adder - Proposed Program Plan | [17 empty] | System | #N/A | [21 empty] | 0 | 0 | 0 | 0 | 0 | 0 | 0 | 0 | 0 | 0 | 0 | 0 | 0 | 0 | 0 | 0 | 0 | 0 | 0 | 0 | 0 | 0 | 0 | 0 | 0 | 0 | 0 | 0 | 0
SCE Partnership Roll-up E3 Calculator - With Carbon Adder - Proposed Program Plan | [17 empty] | System | #N/A | [21 empty] | 0 | 0 | 0 | 0 | 0 | 0 | 0 | 0 | 0 | 0 | 0 | 0 | 0 | 0 | 0 | 0 | 0 | 0 | 0 | 0 | 0 | 0 | 0 | 0 | 0 | 0 | 0 | 0 | 0
SCE Partnership Roll-up E3 Calculator - With Carbon Adder - Proposed Program Plan | [17 empty] | System | #N/A | [21 empty] | 0 | 0 | 0 | 0 | 0 | 0 | 0 | 0 | 0 | 0 | 0 | 0 | 0 | 0 | 0 | 0 | 0 | 0 | 0 | 0 | 0 | 0 | 0 | 0 | 0 | 0 | 0 | 0 | 0
SCE Partnership Roll-up E3 Calculator - With Carbon Adder - Proposed Program Plan | [17 empty] | System | #N/A | [21 empty] | 0 | 0 | 0 | 0 | 0 | 0 | 0 | 0 | 0 | 0 | 0 | 0 | 0 | 0 | 0 | 0 | 0 | 0 | 0 | 0 | 0 | 0 | 0 | 0 | 0 | 0 | 0 | 0 | 0
SCE Partnership Roll-up E3 Calculator - With Carbon Adder - Proposed Program Plan | [17 empty] | System | #N/A | [21 empty] | 0 | 0 | 0 | 0 | 0 | 0 | 0 | 0 | 0 | 0 | 0 | 0 | 0 | 0 | 0 | 0 | 0 | 0 | 0 | 0 | 0 | 0 | 0 | 0 | 0 | 0 | 0 | 0 | 0
SCE Partnership Roll-up E3 Calculator - With Carbon Adder - Proposed Program Plan | [17 empty] | System | #N/A | [21 empty] | 0 | 0 | 0 | 0 | 0 | 0 | 0 | 0 | 0 | 0 | 0 | 0 | 0 | 0 | 0 | 0 | 0 | 0 | 0 | 0 | 0 | 0 | 0 | 0 | 0 | 0 | 0 | 0 | 0
SCE Partnership Roll-up E3 Calculator - With Carbon Adder - Proposed Program Plan | [17 empty] | System | #N/A | [21 empty] | 0 | 0 | 0 | 0 | 0 | 0 | 0 | 0 | 0 | 0 | 0 | 0 | 0 | 0 | 0 | 0 | 0 | 0 | 0 | 0 | 0 | 0 | 0 | 0 | 0 | 0 | 0 | 0 | 0
SCE Partnership Roll-up E3 Calculator - With Carbon Adder - Proposed Program Plan | [17 empty] | System | #N/A | [21 empty] | 0 | 0 | 0 | 0 | 0 | 0 | 0 | 0 | 0 | 0 | 0 | 0 | 0 | 0 | 0 | 0 | 0 | 0 | 0 | 0 | 0 | 0 | 0 | 0 | 0 | 0 | 0 | 0 | 0
SCE Partnership Roll-up E3 Calculator - With Carbon Adder - Proposed Program Plan | [17 empty] | System | #N/A | [21 empty] | 0 | 0 | 0 | 0 | 0 | 0 | 0 | 0 | 0 | 0 | 0 | 0 | 0 | 0 | 0 | 0 | 0 | 0 | 0 | 0 | 0 | 0 | 0 | 0 | 0 | 0 | 0 | 0 | 0
SCE Partnership Roll-up E3 Calculator - With Carbon Adder - Proposed Program Plan | [17 empty] | System | #N/A | [21 empty] | 0 | 0 | 0 | 0 | 0 | 0 | 0 | 0 | 0 | 0 | 0 | 0 | 0 | 0 | 0 | 0 | 0 | 0 | 0 | 0 | 0 | 0 | 0 | 0 | 0 | 0 | 0 | 0 | 0
SCE Partnership Roll-up E3 Calculator - With Carbon Adder - Proposed Program Plan | [17 empty] | System | #N/A | [21 empty] | 0 | 0 | 0 | 0 | 0 | 0 | 0 | 0 | 0 | 0 | 0 | 0 | 0 | 0 | 0 | 0 | 0 | 0 | 0 | 0 | 0 | 0 | 0 | 0 | 0 | 0 | 0 | 0 | 0
SCE Partnership Roll-up E3 Calculator - With Carbon Adder - Proposed Program Plan | [17 empty] | System | #N/A | [21 empty] | 0 | 0 | 0 | 0 | 0 | 0 | 0 | 0 | 0 | 0 | 0 | 0 | 0 | 0 | 0 | 0 | 0 | 0 | 0 | 0 | 0 | 0 | 0 | 0 | 0 | 0 | 0 | 0 | 0
SCE Partnership Roll-up E3 Calculator - With Carbon Adder - Proposed Program Plan | [17 empty] | System | #N/A | [21 empty] | 0 | 0 | 0 | 0 | 0 | 0 | 0 | 0 | 0 | 0 | 0 | 0 | 0 | 0 | 0 | 0 | 0 | 0 | 0 | 0 | 0 | 0 | 0 | 0 | 0 | 0 | 0 | 0 | 0
SCE Partnership Roll-up E3 Calculator - With Carbon Adder - Proposed Program Plan | [17 empty] | System | #N/A | [21 empty] | 0 | 0 | 0 | 0 | 0 | 0 | 0 | 0 | 0 | 0 | 0 | 0 | 0 | 0 | 0 | 0 | 0 | 0 | 0 | 0 | 0 | 0 | 0 | 0 | 0 | 0 | 0 | 0 | 0
SCE Partnership Roll-up E3 Calculator - With Carbon Adder - Proposed Program Plan | [17 empty] | System | #N/A | [21 empty] | 0 | 0 | 0 | 0 | 0 | 0 | 0 | 0 | 0 | 0 | 0 | 0 | 0 | 0 | 0 | 0 | 0 | 0 | 0 | 0 | 0 | 0 | 0 | 0 | 0 | 0 | 0 | 0 | 0
SCE Partnership Roll-up E3 Calculator - With Carbon Adder - Proposed Program Plan | [17 empty] | System | #N/A | [21 empty] | 0 | 0 | 0 | 0 | 0 | 0 | 0 | 0 | 0 | 0 | 0 | 0 | 0 | 0 | 0 | 0 | 0 | 0 | 0 | 0 | 0 | 0 | 0 | 0 | 0 | 0 | 0 | 0 | 0
SCE Partnership Roll-up E3 Calculator - With Carbon Adder - Proposed Program Plan | [17 empty] | System | #N/A | [21 empty] | 0 | 0 | 0 | 0 | 0 | 0 | 0 | 0 | 0 | 0 | 0 | 0 | 0 | 0 | 0 | 0 | 0 | 0 | 0 | 0 | 0 | 0 | 0 | 0 | 0 | 0 | 0 | 0 | 0
SCE Partnership Roll-up E3 Calculator - With Carbon Adder - Proposed Program Plan | [17 empty] | System | #N/A | [21 empty] | 0 | 0 | 0 | 0 | 0 | 0 | 0 | 0 | 0 | 0 | 0 | 0 | 0 | 0 | 0 | 0 | 0 | 0 | 0 | 0 | 0 | 0 | 0 | 0 | 0 | 0 | 0 | 0 | 0
SCE Partnership Roll-up E3 Calculator - With Carbon Adder - Proposed Program Plan | [17 empty] | System | #N/A | [21 empty] | 0 | 0 | 0 | 0 | 0 | 0 | 0 | 0 | 0 | 0 | 0 | 0 | 0 | 0 | 0 | 0 | 0 | 0 | 0 | 0 | 0 | 0 | 0 | 0 | 0 | 0 | 0 | 0 | 0
SCE Partnership Roll-up E3 Calculator - With Carbon Adder - Proposed Program Plan | [17 empty] | System | #N/A | [21 empty] | 0 | 0 | 0 | 0 | 0 | 0 | 0 | 0 | 0 | 0 | 0 | 0 | 0 | 0 | 0 | 0 | 0 | 0 | 0 | 0 | 0 | 0 | 0 | 0 | 0 | 0 | 0 | 0 | 0
SCE Partnership Roll-up E3 Calculator - With Carbon Adder - Proposed Program Plan | [17 empty] | System | #N/A | [21 empty] | 0 | 0 | 0 | 0 | 0 | 0 | 0 | 0 | 0 | 0 | 0 | 0 | 0 | 0 | 0 | 0 | 0 | 0 | 0 | 0 | 0 | 0 | 0 | 0 | 0 | 0 | 0 | 0 | 0
SCE Partnership Roll-up E3 Calculator - With Carbon Adder - Proposed Program Plan | [17 empty] | System | #N/A | [21 empty] | 0 | 0 | 0 | 0 | 0 | 0 | 0 | 0 | 0 | 0 | 0 | 0 | 0 | 0 | 0 | 0 | 0 | 0 | 0 | 0 | 0 | 0 | 0 | 0 | 0 | 0 | 0 | 0 | 0
SCE Partnership Roll-up E3 Calculator - With Carbon Adder - Proposed Program Plan | [17 empty] | System | #N/A | [21 empty] | 0 | 0 | 0 | 0 | 0 | 0 | 0 | 0 | 0 | 0 | 0 | 0 | 0 | 0 | 0 | 0 | 0 | 0 | 0 | 0 | 0 | 0 | 0 | 0 | 0 | 0 | 0 | 0 | 0
SCE Partnership Roll-up E3 Calculator - With Carbon Adder - Proposed Program Plan | [17 empty] | System | #N/A | [21 empty] | 0 | 0 | 0 | 0 | 0 | 0 | 0 | 0 | 0 | 0 | 0 | 0 | 0 | 0 | 0 | 0 | 0 | 0 | 0 | 0 | 0 | 0 | 0 | 0 | 0 | 0 | 0 | 0 | 0
SCE Partnership Roll-up E3 Calculator - With Carbon Adder - Proposed Program Plan | [17 empty] | System | #N/A | [21 empty] | 0 | 0 | 0 | 0 | 0 | 0 | 0 | 0 | 0 | 0 | 0 | 0 | 0 | 0 | 0 | 0 | 0 | 0 | 0 | 0 | 0 | 0 | 0 | 0 | 0 | 0 | 0 | 0 | 0
SCE Partnership Roll-up E3 Calculator - With Carbon Adder - Proposed Program Plan | [17 empty] | System | #N/A | [21 empty] | 0 | 0 | 0 | 0 | 0 | 0 | 0 | 0 | 0 | 0 | 0 | 0 | 0 | 0 | 0 | 0 | 0 | 0 | 0 | 0 | 0 | 0 | 0 | 0 | 0 | 0 | 0 | 0 | 0
SCE Partnership Roll-up E3 Calculator - With Carbon Adder - Proposed Program Plan | [17 empty] | System | #N/A | [21 empty] | 0 | 0 | 0 | 0 | 0 | 0 | 0 | 0 | 0 | 0 | 0 | 0 | 0 | 0 | 0 | 0 | 0 | 0 | 0 | 0 | 0 | 0 | 0 | 0 | 0 | 0 | 0 | 0 | 0
SCE Partnership Roll-up E3 Calculator - With Carbon Adder - Proposed Program Plan | [17 empty] | System | #N/A | [21 empty] | 0 | 0 | 0 | 0 | 0 | 0 | 0 | 0 | 0 | 0 | 0 | 0 | 0 | 0 | 0 | 0 | 0 | 0 | 0 | 0 | 0 | 0 | 0 | 0 | 0 | 0 | 0 | 0 | 0
SCE Partnership Roll-up E3 Calculator - With Carbon Adder - Proposed Program Plan | [17 empty] | System | #N/A | [21 empty] | 0 | 0 | 0 | 0 | 0 | 0 | 0 | 0 | 0 | 0 | 0 | 0 | 0 | 0 | 0 | 0 | 0 | 0 | 0 | 0 | 0 | 0 | 0 | 0 | 0 | 0 | 0 | 0 | 0
SCE Partnership Roll-up E3 Calculator - With Carbon Adder - Proposed Program Plan | [17 empty] | System | #N/A | [21 empty] | 0 | 0 | 0 | 0 | 0 | 0 | 0 | 0 | 0 | 0 | 0 | 0 | 0 | 0 | 0 | 0 | 0 | 0 | 0 | 0 | 0 | 0 | 0 | 0 | 0 | 0 | 0 | 0 | 0
SCE Partnership Roll-up E3 Calculator - With Carbon Adder - Proposed Program Plan | [17 empty] | System | #N/A | [21 empty] | 0 | 0 | 0 | 0 | 0 | 0 | 0 | 0 | 0 | 0 | 0 | 0 | 0 | 0 | 0 | 0 | 0 | 0 | 0 | 0 | 0 | 0 | 0 | 0 | 0 | 0 | 0 | 0 | 0
SCE Partnership Roll-up E3 Calculator - With Carbon Adder - Proposed Program Plan | [17 empty] | System | #N/A | [21 empty] | 0 | 0 | 0 | 0 | 0 | 0 | 0 | 0 | 0 | 0 | 0 | 0 | 0 | 0 | 0 | 0 | 0 | 0 | 0 | 0 | 0 | 0 | 0 | 0 | 0 | 0 | 0 | 0 | 0
SCE Partnership Roll-up E3 Calculator - With Carbon Adder - Proposed Program Plan | [17 empty] | System | #N/A | [21 empty] | 0 | 0 | 0 | 0 | 0 | 0 | 0 | 0 | 0 | 0 | 0 | 0 | 0 | 0 | 0 | 0 | 0 | 0 | 0 | 0 | 0 | 0 | 0 | 0 | 0 | 0 | 0 | 0 | 0
SCE Partnership Roll-up E3 Calculator - With Carbon Adder - Proposed Program Plan | [17 empty] | System | #N/A | [21 empty] | 0 | 0 | 0 | 0 | 0 | 0 | 0 | 0 | 0 | 0 | 0 | 0 | 0 | 0 | 0 | 0 | 0 | 0 | 0 | 0 | 0 | 0 | 0 | 0 | 0 | 0 | 0 | 0 | 0
SCE Partnership Roll-up E3 Calculator - With Carbon Adder - Proposed Program Plan | [17 empty] | System | #N/A | [21 empty] | 0 | 0 | 0 | 0 | 0 | 0 | 0 | 0 | 0 | 0 | 0 | 0 | 0 | 0 | 0 | 0 | 0 | 0 | 0 | 0 | 0 | 0 | 0 | 0 | 0 | 0 | 0 | 0 | 0
SCE Partnership Roll-up E3 Calculator - With Carbon Adder - Proposed Program Plan | [17 empty] | System | #N/A | [21 empty] | 0 | 0 | 0 | 0 | 0 | 0 | 0 | 0 | 0 | 0 | 0 | 0 | 0 | 0 | 0 | 0 | 0 | 0 | 0 | 0 | 0 | 0 | 0 | 0 | 0 | 0 | 0 | 0 | 0
SCE Partnership Roll-up E3 Calculator - With Carbon Adder - Proposed Program Plan | [17 empty] | System | #N/A | [21 empty] | 0 | 0 | 0 | 0 | 0 | 0 | 0 | 0 | 0 | 0 | 0 | 0 | 0 | 0 | 0 | 0 | 0 | 0 | 0 | 0 | 0 | 0 | 0 | 0 | 0 | 0 | 0 | 0 | 0
SCE Partnership Roll-up E3 Calculator - With Carbon Adder - Proposed Program Plan | [17 empty] | System | #N/A | [21 empty] | 0 | 0 | 0 | 0 | 0 | 0 | 0 | 0 | 0 | 0 | 0 | 0 | 0 | 0 | 0 | 0 | 0 | 0 | 0 | 0 | 0 | 0 | 0 | 0 | 0 | 0 | 0 | 0 | 0
SCE Partnership Roll-up E3 Calculator - With Carbon Adder - Proposed Program Plan | [17 empty] | System | #N/A | [21 empty] | 0 | 0 | 0 | 0 | 0 | 0 | 0 | 0 | 0 | 0 | 0 | 0 | 0 | 0 | 0 | 0 | 0 | 0 | 0 | 0 | 0 | 0 | 0 | 0 | 0 | 0 | 0 | 0 | 0
SCE Partnership Roll-up E3 Calculator - With Carbon Adder - Proposed Program Plan | [17 empty] | System | #N/A | [21 empty] | 0 | 0 | 0 | 0 | 0 | 0 | 0 | 0 | 0 | 0 | 0 | 0 | 0 | 0 | 0 | 0 | 0 | 0 | 0 | 0 | 0 | 0 | 0 | 0 | 0 | 0 | 0 | 0 | 0
SCE Partnership Roll-up E3 Calculator - With Carbon Adder - Proposed Program Plan | [17 empty] | System | #N/A | [21 empty] | 0 | 0 | 0 | 0 | 0 | 0 | 0 | 0 | 0 | 0 | 0 | 0 | 0 | 0 | 0 | 0 | 0 | 0 | 0 | 0 | 0 | 0 | 0 | 0 | 0 | 0 | 0 | 0 | 0
SCE Partnership Roll-up E3 Calculator - With Carbon Adder - Proposed Program Plan | [17 empty] | System | #N/A | [21 empty] | 0 | 0 | 0 | 0 | 0 | 0 | 0 | 0 | 0 | 0 | 0 | 0 | 0 | 0 | 0 | 0 | 0 | 0 | 0 | 0 | 0 | 0 | 0 | 0 | 0 | 0 | 0 | 0 | 0
SCE Partnership Roll-up E3 Calculator - With Carbon Adder - Proposed Program Plan | [17 empty] | System | #N/A | [21 empty] | 0 | 0 | 0 | 0 | 0 | 0 | 0 | 0 | 0 | 0 | 0 | 0 | 0 | 0 | 0 | 0 | 0 | 0 | 0 | 0 | 0 | 0 | 0 | 0 | 0 | 0 | 0 | 0 | 0
SCE Partnership Roll-up E3 Calculator - With Carbon Adder - Proposed Program Plan | [17 empty] | System | #N/A | [21 empty] | 0 | 0 | 0 | 0 | 0 | 0 | 0 | 0 | 0 | 0 | 0 | 0 | 0 | 0 | 0 | 0 | 0 | 0 | 0 | 0 | 0 | 0 | 0 | 0 | 0 | 0 | 0 | 0 | 0
SCE Partnership Roll-up E3 Calculator - With Carbon Adder - Proposed Program Plan | [17 empty] | System | #N/A | [21 empty] | 0 | 0 | 0 | 0 | 0 | 0 | 0 | 0 | 0 | 0 | 0 | 0 | 0 | 0 | 0 | 0 | 0 | 0 | 0 | 0 | 0 | 0 | 0 | 0 | 0 | 0 | 0 | 0 | 0
SCE Partnership Roll-up E3 Calculator - With Carbon Adder - Proposed Program Plan | [17 empty] | System | #N/A | [21 empty] | 0 | 0 | 0 | 0 | 0 | 0 | 0 | 0 | 0 | 0 | 0 | 0 | 0 | 0 | 0 | 0 | 0 | 0 | 0 | 0 | 0 | 0 | 0 | 0 | 0 | 0 | 0 | 0 | 0
SCE Partnership Roll-up E3 Calculator - With Carbon Adder - Proposed Program Plan | [17 empty] | System | #N/A | [21 empty] | 0 | 0 | 0 | 0 | 0 | 0 | 0 | 0 | 0 | 0 | 0 | 0 | 0 | 0 | 0 | 0 | 0 | 0 | 0 | 0 | 0 | 0 | 0 | 0 | 0 | 0 | 0 | 0 | 0
SCE Partnership Roll-up E3 Calculator - With Carbon Adder - Proposed Program Plan | [17 empty] | System | #N/A | [21 empty] | 0 | 0 | 0 | 0 | 0 | 0 | 0 | 0 | 0 | 0 | 0 | 0 | 0 | 0 | 0 | 0 | 0 | 0 | 0 | 0 | 0 | 0 | 0 | 0 | 0 | 0 | 0 | 0 | 0
SCE Partnership Roll-up E3 Calculator - With Carbon Adder - Proposed Program Plan | [17 empty] | System | #N/A | [21 empty] | 0 | 0 | 0 | 0 | 0 | 0 | 0 | 0 | 0 | 0 | 0 | 0 | 0 | 0 | 0 | 0 | 0 | 0 | 0 | 0 | 0 | 0 | 0 | 0 | 0 | 0 | 0 | 0 | 0
SCE Partnership Roll-up E3 Calculator - With Carbon Adder - Proposed Program Plan | [17 empty] | System | #N/A | [21 empty] | 0 | 0 | 0 | 0 | 0 | 0 | 0 | 0 | 0 | 0 | 0 | 0 | 0 | 0 | 0 | 0 | 0 | 0 | 0 | 0 | 0 | 0 | 0 | 0 | 0 | 0 | 0 | 0 | 0
SCE Partnership Roll-up E3 Calculator - With Carbon Adder - Proposed Program Plan | [17 empty] | System | #N/A | [21 empty] | 0 | 0 | 0 | 0 | 0 | 0 | 0 | 0 | 0 | 0 | 0 | 0 | 0 | 0 | 0 | 0 | 0 | 0 | 0 | 0 | 0 | 0 | 0 | 0 | 0 | 0 | 0 | 0 | 0
SCE Partnership Roll-up E3 Calculator - With Carbon Adder - Proposed Program Plan | [17 empty] | System | #N/A | [21 empty] | 0 | 0 | 0 | 0 | 0 | 0 | 0 | 0 | 0 | 0 | 0 | 0 | 0 | 0 | 0 | 0 | 0 | 0 | 0 | 0 | 0 | 0 | 0 | 0 | 0 | 0 | 0 | 0 | 0
SCE Partnership Roll-up E3 Calculator - With Carbon Adder - Proposed Program Plan | [17 empty] | System | #N/A | [21 empty] | 0 | 0 | 0 | 0 | 0 | 0 | 0 | 0 | 0 | 0 | 0 | 0 | 0 | 0 | 0 | 0 | 0 | 0 | 0 | 0 | 0 | 0 | 0 | 0 | 0 | 0 | 0 | 0 | 0
SCE Partnership Roll-up E3 Calculator - With Carbon Adder - Proposed Program Plan | [17 empty] | System | #N/A | [21 empty] | 0 | 0 | 0 | 0 | 0 | 0 | 0 | 0 | 0 | 0 | 0 | 0 | 0 | 0 | 0 | 0 | 0 | 0 | 0 | 0 | 0 | 0 | 0 | 0 | 0 | 0 | 0 | 0 | 0
SCE Partnership Roll-up E3 Calculator - With Carbon Adder - Proposed Program Plan | [17 empty] | System | #N/A | [21 empty] | 0 | 0 | 0 | 0 | 0 | 0 | 0 | 0 | 0 | 0 | 0 | 0 | 0 | 0 | 0 | 0 | 0 | 0 | 0 | 0 | 0 | 0 | 0 | 0 | 0 | 0 | 0 | 0 | 0
SCE Partnership Roll-up E3 Calculator - With Carbon Adder - Proposed Program Plan | [17 empty] | System | #N/A | [21 empty] | 0 | 0 | 0 | 0 | 0 | 0 | 0 | 0 | 0 | 0 | 0 | 0 | 0 | 0 | 0 | 0 | 0 | 0 | 0 | 0 | 0 | 0 | 0 | 0 | 0 | 0 | 0 | 0 | 0
SCE Partnership Roll-up E3 Calculator - With Carbon Adder - Proposed Program Plan | [17 empty] | System | #N/A | [21 empty] | 0 | 0 | 0 | 0 | 0 | 0 | 0 | 0 | 0 | 0 | 0 | 0 | 0 | 0 | 0 | 0 | 0 | 0 | 0 | 0 | 0 | 0 | 0 | 0 | 0 | 0 | 0 | 0 | 0
SCE Partnership Roll-up E3 Calculator - With Carbon Adder - Proposed Program Plan | [17 empty] | System | #N/A | [21 empty] | 0 | 0 | 0 | 0 | 0 | 0 | 0 | 0 | 0 | 0 | 0 | 0 | 0 | 0 | 0 | 0 | 0 | 0 | 0 | 0 | 0 | 0 | 0 | 0 | 0 | 0 | 0 | 0 | 0
SCE Partnership Roll-up E3 Calculator - With Carbon Adder - Proposed Program Plan | [17 empty] | System | #N/A | [21 empty] | 0 | 0 | 0 | 0 | 0 | 0 | 0 | 0 | 0 | 0 | 0 | 0 | 0 | 0 | 0 | 0 | 0 | 0 | 0 | 0 | 0 | 0 | 0 | 0 | 0 | 0 | 0 | 0 | 0
SCE Partnership Roll-up E3 Calculator - With Carbon Adder - Proposed Program Plan | [17 empty] | System | #N/A | [21 empty] | 0 | 0 | 0 | 0 | 0 | 0 | 0 | 0 | 0 | 0 | 0 | 0 | 0 | 0 | 0 | 0 | 0 | 0 | 0 | 0 | 0 | 0 | 0 | 0 | 0 | 0 | 0 | 0 | 0
SCE Partnership Roll-up E3 Calculator - With Carbon Adder - Proposed Program Plan | [17 empty] | System | #N/A | [21 empty] | 0 | 0 | 0 | 0 | 0 | 0 | 0 | 0 | 0 | 0 | 0 | 0 | 0 | 0 | 0 | 0 | 0 | 0 | 0 | 0 | 0 | 0 | 0 | 0 | 0 | 0 | 0 | 0 | 0
SCE Partnership Roll-up E3 Calculator - With Carbon Adder - Proposed Program Plan | [17 empty] | System | #N/A | [21 empty] | 0 | 0 | 0 | 0 | 0 | 0 | 0 | 0 | 0 | 0 | 0 | 0 | 0 | 0 | 0 | 0 | 0 | 0 | 0 | 0 | 0 | 0 | 0 | 0 | 0 | 0 | 0 | 0 | 0
SCE Partnership Roll-up E3 Calculator - With Carbon Adder - Proposed Program Plan | [17 empty] | System | #N/A | [21 empty] | 0 | 0 | 0 | 0 | 0 | 0 | 0 | 0 | 0 | 0 | 0 | 0 | 0 | 0 | 0 | 0 | 0 | 0 | 0 | 0 | 0 | 0 | 0 | 0 | 0 | 0 | 0 | 0 | 0
SCE Partnership Roll-up E3 Calculator - With Carbon Adder - Proposed Program Plan | [17 empty] | System | #N/A | [21 empty] | 0 | 0 | 0 | 0 | 0 | 0 | 0 | 0 | 0 | 0 | 0 | 0 | 0 | 0 | 0 | 0 | 0 | 0 | 0 | 0 | 0 | 0 | 0 | 0 | 0 | 0 | 0 | 0 | 0
SCE Partnership Roll-up E3 Calculator - With Carbon Adder - Proposed Program Plan | [17 empty] | System | #N/A | [21 empty] | 0 | 0 | 0 | 0 | 0 | 0 | 0 | 0 | 0 | 0 | 0 | 0 | 0 | 0 | 0 | 0 | 0 | 0 | 0 | 0 | 0 | 0 | 0 | 0 | 0 | 0 | 0 | 0 | 0
SCE Partnership Roll-up E3 Calculator - With Carbon Adder - Proposed Program Plan | [17 empty] | System | #N/A | [21 empty] | 0 | 0 | 0 | 0 | 0 | 0 | 0 | 0 | 0 | 0 | 0 | 0 | 0 | 0 | 0 | 0 | 0 | 0 | 0 | 0 | 0 | 0 | 0 | 0 | 0 | 0 | 0 | 0 | 0
SCE Partnership Roll-up E3 Calculator - With Carbon Adder - Proposed Program Plan | [17 empty] | System | #N/A | [21 empty] | 0 | 0 | 0 | 0 | 0 | 0 | 0 | 0 | 0 | 0 | 0 | 0 | 0 | 0 | 0 | 0 | 0 | 0 | 0 | 0 | 0 | 0 | 0 | 0 | 0 | 0 | 0 | 0 | 0
SCE Partnership Roll-up E3 Calculator - With Carbon Adder - Proposed Program Plan | [17 empty] | System | #N/A | [21 empty] | 0 | 0 | 0 | 0 | 0 | 0 | 0 | 0 | 0 | 0 | 0 | 0 | 0 | 0 | 0 | 0 | 0 | 0 | 0 | 0 | 0 | 0 | 0 | 0 | 0 | 0 | 0 | 0 | 0
SCE Partnership Roll-up E3 Calculator - With Carbon Adder - Proposed Program Plan | [17 empty] | System | #N/A | [21 empty] | 0 | 0 | 0 | 0 | 0 | 0 | 0 | 0 | 0 | 0 | 0 | 0 | 0 | 0 | 0 | 0 | 0 | 0 | 0 | 0 | 0 | 0 | 0 | 0 | 0 | 0 | 0 | 0 | 0
SCE Partnership Roll-up E3 Calculator - With Carbon Adder - Proposed Program Plan | [17 empty] | System | #N/A | [21 empty] | 0 | 0 | 0 | 0 | 0 | 0 | 0 | 0 | 0 | 0 | 0 | 0 | 0 | 0 | 0 | 0 | 0 | 0 | 0 | 0 | 0 | 0 | 0 | 0 | 0 | 0 | 0 | 0 | 0
SCE Partnership Roll-up E3 Calculator - With Carbon Adder - Proposed Program Plan | [17 empty] | System | #N/A | [21 empty] | 0 | 0 | 0 | 0 | 0 | 0 | 0 | 0 | 0 | 0 | 0 | 0 | 0 | 0 | 0 | 0 | 0 | 0 | 0 | 0 | 0 | 0 | 0 | 0 | 0 | 0 | 0 | 0 | 0
SCE Partnership Roll-up E3 Calculator - With Carbon Adder - Proposed Program Plan | [17 empty] | System | #N/A | [21 empty] | 0 | 0 | 0 | 0 | 0 | 0 | 0 | 0 | 0 | 0 | 0 | 0 | 0 | 0 | 0 | 0 | 0 | 0 | 0 | 0 | 0 | 0 | 0 | 0 | 0 | 0 | 0 | 0 | 0
SCE Partnership Roll-up E3 Calculator - With Carbon Adder - Proposed Program Plan | [17 empty] | System | #N/A | [21 empty] | 0 | 0 | 0 | 0 | 0 | 0 | 0 | 0 | 0 | 0 | 0 | 0 | 0 | 0 | 0 | 0 | 0 | 0 | 0 | 0 | 0 | 0 | 0 | 0 | 0 | 0 | 0 | 0 | 0
SCE Partnership Roll-up E3 Calculator - With Carbon Adder - Proposed Program Plan | [17 empty] | System | #N/A | [21 empty] | 0 | 0 | 0 | 0 | 0 | 0 | 0 | 0 | 0 | 0 | 0 | 0 | 0 | 0 | 0 | 0 | 0 | 0 | 0 | 0 | 0 | 0 | 0 | 0 | 0 | 0 | 0 | 0 | 0
SCE Partnership Roll-up E3 Calculator - With Carbon Adder - Proposed Program Plan | [17 empty] | System | #N/A | [21 empty] | 0 | 0 | 0 | 0 | 0 | 0 | 0 | 0 | 0 | 0 | 0 | 0 | 0 | 0 | 0 | 0 | 0 | 0 | 0 | 0 | 0 | 0 | 0 | 0 | 0 | 0 | 0 | 0 | 0
SCE Partnership Roll-up E3 Calculator - With Carbon Adder - Proposed Program Plan | [17 empty] | System | #N/A | [21 empty] | 0 | 0 | 0 | 0 | 0 | 0 | 0 | 0 | 0 | 0 | 0 | 0 | 0 | 0 | 0 | 0 | 0 | 0 | 0 | 0 | 0 | 0 | 0 | 0 | 0 | 0 | 0 | 0 | 0
SCE Partnership Roll-up E3 Calculator - With Carbon Adder - Proposed Program Plan | [17 empty] | System | #N/A | [21 empty] | 0 | 0 | 0 | 0 | 0 | 0 | 0 | 0 | 0 | 0 | 0 | 0 | 0 | 0 | 0 | 0 | 0 | 0 | 0 | 0 | 0 | 0 | 0 | 0 | 0 | 0 | 0 | 0 | 0
SCE Partnership Roll-up E3 Calculator - With Carbon Adder - Proposed Program Plan | [17 empty] | System | #N/A | [21 empty] | 0 | 0 | 0 | 0 | 0 | 0 | 0 | 0 | 0 | 0 | 0 | 0 | 0 | 0 | 0 | 0 | 0 | 0 | 0 | 0 | 0 | 0 | 0 | 0 | 0 | 0 | 0 | 0 | 0
SCE Partnership Roll-up E3 Calculator - With Carbon Adder - Proposed Program Plan | [17 empty] | System | #N/A | [21 empty] | 0 | 0 | 0 | 0 | 0 | 0 | 0 | 0 | 0 | 0 | 0 | 0 | 0 | 0 | 0 | 0 | 0 | 0 | 0 | 0 | 0 | 0 | 0 | 0 | 0 | 0 | 0 | 0 | 0
SCE Partnership Roll-up E3 Calculator - With Carbon Adder - Proposed Program Plan | [17 empty] | System | #N/A | [21 empty] | 0 | 0 | 0 | 0 | 0 | 0 | 0 | 0 | 0 | 0 | 0 | 0 | 0 | 0 | 0 | 0 | 0 | 0 | 0 | 0 | 0 | 0 | 0 | 0 | 0 | 0 | 0 | 0 | 0
SCE Partnership Roll-up E3 Calculator - With Carbon Adder - Proposed Program Plan | [17 empty] | System | #N/A | [21 empty] | 0 | 0 | 0 | 0 | 0 | 0 | 0 | 0 | 0 | 0 | 0 | 0 | 0 | 0 | 0 | 0 | 0 | 0 | 0 | 0 | 0 | 0 | 0 | 0 | 0 | 0 | 0 | 0 | 0
SCE Partnership Roll-up E3 Calculator - With Carbon Adder - Proposed Program Plan | [17 empty] | System | #N/A | [21 empty] | 0 | 0 | 0 | 0 | 0 | 0 | 0 | 0 | 0 | 0 | 0 | 0 | 0 | 0 | 0 | 0 | 0 | 0 | 0 | 0 | 0 | 0 | 0 | 0 | 0 | 0 | 0 | 0 | 0
SCE Partnership Roll-up E3 Calculator - With Carbon Adder - Proposed Program Plan | [17 empty] | System | #N/A | [21 empty] | 0 | 0 | 0 | 0 | 0 | 0 | 0 | 0 | 0 | 0 | 0 | 0 | 0 | 0 | 0 | 0 | 0 | 0 | 0 | 0 | 0 | 0 | 0 | 0 | 0 | 0 | 0 | 0 | 0
SCE Partnership Roll-up E3 Calculator - With Carbon Adder - Proposed Program Plan | [17 empty] | System | #N/A | [21 empty] | 0 | 0 | 0 | 0 | 0 | 0 | 0 | 0 | 0 | 0 | 0 | 0 | 0 | 0 | 0 | 0 | 0 | 0 | 0 | 0 | 0 | 0 | 0 | 0 | 0 | 0 | 0 | 0 | 0
SCE Partnership Roll-up E3 Calculator - With Carbon Adder - Proposed Program Plan | [17 empty] | System | #N/A | [21 empty] | 0 | 0 | 0 | 0 | 0 | 0 | 0 | 0 | 0 | 0 | 0 | 0 | 0 | 0 | 0 | 0 | 0 | 0 | 0 | 0 | 0 | 0 | 0 | 0 | 0 | 0 | 0 | 0 | 0
SCE Partnership Roll-up E3 Calculator - With Carbon Adder - Proposed Program Plan | [17 empty] | System | #N/A | [21 empty] | 0 | 0 | 0 | 0 | 0 | 0 | 0 | 0 | 0 | 0 | 0 | 0 | 0 | 0 | 0 | 0 | 0 | 0 | 0 | 0 | 0 | 0 | 0 | 0 | 0 | 0 | 0 | 0 | 0
SCE Partnership Roll-up E3 Calculator - With Carbon Adder - Proposed Program Plan | [17 empty] | System | #N/A | [21 empty] | 0 | 0 | 0 | 0 | 0 | 0 | 0 | 0 | 0 | 0 | 0 | 0 | 0 | 0 | 0 | 0 | 0 | 0 | 0 | 0 | 0 | 0 | 0 | 0 | 0 | 0 | 0 | 0 | 0
SCE Partnership Roll-up E3 Calculator - With Carbon Adder - Proposed Program Plan | [17 empty] | System | #N/A | [21 empty] | 0 | 0 | 0 | 0 | 0 | 0 | 0 | 0 | 0 | 0 | 0 | 0 | 0 | 0 | 0 | 0 | 0 | 0 | 0 | 0 | 0 | 0 | 0 | 0 | 0 | 0 | 0 | 0 | 0
SCE Partnership Roll-up E3 Calculator - With Carbon Adder - Proposed Program Plan | [17 empty] | System | #N/A | [21 empty] | 0 | 0 | 0 | 0 | 0 | 0 | 0 | 0 | 0 | 0 | 0 | 0 | 0 | 0 | 0 | 0 | 0 | 0 | 0 | 0 | 0 | 0 | 0 | 0 | 0 | 0 | 0 | 0 | 0
SCE Partnership Roll-up E3 Calculator - With Carbon Adder - Proposed Program Plan | [17 empty] | System | #N/A | [21 empty] | 0 | 0 | 0 | 0 | 0 | 0 | 0 | 0 | 0 | 0 | 0 | 0 | 0 | 0 | 0 | 0 | 0 | 0 | 0 | 0 | 0 | 0 | 0 | 0 | 0 | 0 | 0 | 0 | 0
SCE Partnership Roll-up E3 Calculator - With Carbon Adder - Proposed Program Plan | [17 empty] | System | #N/A | [21 empty] | 0 | 0 | 0 | 0 | 0 | 0 | 0 | 0 | 0 | 0 | 0 | 0 | 0 | 0 | 0 | 0 | 0 | 0 | 0 | 0 | 0 | 0 | 0 | 0 | 0 | 0 | 0 | 0 | 0
SCE Partnership Roll-up E3 Calculator - With Carbon Adder - Proposed Program Plan | [17 empty] | System | #N/A | [21 empty] | 0 | 0 | 0 | 0 | 0 | 0 | 0 | 0 | 0 | 0 | 0 | 0 | 0 | 0 | 0 | 0 | 0 | 0 | 0 | 0 | 0 | 0 | 0 | 0 | 0 | 0 | 0 | 0 | 0
SCE Partnership Roll-up E3 Calculator - With Carbon Adder - Proposed Program Plan | [17 empty] | System | #N/A | [21 empty] | 0 | 0 | 0 | 0 | 0 | 0 | 0 | 0 | 0 | 0 | 0 | 0 | 0 | 0 | 0 | 0 | 0 | 0 | 0 | 0 | 0 | 0 | 0 | 0 | 0 | 0 | 0 | 0 | 0
SCE Partnership Roll-up E3 Calculator - With Carbon Adder - Proposed Program Plan | [17 empty] | System | #N/A | [21 empty] | 0 | 0 | 0 | 0 | 0 | 0 | 0 | 0 | 0 | 0 | 0 | 0 | 0 | 0 | 0 | 0 | 0 | 0 | 0 | 0 | 0 | 0 | 0 | 0 | 0 | 0 | 0 | 0 | 0
SCE Partnership Roll-up E3 Calculator - With Carbon Adder - Proposed Program Plan | [17 empty] | System | #N/A | [21 empty] | 0 | 0 | 0 | 0 | 0 | 0 | 0 | 0 | 0 | 0 | 0 | 0 | 0 | 0 | 0 | 0 | 0 | 0 | 0 | 0 | 0 | 0 | 0 | 0 | 0 | 0 | 0 | 0 | 0
SCE Partnership Roll-up E3 Calculator - With Carbon Adder - Proposed Program Plan | [17 empty] | System | #N/A | [21 empty] | 0 | 0 | 0 | 0 | 0 | 0 | 0 | 0 | 0 | 0 | 0 | 0 | 0 | 0 | 0 | 0 | 0 | 0 | 0 | 0 | 0 | 0 | 0 | 0 | 0 | 0 | 0 | 0 | 0
SCE Partnership Roll-up E3 Calculator - With Carbon Adder - Proposed Program Plan | [17 empty] | System | #N/A | [21 empty] | 0 | 0 | 0 | 0 | 0 | 0 | 0 | 0 | 0 | 0 | 0 | 0 | 0 | 0 | 0 | 0 | 0 | 0 | 0 | 0 | 0 | 0 | 0 | 0 | 0 | 0 | 0 | 0 | 0
SCE Partnership Roll-up E3 Calculator - With Carbon Adder - Proposed Program Plan | [17 empty] | System | #N/A | [21 empty] | 0 | 0 | 0 | 0 | 0 | 0 | 0 | 0 | 0 | 0 | 0 | 0 | 0 | 0 | 0 | 0 | 0 | 0 | 0 | 0 | 0 | 0 | 0 | 0 | 0 | 0 | 0 | 0 | 0
SCE Partnership Roll-up E3 Calculator - With Carbon Adder - Proposed Program Plan | [17 empty] | System | #N/A | [21 empty] | 0 | 0 | 0 | 0 | 0 | 0 | 0 | 0 | 0 | 0 | 0 | 0 | 0 | 0 | 0 | 0 | 0 | 0 | 0 | 0 | 0 | 0 | 0 | 0 | 0 | 0 | 0 | 0 | 0
SCE Partnership Roll-up E3 Calculator - With Carbon Adder - Proposed Program Plan | [17 empty] | System | #N/A | [21 empty] | 0 | 0 | 0 | 0 | 0 | 0 | 0 | 0 | 0 | 0 | 0 | 0 | 0 | 0 | 0 | 0 | 0 | 0 | 0 | 0 | 0 | 0 | 0 | 0 | 0 | 0 | 0 | 0 | 0
SCE Partnership Roll-up E3 Calculator - With Carbon Adder - Proposed Program Plan | [17 empty] | System | #N/A | [21 empty] | 0 | 0 | 0 | 0 | 0 | 0 | 0 | 0 | 0 | 0 | 0 | 0 | 0 | 0 | 0 | 0 | 0 | 0 | 0 | 0 | 0 | 0 | 0 | 0 | 0 | 0 | 0 | 0 | 0
SCE Partnership Roll-up E3 Calculator - With Carbon Adder - Proposed Program Plan | [17 empty] | System | #N/A | [21 empty] | 0 | 0 | 0 | 0 | 0 | 0 | 0 | 0 | 0 | 0 | 0 | 0 | 0 | 0 | 0 | 0 | 0 | 0 | 0 | 0 | 0 | 0 | 0 | 0 | 0 | 0 | 0 | 0 | 0
SCE Partnership Roll-up E3 Calculator - With Carbon Adder - Proposed Program Plan | [17 empty] | System | #N/A | [21 empty] | 0 | 0 | 0 | 0 | 0 | 0 | 0 | 0 | 0 | 0 | 0 | 0 | 0 | 0 | 0 | 0 | 0 | 0 | 0 | 0 | 0 | 0 | 0 | 0 | 0 | 0 | 0 | 0 | 0
SCE Partnership Roll-up E3 Calculator - With Carbon Adder - Proposed Program Plan | [17 empty] | System | #N/A | [21 empty] | 0 | 0 | 0 | 0 | 0 | 0 | 0 | 0 | 0 | 0 | 0 | 0 | 0 | 0 | 0 | 0 | 0 | 0 | 0 | 0 | 0 | 0 | 0 | 0 | 0 | 0 | 0 | 0 | 0
SCE Partnership Roll-up E3 Calculator - With Carbon Adder - Proposed Program Plan | [17 empty] | System | #N/A | [21 empty] | 0 | 0 | 0 | 0 | 0 | 0 | 0 | 0 | 0 | 0 | 0 | 0 | 0 | 0 | 0 | 0 | 0 | 0 | 0 | 0 | 0 | 0 | 0 | 0 | 0 | 0 | 0 | 0 | 0
SCE Partnership Roll-up E3 Calculator - With Carbon Adder - Proposed Program Plan | [17 empty] | System | #N/A | [21 empty] | 0 | 0 | 0 | 0 | 0 | 0 | 0 | 0 | 0 | 0 | 0 | 0 | 0 | 0 | 0 | 0 | 0 | 0 | 0 | 0 | 0 | 0 | 0 | 0 | 0 | 0 | 0 | 0 | 0
SCE Partnership Roll-up E3 Calculator - With Carbon Adder - Proposed Program Plan | [17 empty] | System | #N/A | [21 empty] | 0 | 0 | 0 | 0 | 0 | 0 | 0 | 0 | 0 | 0 | 0 | 0 | 0 | 0 | 0 | 0 | 0 | 0 | 0 | 0 | 0 | 0 | 0 | 0 | 0 | 0 | 0 | 0 | 0
SCE Partnership Roll-up E3 Calculator - With Carbon Adder - Proposed Program Plan | [17 empty] | System | #N/A | [21 empty] | 0 | 0 | 0 | 0 | 0 | 0 | 0 | 0 | 0 | 0 | 0 | 0 | 0 | 0 | 0 | 0 | 0 | 0 | 0 | 0 | 0 | 0 | 0 | 0 | 0 | 0 | 0 | 0 | 0
SCE Partnership Roll-up E3 Calculator - With Carbon Adder - Proposed Program Plan | [17 empty] | System | #N/A | [21 empty] | 0 | 0 | 0 | 0 | 0 | 0 | 0 | 0 | 0 | 0 | 0 | 0 | 0 | 0 | 0 | 0 | 0 | 0 | 0 | 0 | 0 | 0 | 0 | 0 | 0 | 0 | 0 | 0 | 0
SCE Partnership Roll-up E3 Calculator - With Carbon Adder - Proposed Program Plan | [17 empty] | System | #N/A | [21 empty] | 0 | 0 | 0 | 0 | 0 | 0 | 0 | 0 | 0 | 0 | 0 | 0 | 0 | 0 | 0 | 0 | 0 | 0 | 0 | 0 | 0 | 0 | 0 | 0 | 0 | 0 | 0 | 0 | 0
SCE Partnership Roll-up E3 Calculator - With Carbon Adder - Proposed Program Plan | [17 empty] | System | #N/A | [21 empty] | 0 | 0 | 0 | 0 | 0 | 0 | 0 | 0 | 0 | 0 | 0 | 0 | 0 | 0 | 0 | 0 | 0 | 0 | 0 | 0 | 0 | 0 | 0 | 0 | 0 | 0 | 0 | 0 | 0
SCE Partnership Roll-up E3 Calculator - With Carbon Adder - Proposed Program Plan | [17 empty] | System | #N/A | [21 empty] | 0 | 0 | 0 | 0 | 0 | 0 | 0 | 0 | 0 | 0 | 0 | 0 | 0 | 0 | 0 | 0 | 0 | 0 | 0 | 0 | 0 | 0 | 0 | 0 | 0 | 0 | 0 | 0 | 0
SCE Partnership Roll-up E3 Calculator - With Carbon Adder - Proposed Program Plan | [17 empty] | System | #N/A | [21 empty] | 0 | 0 | 0 | 0 | 0 | 0 | 0 | 0 | 0 | 0 | 0 | 0 | 0 | 0 | 0 | 0 | 0 | 0 | 0 | 0 | 0 | 0 | 0 | 0 | 0 | 0 | 0 | 0 | 0
SCE Partnership Roll-up E3 Calculator - With Carbon Adder - Proposed Program Plan | [17 empty] | System | #N/A | [21 empty] | 0 | 0 | 0 | 0 | 0 | 0 | 0 | 0 | 0 | 0 | 0 | 0 | 0 | 0 | 0 | 0 | 0 | 0 | 0 | 0 | 0 | 0 | 0 | 0 | 0 | 0 | 0 | 0 | 0
SCE Partnership Roll-up E3 Calculator - With Carbon Adder - Proposed Program Plan | [17 empty] | System | #N/A | [21 empty] | 0 | 0 | 0 | 0 | 0 | 0 | 0 | 0 | 0 | 0 | 0 | 0 | 0 | 0 | 0 | 0 | 0 | 0 | 0 | 0 | 0 | 0 | 0 | 0 | 0 | 0 | 0 | 0 | 0
SCE Partnership Roll-up E3 Calculator - With Carbon Adder - Proposed Program Plan | [17 empty] | System | #N/A | [21 empty] | 0 | 0 | 0 | 0 | 0 | 0 | 0 | 0 | 0 | 0 | 0 | 0 | 0 | 0 | 0 | 0 | 0 | 0 | 0 | 0 | 0 | 0 | 0 | 0 | 0 | 0 | 0 | 0 | 0
SCE Partnership Roll-up E3 Calculator - With Carbon Adder - Proposed Program Plan | [17 empty] | System | #N/A | [21 empty] | 0 | 0 | 0 | 0 | 0 | 0 | 0 | 0 | 0 | 0 | 0 | 0 | 0 | 0 | 0 | 0 | 0 | 0 | 0 | 0 | 0 | 0 | 0 | 0 | 0 | 0 | 0 | 0 | 0
SCE Partnership Roll-up E3 Calculator - With Carbon Adder - Proposed Program Plan | [17 empty] | System | #N/A | [21 empty] | 0 | 0 | 0 | 0 | 0 | 0 | 0 | 0 | 0 | 0 | 0 | 0 | 0 | 0 | 0 | 0 | 0 | 0 | 0 | 0 | 0 | 0 | 0 | 0 | 0 | 0 | 0 | 0 | 0
SCE Partnership Roll-up E3 Calculator - With Carbon Adder - Proposed Program Plan | [17 empty] | System | #N/A | [21 empty] | 0 | 0 | 0 | 0 | 0 | 0 | 0 | 0 | 0 | 0 | 0 | 0 | 0 | 0 | 0 | 0 | 0 | 0 | 0 | 0 | 0 | 0 | 0 | 0 | 0 | 0 | 0 | 0 | 0
SCE Partnership Roll-up E3 Calculator - With Carbon Adder - Proposed Program Plan | [17 empty] | System | #N/A | [21 empty] | 0 | 0 | 0 | 0 | 0 | 0 | 0 | 0 | 0 | 0 | 0 | 0 | 0 | 0 | 0 | 0 | 0 | 0 | 0 | 0 | 0 | 0 | 0 | 0 | 0 | 0 | 0 | 0 | 0
SCE Partnership Roll-up E3 Calculator - With Carbon Adder - Proposed Program Plan | [17 empty] | System | #N/A | [21 empty] | 0 | 0 | 0 | 0 | 0 | 0 | 0 | 0 | 0 | 0 | 0 | 0 | 0 | 0 | 0 | 0 | 0 | 0 | 0 | 0 | 0 | 0 | 0 | 0 | 0 | 0 | 0 | 0 | 0
SCE Partnership Roll-up E3 Calculator - With Carbon Adder - Proposed Program Plan | [17 empty] | System | #N/A | [21 empty] | 0 | 0 | 0 | 0 | 0 | 0 | 0 | 0 | 0 | 0 | 0 | 0 | 0 | 0 | 0 | 0 | 0 | 0 | 0 | 0 | 0 | 0 | 0 | 0 | 0 | 0 | 0 | 0 | 0
SCE Partnership Roll-up E3 Calculator - With Carbon Adder - Proposed Program Plan | [17 empty] | System | #N/A | [21 empty] | 0 | 0 | 0 | 0 | 0 | 0 | 0 | 0 | 0 | 0 | 0 | 0 | 0 | 0 | 0 | 0 | 0 | 0 | 0 | 0 | 0 | 0 | 0 | 0 | 0 | 0 | 0 | 0 | 0
SCE Partnership Roll-up E3 Calculator - With Carbon Adder - Proposed Program Plan | [17 empty] | System | #N/A | [21 empty] | 0 | 0 | 0 | 0 | 0 | 0 | 0 | 0 | 0 | 0 | 0 | 0 | 0 | 0 | 0 | 0 | 0 | 0 | 0 | 0 | 0 | 0 | 0 | 0 | 0 | 0 | 0 | 0 | 0
SCE Partnership Roll-up E3 Calculator - With Carbon Adder - Proposed Program Plan | [17 empty] | System | #N/A | [21 empty] | 0 | 0 | 0 | 0 | 0 | 0 | 0 | 0 | 0 | 0 | 0 | 0 | 0 | 0 | 0 | 0 | 0 | 0 | 0 | 0 | 0 | 0 | 0 | 0 | 0 | 0 | 0 | 0 | 0
SCE Partnership Roll-up E3 Calculator - With Carbon Adder - Proposed Program Plan | [17 empty] | System | #N/A | [21 empty] | 0 | 0 | 0 | 0 | 0 | 0 | 0 | 0 | 0 | 0 | 0 | 0 | 0 | 0 | 0 | 0 | 0 | 0 | 0 | 0 | 0 | 0 | 0 | 0 | 0 | 0 | 0 | 0 | 0
SCE Partnership Roll-up E3 Calculator - With Carbon Adder - Proposed Program Plan | [17 empty] | System | #N/A | [21 empty] | 0 | 0 | 0 | 0 | 0 | 0 | 0 | 0 | 0 | 0 | 0 | 0 | 0 | 0 | 0 | 0 | 0 | 0 | 0 | 0 | 0 | 0 | 0 | 0 | 0 | 0 | 0 | 0 | 0
SCE Partnership Roll-up E3 Calculator - With Carbon Adder - Proposed Program Plan | [17 empty] | System | #N/A | [21 empty] | 0 | 0 | 0 | 0 | 0 | 0 | 0 | 0 | 0 | 0 | 0 | 0 | 0 | 0 | 0 | 0 | 0 | 0 | 0 | 0 | 0 | 0 | 0 | 0 | 0 | 0 | 0 | 0 | 0
SCE Partnership Roll-up E3 Calculator - With Carbon Adder - Proposed Program Plan | [17 empty] | System | #N/A | [21 empty] | 0 | 0 | 0 | 0 | 0 | 0 | 0 | 0 | 0 | 0 | 0 | 0 | 0 | 0 | 0 | 0 | 0 | 0 | 0 | 0 | 0 | 0 | 0 | 0 | 0 | 0 | 0 | 0 | 0
SCE Partnership Roll-up E3 Calculator - With Carbon Adder - Proposed Program Plan | [17 empty] | System | #N/A | [21 empty] | 0 | 0 | 0 | 0 | 0 | 0 | 0 | 0 | 0 | 0 | 0 | 0 | 0 | 0 | 0 | 0 | 0 | 0 | 0 | 0 | 0 | 0 | 0 | 0 | 0 | 0 | 0 | 0 | 0
SCE Partnership Roll-up E3 Calculator - With Carbon Adder - Proposed Program Plan | [17 empty] | System | #N/A | [21 empty] | 0 | 0 | 0 | 0 | 0 | 0 | 0 | 0 | 0 | 0 | 0 | 0 | 0 | 0 | 0 | 0 | 0 | 0 | 0 | 0 | 0 | 0 | 0 | 0 | 0 | 0 | 0 | 0 | 0
SCE Partnership Roll-up E3 Calculator - With Carbon Adder - Proposed Program Plan | [17 empty] | System | #N/A | [21 empty] | 0 | 0 | 0 | 0 | 0 | 0 | 0 | 0 | 0 | 0 | 0 | 0 | 0 | 0 | 0 | 0 | 0 | 0 | 0 | 0 | 0 | 0 | 0 | 0 | 0 | 0 | 0 | 0 | 0
SCE Partnership Roll-up E3 Calculator - With Carbon Adder - Proposed Program Plan | [17 empty] | System | #N/A | [21 empty] | 0 | 0 | 0 | 0 | 0 | 0 | 0 | 0 | 0 | 0 | 0 | 0 | 0 | 0 | 0 | 0 | 0 | 0 | 0 | 0 | 0 | 0 | 0 | 0 | 0 | 0 | 0 | 0 | 0
SCE Partnership Roll-up E3 Calculator - With Carbon Adder - Proposed Program Plan | [17 empty] | System | #N/A | [21 empty] | 0 | 0 | 0 | 0 | 0 | 0 | 0 | 0 | 0 | 0 | 0 | 0 | 0 | 0 | 0 | 0 | 0 | 0 | 0 | 0 | 0 | 0 | 0 | 0 | 0 | 0 | 0 | 0 | 0
SCE Partnership Roll-up E3 Calculator - With Carbon Adder - Proposed Program Plan | [17 empty] | System | #N/A | [21 empty] | 0 | 0 | 0 | 0 | 0 | 0 | 0 | 0 | 0 | 0 | 0 | 0 | 0 | 0 | 0 | 0 | 0 | 0 | 0 | 0 | 0 | 0 | 0 | 0 | 0 | 0 | 0 | 0 | 0
SCE Partnership Roll-up E3 Calculator - With Carbon Adder - Proposed Program Plan | [17 empty] | System | #N/A | [21 empty] | 0 | 0 | 0 | 0 | 0 | 0 | 0 | 0 | 0 | 0 | 0 | 0 | 0 | 0 | 0 | 0 | 0 | 0 | 0 | 0 | 0 | 0 | 0 | 0 | 0 | 0 | 0 | 0 | 0
SCE Partnership Roll-up E3 Calculator - With Carbon Adder - Proposed Program Plan | [17 empty] | System | #N/A | [21 empty] | 0 | 0 | 0 | 0 | 0 | 0 | 0 | 0 | 0 | 0 | 0 | 0 | 0 | 0 | 0 | 0 | 0 | 0 | 0 | 0 | 0 | 0 | 0 | 0 | 0 | 0 | 0 | 0 | 0
SCE Partnership Roll-up E3 Calculator - With Carbon Adder - Proposed Program Plan | [17 empty] | System | #N/A | [21 empty] | 0 | 0 | 0 | 0 | 0 | 0 | 0 | 0 | 0 | 0 | 0 | 0 | 0 | 0 | 0 | 0 | 0 | 0 | 0 | 0 | 0 | 0 | 0 | 0 | 0 | 0 | 0 | 0 | 0
SCE Partnership Roll-up E3 Calculator - With Carbon Adder - Proposed Program Plan | [17 empty] | System | #N/A | [21 empty] | 0 | 0 | 0 | 0 | 0 | 0 | 0 | 0 | 0 | 0 | 0 | 0 | 0 | 0 | 0 | 0 | 0 | 0 | 0 | 0 | 0 | 0 | 0 | 0 | 0 | 0 | 0 | 0 | 0
SCE Partnership Roll-up E3 Calculator - With Carbon Adder - Proposed Program Plan | [17 empty] | System | #N/A | [21 empty] | 0 | 0 | 0 | 0 | 0 | 0 | 0 | 0 | 0 | 0 | 0 | 0 | 0 | 0 | 0 | 0 | 0 | 0 | 0 | 0 | 0 | 0 | 0 | 0 | 0 | 0 | 0 | 0 | 0
SCE Partnership Roll-up E3 Calculator - With Carbon Adder - Proposed Program Plan | [17 empty] | System | #N/A | [21 empty] | 0 | 0 | 0 | 0 | 0 | 0 | 0 | 0 | 0 | 0 | 0 | 0 | 0 | 0 | 0 | 0 | 0 | 0 | 0 | 0 | 0 | 0 | 0 | 0 | 0 | 0 | 0 | 0 | 0
SCE Partnership Roll-up E3 Calculator - With Carbon Adder - Proposed Program Plan | [17 empty] | System | #N/A | [21 empty] | 0 | 0 | 0 | 0 | 0 | 0 | 0 | 0 | 0 | 0 | 0 | 0 | 0 | 0 | 0 | 0 | 0 | 0 | 0 | 0 | 0 | 0 | 0 | 0 | 0 | 0 | 0 | 0 | 0
SCE Partnership Roll-up E3 Calculator - With Carbon Adder - Proposed Program Plan | [17 empty] | System | #N/A | [21 empty] | 0 | 0 | 0 | 0 | 0 | 0 | 0 | 0 | 0 | 0 | 0 | 0 | 0 | 0 | 0 | 0 | 0 | 0 | 0 | 0 | 0 | 0 | 0 | 0 | 0 | 0 | 0 | 0 | 0
SCE Partnership Roll-up E3 Calculator - With Carbon Adder - Proposed Program Plan | [17 empty] | System | #N/A | [21 empty] | 0 | 0 | 0 | 0 | 0 | 0 | 0 | 0 | 0 | 0 | 0 | 0 | 0 | 0 | 0 | 0 | 0 | 0 | 0 | 0 | 0 | 0 | 0 | 0 | 0 | 0 | 0 | 0 | 0
SCE Partnership Roll-up E3 Calculator - With Carbon Adder - Proposed Program Plan | [17 empty] | System | #N/A | [21 empty] | 0 | 0 | 0 | 0 | 0 | 0 | 0 | 0 | 0 | 0 | 0 | 0 | 0 | 0 | 0 | 0 | 0 | 0 | 0 | 0 | 0 | 0 | 0 | 0 | 0 | 0 | 0 | 0 | 0
SCE Partnership Roll-up E3 Calculator - With Carbon Adder - Proposed Program Plan | [17 empty] | System | #N/A | [21 empty] | 0 | 0 | 0 | 0 | 0 | 0 | 0 | 0 | 0 | 0 | 0 | 0 | 0 | 0 | 0 | 0 | 0 | 0 | 0 | 0 | 0 | 0 | 0 | 0 | 0 | 0 | 0 | 0 | 0
SCE Partnership Roll-up E3 Calculator - With Carbon Adder - Proposed Program Plan | [17 empty] | System | #N/A | [21 empty] | 0 | 0 | 0 | 0 | 0 | 0 | 0 | 0 | 0 | 0 | 0 | 0 | 0 | 0 | 0 | 0 | 0 | 0 | 0 | 0 | 0 | 0 | 0 | 0 | 0 | 0 | 0 | 0 | 0
SCE Partnership Roll-up E3 Calculator - With Carbon Adder - Proposed Program Plan | [17 empty] | System | #N/A | [21 empty] | 0 | 0 | 0 | 0 | 0 | 0 | 0 | 0 | 0 | 0 | 0 | 0 | 0 | 0 | 0 | 0 | 0 | 0 | 0 | 0 | 0 | 0 | 0 | 0 | 0 | 0 | 0 | 0 | 0
SCE Partnership Roll-up E3 Calculator - With Carbon Adder - Proposed Program Plan | [17 empty] | System | #N/A | [21 empty] | 0 | 0 | 0 | 0 | 0 | 0 | 0 | 0 | 0 | 0 | 0 | 0 | 0 | 0 | 0 | 0 | 0 | 0 | 0 | 0 | 0 | 0 | 0 | 0 | 0 | 0 | 0 | 0 | 0
SCE Partnership Roll-up E3 Calculator - With Carbon Adder - Proposed Program Plan | [17 empty] | System | #N/A | [21 empty] | 0 | 0 | 0 | 0 | 0 | 0 | 0 | 0 | 0 | 0 | 0 | 0 | 0 | 0 | 0 | 0 | 0 | 0 | 0 | 0 | 0 | 0 | 0 | 0 | 0 | 0 | 0 | 0 | 0
SCE Partnership Roll-up E3 Calculator - With Carbon Adder - Proposed Program Plan | [17 empty] | System | #N/A | [21 empty] | 0 | 0 | 0 | 0 | 0 | 0 | 0 | 0 | 0 | 0 | 0 | 0 | 0 | 0 | 0 | 0 | 0 | 0 | 0 | 0 | 0 | 0 | 0 | 0 | 0 | 0 | 0 | 0 | 0
SCE Partnership Roll-up E3 Calculator - With Carbon Adder - Proposed Program Plan | [17 empty] | System | #N/A | [21 empty] | 0 | 0 | 0 | 0 | 0 | 0 | 0 | 0 | 0 | 0 | 0 | 0 | 0 | 0 | 0 | 0 | 0 | 0 | 0 | 0 | 0 | 0 | 0 | 0 | 0 | 0 | 0 | 0 | 0
SCE Partnership Roll-up E3 Calculator - With Carbon Adder - Proposed Program Plan | [17 empty] | System | #N/A | [21 empty] | 0 | 0 | 0 | 0 | 0 | 0 | 0 | 0 | 0 | 0 | 0 | 0 | 0 | 0 | 0 | 0 | 0 | 0 | 0 | 0 | 0 | 0 | 0 | 0 | 0 | 0 | 0 | 0 | 0
SCE Partnership Roll-up E3 Calculator - With Carbon Adder - Proposed Program Plan | [17 empty] | System | #N/A | [21 empty] | 0 | 0 | 0 | 0 | 0 | 0 | 0 | 0 | 0 | 0 | 0 | 0 | 0 | 0 | 0 | 0 | 0 | 0 | 0 | 0 | 0 | 0 | 0 | 0 | 0 | 0 | 0 | 0 | 0
SCE Partnership Roll-up E3 Calculator - With Carbon Adder - Proposed Program Plan | [17 empty] | System | #N/A | [21 empty] | 0 | 0 | 0 | 0 | 0 | 0 | 0 | 0 | 0 | 0 | 0 | 0 | 0 | 0 | 0 | 0 | 0 | 0 | 0 | 0 | 0 | 0 | 0 | 0 | 0 | 0 | 0 | 0 | 0
SCE Partnership Roll-up E3 Calculator - With Carbon Adder - Proposed Program Plan | [17 empty] | System | #N/A | [21 empty] | 0 | 0 | 0 | 0 | 0 | 0 | 0 | 0 | 0 | 0 | 0 | 0 | 0 | 0 | 0 | 0 | 0 | 0 | 0 | 0 | 0 | 0 | 0 | 0 | 0 | 0 | 0 | 0 | 0
SCE Partnership Roll-up E3 Calculator - With Carbon Adder - Proposed Program Plan | [17 empty] | System | #N/A | [21 empty] | 0 | 0 | 0 | 0 | 0 | 0 | 0 | 0 | 0 | 0 | 0 | 0 | 0 | 0 | 0 | 0 | 0 | 0 | 0 | 0 | 0 | 0 | 0 | 0 | 0 | 0 | 0 | 0 | 0
SCE Partnership Roll-up E3 Calculator - With Carbon Adder - Proposed Program Plan | [17 empty] | System | #N/A | [21 empty] | 0 | 0 | 0 | 0 | 0 | 0 | 0 | 0 | 0 | 0 | 0 | 0 | 0 | 0 | 0 | 0 | 0 | 0 | 0 | 0 | 0 | 0 | 0 | 0 | 0 | 0 | 0 | 0 | 0
SCE Partnership Roll-up E3 Calculator - With Carbon Adder - Proposed Program Plan | [17 empty] | System | #N/A | [21 empty] | 0 | 0 | 0 | 0 | 0 | 0 | 0 | 0 | 0 | 0 | 0 | 0 | 0 | 0 | 0 | 0 | 0 | 0 | 0 | 0 | 0 | 0 | 0 | 0 | 0 | 0 | 0 | 0 | 0
SCE Partnership Roll-up E3 Calculator - With Carbon Adder - Proposed Program Plan | [17 empty] | System | #N/A | [21 empty] | 0 | 0 | 0 | 0 | 0 | 0 | 0 | 0 | 0 | 0 | 0 | 0 | 0 | 0 | 0 | 0 | 0 | 0 | 0 | 0 | 0 | 0 | 0 | 0 | 0 | 0 | 0 | 0 | 0
SCE Partnership Roll-up E3 Calculator - With Carbon Adder - Proposed Program Plan | [17 empty] | System | #N/A | [21 empty] | 0 | 0 | 0 | 0 | 0 | 0 | 0 | 0 | 0 | 0 | 0 | 0 | 0 | 0 | 0 | 0 | 0 | 0 | 0 | 0 | 0 | 0 | 0 | 0 | 0 | 0 | 0 | 0 | 0
SCE Partnership Roll-up E3 Calculator - With Carbon Adder - Proposed Program Plan | [17 empty] | System | #N/A | [21 empty] | 0 | 0 | 0 | 0 | 0 | 0 | 0 | 0 | 0 | 0 | 0 | 0 | 0 | 0 | 0 | 0 | 0 | 0 | 0 | 0 | 0 | 0 | 0 | 0 | 0 | 0 | 0 | 0 | 0
SCE Partnership Roll-up E3 Calculator - With Carbon Adder - Proposed Program Plan | [17 empty] | System | #N/A | [21 empty] | 0 | 0 | 0 | 0 | 0 | 0 | 0 | 0 | 0 | 0 | 0 | 0 | 0 | 0 | 0 | 0 | 0 | 0 | 0 | 0 | 0 | 0 | 0 | 0 | 0 | 0 | 0 | 0 | 0
SCE Partnership Roll-up E3 Calculator - With Carbon Adder - Proposed Program Plan | [17 empty] | System | #N/A | [21 empty] | 0 | 0 | 0 | 0 | 0 | 0 | 0 | 0 | 0 | 0 | 0 | 0 | 0 | 0 | 0 | 0 | 0 | 0 | 0 | 0 | 0 | 0 | 0 | 0 | 0 | 0 | 0 | 0 | 0
SCE Partnership Roll-up E3 Calculator - With Carbon Adder - Proposed Program Plan | [17 empty] | System | #N/A | [21 empty] | 0 | 0 | 0 | 0 | 0 | 0 | 0 | 0 | 0 | 0 | 0 | 0 | 0 | 0 | 0 | 0 | 0 | 0 | 0 | 0 | 0 | 0 | 0 | 0 | 0 | 0 | 0 | 0 | 0
SCE Partnership Roll-up E3 Calculator - With Carbon Adder - Proposed Program Plan | [17 empty] | System | #N/A | [21 empty] | 0 | 0 | 0 | 0 | 0 | 0 | 0 | 0 | 0 | 0 | 0 | 0 | 0 | 0 | 0 | 0 | 0 | 0 | 0 | 0 | 0 | 0 | 0 | 0 | 0 | 0 | 0 | 0 | 0
SCE Partnership Roll-up E3 Calculator - With Carbon Adder - Proposed Program Plan | [17 empty] | System | #N/A | [21 empty] | 0 | 0 | 0 | 0 | 0 | 0 | 0 | 0 | 0 | 0 | 0 | 0 | 0 | 0 | 0 | 0 | 0 | 0 | 0 | 0 | 0 | 0 | 0 | 0 | 0 | 0 | 0 | 0 | 0
SCE Partnership Roll-up E3 Calculator - With Carbon Adder - Proposed Program Plan | [17 empty] | System | #N/A | [21 empty] | 0 | 0 | 0 | 0 | 0 | 0 | 0 | 0 | 0 | 0 | 0 | 0 | 0 | 0 | 0 | 0 | 0 | 0 | 0 | 0 | 0 | 0 | 0 | 0 | 0 | 0 | 0 | 0 | 0
SCE Partnership Roll-up E3 Calculator - With Carbon Adder - Proposed Program Plan | [17 empty] | System | #N/A | [21 empty] | 0 | 0 | 0 | 0 | 0 | 0 | 0 | 0 | 0 | 0 | 0 | 0 | 0 | 0 | 0 | 0 | 0 | 0 | 0 | 0 | 0 | 0 | 0 | 0 | 0 | 0 | 0 | 0 | 0
SCE Partnership Roll-up E3 Calculator - With Carbon Adder - Proposed Program Plan | [17 empty] | System | #N/A | [21 empty] | 0 | 0 | 0 | 0 | 0 | 0 | 0 | 0 | 0 | 0 | 0 | 0 | 0 | 0 | 0 | 0 | 0 | 0 | 0 | 0 | 0 | 0 | 0 | 0 | 0 | 0 | 0 | 0 | 0
SCE Partnership Roll-up E3 Calculator - With Carbon Adder - Proposed Program Plan | [17 empty] | System | #N/A | [21 empty] | 0 | 0 | 0 | 0 | 0 | 0 | 0 | 0 | 0 | 0 | 0 | 0 | 0 | 0 | 0 | 0 | 0 | 0 | 0 | 0 | 0 | 0 | 0 | 0 | 0 | 0 | 0 | 0 | 0
SCE Partnership Roll-up E3 Calculator - With Carbon Adder - Proposed Program Plan | [17 empty] | System | #N/A | [21 empty] | 0 | 0 | 0 | 0 | 0 | 0 | 0 | 0 | 0 | 0 | 0 | 0 | 0 | 0 | 0 | 0 | 0 | 0 | 0 | 0 | 0 | 0 | 0 | 0 | 0 | 0 | 0 | 0 | 0
SCE Partnership Roll-up E3 Calculator - With Carbon Adder - Proposed Program Plan | [17 empty] | System | #N/A | [21 empty] | 0 | 0 | 0 | 0 | 0 | 0 | 0 | 0 | 0 | 0 | 0 | 0 | 0 | 0 | 0 | 0 | 0 | 0 | 0 | 0 | 0 | 0 | 0 | 0 | 0 | 0 | 0 | 0 | 0
SCE Partnership Roll-up E3 Calculator - With Carbon Adder - Proposed Program Plan | [17 empty] | System | #N/A | [21 empty] | 0 | 0 | 0 | 0 | 0 | 0 | 0 | 0 | 0 | 0 | 0 | 0 | 0 | 0 | 0 | 0 | 0 | 0 | 0 | 0 | 0 | 0 | 0 | 0 | 0 | 0 | 0 | 0 | 0
SCE Partnership Roll-up E3 Calculator - With Carbon Adder - Proposed Program Plan | [17 empty] | System | #N/A | [21 empty] | 0 | 0 | 0 | 0 | 0 | 0 | 0 | 0 | 0 | 0 | 0 | 0 | 0 | 0 | 0 | 0 | 0 | 0 | 0 | 0 | 0 | 0 | 0 | 0 | 0 | 0 | 0 | 0 | 0
SCE Partnership Roll-up E3 Calculator - With Carbon Adder - Proposed Program Plan | [17 empty] | System | #N/A | [21 empty] | 0 | 0 | 0 | 0 | 0 | 0 | 0 | 0 | 0 | 0 | 0 | 0 | 0 | 0 | 0 | 0 | 0 | 0 | 0 | 0 | 0 | 0 | 0 | 0 | 0 | 0 | 0 | 0 | 0
SCE Partnership Roll-up E3 Calculator - With Carbon Adder - Proposed Program Plan | [17 empty] | System | #N/A | [21 empty] | 0 | 0 | 0 | 0 | 0 | 0 | 0 | 0 | 0 | 0 | 0 | 0 | 0 | 0 | 0 | 0 | 0 | 0 | 0 | 0 | 0 | 0 | 0 | 0 | 0 | 0 | 0 | 0 | 0
SCE Partnership Roll-up E3 Calculator - With Carbon Adder - Proposed Program Plan | [17 empty] | System | #N/A | [21 empty] | 0 | 0 | 0 | 0 | 0 | 0 | 0 | 0 | 0 | 0 | 0 | 0 | 0 | 0 | 0 | 0 | 0 | 0 | 0 | 0 | 0 | 0 | 0 | 0 | 0 | 0 | 0 | 0 | 0
SCE Partnership Roll-up E3 Calculator - With Carbon Adder - Proposed Program Plan | [17 empty] | System | #N/A | [21 empty] | 0 | 0 | 0 | 0 | 0 | 0 | 0 | 0 | 0 | 0 | 0 | 0 | 0 | 0 | 0 | 0 | 0 | 0 | 0 | 0 | 0 | 0 | 0 | 0 | 0 | 0 | 0 | 0 | 0
SCE Partnership Roll-up E3 Calculator - With Carbon Adder - Proposed Program Plan | [17 empty] | System | #N/A | [21 empty] | 0 | 0 | 0 | 0 | 0 | 0 | 0 | 0 | 0 | 0 | 0 | 0 | 0 | 0 | 0 | 0 | 0 | 0 | 0 | 0 | 0 | 0 | 0 | 0 | 0 | 0 | 0 | 0 | 0
SCE Partnership Roll-up E3 Calculator - With Carbon Adder - Proposed Program Plan | [17 empty] | System | #N/A | [21 empty] | 0 | 0 | 0 | 0 | 0 | 0 | 0 | 0 | 0 | 0 | 0 | 0 | 0 | 0 | 0 | 0 | 0 | 0 | 0 | 0 | 0 | 0 | 0 | 0 | 0 | 0 | 0 | 0 | 0
SCE Partnership Roll-up E3 Calculator - With Carbon Adder - Proposed Program Plan | [17 empty] | System | #N/A | [21 empty] | 0 | 0 | 0 | 0 | 0 | 0 | 0 | 0 | 0 | 0 | 0 | 0 | 0 | 0 | 0 | 0 | 0 | 0 | 0 | 0 | 0 | 0 | 0 | 0 | 0 | 0 | 0 | 0 | 0
SCE Partnership Roll-up E3 Calculator - With Carbon Adder - Proposed Program Plan | [17 empty] | System | #N/A | [21 empty] | 0 | 0 | 0 | 0 | 0 | 0 | 0 | 0 | 0 | 0 | 0 | 0 | 0 | 0 | 0 | 0 | 0 | 0 | 0 | 0 | 0 | 0 | 0 | 0 | 0 | 0 | 0 | 0 | 0
SCE Partnership Roll-up E3 Calculator - With Carbon Adder - Proposed Program Plan | [17 empty] | System | #N/A | [21 empty] | 0 | 0 | 0 | 0 | 0 | 0 | 0 | 0 | 0 | 0 | 0 | 0 | 0 | 0 | 0 | 0 | 0 | 0 | 0 | 0 | 0 | 0 | 0 | 0 | 0 | 0 | 0 | 0 | 0
SCE Partnership Roll-up E3 Calculator - With Carbon Adder - Proposed Program Plan | [17 empty] | System | #N/A | [21 empty] | 0 | 0 | 0 | 0 | 0 | 0 | 0 | 0 | 0 | 0 | 0 | 0 | 0 | 0 | 0 | 0 | 0 | 0 | 0 | 0 | 0 | 0 | 0 | 0 | 0 | 0 | 0 | 0 | 0
SCE Partnership Roll-up E3 Calculator - With Carbon Adder - Proposed Program Plan | [17 empty] | System | #N/A | [21 empty] | 0 | 0 | 0 | 0 | 0 | 0 | 0 | 0 | 0 | 0 | 0 | 0 | 0 | 0 | 0 | 0 | 0 | 0 | 0 | 0 | 0 | 0 | 0 | 0 | 0 | 0 | 0 | 0 | 0
SCE Partnership Roll-up E3 Calculator - With Carbon Adder - Proposed Program Plan | [17 empty] | System | #N/A | [21 empty] | 0 | 0 | 0 | 0 | 0 | 0 | 0 | 0 | 0 | 0 | 0 | 0 | 0 | 0 | 0 | 0 | 0 | 0 | 0 | 0 | 0 | 0 | 0 | 0 | 0 | 0 | 0 | 0 | 0
SCE Partnership Roll-up E3 Calculator - With Carbon Adder - Proposed Program Plan | [17 empty] | System | #N/A | [21 empty] | 0 | 0 | 0 | 0 | 0 | 0 | 0 | 0 | 0 | 0 | 0 | 0 | 0 | 0 | 0 | 0 | 0 | 0 | 0 | 0 | 0 | 0 | 0 | 0 | 0 | 0 | 0 | 0 | 0
SCE Partnership Roll-up E3 Calculator - With Carbon Adder - Proposed Program Plan | [17 empty] | System | #N/A | [21 empty] | 0 | 0 | 0 | 0 | 0 | 0 | 0 | 0 | 0 | 0 | 0 | 0 | 0 | 0 | 0 | 0 | 0 | 0 | 0 | 0 | 0 | 0 | 0 | 0 | 0 | 0 | 0 | 0 | 0
SCE Partnership Roll-up E3 Calculator - With Carbon Adder - Proposed Program Plan | [17 empty] | System | #N/A | [21 empty] | 0 | 0 | 0 | 0 | 0 | 0 | 0 | 0 | 0 | 0 | 0 | 0 | 0 | 0 | 0 | 0 | 0 | 0 | 0 | 0 | 0 | 0 | 0 | 0 | 0 | 0 | 0 | 0 | 0
SCE Partnership Roll-up E3 Calculator - With Carbon Adder - Proposed Program Plan | [17 empty] | System | #N/A | [21 empty] | 0 | 0 | 0 | 0 | 0 | 0 | 0 | 0 | 0 | 0 | 0 | 0 | 0 | 0 | 0 | 0 | 0 | 0 | 0 | 0 | 0 | 0 | 0 | 0 | 0 | 0 | 0 | 0 | 0
SCE Partnership Roll-up E3 Calculator - With Carbon Adder - Proposed Program Plan | [17 empty] | System | #N/A | [21 empty] | 0 | 0 | 0 | 0 | 0 | 0 | 0 | 0 | 0 | 0 | 0 | 0 | 0 | 0 | 0 | 0 | 0 | 0 | 0 | 0 | 0 | 0 | 0 | 0 | 0 | 0 | 0 | 0 | 0
SCE Partnership Roll-up E3 Calculator - With Carbon Adder - Proposed Program Plan | [17 empty] | System | #N/A | [21 empty] | 0 | 0 | 0 | 0 | 0 | 0 | 0 | 0 | 0 | 0 | 0 | 0 | 0 | 0 | 0 | 0 | 0 | 0 | 0 | 0 | 0 | 0 | 0 | 0 | 0 | 0 | 0 | 0 | 0
SCE Partnership Roll-up E3 Calculator - With Carbon Adder - Proposed Program Plan | [17 empty] | System | #N/A | [21 empty] | 0 | 0 | 0 | 0 | 0 | 0 | 0 | 0 | 0 | 0 | 0 | 0 | 0 | 0 | 0 | 0 | 0 | 0 | 0 | 0 | 0 | 0 | 0 | 0 | 0 | 0 | 0 | 0 | 0
SCE Partnership Roll-up E3 Calculator - With Carbon Adder - Proposed Program Plan | [17 empty] | System | #N/A | [21 empty] | 0 | 0 | 0 | 0 | 0 | 0 | 0 | 0 | 0 | 0 | 0 | 0 | 0 | 0 | 0 | 0 | 0 | 0 | 0 | 0 | 0 | 0 | 0 | 0 | 0 | 0 | 0 | 0 | 0
SCE Partnership Roll-up E3 Calculator - With Carbon Adder - Proposed Program Plan | [17 empty] | System | #N/A | [21 empty] | 0 | 0 | 0 | 0 | 0 | 0 | 0 | 0 | 0 | 0 | 0 | 0 | 0 | 0 | 0 | 0 | 0 | 0 | 0 | 0 | 0 | 0 | 0 | 0 | 0 | 0 | 0 | 0 | 0
SCE Partnership Roll-up E3 Calculator - With Carbon Adder - Proposed Program Plan | [17 empty] | System | #N/A | [21 empty] | 0 | 0 | 0 | 0 | 0 | 0 | 0 | 0 | 0 | 0 | 0 | 0 | 0 | 0 | 0 | 0 | 0 | 0 | 0 | 0 | 0 | 0 | 0 | 0 | 0 | 0 | 0 | 0 | 0
SCE Partnership Roll-up E3 Calculator - With Carbon Adder - Proposed Program Plan | [17 empty] | System | #N/A | [21 empty] | 0 | 0 | 0 | 0 | 0 | 0 | 0 | 0 | 0 | 0 | 0 | 0 | 0 | 0 | 0 | 0 | 0 | 0 | 0 | 0 | 0 | 0 | 0 | 0 | 0 | 0 | 0 | 0 | 0
SCE Partnership Roll-up E3 Calculator - With Carbon Adder - Proposed Program Plan | [17 empty] | System | #N/A | [21 empty] | 0 | 0 | 0 | 0 | 0 | 0 | 0 | 0 | 0 | 0 | 0 | 0 | 0 | 0 | 0 | 0 | 0 | 0 | 0 | 0 | 0 | 0 | 0 | 0 | 0 | 0 | 0 | 0 | 0
SCE Partnership Roll-up E3 Calculator - With Carbon Adder - Proposed Program Plan | [17 empty] | System | #N/A | [21 empty] | 0 | 0 | 0 | 0 | 0 | 0 | 0 | 0 | 0 | 0 | 0 | 0 | 0 | 0 | 0 | 0 | 0 | 0 | 0 | 0 | 0 | 0 | 0 | 0 | 0 | 0 | 0 | 0 | 0
SCE Partnership Roll-up E3 Calculator - With Carbon Adder - Proposed Program Plan | [17 empty] | System | #N/A | [21 empty] | 0 | 0 | 0 | 0 | 0 | 0 | 0 | 0 | 0 | 0 | 0 | 0 | 0 | 0 | 0 | 0 | 0 | 0 | 0 | 0 | 0 | 0 | 0 | 0 | 0 | 0 | 0 | 0 | 0
SCE Partnership Roll-up E3 Calculator - With Carbon Adder - Proposed Program Plan | [17 empty] | System | #N/A | [21 empty] | 0 | 0 | 0 | 0 | 0 | 0 | 0 | 0 | 0 | 0 | 0 | 0 | 0 | 0 | 0 | 0 | 0 | 0 | 0 | 0 | 0 | 0 | 0 | 0 | 0 | 0 | 0 | 0 | 0
SCE Partnership Roll-up E3 Calculator - With Carbon Adder - Proposed Program Plan | [17 empty] | System | #N/A | [21 empty] | 0 | 0 | 0 | 0 | 0 | 0 | 0 | 0 | 0 | 0 | 0 | 0 | 0 | 0 | 0 | 0 | 0 | 0 | 0 | 0 | 0 | 0 | 0 | 0 | 0 | 0 | 0 | 0 | 0
SCE Partnership Roll-up E3 Calculator - With Carbon Adder - Proposed Program Plan | [17 empty] | System | #N/A | [21 empty] | 0 | 0 | 0 | 0 | 0 | 0 | 0 | 0 | 0 | 0 | 0 | 0 | 0 | 0 | 0 | 0 | 0 | 0 | 0 | 0 | 0 | 0 | 0 | 0 | 0 | 0 | 0 | 0 | 0
SCE Partnership Roll-up E3 Calculator - With Carbon Adder - Proposed Program Plan | [17 empty] | System | #N/A | [21 empty] | 0 | 0 | 0 | 0 | 0 | 0 | 0 | 0 | 0 | 0 | 0 | 0 | 0 | 0 | 0 | 0 | 0 | 0 | 0 | 0 | 0 | 0 | 0 | 0 | 0 | 0 | 0 | 0 | 0
SCE Partnership Roll-up E3 Calculator - With Carbon Adder - Proposed Program Plan | [17 empty] | System | #N/A | [21 empty] | 0 | 0 | 0 | 0 | 0 | 0 | 0 | 0 | 0 | 0 | 0 | 0 | 0 | 0 | 0 | 0 | 0 | 0 | 0 | 0 | 0 | 0 | 0 | 0 | 0 | 0 | 0 | 0 | 0
SCE Partnership Roll-up E3 Calculator - With Carbon Adder - Proposed Program Plan | [17 empty] | System | #N/A | [21 empty] | 0 | 0 | 0 | 0 | 0 | 0 | 0 | 0 | 0 | 0 | 0 | 0 | 0 | 0 | 0 | 0 | 0 | 0 | 0 | 0 | 0 | 0 | 0 | 0 | 0 | 0 | 0 | 0 | 0
SCE Partnership Roll-up E3 Calculator - With Carbon Adder - Proposed Program Plan | [17 empty] | System | #N/A | [21 empty] | 0 | 0 | 0 | 0 | 0 | 0 | 0 | 0 | 0 | 0 | 0 | 0 | 0 | 0 | 0 | 0 | 0 | 0 | 0 | 0 | 0 | 0 | 0 | 0 | 0 | 0 | 0 | 0 | 0
SCE Partnership Roll-up E3 Calculator - With Carbon Adder - Proposed Program Plan | [17 empty] | System | #N/A | [21 empty] | 0 | 0 | 0 | 0 | 0 | 0 | 0 | 0 | 0 | 0 | 0 | 0 | 0 | 0 | 0 | 0 | 0 | 0 | 0 | 0 | 0 | 0 | 0 | 0 | 0 | 0 | 0 | 0 | 0
SCE Partnership Roll-up E3 Calculator - With Carbon Adder - Proposed Program Plan | [17 empty] | System | #N/A | [21 empty] | 0 | 0 | 0 | 0 | 0 | 0 | 0 | 0 | 0 | 0 | 0 | 0 | 0 | 0 | 0 | 0 | 0 | 0 | 0 | 0 | 0 | 0 | 0 | 0 | 0 | 0 | 0 | 0 | 0
SCE Partnership Roll-up E3 Calculator - With Carbon Adder - Proposed Program Plan | [17 empty] | System | #N/A | [21 empty] | 0 | 0 | 0 | 0 | 0 | 0 | 0 | 0 | 0 | 0 | 0 | 0 | 0 | 0 | 0 | 0 | 0 | 0 | 0 | 0 | 0 | 0 | 0 | 0 | 0 | 0 | 0 | 0 | 0
SCE Partnership Roll-up E3 Calculator - With Carbon Adder - Proposed Program Plan | [17 empty] | System | #N/A | [21 empty] | 0 | 0 | 0 | 0 | 0 | 0 | 0 | 0 | 0 | 0 | 0 | 0 | 0 | 0 | 0 | 0 | 0 | 0 | 0 | 0 | 0 | 0 | 0 | 0 | 0 | 0 | 0 | 0 | 0
SCE Partnership Roll-up E3 Calculator - With Carbon Adder - Proposed Program Plan | [17 empty] | System | #N/A | [21 empty] | 0 | 0 | 0 | 0 | 0 | 0 | 0 | 0 | 0 | 0 | 0 | 0 | 0 | 0 | 0 | 0 | 0 | 0 | 0 | 0 | 0 | 0 | 0 | 0 | 0 | 0 | 0 | 0 | 0
SCE Partnership Roll-up E3 Calculator - With Carbon Adder - Proposed Program Plan | [17 empty] | System | #N/A | [21 empty] | 0 | 0 | 0 | 0 | 0 | 0 | 0 | 0 | 0 | 0 | 0 | 0 | 0 | 0 | 0 | 0 | 0 | 0 | 0 | 0 | 0 | 0 | 0 | 0 | 0 | 0 | 0 | 0 | 0
SCE Partnership Roll-up E3 Calculator - With Carbon Adder - Proposed Program Plan | [17 empty] | System | #N/A | [21 empty] | 0 | 0 | 0 | 0 | 0 | 0 | 0 | 0 | 0 | 0 | 0 | 0 | 0 | 0 | 0 | 0 | 0 | 0 | 0 | 0 | 0 | 0 | 0 | 0 | 0 | 0 | 0 | 0 | 0
SCE Partnership Roll-up E3 Calculator - With Carbon Adder - Proposed Program Plan | [17 empty] | System | #N/A | [21 empty] | 0 | 0 | 0 | 0 | 0 | 0 | 0 | 0 | 0 | 0 | 0 | 0 | 0 | 0 | 0 | 0 | 0 | 0 | 0 | 0 | 0 | 0 | 0 | 0 | 0 | 0 | 0 | 0 | 0
SCE Partnership Roll-up E3 Calculator - With Carbon Adder - Proposed Program Plan | [17 empty] | System | #N/A | [21 empty] | 0 | 0 | 0 | 0 | 0 | 0 | 0 | 0 | 0 | 0 | 0 | 0 | 0 | 0 | 0 | 0 | 0 | 0 | 0 | 0 | 0 | 0 | 0 | 0 | 0 | 0 | 0 | 0 | 0
SCE Partnership Roll-up E3 Calculator - With Carbon Adder - Proposed Program Plan | [17 empty] | System | #N/A | [21 empty] | 0 | 0 | 0 | 0 | 0 | 0 | 0 | 0 | 0 | 0 | 0 | 0 | 0 | 0 | 0 | 0 | 0 | 0 | 0 | 0 | 0 | 0 | 0 | 0 | 0 | 0 | 0 | 0 | 0
SCE Partnership Roll-up E3 Calculator - With Carbon Adder - Proposed Program Plan | [17 empty] | System | #N/A | [21 empty] | 0 | 0 | 0 | 0 | 0 | 0 | 0 | 0 | 0 | 0 | 0 | 0 | 0 | 0 | 0 | 0 | 0 | 0 | 0 | 0 | 0 | 0 | 0 | 0 | 0 | 0 | 0 | 0 | 0
SCE Partnership Roll-up E3 Calculator - With Carbon Adder - Proposed Program Plan | [17 empty] | System | #N/A | [21 empty] | 0 | 0 | 0 | 0 | 0 | 0 | 0 | 0 | 0 | 0 | 0 | 0 | 0 | 0 | 0 | 0 | 0 | 0 | 0 | 0 | 0 | 0 | 0 | 0 | 0 | 0 | 0 | 0 | 0
SCE Partnership Roll-up E3 Calculator - With Carbon Adder - Proposed Program Plan | [17 empty] | System | #N/A | [21 empty] | 0 | 0 | 0 | 0 | 0 | 0 | 0 | 0 | 0 | 0 | 0 | 0 | 0 | 0 | 0 | 0 | 0 | 0 | 0 | 0 | 0 | 0 | 0 | 0 | 0 | 0 | 0 | 0 | 0
SCE Partnership Roll-up E3 Calculator - With Carbon Adder - Proposed Program Plan | [17 empty] | System | #N/A | [21 empty] | 0 | 0 | 0 | 0 | 0 | 0 | 0 | 0 | 0 | 0 | 0 | 0 | 0 | 0 | 0 | 0 | 0 | 0 | 0 | 0 | 0 | 0 | 0 | 0 | 0 | 0 | 0 | 0 | 0
SCE Partnership Roll-up E3 Calculator - With Carbon Adder - Proposed Program Plan | [17 empty] | System | #N/A | [21 empty] | 0 | 0 | 0 | 0 | 0 | 0 | 0 | 0 | 0 | 0 | 0 | 0 | 0 | 0 | 0 | 0 | 0 | 0 | 0 | 0 | 0 | 0 | 0 | 0 | 0 | 0 | 0 | 0 | 0
SCE Partnership Roll-up E3 Calculator - With Carbon Adder - Proposed Program Plan | [17 empty] | System | #N/A | [21 empty] | 0 | 0 | 0 | 0 | 0 | 0 | 0 | 0 | 0 | 0 | 0 | 0 | 0 | 0 | 0 | 0 | 0 | 0 | 0 | 0 | 0 | 0 | 0 | 0 | 0 | 0 | 0 | 0 | 0
SCE Partnership Roll-up E3 Calculator - With Carbon Adder - Proposed Program Plan | [17 empty] | System | #N/A | [21 empty] | 0 | 0 | 0 | 0 | 0 | 0 | 0 | 0 | 0 | 0 | 0 | 0 | 0 | 0 | 0 | 0 | 0 | 0 | 0 | 0 | 0 | 0 | 0 | 0 | 0 | 0 | 0 | 0 | 0
SCE Partnership Roll-up E3 Calculator - With Carbon Adder - Proposed Program Plan | [17 empty] | System | #N/A | [21 empty] | 0 | 0 | 0 | 0 | 0 | 0 | 0 | 0 | 0 | 0 | 0 | 0 | 0 | 0 | 0 | 0 | 0 | 0 | 0 | 0 | 0 | 0 | 0 | 0 | 0 | 0 | 0 | 0 | 0
SCE Partnership Roll-up E3 Calculator - With Carbon Adder - Proposed Program Plan | [17 empty] | System | #N/A | [21 empty] | 0 | 0 | 0 | 0 | 0 | 0 | 0 | 0 | 0 | 0 | 0 | 0 | 0 | 0 | 0 | 0 | 0 | 0 | 0 | 0 | 0 | 0 | 0 | 0 | 0 | 0 | 0 | 0 | 0
SCE Partnership Roll-up E3 Calculator - With Carbon Adder - Proposed Program Plan | [17 empty] | System | #N/A | [21 empty] | 0 | 0 | 0 | 0 | 0 | 0 | 0 | 0 | 0 | 0 | 0 | 0 | 0 | 0 | 0 | 0 | 0 | 0 | 0 | 0 | 0 | 0 | 0 | 0 | 0 | 0 | 0 | 0 | 0
SCE Partnership Roll-up E3 Calculator - With Carbon Adder - Proposed Program Plan | [17 empty] | System | #N/A | [21 empty] | 0 | 0 | 0 | 0 | 0 | 0 | 0 | 0 | 0 | 0 | 0 | 0 | 0 | 0 | 0 | 0 | 0 | 0 | 0 | 0 | 0 | 0 | 0 | 0 | 0 | 0 | 0 | 0 | 0
SCE Partnership Roll-up E3 Calculator - With Carbon Adder - Proposed Program Plan | [17 empty] | System | #N/A | [21 empty] | 0 | 0 | 0 | 0 | 0 | 0 | 0 | 0 | 0 | 0 | 0 | 0 | 0 | 0 | 0 | 0 | 0 | 0 | 0 | 0 | 0 | 0 | 0 | 0 | 0 | 0 | 0 | 0 | 0
SCE Partnership Roll-up E3 Calculator - With Carbon Adder - Proposed Program Plan | [17 empty] | System | #N/A | [21 empty] | 0 | 0 | 0 | 0 | 0 | 0 | 0 | 0 | 0 | 0 | 0 | 0 | 0 | 0 | 0 | 0 | 0 | 0 | 0 | 0 | 0 | 0 | 0 | 0 | 0 | 0 | 0 | 0 | 0
SCE Partnership Roll-up E3 Calculator - With Carbon Adder - Proposed Program Plan | [17 empty] | System | #N/A | [21 empty] | 0 | 0 | 0 | 0 | 0 | 0 | 0 | 0 | 0 | 0 | 0 | 0 | 0 | 0 | 0 | 0 | 0 | 0 | 0 | 0 | 0 | 0 | 0 | 0 | 0 | 0 | 0 | 0 | 0
SCE Partnership Roll-up E3 Calculator - With Carbon Adder - Proposed Program Plan | [17 empty] | System | #N/A | [21 empty] | 0 | 0 | 0 | 0 | 0 | 0 | 0 | 0 | 0 | 0 | 0 | 0 | 0 | 0 | 0 | 0 | 0 | 0 | 0 | 0 | 0 | 0 | 0 | 0 | 0 | 0 | 0 | 0 | 0
SCE Partnership Roll-up E3 Calculator - With Carbon Adder - Proposed Program Plan | [17 empty] | System | #N/A | [21 empty] | 0 | 0 | 0 | 0 | 0 | 0 | 0 | 0 | 0 | 0 | 0 | 0 | 0 | 0 | 0 | 0 | 0 | 0 | 0 | 0 | 0 | 0 | 0 | 0 | 0 | 0 | 0 | 0 | 0
SCE Partnership Roll-up E3 Calculator - With Carbon Adder - Proposed Program Plan | [17 empty] | System | #N/A | [21 empty] | 0 | 0 | 0 | 0 | 0 | 0 | 0 | 0 | 0 | 0 | 0 | 0 | 0 | 0 | 0 | 0 | 0 | 0 | 0 | 0 | 0 | 0 | 0 | 0 | 0 | 0 | 0 | 0 | 0
SCE Partnership Roll-up E3 Calculator - With Carbon Adder - Proposed Program Plan | [17 empty] | System | #N/A | [21 empty] | 0 | 0 | 0 | 0 | 0 | 0 | 0 | 0 | 0 | 0 | 0 | 0 | 0 | 0 | 0 | 0 | 0 | 0 | 0 | 0 | 0 | 0 | 0 | 0 | 0 | 0 | 0 | 0 | 0
SCE Partnership Roll-up E3 Calculator - With Carbon Adder - Proposed Program Plan | [17 empty] | System | #N/A | [21 empty] | 0 | 0 | 0 | 0 | 0 | 0 | 0 | 0 | 0 | 0 | 0 | 0 | 0 | 0 | 0 | 0 | 0 | 0 | 0 | 0 | 0 | 0 | 0 | 0 | 0 | 0 | 0 | 0 | 0
SCE Partnership Roll-up E3 Calculator - With Carbon Adder - Proposed Program Plan | [17 empty] | System | #N/A | [21 empty] | 0 | 0 | 0 | 0 | 0 | 0 | 0 | 0 | 0 | 0 | 0 | 0 | 0 | 0 | 0 | 0 | 0 | 0 | 0 | 0 | 0 | 0 | 0 | 0 | 0 | 0 | 0 | 0 | 0
SCE Partnership Roll-up E3 Calculator - With Carbon Adder - Proposed Program Plan | [17 empty] | System | #N/A | [21 empty] | 0 | 0 | 0 | 0 | 0 | 0 | 0 | 0 | 0 | 0 | 0 | 0 | 0 | 0 | 0 | 0 | 0 | 0 | 0 | 0 | 0 | 0 | 0 | 0 | 0 | 0 | 0 | 0 | 0
SCE Partnership Roll-up E3 Calculator - With Carbon Adder - Proposed Program Plan | [17 empty] | System | #N/A | [21 empty] | 0 | 0 | 0 | 0 | 0 | 0 | 0 | 0 | 0 | 0 | 0 | 0 | 0 | 0 | 0 | 0 | 0 | 0 | 0 | 0 | 0 | 0 | 0 | 0 | 0 | 0 | 0 | 0 | 0
SCE Partnership Roll-up E3 Calculator - With Carbon Adder - Proposed Program Plan | [17 empty] | System | #N/A | [21 empty] | 0 | 0 | 0 | 0 | 0 | 0 | 0 | 0 | 0 | 0 | 0 | 0 | 0 | 0 | 0 | 0 | 0 | 0 | 0 | 0 | 0 | 0 | 0 | 0 | 0 | 0 | 0 | 0 | 0
SCE Partnership Roll-up E3 Calculator - With Carbon Adder - Proposed Program Plan | [17 empty] | System | #N/A | [21 empty] | 0 | 0 | 0 | 0 | 0 | 0 | 0 | 0 | 0 | 0 | 0 | 0 | 0 | 0 | 0 | 0 | 0 | 0 | 0 | 0 | 0 | 0 | 0 | 0 | 0 | 0 | 0 | 0 | 0
SCE Partnership Roll-up E3 Calculator - With Carbon Adder - Proposed Program Plan | [17 empty] | System | #N/A | [21 empty] | 0 | 0 | 0 | 0 | 0 | 0 | 0 | 0 | 0 | 0 | 0 | 0 | 0 | 0 | 0 | 0 | 0 | 0 | 0 | 0 | 0 | 0 | 0 | 0 | 0 | 0 | 0 | 0 | 0
SCE Partnership Roll-up E3 Calculator - With Carbon Adder - Proposed Program Plan | [17 empty] | System | #N/A | [21 empty] | 0 | 0 | 0 | 0 | 0 | 0 | 0 | 0 | 0 | 0 | 0 | 0 | 0 | 0 | 0 | 0 | 0 | 0 | 0 | 0 | 0 | 0 | 0 | 0 | 0 | 0 | 0 | 0 | 0
SCE Partnership Roll-up E3 Calculator - With Carbon Adder - Proposed Program Plan | [17 empty] | System | #N/A | [21 empty] | 0 | 0 | 0 | 0 | 0 | 0 | 0 | 0 | 0 | 0 | 0 | 0 | 0 | 0 | 0 | 0 | 0 | 0 | 0 | 0 | 0 | 0 | 0 | 0 | 0 | 0 | 0 | 0 | 0
SCE Partnership Roll-up E3 Calculator - With Carbon Adder - Proposed Program Plan | [17 empty] | System | #N/A | [21 empty] | 0 | 0 | 0 | 0 | 0 | 0 | 0 | 0 | 0 | 0 | 0 | 0 | 0 | 0 | 0 | 0 | 0 | 0 | 0 | 0 | 0 | 0 | 0 | 0 | 0 | 0 | 0 | 0 | 0
SCE Partnership Roll-up E3 Calculator - With Carbon Adder - Proposed Program Plan | [17 empty] | System | #N/A | [21 empty] | 0 | 0 | 0 | 0 | 0 | 0 | 0 | 0 | 0 | 0 | 0 | 0 | 0 | 0 | 0 | 0 | 0 | 0 | 0 | 0 | 0 | 0 | 0 | 0 | 0 | 0 | 0 | 0 | 0
SCE Partnership Roll-up E3 Calculator - With Carbon Adder - Proposed Program Plan | [17 empty] | System | #N/A | [21 empty] | 0 | 0 | 0 | 0 | 0 | 0 | 0 | 0 | 0 | 0 | 0 | 0 | 0 | 0 | 0 | 0 | 0 | 0 | 0 | 0 | 0 | 0 | 0 | 0 | 0 | 0 | 0 | 0 | 0
SCE Partnership Roll-up E3 Calculator - With Carbon Adder - Proposed Program Plan | [17 empty] | System | #N/A | [21 empty] | 0 | 0 | 0 | 0 | 0 | 0 | 0 | 0 | 0 | 0 | 0 | 0 | 0 | 0 | 0 | 0 | 0 | 0 | 0 | 0 | 0 | 0 | 0 | 0 | 0 | 0 | 0 | 0 | 0
SCE Partnership Roll-up E3 Calculator - With Carbon Adder - Proposed Program Plan | [17 empty] | System | #N/A | [21 empty] | 0 | 0 | 0 | 0 | 0 | 0 | 0 | 0 | 0 | 0 | 0 | 0 | 0 | 0 | 0 | 0 | 0 | 0 | 0 | 0 | 0 | 0 | 0 | 0 | 0 | 0 | 0 | 0 | 0
SCE Partnership Roll-up E3 Calculator - With Carbon Adder - Proposed Program Plan | [17 empty] | System | #N/A | [21 empty] | 0 | 0 | 0 | 0 | 0 | 0 | 0 | 0 | 0 | 0 | 0 | 0 | 0 | 0 | 0 | 0 | 0 | 0 | 0 | 0 | 0 | 0 | 0 | 0 | 0 | 0 | 0 | 0 | 0
SCE Partnership Roll-up E3 Calculator - With Carbon Adder - Proposed Program Plan | [17 empty] | System | #N/A | [21 empty] | 0 | 0 | 0 | 0 | 0 | 0 | 0 | 0 | 0 | 0 | 0 | 0 | 0 | 0 | 0 | 0 | 0 | 0 | 0 | 0 | 0 | 0 | 0 | 0 | 0 | 0 | 0 | 0 | 0
SCE Partnership Roll-up E3 Calculator - With Carbon Adder - Proposed Program Plan | [17 empty] | System | #N/A | [21 empty] | 0 | 0 | 0 | 0 | 0 | 0 | 0 | 0 | 0 | 0 | 0 | 0 | 0 | 0 | 0 | 0 | 0 | 0 | 0 | 0 | 0 | 0 | 0 | 0 | 0 | 0 | 0 | 0 | 0
SCE Partnership Roll-up E3 Calculator - With Carbon Adder - Proposed Program Plan | [17 empty] | System | #N/A | [21 empty] | 0 | 0 | 0 | 0 | 0 | 0 | 0 | 0 | 0 | 0 | 0 | 0 | 0 | 0 | 0 | 0 | 0 | 0 | 0 | 0 | 0 | 0 | 0 | 0 | 0 | 0 | 0 | 0 | 0
SCE Partnership Roll-up E3 Calculator - With Carbon Adder - Proposed Program Plan | [17 empty] | System | #N/A | [21 empty] | 0 | 0 | 0 | 0 | 0 | 0 | 0 | 0 | 0 | 0 | 0 | 0 | 0 | 0 | 0 | 0 | 0 | 0 | 0 | 0 | 0 | 0 | 0 | 0 | 0 | 0 | 0 | 0 | 0
SCE Partnership Roll-up E3 Calculator - With Carbon Adder - Proposed Program Plan | [17 empty] | System | #N/A | [21 empty] | 0 | 0 | 0 | 0 | 0 | 0 | 0 | 0 | 0 | 0 | 0 | 0 | 0 | 0 | 0 | 0 | 0 | 0 | 0 | 0 | 0 | 0 | 0 | 0 | 0 | 0 | 0 | 0 | 0
SCE Partnership Roll-up E3 Calculator - With Carbon Adder - Proposed Program Plan | [17 empty] | System | #N/A | [21 empty] | 0 | 0 | 0 | 0 | 0 | 0 | 0 | 0 | 0 | 0 | 0 | 0 | 0 | 0 | 0 | 0 | 0 | 0 | 0 | 0 | 0 | 0 | 0 | 0 | 0 | 0 | 0 | 0 | 0
SCE Partnership Roll-up E3 Calculator - With Carbon Adder - Proposed Program Plan | [17 empty] | System | #N/A | [21 empty] | 0 | 0 | 0 | 0 | 0 | 0 | 0 | 0 | 0 | 0 | 0 | 0 | 0 | 0 | 0 | 0 | 0 | 0 | 0 | 0 | 0 | 0 | 0 | 0 | 0 | 0 | 0 | 0 | 0
SCE Partnership Roll-up E3 Calculator - With Carbon Adder - Proposed Program Plan | [17 empty] | System | #N/A | [21 empty] | 0 | 0 | 0 | 0 | 0 | 0 | 0 | 0 | 0 | 0 | 0 | 0 | 0 | 0 | 0 | 0 | 0 | 0 | 0 | 0 | 0 | 0 | 0 | 0 | 0 | 0 | 0 | 0 | 0
SCE Partnership Roll-up E3 Calculator - With Carbon Adder - Proposed Program Plan | [17 empty] | System | #N/A | [21 empty] | 0 | 0 | 0 | 0 | 0 | 0 | 0 | 0 | 0 | 0 | 0 | 0 | 0 | 0 | 0 | 0 | 0 | 0 | 0 | 0 | 0 | 0 | 0 | 0 | 0 | 0 | 0 | 0 | 0
SCE Partnership Roll-up E3 Calculator - With Carbon Adder - Proposed Program Plan | [17 empty] | System | #N/A | [21 empty] | 0 | 0 | 0 | 0 | 0 | 0 | 0 | 0 | 0 | 0 | 0 | 0 | 0 | 0 | 0 | 0 | 0 | 0 | 0 | 0 | 0 | 0 | 0 | 0 | 0 | 0 | 0 | 0 | 0
SCE Partnership Roll-up E3 Calculator - With Carbon Adder - Proposed Program Plan | [17 empty] | System | #N/A | [21 empty] | 0 | 0 | 0 | 0 | 0 | 0 | 0 | 0 | 0 | 0 | 0 | 0 | 0 | 0 | 0 | 0 | 0 | 0 | 0 | 0 | 0 | 0 | 0 | 0 | 0 | 0 | 0 | 0 | 0
SCE Partnership Roll-up E3 Calculator - With Carbon Adder - Proposed Program Plan | [17 empty] | System | #N/A | [21 empty] | 0 | 0 | 0 | 0 | 0 | 0 | 0 | 0 | 0 | 0 | 0 | 0 | 0 | 0 | 0 | 0 | 0 | 0 | 0 | 0 | 0 | 0 | 0 | 0 | 0 | 0 | 0 | 0 | 0
SCE Partnership Roll-up E3 Calculator - With Carbon Adder - Proposed Program Plan | [17 empty] | System | #N/A | [21 empty] | 0 | 0 | 0 | 0 | 0 | 0 | 0 | 0 | 0 | 0 | 0 | 0 | 0 | 0 | 0 | 0 | 0 | 0 | 0 | 0 | 0 | 0 | 0 | 0 | 0 | 0 | 0 | 0 | 0
SCE Partnership Roll-up E3 Calculator - With Carbon Adder - Proposed Program Plan | [17 empty] | System | #N/A | [21 empty] | 0 | 0 | 0 | 0 | 0 | 0 | 0 | 0 | 0 | 0 | 0 | 0 | 0 | 0 | 0 | 0 | 0 | 0 | 0 | 0 | 0 | 0 | 0 | 0 | 0 | 0 | 0 | 0 | 0
SCE Partnership Roll-up E3 Calculator - With Carbon Adder - Proposed Program Plan | [17 empty] | System | #N/A | [21 empty] | 0 | 0 | 0 | 0 | 0 | 0 | 0 | 0 | 0 | 0 | 0 | 0 | 0 | 0 | 0 | 0 | 0 | 0 | 0 | 0 | 0 | 0 | 0 | 0 | 0 | 0 | 0 | 0 | 0
SCE Partnership Roll-up E3 Calculator - With Carbon Adder - Proposed Program Plan | [17 empty] | System | #N/A | [21 empty] | 0 | 0 | 0 | 0 | 0 | 0 | 0 | 0 | 0 | 0 | 0 | 0 | 0 | 0 | 0 | 0 | 0 | 0 | 0 | 0 | 0 | 0 | 0 | 0 | 0 | 0 | 0 | 0 | 0
SCE Partnership Roll-up E3 Calculator - With Carbon Adder - Proposed Program Plan | [17 empty] | System | #N/A | [21 empty] | 0 | 0 | 0 | 0 | 0 | 0 | 0 | 0 | 0 | 0 | 0 | 0 | 0 | 0 | 0 | 0 | 0 | 0 | 0 | 0 | 0 | 0 | 0 | 0 | 0 | 0 | 0 | 0 | 0
SCE Partnership Roll-up E3 Calculator - With Carbon Adder - Proposed Program Plan | [17 empty] | System | #N/A | [21 empty] | 0 | 0 | 0 | 0 | 0 | 0 | 0 | 0 | 0 | 0 | 0 | 0 | 0 | 0 | 0 | 0 | 0 | 0 | 0 | 0 | 0 | 0 | 0 | 0 | 0 | 0 | 0 | 0 | 0
SCE Partnership Roll-up E3 Calculator - With Carbon Adder - Proposed Program Plan | [17 empty] | System | #N/A | [21 empty] | 0 | 0 | 0 | 0 | 0 | 0 | 0 | 0 | 0 | 0 | 0 | 0 | 0 | 0 | 0 | 0 | 0 | 0 | 0 | 0 | 0 | 0 | 0 | 0 | 0 | 0 | 0 | 0 | 0
SCE Partnership Roll-up E3 Calculator - With Carbon Adder - Proposed Program Plan | [17 empty] | System | #N/A | [21 empty] | 0 | 0 | 0 | 0 | 0 | 0 | 0 | 0 | 0 | 0 | 0 | 0 | 0 | 0 | 0 | 0 | 0 | 0 | 0 | 0 | 0 | 0 | 0 | 0 | 0 | 0 | 0 | 0 | 0
SCE Partnership Roll-up E3 Calculator - With Carbon Adder - Proposed Program Plan | [17 empty] | System | #N/A | [21 empty] | 0 | 0 | 0 | 0 | 0 | 0 | 0 | 0 | 0 | 0 | 0 | 0 | 0 | 0 | 0 | 0 | 0 | 0 | 0 | 0 | 0 | 0 | 0 | 0 | 0 | 0 | 0 | 0 | 0
SCE Partnership Roll-up E3 Calculator - With Carbon Adder - Proposed Program Plan | [17 empty] | System | #N/A | [21 empty] | 0 | 0 | 0 | 0 | 0 | 0 | 0 | 0 | 0 | 0 | 0 | 0 | 0 | 0 | 0 | 0 | 0 | 0 | 0 | 0 | 0 | 0 | 0 | 0 | 0 | 0 | 0 | 0 | 0
SCE Partnership Roll-up E3 Calculator - With Carbon Adder - Proposed Program Plan | [17 empty] | System | #N/A | [21 empty] | 0 | 0 | 0 | 0 | 0 | 0 | 0 | 0 | 0 | 0 | 0 | 0 | 0 | 0 | 0 | 0 | 0 | 0 | 0 | 0 | 0 | 0 | 0 | 0 | 0 | 0 | 0 | 0 | 0
SCE Partnership Roll-up E3 Calculator - With Carbon Adder - Proposed Program Plan | [17 empty] | System | #N/A | [21 empty] | 0 | 0 | 0 | 0 | 0 | 0 | 0 | 0 | 0 | 0 | 0 | 0 | 0 | 0 | 0 | 0 | 0 | 0 | 0 | 0 | 0 | 0 | 0 | 0 | 0 | 0 | 0 | 0 | 0
SCE Partnership Roll-up E3 Calculator - With Carbon Adder - Proposed Program Plan | [17 empty] | System | #N/A | [21 empty] | 0 | 0 | 0 | 0 | 0 | 0 | 0 | 0 | 0 | 0 | 0 | 0 | 0 | 0 | 0 | 0 | 0 | 0 | 0 | 0 | 0 | 0 | 0 | 0 | 0 | 0 | 0 | 0 | 0
SCE Partnership Roll-up E3 Calculator - With Carbon Adder - Proposed Program Plan | [17 empty] | System | #N/A | [21 empty] | 0 | 0 | 0 | 0 | 0 | 0 | 0 | 0 | 0 | 0 | 0 | 0 | 0 | 0 | 0 | 0 | 0 | 0 | 0 | 0 | 0 | 0 | 0 | 0 | 0 | 0 | 0 | 0 | 0
SCE Partnership Roll-up E3 Calculator - With Carbon Adder - Proposed Program Plan | [17 empty] | System | #N/A | [21 empty] | 0 | 0 | 0 | 0 | 0 | 0 | 0 | 0 | 0 | 0 | 0 | 0 | 0 | 0 | 0 | 0 | 0 | 0 | 0 | 0 | 0 | 0 | 0 | 0 | 0 | 0 | 0 | 0 | 0
SCE Partnership Roll-up E3 Calculator - With Carbon Adder - Proposed Program Plan | [17 empty] | System | #N/A | [21 empty] | 0 | 0 | 0 | 0 | 0 | 0 | 0 | 0 | 0 | 0 | 0 | 0 | 0 | 0 | 0 | 0 | 0 | 0 | 0 | 0 | 0 | 0 | 0 | 0 | 0 | 0 | 0 | 0 | 0
SCE Partnership Roll-up E3 Calculator - With Carbon Adder - Proposed Program Plan | [17 empty] | System | #N/A | [21 empty] | 0 | 0 | 0 | 0 | 0 | 0 | 0 | 0 | 0 | 0 | 0 | 0 | 0 | 0 | 0 | 0 | 0 | 0 | 0 | 0 | 0 | 0 | 0 | 0 | 0 | 0 | 0 | 0 | 0
SCE Partnership Roll-up E3 Calculator - With Carbon Adder - Proposed Program Plan | [17 empty] | System | #N/A | [21 empty] | 0 | 0 | 0 | 0 | 0 | 0 | 0 | 0 | 0 | 0 | 0 | 0 | 0 | 0 | 0 | 0 | 0 | 0 | 0 | 0 | 0 | 0 | 0 | 0 | 0 | 0 | 0 | 0 | 0
SCE Partnership Roll-up E3 Calculator - With Carbon Adder - Proposed Program Plan | [17 empty] | System | #N/A | [21 empty] | 0 | 0 | 0 | 0 | 0 | 0 | 0 | 0 | 0 | 0 | 0 | 0 | 0 | 0 | 0 | 0 | 0 | 0 | 0 | 0 | 0 | 0 | 0 | 0 | 0 | 0 | 0 | 0 | 0
SCE Partnership Roll-up E3 Calculator - With Carbon Adder - Proposed Program Plan | [17 empty] | System | #N/A | [21 empty] | 0 | 0 | 0 | 0 | 0 | 0 | 0 | 0 | 0 | 0 | 0 | 0 | 0 | 0 | 0 | 0 | 0 | 0 | 0 | 0 | 0 | 0 | 0 | 0 | 0 | 0 | 0 | 0 | 0
SCE Partnership Roll-up E3 Calculator - With Carbon Adder - Proposed Program Plan | [17 empty] | System | #N/A | [21 empty] | 0 | 0 | 0 | 0 | 0 | 0 | 0 | 0 | 0 | 0 | 0 | 0 | 0 | 0 | 0 | 0 | 0 | 0 | 0 | 0 | 0 | 0 | 0 | 0 | 0 | 0 | 0 | 0 | 0
SCE Partnership Roll-up E3 Calculator - With Carbon Adder - Proposed Program Plan | [17 empty] | System | #N/A | [21 empty] | 0 | 0 | 0 | 0 | 0 | 0 | 0 | 0 | 0 | 0 | 0 | 0 | 0 | 0 | 0 | 0 | 0 | 0 | 0 | 0 | 0 | 0 | 0 | 0 | 0 | 0 | 0 | 0 | 0
SCE Partnership Roll-up E3 Calculator - With Carbon Adder - Proposed Program Plan | [17 empty] | System | #N/A | [21 empty] | 0 | 0 | 0 | 0 | 0 | 0 | 0 | 0 | 0 | 0 | 0 | 0 | 0 | 0 | 0 | 0 | 0 | 0 | 0 | 0 | 0 | 0 | 0 | 0 | 0 | 0 | 0 | 0 | 0
SCE Partnership Roll-up E3 Calculator - With Carbon Adder - Proposed Program Plan | [17 empty] | System | #N/A | [21 empty] | 0 | 0 | 0 | 0 | 0 | 0 | 0 | 0 | 0 | 0 | 0 | 0 | 0 | 0 | 0 | 0 | 0 | 0 | 0 | 0 | 0 | 0 | 0 | 0 | 0 | 0 | 0 | 0 | 0
SCE Partnership Roll-up E3 Calculator - With Carbon Adder - Proposed Program Plan | [17 empty] | System | #N/A | [21 empty] | 0 | 0 | 0 | 0 | 0 | 0 | 0 | 0 | 0 | 0 | 0 | 0 | 0 | 0 | 0 | 0 | 0 | 0 | 0 | 0 | 0 | 0 | 0 | 0 | 0 | 0 | 0 | 0 | 0
SCE Partnership Roll-up E3 Calculator - With Carbon Adder - Proposed Program Plan | [17 empty] | System | #N/A | [21 empty] | 0 | 0 | 0 | 0 | 0 | 0 | 0 | 0 | 0 | 0 | 0 | 0 | 0 | 0 | 0 | 0 | 0 | 0 | 0 | 0 | 0 | 0 | 0 | 0 | 0 | 0 | 0 | 0 | 0
SCE Partnership Roll-up E3 Calculator - With Carbon Adder - Proposed Program Plan | [17 empty] | System | #N/A | [21 empty] | 0 | 0 | 0 | 0 | 0 | 0 | 0 | 0 | 0 | 0 | 0 | 0 | 0 | 0 | 0 | 0 | 0 | 0 | 0 | 0 | 0 | 0 | 0 | 0 | 0 | 0 | 0 | 0 | 0
SCE Partnership Roll-up E3 Calculator - With Carbon Adder - Proposed Program Plan | [17 empty] | System | #N/A | [21 empty] | 0 | 0 | 0 | 0 | 0 | 0 | 0 | 0 | 0 | 0 | 0 | 0 | 0 | 0 | 0 | 0 | 0 | 0 | 0 | 0 | 0 | 0 | 0 | 0 | 0 | 0 | 0 | 0 | 0
SCE Partnership Roll-up E3 Calculator - With Carbon Adder - Proposed Program Plan | [17 empty] | System | #N/A | [21 empty] | 0 | 0 | 0 | 0 | 0 | 0 | 0 | 0 | 0 | 0 | 0 | 0 | 0 | 0 | 0 | 0 | 0 | 0 | 0 | 0 | 0 | 0 | 0 | 0 | 0 | 0 | 0 | 0 | 0
SCE Partnership Roll-up E3 Calculator - With Carbon Adder - Proposed Program Plan | [17 empty] | System | #N/A | [21 empty] | 0 | 0 | 0 | 0 | 0 | 0 | 0 | 0 | 0 | 0 | 0 | 0 | 0 | 0 | 0 | 0 | 0 | 0 | 0 | 0 | 0 | 0 | 0 | 0 | 0 | 0 | 0 | 0 | 0
SCE Partnership Roll-up E3 Calculator - With Carbon Adder - Proposed Program Plan | [17 empty] | System | #N/A | [21 empty] | 0 | 0 | 0 | 0 | 0 | 0 | 0 | 0 | 0 | 0 | 0 | 0 | 0 | 0 | 0 | 0 | 0 | 0 | 0 | 0 | 0 | 0 | 0 | 0 | 0 | 0 | 0 | 0 | 0
SCE Partnership Roll-up E3 Calculator - With Carbon Adder - Proposed Program Plan | [17 empty] | System | #N/A | [21 empty] | 0 | 0 | 0 | 0 | 0 | 0 | 0 | 0 | 0 | 0 | 0 | 0 | 0 | 0 | 0 | 0 | 0 | 0 | 0 | 0 | 0 | 0 | 0 | 0 | 0 | 0 | 0 | 0 | 0
SCE Partnership Roll-up E3 Calculator - With Carbon Adder - Proposed Program Plan | [17 empty] | System | #N/A | [21 empty] | 0 | 0 | 0 | 0 | 0 | 0 | 0 | 0 | 0 | 0 | 0 | 0 | 0 | 0 | 0 | 0 | 0 | 0 | 0 | 0 | 0 | 0 | 0 | 0 | 0 | 0 | 0 | 0 | 0
SCE Partnership Roll-up E3 Calculator - With Carbon Adder - Proposed Program Plan | [17 empty] | System | #N/A | [21 empty] | 0 | 0 | 0 | 0 | 0 | 0 | 0 | 0 | 0 | 0 | 0 | 0 | 0 | 0 | 0 | 0 | 0 | 0 | 0 | 0 | 0 | 0 | 0 | 0 | 0 | 0 | 0 | 0 | 0
SCE Partnership Roll-up E3 Calculator - With Carbon Adder - Proposed Program Plan | [17 empty] | System | #N/A | [21 empty] | 0 | 0 | 0 | 0 | 0 | 0 | 0 | 0 | 0 | 0 | 0 | 0 | 0 | 0 | 0 | 0 | 0 | 0 | 0 | 0 | 0 | 0 | 0 | 0 | 0 | 0 | 0 | 0 | 0
SCE Partnership Roll-up E3 Calculator - With Carbon Adder - Proposed Program Plan | [17 empty] | System | #N/A | [21 empty] | 0 | 0 | 0 | 0 | 0 | 0 | 0 | 0 | 0 | 0 | 0 | 0 | 0 | 0 | 0 | 0 | 0 | 0 | 0 | 0 | 0 | 0 | 0 | 0 | 0 | 0 | 0 | 0 | 0
SCE Partnership Roll-up E3 Calculator - With Carbon Adder - Proposed Program Plan | [17 empty] | System | #N/A | [21 empty] | 0 | 0 | 0 | 0 | 0 | 0 | 0 | 0 | 0 | 0 | 0 | 0 | 0 | 0 | 0 | 0 | 0 | 0 | 0 | 0 | 0 | 0 | 0 | 0 | 0 | 0 | 0 | 0 | 0
SCE Partnership Roll-up E3 Calculator - With Carbon Adder - Proposed Program Plan | [17 empty] | System | #N/A | [21 empty] | 0 | 0 | 0 | 0 | 0 | 0 | 0 | 0 | 0 | 0 | 0 | 0 | 0 | 0 | 0 | 0 | 0 | 0 | 0 | 0 | 0 | 0 | 0 | 0 | 0 | 0 | 0 | 0 | 0
SCE Partnership Roll-up E3 Calculator - With Carbon Adder - Proposed Program Plan | [17 empty] | System | #N/A | [21 empty] | 0 | 0 | 0 | 0 | 0 | 0 | 0 | 0 | 0 | 0 | 0 | 0 | 0 | 0 | 0 | 0 | 0 | 0 | 0 | 0 | 0 | 0 | 0 | 0 | 0 | 0 | 0 | 0 | 0
SCE Partnership Roll-up E3 Calculator - With Carbon Adder - Proposed Program Plan | [17 empty] | System | #N/A | [21 empty] | 0 | 0 | 0 | 0 | 0 | 0 | 0 | 0 | 0 | 0 | 0 | 0 | 0 | 0 | 0 | 0 | 0 | 0 | 0 | 0 | 0 | 0 | 0 | 0 | 0 | 0 | 0 | 0 | 0
SCE Partnership Roll-up E3 Calculator - With Carbon Adder - Proposed Program Plan | [17 empty] | System | #N/A | [21 empty] | 0 | 0 | 0 | 0 | 0 | 0 | 0 | 0 | 0 | 0 | 0 | 0 | 0 | 0 | 0 | 0 | 0 | 0 | 0 | 0 | 0 | 0 | 0 | 0 | 0 | 0 | 0 | 0 | 0
SCE Partnership Roll-up E3 Calculator - With Carbon Adder - Proposed Program Plan | [17 empty] | System | #N/A | [21 empty] | 0 | 0 | 0 | 0 | 0 | 0 | 0 | 0 | 0 | 0 | 0 | 0 | 0 | 0 | 0 | 0 | 0 | 0 | 0 | 0 | 0 | 0 | 0 | 0 | 0 | 0 | 0 | 0 | 0
SCE Partnership Roll-up E3 Calculator - With Carbon Adder - Proposed Program Plan | [17 empty] | System | #N/A | [21 empty] | 0 | 0 | 0 | 0 | 0 | 0 | 0 | 0 | 0 | 0 | 0 | 0 | 0 | 0 | 0 | 0 | 0 | 0 | 0 | 0 | 0 | 0 | 0 | 0 | 0 | 0 | 0 | 0 | 0
SCE Partnership Roll-up E3 Calculator - With Carbon Adder - Proposed Program Plan | [17 empty] | System | #N/A | [21 empty] | 0 | 0 | 0 | 0 | 0 | 0 | 0 | 0 | 0 | 0 | 0 | 0 | 0 | 0 | 0 | 0 | 0 | 0 | 0 | 0 | 0 | 0 | 0 | 0 | 0 | 0 | 0 | 0 | 0
SCE Partnership Roll-up E3 Calculator - With Carbon Adder - Proposed Program Plan | [17 empty] | System | #N/A | [21 empty] | 0 | 0 | 0 | 0 | 0 | 0 | 0 | 0 | 0 | 0 | 0 | 0 | 0 | 0 | 0 | 0 | 0 | 0 | 0 | 0 | 0 | 0 | 0 | 0 | 0 | 0 | 0 | 0 | 0
SCE Partnership Roll-up E3 Calculator - With Carbon Adder - Proposed Program Plan | [17 empty] | System | #N/A | [21 empty] | 0 | 0 | 0 | 0 | 0 | 0 | 0 | 0 | 0 | 0 | 0 | 0 | 0 | 0 | 0 | 0 | 0 | 0 | 0 | 0 | 0 | 0 | 0 | 0 | 0 | 0 | 0 | 0 | 0
SCE Partnership Roll-up E3 Calculator - With Carbon Adder - Proposed Program Plan | [17 empty] | System | #N/A | [21 empty] | 0 | 0 | 0 | 0 | 0 | 0 | 0 | 0 | 0 | 0 | 0 | 0 | 0 | 0 | 0 | 0 | 0 | 0 | 0 | 0 | 0 | 0 | 0 | 0 | 0 | 0 | 0 | 0 | 0
SCE Partnership Roll-up E3 Calculator - With Carbon Adder - Proposed Program Plan | [17 empty] | System | #N/A | [21 empty] | 0 | 0 | 0 | 0 | 0 | 0 | 0 | 0 | 0 | 0 | 0 | 0 | 0 | 0 | 0 | 0 | 0 | 0 | 0 | 0 | 0 | 0 | 0 | 0 | 0 | 0 | 0 | 0 | 0
SCE Partnership Roll-up E3 Calculator - With Carbon Adder - Proposed Program Plan | [17 empty] | System | #N/A | [21 empty] | 0 | 0 | 0 | 0 | 0 | 0 | 0 | 0 | 0 | 0 | 0 | 0 | 0 | 0 | 0 | 0 | 0 | 0 | 0 | 0 | 0 | 0 | 0 | 0 | 0 | 0 | 0 | 0 | 0
SCE Partnership Roll-up E3 Calculator - With Carbon Adder - Proposed Program Plan | [17 empty] | System | #N/A | [21 empty] | 0 | 0 | 0 | 0 | 0 | 0 | 0 | 0 | 0 | 0 | 0 | 0 | 0 | 0 | 0 | 0 | 0 | 0 | 0 | 0 | 0 | 0 | 0 | 0 | 0 | 0 | 0 | 0 | 0
SCE Partnership Roll-up E3 Calculator - With Carbon Adder - Proposed Program Plan | [17 empty] | System | #N/A | [21 empty] | 0 | 0 | 0 | 0 | 0 | 0 | 0 | 0 | 0 | 0 | 0 | 0 | 0 | 0 | 0 | 0 | 0 | 0 | 0 | 0 | 0 | 0 | 0 | 0 | 0 | 0 | 0 | 0 | 0
SCE Partnership Roll-up E3 Calculator - With Carbon Adder - Proposed Program Plan | [17 empty] | System | #N/A | [21 empty] | 0 | 0 | 0 | 0 | 0 | 0 | 0 | 0 | 0 | 0 | 0 | 0 | 0 | 0 | 0 | 0 | 0 | 0 | 0 | 0 | 0 | 0 | 0 | 0 | 0 | 0 | 0 | 0 | 0
SCE Partnership Roll-up E3 Calculator - With Carbon Adder - Proposed Program Plan | [17 empty] | System | #N/A | [21 empty] | 0 | 0 | 0 | 0 | 0 | 0 | 0 | 0 | 0 | 0 | 0 | 0 | 0 | 0 | 0 | 0 | 0 | 0 | 0 | 0 | 0 | 0 | 0 | 0 | 0 | 0 | 0 | 0 | 0
SCE Partnership Roll-up E3 Calculator - With Carbon Adder - Proposed Program Plan | [17 empty] | System | #N/A | [21 empty] | 0 | 0 | 0 | 0 | 0 | 0 | 0 | 0 | 0 | 0 | 0 | 0 | 0 | 0 | 0 | 0 | 0 | 0 | 0 | 0 | 0 | 0 | 0 | 0 | 0 | 0 | 0 | 0 | 0
SCE Partnership Roll-up E3 Calculator - With Carbon Adder - Proposed Program Plan | [17 empty] | System | #N/A | [21 empty] | 0 | 0 | 0 | 0 | 0 | 0 | 0 | 0 | 0 | 0 | 0 | 0 | 0 | 0 | 0 | 0 | 0 | 0 | 0 | 0 | 0 | 0 | 0 | 0 | 0 | 0 | 0 | 0 | 0
SCE Partnership Roll-up E3 Calculator - With Carbon Adder - Proposed Program Plan | [17 empty] | System | #N/A | [21 empty] | 0 | 0 | 0 | 0 | 0 | 0 | 0 | 0 | 0 | 0 | 0 | 0 | 0 | 0 | 0 | 0 | 0 | 0 | 0 | 0 | 0 | 0 | 0 | 0 | 0 | 0 | 0 | 0 | 0
SCE Partnership Roll-up E3 Calculator - With Carbon Adder - Proposed Program Plan | [17 empty] | System | #N/A | [21 empty] | 0 | 0 | 0 | 0 | 0 | 0 | 0 | 0 | 0 | 0 | 0 | 0 | 0 | 0 | 0 | 0 | 0 | 0 | 0 | 0 | 0 | 0 | 0 | 0 | 0 | 0 | 0 | 0 | 0
SCE Partnership Roll-up E3 Calculator - With Carbon Adder - Proposed Program Plan | [17 empty] | System | #N/A | [21 empty] | 0 | 0 | 0 | 0 | 0 | 0 | 0 | 0 | 0 | 0 | 0 | 0 | 0 | 0 | 0 | 0 | 0 | 0 | 0 | 0 | 0 | 0 | 0 | 0 | 0 | 0 | 0 | 0 | 0
SCE Partnership Roll-up E3 Calculator - With Carbon Adder - Proposed Program Plan | [17 empty] | System | #N/A | [21 empty] | 0 | 0 | 0 | 0 | 0 | 0 | 0 | 0 | 0 | 0 | 0 | 0 | 0 | 0 | 0 | 0 | 0 | 0 | 0 | 0 | 0 | 0 | 0 | 0 | 0 | 0 | 0 | 0 | 0
SCE Partnership Roll-up E3 Calculator - With Carbon Adder - Proposed Program Plan | [17 empty] | System | #N/A | [21 empty] | 0 | 0 | 0 | 0 | 0 | 0 | 0 | 0 | 0 | 0 | 0 | 0 | 0 | 0 | 0 | 0 | 0 | 0 | 0 | 0 | 0 | 0 | 0 | 0 | 0 | 0 | 0 | 0 | 0
SCE Partnership Roll-up E3 Calculator - With Carbon Adder - Proposed Program Plan | [17 empty] | System | #N/A | [21 empty] | 0 | 0 | 0 | 0 | 0 | 0 | 0 | 0 | 0 | 0 | 0 | 0 | 0 | 0 | 0 | 0 | 0 | 0 | 0 | 0 | 0 | 0 | 0 | 0 | 0 | 0 | 0 | 0 | 0
SCE Partnership Roll-up E3 Calculator - With Carbon Adder - Proposed Program Plan | [17 empty] | System | #N/A | [21 empty] | 0 | 0 | 0 | 0 | 0 | 0 | 0 | 0 | 0 | 0 | 0 | 0 | 0 | 0 | 0 | 0 | 0 | 0 | 0 | 0 | 0 | 0 | 0 | 0 | 0 | 0 | 0 | 0 | 0
SCE Partnership Roll-up E3 Calculator - With Carbon Adder - Proposed Program Plan | [17 empty] | System | #N/A | [21 empty] | 0 | 0 | 0 | 0 | 0 | 0 | 0 | 0 | 0 | 0 | 0 | 0 | 0 | 0 | 0 | 0 | 0 | 0 | 0 | 0 | 0 | 0 | 0 | 0 | 0 | 0 | 0 | 0 | 0
SCE Partnership Roll-up E3 Calculator - With Carbon Adder - Proposed Program Plan | [17 empty] | System | #N/A | [21 empty] | 0 | 0 | 0 | 0 | 0 | 0 | 0 | 0 | 0 | 0 | 0 | 0 | 0 | 0 | 0 | 0 | 0 | 0 | 0 | 0 | 0 | 0 | 0 | 0 | 0 | 0 | 0 | 0 | 0
SCE Partnership Roll-up E3 Calculator - With Carbon Adder - Proposed Program Plan | [17 empty] | System | #N/A | [21 empty] | 0 | 0 | 0 | 0 | 0 | 0 | 0 | 0 | 0 | 0 | 0 | 0 | 0 | 0 | 0 | 0 | 0 | 0 | 0 | 0 | 0 | 0 | 0 | 0 | 0 | 0 | 0 | 0 | 0
SCE Partnership Roll-up E3 Calculator - With Carbon Adder - Proposed Program Plan | [17 empty] | System | #N/A | [21 empty] | 0 | 0 | 0 | 0 | 0 | 0 | 0 | 0 | 0 | 0 | 0 | 0 | 0 | 0 | 0 | 0 | 0 | 0 | 0 | 0 | 0 | 0 | 0 | 0 | 0 | 0 | 0 | 0 | 0
SCE Partnership Roll-up E3 Calculator - With Carbon Adder - Proposed Program Plan | [17 empty] | System | #N/A | [21 empty] | 0 | 0 | 0 | 0 | 0 | 0 | 0 | 0 | 0 | 0 | 0 | 0 | 0 | 0 | 0 | 0 | 0 | 0 | 0 | 0 | 0 | 0 | 0 | 0 | 0 | 0 | 0 | 0 | 0
SCE Partnership Roll-up E3 Calculator - With Carbon Adder - Proposed Program Plan | [17 empty] | System | #N/A | [21 empty] | 0 | 0 | 0 | 0 | 0 | 0 | 0 | 0 | 0 | 0 | 0 | 0 | 0 | 0 | 0 | 0 | 0 | 0 | 0 | 0 | 0 | 0 | 0 | 0 | 0 | 0 | 0 | 0 | 0
SCE Partnership Roll-up E3 Calculator - With Carbon Adder - Proposed Program Plan | [17 empty] | System | #N/A | [21 empty] | 0 | 0 | 0 | 0 | 0 | 0 | 0 | 0 | 0 | 0 | 0 | 0 | 0 | 0 | 0 | 0 | 0 | 0 | 0 | 0 | 0 | 0 | 0 | 0 | 0 | 0 | 0 | 0 | 0
SCE Partnership Roll-up E3 Calculator - With Carbon Adder - Proposed Program Plan | [17 empty] | System | #N/A | [21 empty] | 0 | 0 | 0 | 0 | 0 | 0 | 0 | 0 | 0 | 0 | 0 | 0 | 0 | 0 | 0 | 0 | 0 | 0 | 0 | 0 | 0 | 0 | 0 | 0 | 0 | 0 | 0 | 0 | 0
SCE Partnership Roll-up E3 Calculator - With Carbon Adder - Proposed Program Plan | [17 empty] | System | #N/A | [21 empty] | 0 | 0 | 0 | 0 | 0 | 0 | 0 | 0 | 0 | 0 | 0 | 0 | 0 | 0 | 0 | 0 | 0 | 0 | 0 | 0 | 0 | 0 | 0 | 0 | 0 | 0 | 0 | 0 | 0
SCE Partnership Roll-up E3 Calculator - With Carbon Adder - Proposed Program Plan | [17 empty] | System | #N/A | [21 empty] | 0 | 0 | 0 | 0 | 0 | 0 | 0 | 0 | 0 | 0 | 0 | 0 | 0 | 0 | 0 | 0 | 0 | 0 | 0 | 0 | 0 | 0 | 0 | 0 | 0 | 0 | 0 | 0 | 0
SCE Partnership Roll-up E3 Calculator - With Carbon Adder - Proposed Program Plan | [17 empty] | System | #N/A | [21 empty] | 0 | 0 | 0 | 0 | 0 | 0 | 0 | 0 | 0 | 0 | 0 | 0 | 0 | 0 | 0 | 0 | 0 | 0 | 0 | 0 | 0 | 0 | 0 | 0 | 0 | 0 | 0 | 0 | 0
SCE Partnership Roll-up E3 Calculator - With Carbon Adder - Proposed Program Plan | [17 empty] | System | #N/A | [21 empty] | 0 | 0 | 0 | 0 | 0 | 0 | 0 | 0 | 0 | 0 | 0 | 0 | 0 | 0 | 0 | 0 | 0 | 0 | 0 | 0 | 0 | 0 | 0 | 0 | 0 | 0 | 0 | 0 | 0
SCE Partnership Roll-up E3 Calculator - With Carbon Adder - Proposed Program Plan | [17 empty] | System | #N/A | [21 empty] | 0 | 0 | 0 | 0 | 0 | 0 | 0 | 0 | 0 | 0 | 0 | 0 | 0 | 0 | 0 | 0 | 0 | 0 | 0 | 0 | 0 | 0 | 0 | 0 | 0 | 0 | 0 | 0 | 0
SCE Partnership Roll-up E3 Calculator - With Carbon Adder - Proposed Program Plan | [17 empty] | System | #N/A | [21 empty] | 0 | 0 | 0 | 0 | 0 | 0 | 0 | 0 | 0 | 0 | 0 | 0 | 0 | 0 | 0 | 0 | 0 | 0 | 0 | 0 | 0 | 0 | 0 | 0 | 0 | 0 | 0 | 0 | 0
SCE Partnership Roll-up E3 Calculator - With Carbon Adder - Proposed Program Plan | [17 empty] | System | #N/A | [21 empty] | 0 | 0 | 0 | 0 | 0 | 0 | 0 | 0 | 0 | 0 | 0 | 0 | 0 | 0 | 0 | 0 | 0 | 0 | 0 | 0 | 0 | 0 | 0 | 0 | 0 | 0 | 0 | 0 | 0
SCE Partnership Roll-up E3 Calculator - With Carbon Adder - Proposed Program Plan | [17 empty] | System | #N/A | [21 empty] | 0 | 0 | 0 | 0 | 0 | 0 | 0 | 0 | 0 | 0 | 0 | 0 | 0 | 0 | 0 | 0 | 0 | 0 | 0 | 0 | 0 | 0 | 0 | 0 | 0 | 0 | 0 | 0 | 0
SCE Partnership Roll-up E3 Calculator - With Carbon Adder - Proposed Program Plan | [17 empty] | System | #N/A | [21 empty] | 0 | 0 | 0 | 0 | 0 | 0 | 0 | 0 | 0 | 0 | 0 | 0 | 0 | 0 | 0 | 0 | 0 | 0 | 0 | 0 | 0 | 0 | 0 | 0 | 0 | 0 | 0 | 0 | 0
SCE Partnership Roll-up E3 Calculator - With Carbon Adder - Proposed Program Plan | [17 empty] | System | #N/A | [21 empty] | 0 | 0 | 0 | 0 | 0 | 0 | 0 | 0 | 0 | 0 | 0 | 0 | 0 | 0 | 0 | 0 | 0 | 0 | 0 | 0 | 0 | 0 | 0 | 0 | 0 | 0 | 0 | 0 | 0
SCE Partnership Roll-up E3 Calculator - With Carbon Adder - Proposed Program Plan | [17 empty] | System | #N/A | [21 empty] | 0 | 0 | 0 | 0 | 0 | 0 | 0 | 0 | 0 | 0 | 0 | 0 | 0 | 0 | 0 | 0 | 0 | 0 | 0 | 0 | 0 | 0 | 0 | 0 | 0 | 0 | 0 | 0 | 0
SCE Partnership Roll-up E3 Calculator - With Carbon Adder - Proposed Program Plan | [17 empty] | System | #N/A | [21 empty] | 0 | 0 | 0 | 0 | 0 | 0 | 0 | 0 | 0 | 0 | 0 | 0 | 0 | 0 | 0 | 0 | 0 | 0 | 0 | 0 | 0 | 0 | 0 | 0 | 0 | 0 | 0 | 0 | 0
SCE Partnership Roll-up E3 Calculator - With Carbon Adder - Proposed Program Plan | [17 empty] | System | #N/A | [21 empty] | 0 | 0 | 0 | 0 | 0 | 0 | 0 | 0 | 0 | 0 | 0 | 0 | 0 | 0 | 0 | 0 | 0 | 0 | 0 | 0 | 0 | 0 | 0 | 0 | 0 | 0 | 0 | 0 | 0
SCE Partnership Roll-up E3 Calculator - With Carbon Adder - Proposed Program Plan | [17 empty] | System | #N/A | [21 empty] | 0 | 0 | 0 | 0 | 0 | 0 | 0 | 0 | 0 | 0 | 0 | 0 | 0 | 0 | 0 | 0 | 0 | 0 | 0 | 0 | 0 | 0 | 0 | 0 | 0 | 0 | 0 | 0 | 0
SCE Partnership Roll-up E3 Calculator - With Carbon Adder - Proposed Program Plan | [17 empty] | System | #N/A | [21 empty] | 0 | 0 | 0 | 0 | 0 | 0 | 0 | 0 | 0 | 0 | 0 | 0 | 0 | 0 | 0 | 0 | 0 | 0 | 0 | 0 | 0 | 0 | 0 | 0 | 0 | 0 | 0 | 0 | 0
SCE Partnership Roll-up E3 Calculator - With Carbon Adder - Proposed Program Plan | [17 empty] | System | #N/A | [21 empty] | 0 | 0 | 0 | 0 | 0 | 0 | 0 | 0 | 0 | 0 | 0 | 0 | 0 | 0 | 0 | 0 | 0 | 0 | 0 | 0 | 0 | 0 | 0 | 0 | 0 | 0 | 0 | 0 | 0
SCE Partnership Roll-up E3 Calculator - With Carbon Adder - Proposed Program Plan | [17 empty] | System | #N/A | [21 empty] | 0 | 0 | 0 | 0 | 0 | 0 | 0 | 0 | 0 | 0 | 0 | 0 | 0 | 0 | 0 | 0 | 0 | 0 | 0 | 0 | 0 | 0 | 0 | 0 | 0 | 0 | 0 | 0 | 0
SCE Partnership Roll-up E3 Calculator - With Carbon Adder - Proposed Program Plan | [17 empty] | System | #N/A | [21 empty] | 0 | 0 | 0 | 0 | 0 | 0 | 0 | 0 | 0 | 0 | 0 | 0 | 0 | 0 | 0 | 0 | 0 | 0 | 0 | 0 | 0 | 0 | 0 | 0 | 0 | 0 | 0 | 0 | 0
SCE Partnership Roll-up E3 Calculator - With Carbon Adder - Proposed Program Plan | [17 empty] | System | #N/A | [21 empty] | 0 | 0 | 0 | 0 | 0 | 0 | 0 | 0 | 0 | 0 | 0 | 0 | 0 | 0 | 0 | 0 | 0 | 0 | 0 | 0 | 0 | 0 | 0 | 0 | 0 | 0 | 0 | 0 | 0
SCE Partnership Roll-up E3 Calculator - With Carbon Adder - Proposed Program Plan | [17 empty] | System | #N/A | [21 empty] | 0 | 0 | 0 | 0 | 0 | 0 | 0 | 0 | 0 | 0 | 0 | 0 | 0 | 0 | 0 | 0 | 0 | 0 | 0 | 0 | 0 | 0 | 0 | 0 | 0 | 0 | 0 | 0 | 0
SCE Partnership Roll-up E3 Calculator - With Carbon Adder - Proposed Program Plan | [17 empty] | System | #N/A | [21 empty] | 0 | 0 | 0 | 0 | 0 | 0 | 0 | 0 | 0 | 0 | 0 | 0 | 0 | 0 | 0 | 0 | 0 | 0 | 0 | 0 | 0 | 0 | 0 | 0 | 0 | 0 | 0 | 0 | 0
SCE Partnership Roll-up E3 Calculator - With Carbon Adder - Proposed Program Plan | [17 empty] | System | #N/A | [21 empty] | 0 | 0 | 0 | 0 | 0 | 0 | 0 | 0 | 0 | 0 | 0 | 0 | 0 | 0 | 0 | 0 | 0 | 0 | 0 | 0 | 0 | 0 | 0 | 0 | 0 | 0 | 0 | 0 | 0
SCE Partnership Roll-up E3 Calculator - With Carbon Adder - Proposed Program Plan | [17 empty] | System | #N/A | [21 empty] | 0 | 0 | 0 | 0 | 0 | 0 | 0 | 0 | 0 | 0 | 0 | 0 | 0 | 0 | 0 | 0 | 0 | 0 | 0 | 0 | 0 | 0 | 0 | 0 | 0 | 0 | 0 | 0 | 0
SCE Partnership Roll-up E3 Calculator - With Carbon Adder - Proposed Program Plan | [17 empty] | System | #N/A | [21 empty] | 0 | 0 | 0 | 0 | 0 | 0 | 0 | 0 | 0 | 0 | 0 | 0 | 0 | 0 | 0 | 0 | 0 | 0 | 0 | 0 | 0 | 0 | 0 | 0 | 0 | 0 | 0 | 0 | 0
SCE Partnership Roll-up E3 Calculator - With Carbon Adder - Proposed Program Plan | [17 empty] | System | #N/A | [21 empty] | 0 | 0 | 0 | 0 | 0 | 0 | 0 | 0 | 0 | 0 | 0 | 0 | 0 | 0 | 0 | 0 | 0 | 0 | 0 | 0 | 0 | 0 | 0 | 0 | 0 | 0 | 0 | 0 | 0
SCE Partnership Roll-up E3 Calculator - With Carbon Adder - Proposed Program Plan | [17 empty] | System | #N/A | [21 empty] | 0 | 0 | 0 | 0 | 0 | 0 | 0 | 0 | 0 | 0 | 0 | 0 | 0 | 0 | 0 | 0 | 0 | 0 | 0 | 0 | 0 | 0 | 0 | 0 | 0 | 0 | 0 | 0 | 0
SCE Partnership Roll-up E3 Calculator - With Carbon Adder - Proposed Program Plan | [17 empty] | System | #N/A | [21 empty] | 0 | 0 | 0 | 0 | 0 | 0 | 0 | 0 | 0 | 0 | 0 | 0 | 0 | 0 | 0 | 0 | 0 | 0 | 0 | 0 | 0 | 0 | 0 | 0 | 0 | 0 | 0 | 0 | 0
SCE Partnership Roll-up E3 Calculator - With Carbon Adder - Proposed Program Plan | [17 empty] | System | #N/A | [21 empty] | 0 | 0 | 0 | 0 | 0 | 0 | 0 | 0 | 0 | 0 | 0 | 0 | 0 | 0 | 0 | 0 | 0 | 0 | 0 | 0 | 0 | 0 | 0 | 0 | 0 | 0 | 0 | 0 | 0
SCE Partnership Roll-up E3 Calculator - With Carbon Adder - Proposed Program Plan | [17 empty] | System | #N/A | [21 empty] | 0 | 0 | 0 | 0 | 0 | 0 | 0 | 0 | 0 | 0 | 0 | 0 | 0 | 0 | 0 | 0 | 0 | 0 | 0 | 0 | 0 | 0 | 0 | 0 | 0 | 0 | 0 | 0 | 0
SCE Partnership Roll-up E3 Calculator - With Carbon Adder - Proposed Program Plan | [17 empty] | System | #N/A | [21 empty] | 0 | 0 | 0 | 0 | 0 | 0 | 0 | 0 | 0 | 0 | 0 | 0 | 0 | 0 | 0 | 0 | 0 | 0 | 0 | 0 | 0 | 0 | 0 | 0 | 0 | 0 | 0 | 0 | 0
SCE Partnership Roll-up E3 Calculator - With Carbon Adder - Proposed Program Plan | [17 empty] | System | #N/A | [21 empty] | 0 | 0 | 0 | 0 | 0 | 0 | 0 | 0 | 0 | 0 | 0 | 0 | 0 | 0 | 0 | 0 | 0 | 0 | 0 | 0 | 0 | 0 | 0 | 0 | 0 | 0 | 0 | 0 | 0
SCE Partnership Roll-up E3 Calculator - With Carbon Adder - Proposed Program Plan | [17 empty] | System | #N/A | [21 empty] | 0 | 0 | 0 | 0 | 0 | 0 | 0 | 0 | 0 | 0 | 0 | 0 | 0 | 0 | 0 | 0 | 0 | 0 | 0 | 0 | 0 | 0 | 0 | 0 | 0 | 0 | 0 | 0 | 0
SCE Partnership Roll-up E3 Calculator - With Carbon Adder - Proposed Program Plan | [17 empty] | System | #N/A | [21 empty] | 0 | 0 | 0 | 0 | 0 | 0 | 0 | 0 | 0 | 0 | 0 | 0 | 0 | 0 | 0 | 0 | 0 | 0 | 0 | 0 | 0 | 0 | 0 | 0 | 0 | 0 | 0 | 0 | 0
SCE Partnership Roll-up E3 Calculator - With Carbon Adder - Proposed Program Plan | [17 empty] | System | #N/A | [21 empty] | 0 | 0 | 0 | 0 | 0 | 0 | 0 | 0 | 0 | 0 | 0 | 0 | 0 | 0 | 0 | 0 | 0 | 0 | 0 | 0 | 0 | 0 | 0 | 0 | 0 | 0 | 0 | 0 | 0
SCE Partnership Roll-up E3 Calculator - With Carbon Adder - Proposed Program Plan | [17 empty] | System | #N/A | [21 empty] | 0 | 0 | 0 | 0 | 0 | 0 | 0 | 0 | 0 | 0 | 0 | 0 | 0 | 0 | 0 | 0 | 0 | 0 | 0 | 0 | 0 | 0 | 0 | 0 | 0 | 0 | 0 | 0 | 0
SCE Partnership Roll-up E3 Calculator - With Carbon Adder - Proposed Program Plan | [17 empty] | System | #N/A | [21 empty] | 0 | 0 | 0 | 0 | 0 | 0 | 0 | 0 | 0 | 0 | 0 | 0 | 0 | 0 | 0 | 0 | 0 | 0 | 0 | 0 | 0 | 0 | 0 | 0 | 0 | 0 | 0 | 0 | 0
SCE Partnership Roll-up E3 Calculator - With Carbon Adder - Proposed Program Plan | [17 empty] | System | #N/A | [21 empty] | 0 | 0 | 0 | 0 | 0 | 0 | 0 | 0 | 0 | 0 | 0 | 0 | 0 | 0 | 0 | 0 | 0 | 0 | 0 | 0 | 0 | 0 | 0 | 0 | 0 | 0 | 0 | 0 | 0
SCE Partnership Roll-up E3 Calculator - With Carbon Adder - Proposed Program Plan | [17 empty] | System | #N/A | [21 empty] | 0 | 0 | 0 | 0 | 0 | 0 | 0 | 0 | 0 | 0 | 0 | 0 | 0 | 0 | 0 | 0 | 0 | 0 | 0 | 0 | 0 | 0 | 0 | 0 | 0 | 0 | 0 | 0 | 0
SCE Partnership Roll-up E3 Calculator - With Carbon Adder - Proposed Program Plan | [17 empty] | System | #N/A | [21 empty] | 0 | 0 | 0 | 0 | 0 | 0 | 0 | 0 | 0 | 0 | 0 | 0 | 0 | 0 | 0 | 0 | 0 | 0 | 0 | 0 | 0 | 0 | 0 | 0 | 0 | 0 | 0 | 0 | 0
SCE Partnership Roll-up E3 Calculator - With Carbon Adder - Proposed Program Plan | [17 empty] | System | #N/A | [21 empty] | 0 | 0 | 0 | 0 | 0 | 0 | 0 | 0 | 0 | 0 | 0 | 0 | 0 | 0 | 0 | 0 | 0 | 0 | 0 | 0 | 0 | 0 | 0 | 0 | 0 | 0 | 0 | 0 | 0
SCE Partnership Roll-up E3 Calculator - With Carbon Adder - Proposed Program Plan | [17 empty] | System | #N/A | [21 empty] | 0 | 0 | 0 | 0 | 0 | 0 | 0 | 0 | 0 | 0 | 0 | 0 | 0 | 0 | 0 | 0 | 0 | 0 | 0 | 0 | 0 | 0 | 0 | 0 | 0 | 0 | 0 | 0 | 0
SCE Partnership Roll-up E3 Calculator - With Carbon Adder - Proposed Program Plan | [17 empty] | System | #N/A | [21 empty] | 0 | 0 | 0 | 0 | 0 | 0 | 0 | 0 | 0 | 0 | 0 | 0 | 0 | 0 | 0 | 0 | 0 | 0 | 0 | 0 | 0 | 0 | 0 | 0 | 0 | 0 | 0 | 0 | 0
SCE Partnership Roll-up E3 Calculator - With Carbon Adder - Proposed Program Plan | [17 empty] | System | #N/A | [21 empty] | 0 | 0 | 0 | 0 | 0 | 0 | 0 | 0 | 0 | 0 | 0 | 0 | 0 | 0 | 0 | 0 | 0 | 0 | 0 | 0 | 0 | 0 | 0 | 0 | 0 | 0 | 0 | 0 | 0
SCE Partnership Roll-up E3 Calculator - With Carbon Adder - Proposed Program Plan | [17 empty] | System | #N/A | [21 empty] | 0 | 0 | 0 | 0 | 0 | 0 | 0 | 0 | 0 | 0 | 0 | 0 | 0 | 0 | 0 | 0 | 0 | 0 | 0 | 0 | 0 | 0 | 0 | 0 | 0 | 0 | 0 | 0 | 0
SCE Partnership Roll-up E3 Calculator - With Carbon Adder - Proposed Program Plan | [17 empty] | System | #N/A | [21 empty] | 0 | 0 | 0 | 0 | 0 | 0 | 0 | 0 | 0 | 0 | 0 | 0 | 0 | 0 | 0 | 0 | 0 | 0 | 0 | 0 | 0 | 0 | 0 | 0 | 0 | 0 | 0 | 0 | 0
SCE Partnership Roll-up E3 Calculator - With Carbon Adder - Proposed Program Plan | [17 empty] | System | #N/A | [21 empty] | 0 | 0 | 0 | 0 | 0 | 0 | 0 | 0 | 0 | 0 | 0 | 0 | 0 | 0 | 0 | 0 | 0 | 0 | 0 | 0 | 0 | 0 | 0 | 0 | 0 | 0 | 0 | 0 | 0
SCE Partnership Roll-up E3 Calculator - With Carbon Adder - Proposed Program Plan | [17 empty] | System | #N/A | [21 empty] | 0 | 0 | 0 | 0 | 0 | 0 | 0 | 0 | 0 | 0 | 0 | 0 | 0 | 0 | 0 | 0 | 0 | 0 | 0 | 0 | 0 | 0 | 0 | 0 | 0 | 0 | 0 | 0 | 0
SCE Partnership Roll-up E3 Calculator - With Carbon Adder - Proposed Program Plan | [17 empty] | System | #N/A | [21 empty] | 0 | 0 | 0 | 0 | 0 | 0 | 0 | 0 | 0 | 0 | 0 | 0 | 0 | 0 | 0 | 0 | 0 | 0 | 0 | 0 | 0 | 0 | 0 | 0 | 0 | 0 | 0 | 0 | 0
SCE Partnership Roll-up E3 Calculator - With Carbon Adder - Proposed Program Plan | [17 empty] | System | #N/A | [21 empty] | 0 | 0 | 0 | 0 | 0 | 0 | 0 | 0 | 0 | 0 | 0 | 0 | 0 | 0 | 0 | 0 | 0 | 0 | 0 | 0 | 0 | 0 | 0 | 0 | 0 | 0 | 0 | 0 | 0
SCE Partnership Roll-up E3 Calculator - With Carbon Adder - Proposed Program Plan | [17 empty] | System | #N/A | [21 empty] | 0 | 0 | 0 | 0 | 0 | 0 | 0 | 0 | 0 | 0 | 0 | 0 | 0 | 0 | 0 | 0 | 0 | 0 | 0 | 0 | 0 | 0 | 0 | 0 | 0 | 0 | 0 | 0 | 0
SCE Partnership Roll-up E3 Calculator - With Carbon Adder - Proposed Program Plan | [17 empty] | System | #N/A | [21 empty] | 0 | 0 | 0 | 0 | 0 | 0 | 0 | 0 | 0 | 0 | 0 | 0 | 0 | 0 | 0 | 0 | 0 | 0 | 0 | 0 | 0 | 0 | 0 | 0 | 0 | 0 | 0 | 0 | 0
SCE Partnership Roll-up E3 Calculator - With Carbon Adder - Proposed Program Plan | [17 empty] | System | #N/A | [21 empty] | 0 | 0 | 0 | 0 | 0 | 0 | 0 | 0 | 0 | 0 | 0 | 0 | 0 | 0 | 0 | 0 | 0 | 0 | 0 | 0 | 0 | 0 | 0 | 0 | 0 | 0 | 0 | 0 | 0
SCE Partnership Roll-up E3 Calculator - With Carbon Adder - Proposed Program Plan | [17 empty] | System | #N/A | [21 empty] | 0 | 0 | 0 | 0 | 0 | 0 | 0 | 0 | 0 | 0 | 0 | 0 | 0 | 0 | 0 | 0 | 0 | 0 | 0 | 0 | 0 | 0 | 0 | 0 | 0 | 0 | 0 | 0 | 0
SCE Partnership Roll-up E3 Calculator - With Carbon Adder - Proposed Program Plan | [17 empty] | System | #N/A | [21 empty] | 0 | 0 | 0 | 0 | 0 | 0 | 0 | 0 | 0 | 0 | 0 | 0 | 0 | 0 | 0 | 0 | 0 | 0 | 0 | 0 | 0 | 0 | 0 | 0 | 0 | 0 | 0 | 0 | 0
SCE Partnership Roll-up E3 Calculator - With Carbon Adder - Proposed Program Plan | [17 empty] | System | #N/A | [21 empty] | 0 | 0 | 0 | 0 | 0 | 0 | 0 | 0 | 0 | 0 | 0 | 0 | 0 | 0 | 0 | 0 | 0 | 0 | 0 | 0 | 0 | 0 | 0 | 0 | 0 | 0 | 0 | 0 | 0
SCE Partnership Roll-up E3 Calculator - With Carbon Adder - Proposed Program Plan | [17 empty] | System | #N/A | [21 empty] | 0 | 0 | 0 | 0 | 0 | 0 | 0 | 0 | 0 | 0 | 0 | 0 | 0 | 0 | 0 | 0 | 0 | 0 | 0 | 0 | 0 | 0 | 0 | 0 | 0 | 0 | 0 | 0 | 0
SCE Partnership Roll-up E3 Calculator - With Carbon Adder - Proposed Program Plan | [17 empty] | System | #N/A | [21 empty] | 0 | 0 | 0 | 0 | 0 | 0 | 0 | 0 | 0 | 0 | 0 | 0 | 0 | 0 | 0 | 0 | 0 | 0 | 0 | 0 | 0 | 0 | 0 | 0 | 0 | 0 | 0 | 0 | 0
SCE Partnership Roll-up E3 Calculator - With Carbon Adder - Proposed Program Plan | [17 empty] | System | #N/A | [21 empty] | 0 | 0 | 0 | 0 | 0 | 0 | 0 | 0 | 0 | 0 | 0 | 0 | 0 | 0 | 0 | 0 | 0 | 0 | 0 | 0 | 0 | 0 | 0 | 0 | 0 | 0 | 0 | 0 | 0
SCE Partnership Roll-up E3 Calculator - With Carbon Adder - Proposed Program Plan | [17 empty] | System | #N/A | [21 empty] | 0 | 0 | 0 | 0 | 0 | 0 | 0 | 0 | 0 | 0 | 0 | 0 | 0 | 0 | 0 | 0 | 0 | 0 | 0 | 0 | 0 | 0 | 0 | 0 | 0 | 0 | 0 | 0 | 0
SCE Partnership Roll-up E3 Calculator - With Carbon Adder - Proposed Program Plan | [17 empty] | System | #N/A | [21 empty] | 0 | 0 | 0 | 0 | 0 | 0 | 0 | 0 | 0 | 0 | 0 | 0 | 0 | 0 | 0 | 0 | 0 | 0 | 0 | 0 | 0 | 0 | 0 | 0 | 0 | 0 | 0 | 0 | 0
SCE Partnership Roll-up E3 Calculator - With Carbon Adder - Proposed Program Plan | [17 empty] | System | #N/A | [21 empty] | 0 | 0 | 0 | 0 | 0 | 0 | 0 | 0 | 0 | 0 | 0 | 0 | 0 | 0 | 0 | 0 | 0 | 0 | 0 | 0 | 0 | 0 | 0 | 0 | 0 | 0 | 0 | 0 | 0
SCE Partnership Roll-up E3 Calculator - With Carbon Adder - Proposed Program Plan | [17 empty] | System | #N/A | [21 empty] | 0 | 0 | 0 | 0 | 0 | 0 | 0 | 0 | 0 | 0 | 0 | 0 | 0 | 0 | 0 | 0 | 0 | 0 | 0 | 0 | 0 | 0 | 0 | 0 | 0 | 0 | 0 | 0 | 0
SCE Partnership Roll-up E3 Calculator - With Carbon Adder - Proposed Program Plan | [17 empty] | System | #N/A | [21 empty] | 0 | 0 | 0 | 0 | 0 | 0 | 0 | 0 | 0 | 0 | 0 | 0 | 0 | 0 | 0 | 0 | 0 | 0 | 0 | 0 | 0 | 0 | 0 | 0 | 0 | 0 | 0 | 0 | 0
SCE Partnership Roll-up E3 Calculator - With Carbon Adder - Proposed Program Plan | [17 empty] | System | #N/A | [21 empty] | 0 | 0 | 0 | 0 | 0 | 0 | 0 | 0 | 0 | 0 | 0 | 0 | 0 | 0 | 0 | 0 | 0 | 0 | 0 | 0 | 0 | 0 | 0 | 0 | 0 | 0 | 0 | 0 | 0
SCE Partnership Roll-up E3 Calculator - With Carbon Adder - Proposed Program Plan | [17 empty] | System | #N/A | [21 empty] | 0 | 0 | 0 | 0 | 0 | 0 | 0 | 0 | 0 | 0 | 0 | 0 | 0 | 0 | 0 | 0 | 0 | 0 | 0 | 0 | 0 | 0 | 0 | 0 | 0 | 0 | 0 | 0 | 0
SCE Partnership Roll-up E3 Calculator - With Carbon Adder - Proposed Program Plan | [17 empty] | System | #N/A | [21 empty] | 0 | 0 | 0 | 0 | 0 | 0 | 0 | 0 | 0 | 0 | 0 | 0 | 0 | 0 | 0 | 0 | 0 | 0 | 0 | 0 | 0 | 0 | 0 | 0 | 0 | 0 | 0 | 0 | 0
SCE Partnership Roll-up E3 Calculator - With Carbon Adder - Proposed Program Plan | [17 empty] | System | #N/A | [21 empty] | 0 | 0 | 0 | 0 | 0 | 0 | 0 | 0 | 0 | 0 | 0 | 0 | 0 | 0 | 0 | 0 | 0 | 0 | 0 | 0 | 0 | 0 | 0 | 0 | 0 | 0 | 0 | 0 | 0
SCE Partnership Roll-up E3 Calculator - With Carbon Adder - Proposed Program Plan | [17 empty] | System | #N/A | [21 empty] | 0 | 0 | 0 | 0 | 0 | 0 | 0 | 0 | 0 | 0 | 0 | 0 | 0 | 0 | 0 | 0 | 0 | 0 | 0 | 0 | 0 | 0 | 0 | 0 | 0 | 0 | 0 | 0 | 0
SCE Partnership Roll-up E3 Calculator - With Carbon Adder - Proposed Program Plan | [17 empty] | System | #N/A | [21 empty] | 0 | 0 | 0 | 0 | 0 | 0 | 0 | 0 | 0 | 0 | 0 | 0 | 0 | 0 | 0 | 0 | 0 | 0 | 0 | 0 | 0 | 0 | 0 | 0 | 0 | 0 | 0 | 0 | 0
SCE Partnership Roll-up E3 Calculator - With Carbon Adder - Proposed Program Plan | [17 empty] | System | #N/A | [21 empty] | 0 | 0 | 0 | 0 | 0 | 0 | 0 | 0 | 0 | 0 | 0 | 0 | 0 | 0 | 0 | 0 | 0 | 0 | 0 | 0 | 0 | 0 | 0 | 0 | 0 | 0 | 0 | 0 | 0
SCE Partnership Roll-up E3 Calculator - With Carbon Adder - Proposed Program Plan | [17 empty] | System | #N/A | [21 empty] | 0 | 0 | 0 | 0 | 0 | 0 | 0 | 0 | 0 | 0 | 0 | 0 | 0 | 0 | 0 | 0 | 0 | 0 | 0 | 0 | 0 | 0 | 0 | 0 | 0 | 0 | 0 | 0 | 0
SCE Partnership Roll-up E3 Calculator - With Carbon Adder - Proposed Program Plan | [17 empty] | System | #N/A | [21 empty] | 0 | 0 | 0 | 0 | 0 | 0 | 0 | 0 | 0 | 0 | 0 | 0 | 0 | 0 | 0 | 0 | 0 | 0 | 0 | 0 | 0 | 0 | 0 | 0 | 0 | 0 | 0 | 0 | 0
SCE Partnership Roll-up E3 Calculator - With Carbon Adder - Proposed Program Plan | [17 empty] | System | #N/A | [21 empty] | 0 | 0 | 0 | 0 | 0 | 0 | 0 | 0 | 0 | 0 | 0 | 0 | 0 | 0 | 0 | 0 | 0 | 0 | 0 | 0 | 0 | 0 | 0 | 0 | 0 | 0 | 0 | 0 | 0
SCE Partnership Roll-up E3 Calculator - With Carbon Adder - Proposed Program Plan | [17 empty] | System | #N/A | [21 empty] | 0 | 0 | 0 | 0 | 0 | 0 | 0 | 0 | 0 | 0 | 0 | 0 | 0 | 0 | 0 | 0 | 0 | 0 | 0 | 0 | 0 | 0 | 0 | 0 | 0 | 0 | 0 | 0 | 0
SCE Partnership Roll-up E3 Calculator - With Carbon Adder - Proposed Program Plan | [17 empty] | System | #N/A | [21 empty] | 0 | 0 | 0 | 0 | 0 | 0 | 0 | 0 | 0 | 0 | 0 | 0 | 0 | 0 | 0 | 0 | 0 | 0 | 0 | 0 | 0 | 0 | 0 | 0 | 0 | 0 | 0 | 0 | 0
SCE Partnership Roll-up E3 Calculator - With Carbon Adder - Proposed Program Plan | [17 empty] | System | #N/A | [21 empty] | 0 | 0 | 0 | 0 | 0 | 0 | 0 | 0 | 0 | 0 | 0 | 0 | 0 | 0 | 0 | 0 | 0 | 0 | 0 | 0 | 0 | 0 | 0 | 0 | 0 | 0 | 0 | 0 | 0
SCE Partnership Roll-up E3 Calculator - With Carbon Adder - Proposed Program Plan | [17 empty] | System | #N/A | [21 empty] | 0 | 0 | 0 | 0 | 0 | 0 | 0 | 0 | 0 | 0 | 0 | 0 | 0 | 0 | 0 | 0 | 0 | 0 | 0 | 0 | 0 | 0 | 0 | 0 | 0 | 0 | 0 | 0 | 0
SCE Partnership Roll-up E3 Calculator - With Carbon Adder - Proposed Program Plan | [17 empty] | System | #N/A | [21 empty] | 0 | 0 | 0 | 0 | 0 | 0 | 0 | 0 | 0 | 0 | 0 | 0 | 0 | 0 | 0 | 0 | 0 | 0 | 0 | 0 | 0 | 0 | 0 | 0 | 0 | 0 | 0 | 0 | 0
SCE Partnership Roll-up E3 Calculator - With Carbon Adder - Proposed Program Plan | [17 empty] | System | #N/A | [21 empty] | 0 | 0 | 0 | 0 | 0 | 0 | 0 | 0 | 0 | 0 | 0 | 0 | 0 | 0 | 0 | 0 | 0 | 0 | 0 | 0 | 0 | 0 | 0 | 0 | 0 | 0 | 0 | 0 | 0
SCE Partnership Roll-up E3 Calculator - With Carbon Adder - Proposed Program Plan | [17 empty] | System | #N/A | [21 empty] | 0 | 0 | 0 | 0 | 0 | 0 | 0 | 0 | 0 | 0 | 0 | 0 | 0 | 0 | 0 | 0 | 0 | 0 | 0 | 0 | 0 | 0 | 0 | 0 | 0 | 0 | 0 | 0 | 0
SCE Partnership Roll-up E3 Calculator - With Carbon Adder - Proposed Program Plan | [17 empty] | System | #N/A | [21 empty] | 0 | 0 | 0 | 0 | 0 | 0 | 0 | 0 | 0 | 0 | 0 | 0 | 0 | 0 | 0 | 0 | 0 | 0 | 0 | 0 | 0 | 0 | 0 | 0 | 0 | 0 | 0 | 0 | 0
SCE Partnership Roll-up E3 Calculator - With Carbon Adder - Proposed Program Plan | [17 empty] | System | #N/A | [21 empty] | 0 | 0 | 0 | 0 | 0 | 0 | 0 | 0 | 0 | 0 | 0 | 0 | 0 | 0 | 0 | 0 | 0 | 0 | 0 | 0 | 0 | 0 | 0 | 0 | 0 | 0 | 0 | 0 | 0
SCE Partnership Roll-up E3 Calculator - With Carbon Adder - Proposed Program Plan | [17 empty] | System | #N/A | [21 empty] | 0 | 0 | 0 | 0 | 0 | 0 | 0 | 0 | 0 | 0 | 0 | 0 | 0 | 0 | 0 | 0 | 0 | 0 | 0 | 0 | 0 | 0 | 0 | 0 | 0 | 0 | 0 | 0 | 0
SCE Partnership Roll-up E3 Calculator - With Carbon Adder - Proposed Program Plan | [17 empty] | System | #N/A | [21 empty] | 0 | 0 | 0 | 0 | 0 | 0 | 0 | 0 | 0 | 0 | 0 | 0 | 0 | 0 | 0 | 0 | 0 | 0 | 0 | 0 | 0 | 0 | 0 | 0 | 0 | 0 | 0 | 0 | 0
SCE Partnership Roll-up E3 Calculator - With Carbon Adder - Proposed Program Plan | [17 empty] | System | #N/A | [21 empty] | 0 | 0 | 0 | 0 | 0 | 0 | 0 | 0 | 0 | 0 | 0 | 0 | 0 | 0 | 0 | 0 | 0 | 0 | 0 | 0 | 0 | 0 | 0 | 0 | 0 | 0 | 0 | 0 | 0
SCE Partnership Roll-up E3 Calculator - With Carbon Adder - Proposed Program Plan | [17 empty] | System | #N/A | [21 empty] | 0 | 0 | 0 | 0 | 0 | 0 | 0 | 0 | 0 | 0 | 0 | 0 | 0 | 0 | 0 | 0 | 0 | 0 | 0 | 0 | 0 | 0 | 0 | 0 | 0 | 0 | 0 | 0 | 0
SCE Partnership Roll-up E3 Calculator - With Carbon Adder - Proposed Program Plan | [17 empty] | System | #N/A | [21 empty] | 0 | 0 | 0 | 0 | 0 | 0 | 0 | 0 | 0 | 0 | 0 | 0 | 0 | 0 | 0 | 0 | 0 | 0 | 0 | 0 | 0 | 0 | 0 | 0 | 0 | 0 | 0 | 0 | 0
SCE Partnership Roll-up E3 Calculator - With Carbon Adder - Proposed Program Plan | [17 empty] | System | #N/A | [21 empty] | 0 | 0 | 0 | 0 | 0 | 0 | 0 | 0 | 0 | 0 | 0 | 0 | 0 | 0 | 0 | 0 | 0 | 0 | 0 | 0 | 0 | 0 | 0 | 0 | 0 | 0 | 0 | 0 | 0
SCE Partnership Roll-up E3 Calculator - With Carbon Adder - Proposed Program Plan | [17 empty] | System | #N/A | [21 empty] | 0 | 0 | 0 | 0 | 0 | 0 | 0 | 0 | 0 | 0 | 0 | 0 | 0 | 0 | 0 | 0 | 0 | 0 | 0 | 0 | 0 | 0 | 0 | 0 | 0 | 0 | 0 | 0 | 0
SCE Partnership Roll-up E3 Calculator - With Carbon Adder - Proposed Program Plan | [17 empty] | System | #N/A | [21 empty] | 0 | 0 | 0 | 0 | 0 | 0 | 0 | 0 | 0 | 0 | 0 | 0 | 0 | 0 | 0 | 0 | 0 | 0 | 0 | 0 | 0 | 0 | 0 | 0 | 0 | 0 | 0 | 0 | 0
SCE Partnership Roll-up E3 Calculator - With Carbon Adder - Proposed Program Plan | [17 empty] | System | #N/A | [21 empty] | 0 | 0 | 0 | 0 | 0 | 0 | 0 | 0 | 0 | 0 | 0 | 0 | 0 | 0 | 0 | 0 | 0 | 0 | 0 | 0 | 0 | 0 | 0 | 0 | 0 | 0 | 0 | 0 | 0
SCE Partnership Roll-up E3 Calculator - With Carbon Adder - Proposed Program Plan | [17 empty] | System | #N/A | [21 empty] | 0 | 0 | 0 | 0 | 0 | 0 | 0 | 0 | 0 | 0 | 0 | 0 | 0 | 0 | 0 | 0 | 0 | 0 | 0 | 0 | 0 | 0 | 0 | 0 | 0 | 0 | 0 | 0 | 0
SCE Partnership Roll-up E3 Calculator - With Carbon Adder - Proposed Program Plan | [17 empty] | System | #N/A | [21 empty] | 0 | 0 | 0 | 0 | 0 | 0 | 0 | 0 | 0 | 0 | 0 | 0 | 0 | 0 | 0 | 0 | 0 | 0 | 0 | 0 | 0 | 0 | 0 | 0 | 0 | 0 | 0 | 0 | 0
SCE Partnership Roll-up E3 Calculator - With Carbon Adder - Proposed Program Plan | [17 empty] | System | #N/A | [21 empty] | 0 | 0 | 0 | 0 | 0 | 0 | 0 | 0 | 0 | 0 | 0 | 0 | 0 | 0 | 0 | 0 | 0 | 0 | 0 | 0 | 0 | 0 | 0 | 0 | 0 | 0 | 0 | 0 | 0
SCE Partnership Roll-up E3 Calculator - With Carbon Adder - Proposed Program Plan | [17 empty] | System | #N/A | [21 empty] | 0 | 0 | 0 | 0 | 0 | 0 | 0 | 0 | 0 | 0 | 0 | 0 | 0 | 0 | 0 | 0 | 0 | 0 | 0 | 0 | 0 | 0 | 0 | 0 | 0 | 0 | 0 | 0 | 0
SCE Partnership Roll-up E3 Calculator - With Carbon Adder - Proposed Program Plan | [17 empty] | System | #N/A | [21 empty] | 0 | 0 | 0 | 0 | 0 | 0 | 0 | 0 | 0 | 0 | 0 | 0 | 0 | 0 | 0 | 0 | 0 | 0 | 0 | 0 | 0 | 0 | 0 | 0 | 0 | 0 | 0 | 0 | 0
SCE Partnership Roll-up E3 Calculator - With Carbon Adder - Proposed Program Plan | [17 empty] | System | #N/A | [21 empty] | 0 | 0 | 0 | 0 | 0 | 0 | 0 | 0 | 0 | 0 | 0 | 0 | 0 | 0 | 0 | 0 | 0 | 0 | 0 | 0 | 0 | 0 | 0 | 0 | 0 | 0 | 0 | 0 | 0
SCE Partnership Roll-up E3 Calculator - With Carbon Adder - Proposed Program Plan | [17 empty] | System | #N/A | [21 empty] | 0 | 0 | 0 | 0 | 0 | 0 | 0 | 0 | 0 | 0 | 0 | 0 | 0 | 0 | 0 | 0 | 0 | 0 | 0 | 0 | 0 | 0 | 0 | 0 | 0 | 0 | 0 | 0 | 0
SCE Partnership Roll-up E3 Calculator - With Carbon Adder - Proposed Program Plan | [17 empty] | System | #N/A | [21 empty] | 0 | 0 | 0 | 0 | 0 | 0 | 0 | 0 | 0 | 0 | 0 | 0 | 0 | 0 | 0 | 0 | 0 | 0 | 0 | 0 | 0 | 0 | 0 | 0 | 0 | 0 | 0 | 0 | 0
SCE Partnership Roll-up E3 Calculator - With Carbon Adder - Proposed Program Plan | [17 empty] | System | #N/A | [21 empty] | 0 | 0 | 0 | 0 | 0 | 0 | 0 | 0 | 0 | 0 | 0 | 0 | 0 | 0 | 0 | 0 | 0 | 0 | 0 | 0 | 0 | 0 | 0 | 0 | 0 | 0 | 0 | 0 | 0
SCE Partnership Roll-up E3 Calculator - With Carbon Adder - Proposed Program Plan | [17 empty] | System | #N/A | [21 empty] | 0 | 0 | 0 | 0 | 0 | 0 | 0 | 0 | 0 | 0 | 0 | 0 | 0 | 0 | 0 | 0 | 0 | 0 | 0 | 0 | 0 | 0 | 0 | 0 | 0 | 0 | 0 | 0 | 0
SCE Partnership Roll-up E3 Calculator - With Carbon Adder - Proposed Program Plan | [17 empty] | System | #N/A | [21 empty] | 0 | 0 | 0 | 0 | 0 | 0 | 0 | 0 | 0 | 0 | 0 | 0 | 0 | 0 | 0 | 0 | 0 | 0 | 0 | 0 | 0 | 0 | 0 | 0 | 0 | 0 | 0 | 0 | 0
SCE Partnership Roll-up E3 Calculator - With Carbon Adder - Proposed Program Plan | [17 empty] | System | #N/A | [21 empty] | 0 | 0 | 0 | 0 | 0 | 0 | 0 | 0 | 0 | 0 | 0 | 0 | 0 | 0 | 0 | 0 | 0 | 0 | 0 | 0 | 0 | 0 | 0 | 0 | 0 | 0 | 0 | 0 | 0
SCE Partnership Roll-up E3 Calculator - With Carbon Adder - Proposed Program Plan | [17 empty] | System | #N/A | [21 empty] | 0 | 0 | 0 | 0 | 0 | 0 | 0 | 0 | 0 | 0 | 0 | 0 | 0 | 0 | 0 | 0 | 0 | 0 | 0 | 0 | 0 | 0 | 0 | 0 | 0 | 0 | 0 | 0 | 0
SCE Partnership Roll-up E3 Calculator - With Carbon Adder - Proposed Program Plan | [17 empty] | System | #N/A | [21 empty] | 0 | 0 | 0 | 0 | 0 | 0 | 0 | 0 | 0 | 0 | 0 | 0 | 0 | 0 | 0 | 0 | 0 | 0 | 0 | 0 | 0 | 0 | 0 | 0 | 0 | 0 | 0 | 0 | 0
SCE Partnership Roll-up E3 Calculator - With Carbon Adder - Proposed Program Plan | [17 empty] | System | #N/A | [21 empty] | 0 | 0 | 0 | 0 | 0 | 0 | 0 | 0 | 0 | 0 | 0 | 0 | 0 | 0 | 0 | 0 | 0 | 0 | 0 | 0 | 0 | 0 | 0 | 0 | 0 | 0 | 0 | 0 | 0
SCE Partnership Roll-up E3 Calculator - With Carbon Adder - Proposed Program Plan | [17 empty] | System | #N/A | [21 empty] | 0 | 0 | 0 | 0 | 0 | 0 | 0 | 0 | 0 | 0 | 0 | 0 | 0 | 0 | 0 | 0 | 0 | 0 | 0 | 0 | 0 | 0 | 0 | 0 | 0 | 0 | 0 | 0 | 0
SCE Partnership Roll-up E3 Calculator - With Carbon Adder - Proposed Program Plan | [17 empty] | System | #N/A | [21 empty] | 0 | 0 | 0 | 0 | 0 | 0 | 0 | 0 | 0 | 0 | 0 | 0 | 0 | 0 | 0 | 0 | 0 | 0 | 0 | 0 | 0 | 0 | 0 | 0 | 0 | 0 | 0 | 0 | 0
SCE Partnership Roll-up E3 Calculator - With Carbon Adder - Proposed Program Plan | [17 empty] | System | #N/A | [21 empty] | 0 | 0 | 0 | 0 | 0 | 0 | 0 | 0 | 0 | 0 | 0 | 0 | 0 | 0 | 0 | 0 | 0 | 0 | 0 | 0 | 0 | 0 | 0 | 0 | 0 | 0 | 0 | 0 | 0
SCE Partnership Roll-up E3 Calculator - With Carbon Adder - Proposed Program Plan | [17 empty] | System | #N/A | [21 empty] | 0 | 0 | 0 | 0 | 0 | 0 | 0 | 0 | 0 | 0 | 0 | 0 | 0 | 0 | 0 | 0 | 0 | 0 | 0 | 0 | 0 | 0 | 0 | 0 | 0 | 0 | 0 | 0 | 0
SCE Partnership Roll-up E3 Calculator - With Carbon Adder - Proposed Program Plan | [17 empty] | System | #N/A | [21 empty] | 0 | 0 | 0 | 0 | 0 | 0 | 0 | 0 | 0 | 0 | 0 | 0 | 0 | 0 | 0 | 0 | 0 | 0 | 0 | 0 | 0 | 0 | 0 | 0 | 0 | 0 | 0 | 0 | 0
SCE Partnership Roll-up E3 Calculator - With Carbon Adder - Proposed Program Plan | [17 empty] | System | #N/A | [21 empty] | 0 | 0 | 0 | 0 | 0 | 0 | 0 | 0 | 0 | 0 | 0 | 0 | 0 | 0 | 0 | 0 | 0 | 0 | 0 | 0 | 0 | 0 | 0 | 0 | 0 | 0 | 0 | 0 | 0
SCE Partnership Roll-up E3 Calculator - With Carbon Adder - Proposed Program Plan | [17 empty] | System | #N/A | [21 empty] | 0 | 0 | 0 | 0 | 0 | 0 | 0 | 0 | 0 | 0 | 0 | 0 | 0 | 0 | 0 | 0 | 0 | 0 | 0 | 0 | 0 | 0 | 0 | 0 | 0 | 0 | 0 | 0 | 0
SCE Partnership Roll-up E3 Calculator - With Carbon Adder - Proposed Program Plan | [17 empty] | System | #N/A | [21 empty] | 0 | 0 | 0 | 0 | 0 | 0 | 0 | 0 | 0 | 0 | 0 | 0 | 0 | 0 | 0 | 0 | 0 | 0 | 0 | 0 | 0 | 0 | 0 | 0 | 0 | 0 | 0 | 0 | 0
SCE Partnership Roll-up E3 Calculator - With Carbon Adder - Proposed Program Plan | [17 empty] | System | #N/A | [21 empty] | 0 | 0 | 0 | 0 | 0 | 0 | 0 | 0 | 0 | 0 | 0 | 0 | 0 | 0 | 0 | 0 | 0 | 0 | 0 | 0 | 0 | 0 | 0 | 0 | 0 | 0 | 0 | 0 | 0
SCE Partnership Roll-up E3 Calculator - With Carbon Adder - Proposed Program Plan | [17 empty] | System | #N/A | [21 empty] | 0 | 0 | 0 | 0 | 0 | 0 | 0 | 0 | 0 | 0 | 0 | 0 | 0 | 0 | 0 | 0 | 0 | 0 | 0 | 0 | 0 | 0 | 0 | 0 | 0 | 0 | 0 | 0 | 0
SCE Partnership Roll-up E3 Calculator - With Carbon Adder - Proposed Program Plan | [17 empty] | System | #N/A | [21 empty] | 0 | 0 | 0 | 0 | 0 | 0 | 0 | 0 | 0 | 0 | 0 | 0 | 0 | 0 | 0 | 0 | 0 | 0 | 0 | 0 | 0 | 0 | 0 | 0 | 0 | 0 | 0 | 0 | 0
SCE Partnership Roll-up E3 Calculator - With Carbon Adder - Proposed Program Plan | [17 empty] | System | #N/A | [21 empty] | 0 | 0 | 0 | 0 | 0 | 0 | 0 | 0 | 0 | 0 | 0 | 0 | 0 | 0 | 0 | 0 | 0 | 0 | 0 | 0 | 0 | 0 | 0 | 0 | 0 | 0 | 0 | 0 | 0
SCE Partnership Roll-up E3 Calculator - With Carbon Adder - Proposed Program Plan | [17 empty] | System | #N/A | [21 empty] | 0 | 0 | 0 | 0 | 0 | 0 | 0 | 0 | 0 | 0 | 0 | 0 | 0 | 0 | 0 | 0 | 0 | 0 | 0 | 0 | 0 | 0 | 0 | 0 | 0 | 0 | 0 | 0 | 0
SCE Partnership Roll-up E3 Calculator - With Carbon Adder - Proposed Program Plan | [17 empty] | System | #N/A | [21 empty] | 0 | 0 | 0 | 0 | 0 | 0 | 0 | 0 | 0 | 0 | 0 | 0 | 0 | 0 | 0 | 0 | 0 | 0 | 0 | 0 | 0 | 0 | 0 | 0 | 0 | 0 | 0 | 0 | 0
SCE Partnership Roll-up E3 Calculator - With Carbon Adder - Proposed Program Plan | [17 empty] | System | #N/A | [21 empty] | 0 | 0 | 0 | 0 | 0 | 0 | 0 | 0 | 0 | 0 | 0 | 0 | 0 | 0 | 0 | 0 | 0 | 0 | 0 | 0 | 0 | 0 | 0 | 0 | 0 | 0 | 0 | 0 | 0
SCE Partnership Roll-up E3 Calculator - With Carbon Adder - Proposed Program Plan | [17 empty] | System | #N/A | [21 empty] | 0 | 0 | 0 | 0 | 0 | 0 | 0 | 0 | 0 | 0 | 0 | 0 | 0 | 0 | 0 | 0 | 0 | 0 | 0 | 0 | 0 | 0 | 0 | 0 | 0 | 0 | 0 | 0 | 0
SCE Partnership Roll-up E3 Calculator - With Carbon Adder - Proposed Program Plan | [17 empty] | System | #N/A | [21 empty] | 0 | 0 | 0 | 0 | 0 | 0 | 0 | 0 | 0 | 0 | 0 | 0 | 0 | 0 | 0 | 0 | 0 | 0 | 0 | 0 | 0 | 0 | 0 | 0 | 0 | 0 | 0 | 0 | 0
SCE Partnership Roll-up E3 Calculator - With Carbon Adder - Proposed Program Plan | [17 empty] | System | #N/A | [21 empty] | 0 | 0 | 0 | 0 | 0 | 0 | 0 | 0 | 0 | 0 | 0 | 0 | 0 | 0 | 0 | 0 | 0 | 0 | 0 | 0 | 0 | 0 | 0 | 0 | 0 | 0 | 0 | 0 | 0
SCE Partnership Roll-up E3 Calculator - With Carbon Adder - Proposed Program Plan | [17 empty] | System | #N/A | [21 empty] | 0 | 0 | 0 | 0 | 0 | 0 | 0 | 0 | 0 | 0 | 0 | 0 | 0 | 0 | 0 | 0 | 0 | 0 | 0 | 0 | 0 | 0 | 0 | 0 | 0 | 0 | 0 | 0 | 0
SCE Partnership Roll-up E3 Calculator - With Carbon Adder - Proposed Program Plan | [17 empty] | System | #N/A | [21 empty] | 0 | 0 | 0 | 0 | 0 | 0 | 0 | 0 | 0 | 0 | 0 | 0 | 0 | 0 | 0 | 0 | 0 | 0 | 0 | 0 | 0 | 0 | 0 | 0 | 0 | 0 | 0 | 0 | 0
SCE Partnership Roll-up E3 Calculator - With Carbon Adder - Proposed Program Plan | [17 empty] | System | #N/A | [21 empty] | 0 | 0 | 0 | 0 | 0 | 0 | 0 | 0 | 0 | 0 | 0 | 0 | 0 | 0 | 0 | 0 | 0 | 0 | 0 | 0 | 0 | 0 | 0 | 0 | 0 | 0 | 0 | 0 | 0
SCE Partnership Roll-up E3 Calculator - With Carbon Adder - Proposed Program Plan | [17 empty] | System | #N/A | [21 empty] | 0 | 0 | 0 | 0 | 0 | 0 | 0 | 0 | 0 | 0 | 0 | 0 | 0 | 0 | 0 | 0 | 0 | 0 | 0 | 0 | 0 | 0 | 0 | 0 | 0 | 0 | 0 | 0 | 0
SCE Partnership Roll-up E3 Calculator - With Carbon Adder - Proposed Program Plan | [17 empty] | System | #N/A | [21 empty] | 0 | 0 | 0 | 0 | 0 | 0 | 0 | 0 | 0 | 0 | 0 | 0 | 0 | 0 | 0 | 0 | 0 | 0 | 0 | 0 | 0 | 0 | 0 | 0 | 0 | 0 | 0 | 0 | 0
SCE Partnership Roll-up E3 Calculator - With Carbon Adder - Proposed Program Plan | [17 empty] | System | #N/A | [21 empty] | 0 | 0 | 0 | 0 | 0 | 0 | 0 | 0 | 0 | 0 | 0 | 0 | 0 | 0 | 0 | 0 | 0 | 0 | 0 | 0 | 0 | 0 | 0 | 0 | 0 | 0 | 0 | 0 | 0
SCE Partnership Roll-up E3 Calculator - With Carbon Adder - Proposed Program Plan | [17 empty] | System | #N/A | [21 empty] | 0 | 0 | 0 | 0 | 0 | 0 | 0 | 0 | 0 | 0 | 0 | 0 | 0 | 0 | 0 | 0 | 0 | 0 | 0 | 0 | 0 | 0 | 0 | 0 | 0 | 0 | 0 | 0 | 0
SCE Partnership Roll-up E3 Calculator - With Carbon Adder - Proposed Program Plan | [17 empty] | System | #N/A | [21 empty] | 0 | 0 | 0 | 0 | 0 | 0 | 0 | 0 | 0 | 0 | 0 | 0 | 0 | 0 | 0 | 0 | 0 | 0 | 0 | 0 | 0 | 0 | 0 | 0 | 0 | 0 | 0 | 0 | 0
SCE Partnership Roll-up E3 Calculator - With Carbon Adder - Proposed Program Plan | [17 empty] | System | #N/A | [21 empty] | 0 | 0 | 0 | 0 | 0 | 0 | 0 | 0 | 0 | 0 | 0 | 0 | 0 | 0 | 0 | 0 | 0 | 0 | 0 | 0 | 0 | 0 | 0 | 0 | 0 | 0 | 0 | 0 | 0
SCE Partnership Roll-up E3 Calculator - With Carbon Adder - Proposed Program Plan | [17 empty] | System | #N/A | [21 empty] | 0 | 0 | 0 | 0 | 0 | 0 | 0 | 0 | 0 | 0 | 0 | 0 | 0 | 0 | 0 | 0 | 0 | 0 | 0 | 0 | 0 | 0 | 0 | 0 | 0 | 0 | 0 | 0 | 0
SCE Partnership Roll-up E3 Calculator - With Carbon Adder - Proposed Program Plan | [17 empty] | System | #N/A | [21 empty] | 0 | 0 | 0 | 0 | 0 | 0 | 0 | 0 | 0 | 0 | 0 | 0 | 0 | 0 | 0 | 0 | 0 | 0 | 0 | 0 | 0 | 0 | 0 | 0 | 0 | 0 | 0 | 0 | 0
SCE Partnership Roll-up E3 Calculator - With Carbon Adder - Proposed Program Plan | [17 empty] | System | #N/A | [21 empty] | 0 | 0 | 0 | 0 | 0 | 0 | 0 | 0 | 0 | 0 | 0 | 0 | 0 | 0 | 0 | 0 | 0 | 0 | 0 | 0 | 0 | 0 | 0 | 0 | 0 | 0 | 0 | 0 | 0
SCE Partnership Roll-up E3 Calculator - With Carbon Adder - Proposed Program Plan | [17 empty] | System | #N/A | [21 empty] | 0 | 0 | 0 | 0 | 0 | 0 | 0 | 0 | 0 | 0 | 0 | 0 | 0 | 0 | 0 | 0 | 0 | 0 | 0 | 0 | 0 | 0 | 0 | 0 | 0 | 0 | 0 | 0 | 0
SCE Partnership Roll-up E3 Calculator - With Carbon Adder - Proposed Program Plan | [17 empty] | System | #N/A | [21 empty] | 0 | 0 | 0 | 0 | 0 | 0 | 0 | 0 | 0 | 0 | 0 | 0 | 0 | 0 | 0 | 0 | 0 | 0 | 0 | 0 | 0 | 0 | 0 | 0 | 0 | 0 | 0 | 0 | 0
SCE Partnership Roll-up E3 Calculator - With Carbon Adder - Proposed Program Plan | [17 empty] | System | #N/A | [21 empty] | 0 | 0 | 0 | 0 | 0 | 0 | 0 | 0 | 0 | 0 | 0 | 0 | 0 | 0 | 0 | 0 | 0 | 0 | 0 | 0 | 0 | 0 | 0 | 0 | 0 | 0 | 0 | 0 | 0
SCE Partnership Roll-up E3 Calculator - With Carbon Adder - Proposed Program Plan | [17 empty] | System | #N/A | [21 empty] | 0 | 0 | 0 | 0 | 0 | 0 | 0 | 0 | 0 | 0 | 0 | 0 | 0 | 0 | 0 | 0 | 0 | 0 | 0 | 0 | 0 | 0 | 0 | 0 | 0 | 0 | 0 | 0 | 0
SCE Partnership Roll-up E3 Calculator - With Carbon Adder - Proposed Program Plan | [17 empty] | System | #N/A | [21 empty] | 0 | 0 | 0 | 0 | 0 | 0 | 0 | 0 | 0 | 0 | 0 | 0 | 0 | 0 | 0 | 0 | 0 | 0 | 0 | 0 | 0 | 0 | 0 | 0 | 0 | 0 | 0 | 0 | 0
SCE Partnership Roll-up E3 Calculator - With Carbon Adder - Proposed Program Plan | [17 empty] | System | #N/A | [21 empty] | 0 | 0 | 0 | 0 | 0 | 0 | 0 | 0 | 0 | 0 | 0 | 0 | 0 | 0 | 0 | 0 | 0 | 0 | 0 | 0 | 0 | 0 | 0 | 0 | 0 | 0 | 0 | 0 | 0
SCE Partnership Roll-up E3 Calculator - With Carbon Adder - Proposed Program Plan | [17 empty] | System | #N/A | [21 empty] | 0 | 0 | 0 | 0 | 0 | 0 | 0 | 0 | 0 | 0 | 0 | 0 | 0 | 0 | 0 | 0 | 0 | 0 | 0 | 0 | 0 | 0 | 0 | 0 | 0 | 0 | 0 | 0 | 0
SCE Partnership Roll-up E3 Calculator - With Carbon Adder - Proposed Program Plan | [17 empty] | System | #N/A | [21 empty] | 0 | 0 | 0 | 0 | 0 | 0 | 0 | 0 | 0 | 0 | 0 | 0 | 0 | 0 | 0 | 0 | 0 | 0 | 0 | 0 | 0 | 0 | 0 | 0 | 0 | 0 | 0 | 0 | 0
SCE Partnership Roll-up E3 Calculator - With Carbon Adder - Proposed Program Plan | [17 empty] | System | #N/A | [21 empty] | 0 | 0 | 0 | 0 | 0 | 0 | 0 | 0 | 0 | 0 | 0 | 0 | 0 | 0 | 0 | 0 | 0 | 0 | 0 | 0 | 0 | 0 | 0 | 0 | 0 | 0 | 0 | 0 | 0
SCE Partnership Roll-up E3 Calculator - With Carbon Adder - Proposed Program Plan | [17 empty] | System | #N/A | [21 empty] | 0 | 0 | 0 | 0 | 0 | 0 | 0 | 0 | 0 | 0 | 0 | 0 | 0 | 0 | 0 | 0 | 0 | 0 | 0 | 0 | 0 | 0 | 0 | 0 | 0 | 0 | 0 | 0 | 0
SCE Partnership Roll-up E3 Calculator - With Carbon Adder - Proposed Program Plan | [17 empty] | System | #N/A | [21 empty] | 0 | 0 | 0 | 0 | 0 | 0 | 0 | 0 | 0 | 0 | 0 | 0 | 0 | 0 | 0 | 0 | 0 | 0 | 0 | 0 | 0 | 0 | 0 | 0 | 0 | 0 | 0 | 0 | 0
SCE Partnership Roll-up E3 Calculator - With Carbon Adder - Proposed Program Plan | [17 empty] | System | #N/A | [21 empty] | 0 | 0 | 0 | 0 | 0 | 0 | 0 | 0 | 0 | 0 | 0 | 0 | 0 | 0 | 0 | 0 | 0 | 0 | 0 | 0 | 0 | 0 | 0 | 0 | 0 | 0 | 0 | 0 | 0
SCE Partnership Roll-up E3 Calculator - With Carbon Adder - Proposed Program Plan | [17 empty] | System | #N/A | [21 empty] | 0 | 0 | 0 | 0 | 0 | 0 | 0 | 0 | 0 | 0 | 0 | 0 | 0 | 0 | 0 | 0 | 0 | 0 | 0 | 0 | 0 | 0 | 0 | 0 | 0 | 0 | 0 | 0 | 0
SCE Partnership Roll-up E3 Calculator - With Carbon Adder - Proposed Program Plan | [17 empty] | System | #N/A | [21 empty] | 0 | 0 | 0 | 0 | 0 | 0 | 0 | 0 | 0 | 0 | 0 | 0 | 0 | 0 | 0 | 0 | 0 | 0 | 0 | 0 | 0 | 0 | 0 | 0 | 0 | 0 | 0 | 0 | 0
SCE Partnership Roll-up E3 Calculator - With Carbon Adder - Proposed Program Plan | [17 empty] | System | #N/A | [21 empty] | 0 | 0 | 0 | 0 | 0 | 0 | 0 | 0 | 0 | 0 | 0 | 0 | 0 | 0 | 0 | 0 | 0 | 0 | 0 | 0 | 0 | 0 | 0 | 0 | 0 | 0 | 0 | 0 | 0
SCE Partnership Roll-up E3 Calculator - With Carbon Adder - Proposed Program Plan | [17 empty] | System | #N/A | [21 empty] | 0 | 0 | 0 | 0 | 0 | 0 | 0 | 0 | 0 | 0 | 0 | 0 | 0 | 0 | 0 | 0 | 0 | 0 | 0 | 0 | 0 | 0 | 0 | 0 | 0 | 0 | 0 | 0 | 0
SCE Partnership Roll-up E3 Calculator - With Carbon Adder - Proposed Program Plan | [17 empty] | System | #N/A | [21 empty] | 0 | 0 | 0 | 0 | 0 | 0 | 0 | 0 | 0 | 0 | 0 | 0 | 0 | 0 | 0 | 0 | 0 | 0 | 0 | 0 | 0 | 0 | 0 | 0 | 0 | 0 | 0 | 0 | 0
SCE Partnership Roll-up E3 Calculator - With Carbon Adder - Proposed Program Plan | [17 empty] | System | #N/A | [21 empty] | 0 | 0 | 0 | 0 | 0 | 0 | 0 | 0 | 0 | 0 | 0 | 0 | 0 | 0 | 0 | 0 | 0 | 0 | 0 | 0 | 0 | 0 | 0 | 0 | 0 | 0 | 0 | 0 | 0
SCE Partnership Roll-up E3 Calculator - With Carbon Adder - Proposed Program Plan | [17 empty] | System | #N/A | [21 empty] | 0 | 0 | 0 | 0 | 0 | 0 | 0 | 0 | 0 | 0 | 0 | 0 | 0 | 0 | 0 | 0 | 0 | 0 | 0 | 0 | 0 | 0 | 0 | 0 | 0 | 0 | 0 | 0 | 0
SCE Partnership Roll-up E3 Calculator - With Carbon Adder - Proposed Program Plan | [17 empty] | System | #N/A | [21 empty] | 0 | 0 | 0 | 0 | 0 | 0 | 0 | 0 | 0 | 0 | 0 | 0 | 0 | 0 | 0 | 0 | 0 | 0 | 0 | 0 | 0 | 0 | 0 | 0 | 0 | 0 | 0 | 0 | 0
SCE Partnership Roll-up E3 Calculator - With Carbon Adder - Proposed Program Plan | [17 empty] | System | #N/A | [21 empty] | 0 | 0 | 0 | 0 | 0 | 0 | 0 | 0 | 0 | 0 | 0 | 0 | 0 | 0 | 0 | 0 | 0 | 0 | 0 | 0 | 0 | 0 | 0 | 0 | 0 | 0 | 0 | 0 | 0
SCE Partnership Roll-up E3 Calculator - With Carbon Adder - Proposed Program Plan | [17 empty] | System | #N/A | [21 empty] | 0 | 0 | 0 | 0 | 0 | 0 | 0 | 0 | 0 | 0 | 0 | 0 | 0 | 0 | 0 | 0 | 0 | 0 | 0 | 0 | 0 | 0 | 0 | 0 | 0 | 0 | 0 | 0 | 0
SCE Partnership Roll-up E3 Calculator - With Carbon Adder - Proposed Program Plan | [17 empty] | System | #N/A | [21 empty] | 0 | 0 | 0 | 0 | 0 | 0 | 0 | 0 | 0 | 0 | 0 | 0 | 0 | 0 | 0 | 0 | 0 | 0 | 0 | 0 | 0 | 0 | 0 | 0 | 0 | 0 | 0 | 0 | 0
SCE Partnership Roll-up E3 Calculator - With Carbon Adder - Proposed Program Plan | [17 empty] | System | #N/A | [21 empty] | 0 | 0 | 0 | 0 | 0 | 0 | 0 | 0 | 0 | 0 | 0 | 0 | 0 | 0 | 0 | 0 | 0 | 0 | 0 | 0 | 0 | 0 | 0 | 0 | 0 | 0 | 0 | 0 | 0
SCE Partnership Roll-up E3 Calculator - With Carbon Adder - Proposed Program Plan | [17 empty] | System | #N/A | [21 empty] | 0 | 0 | 0 | 0 | 0 | 0 | 0 | 0 | 0 | 0 | 0 | 0 | 0 | 0 | 0 | 0 | 0 | 0 | 0 | 0 | 0 | 0 | 0 | 0 | 0 | 0 | 0 | 0 | 0
SCE Partnership Roll-up E3 Calculator - With Carbon Adder - Proposed Program Plan | [17 empty] | System | #N/A | [21 empty] | 0 | 0 | 0 | 0 | 0 | 0 | 0 | 0 | 0 | 0 | 0 | 0 | 0 | 0 | 0 | 0 | 0 | 0 | 0 | 0 | 0 | 0 | 0 | 0 | 0 | 0 | 0 | 0 | 0
SCE Partnership Roll-up E3 Calculator - With Carbon Adder - Proposed Program Plan | [17 empty] | System | #N/A | [21 empty] | 0 | 0 | 0 | 0 | 0 | 0 | 0 | 0 | 0 | 0 | 0 | 0 | 0 | 0 | 0 | 0 | 0 | 0 | 0 | 0 | 0 | 0 | 0 | 0 | 0 | 0 | 0 | 0 | 0
SCE Partnership Roll-up E3 Calculator - With Carbon Adder - Proposed Program Plan | [17 empty] | System | #N/A | [21 empty] | 0 | 0 | 0 | 0 | 0 | 0 | 0 | 0 | 0 | 0 | 0 | 0 | 0 | 0 | 0 | 0 | 0 | 0 | 0 | 0 | 0 | 0 | 0 | 0 | 0 | 0 | 0 | 0 | 0
SCE Partnership Roll-up E3 Calculator - With Carbon Adder - Proposed Program Plan | [17 empty] | System | #N/A | [21 empty] | 0 | 0 | 0 | 0 | 0 | 0 | 0 | 0 | 0 | 0 | 0 | 0 | 0 | 0 | 0 | 0 | 0 | 0 | 0 | 0 | 0 | 0 | 0 | 0 | 0 | 0 | 0 | 0 | 0
SCE Partnership Roll-up E3 Calculator - With Carbon Adder - Proposed Program Plan | [17 empty] | System | #N/A | [21 empty] | 0 | 0 | 0 | 0 | 0 | 0 | 0 | 0 | 0 | 0 | 0 | 0 | 0 | 0 | 0 | 0 | 0 | 0 | 0 | 0 | 0 | 0 | 0 | 0 | 0 | 0 | 0 | 0 | 0
SCE Partnership Roll-up E3 Calculator - With Carbon Adder - Proposed Program Plan | [17 empty] | System | #N/A | [21 empty] | 0 | 0 | 0 | 0 | 0 | 0 | 0 | 0 | 0 | 0 | 0 | 0 | 0 | 0 | 0 | 0 | 0 | 0 | 0 | 0 | 0 | 0 | 0 | 0 | 0 | 0 | 0 | 0 | 0
SCE Partnership Roll-up E3 Calculator - With Carbon Adder - Proposed Program Plan | [17 empty] | System | #N/A | [21 empty] | 0 | 0 | 0 | 0 | 0 | 0 | 0 | 0 | 0 | 0 | 0 | 0 | 0 | 0 | 0 | 0 | 0 | 0 | 0 | 0 | 0 | 0 | 0 | 0 | 0 | 0 | 0 | 0 | 0
SCE Partnership Roll-up E3 Calculator - With Carbon Adder - Proposed Program Plan | [17 empty] | System | #N/A | [21 empty] | 0 | 0 | 0 | 0 | 0 | 0 | 0 | 0 | 0 | 0 | 0 | 0 | 0 | 0 | 0 | 0 | 0 | 0 | 0 | 0 | 0 | 0 | 0 | 0 | 0 | 0 | 0 | 0 | 0
SCE Partnership Roll-up E3 Calculator - With Carbon Adder - Proposed Program Plan | [17 empty] | System | #N/A | [21 empty] | 0 | 0 | 0 | 0 | 0 | 0 | 0 | 0 | 0 | 0 | 0 | 0 | 0 | 0 | 0 | 0 | 0 | 0 | 0 | 0 | 0 | 0 | 0 | 0 | 0 | 0 | 0 | 0 | 0
SCE Partnership Roll-up E3 Calculator - With Carbon Adder - Proposed Program Plan | [17 empty] | System | #N/A | [21 empty] | 0 | 0 | 0 | 0 | 0 | 0 | 0 | 0 | 0 | 0 | 0 | 0 | 0 | 0 | 0 | 0 | 0 | 0 | 0 | 0 | 0 | 0 | 0 | 0 | 0 | 0 | 0 | 0 | 0
SCE Partnership Roll-up E3 Calculator - With Carbon Adder - Proposed Program Plan | [17 empty] | System | #N/A | [21 empty] | 0 | 0 | 0 | 0 | 0 | 0 | 0 | 0 | 0 | 0 | 0 | 0 | 0 | 0 | 0 | 0 | 0 | 0 | 0 | 0 | 0 | 0 | 0 | 0 | 0 | 0 | 0 | 0 | 0
SCE Partnership Roll-up E3 Calculator - With Carbon Adder - Proposed Program Plan | [17 empty] | System | #N/A | [21 empty] | 0 | 0 | 0 | 0 | 0 | 0 | 0 | 0 | 0 | 0 | 0 | 0 | 0 | 0 | 0 | 0 | 0 | 0 | 0 | 0 | 0 | 0 | 0 | 0 | 0 | 0 | 0 | 0 | 0
SCE Partnership Roll-up E3 Calculator - With Carbon Adder - Proposed Program Plan | [17 empty] | System | #N/A | [21 empty] | 0 | 0 | 0 | 0 | 0 | 0 | 0 | 0 | 0 | 0 | 0 | 0 | 0 | 0 | 0 | 0 | 0 | 0 | 0 | 0 | 0 | 0 | 0 | 0 | 0 | 0 | 0 | 0 | 0
SCE Partnership Roll-up E3 Calculator - With Carbon Adder - Proposed Program Plan | [17 empty] | System | #N/A | [21 empty] | 0 | 0 | 0 | 0 | 0 | 0 | 0 | 0 | 0 | 0 | 0 | 0 | 0 | 0 | 0 | 0 | 0 | 0 | 0 | 0 | 0 | 0 | 0 | 0 | 0 | 0 | 0 | 0 | 0
SCE Partnership Roll-up E3 Calculator - With Carbon Adder - Proposed Program Plan | [17 empty] | System | #N/A | [21 empty] | 0 | 0 | 0 | 0 | 0 | 0 | 0 | 0 | 0 | 0 | 0 | 0 | 0 | 0 | 0 | 0 | 0 | 0 | 0 | 0 | 0 | 0 | 0 | 0 | 0 | 0 | 0 | 0 | 0
SCE Partnership Roll-up E3 Calculator - With Carbon Adder - Proposed Program Plan | [17 empty] | System | #N/A | [21 empty] | 0 | 0 | 0 | 0 | 0 | 0 | 0 | 0 | 0 | 0 | 0 | 0 | 0 | 0 | 0 | 0 | 0 | 0 | 0 | 0 | 0 | 0 | 0 | 0 | 0 | 0 | 0 | 0 | 0
SCE Partnership Roll-up E3 Calculator - With Carbon Adder - Proposed Program Plan | [17 empty] | System | #N/A | [21 empty] | 0 | 0 | 0 | 0 | 0 | 0 | 0 | 0 | 0 | 0 | 0 | 0 | 0 | 0 | 0 | 0 | 0 | 0 | 0 | 0 | 0 | 0 | 0 | 0 | 0 | 0 | 0 | 0 | 0
SCE Partnership Roll-up E3 Calculator - With Carbon Adder - Proposed Program Plan | [17 empty] | System | #N/A | [21 empty] | 0 | 0 | 0 | 0 | 0 | 0 | 0 | 0 | 0 | 0 | 0 | 0 | 0 | 0 | 0 | 0 | 0 | 0 | 0 | 0 | 0 | 0 | 0 | 0 | 0 | 0 | 0 | 0 | 0
SCE Partnership Roll-up E3 Calculator - With Carbon Adder - Proposed Program Plan | [17 empty] | System | #N/A | [21 empty] | 0 | 0 | 0 | 0 | 0 | 0 | 0 | 0 | 0 | 0 | 0 | 0 | 0 | 0 | 0 | 0 | 0 | 0 | 0 | 0 | 0 | 0 | 0 | 0 | 0 | 0 | 0 | 0 | 0
SCE Partnership Roll-up E3 Calculator - With Carbon Adder - Proposed Program Plan | [17 empty] | System | #N/A | [21 empty] | 0 | 0 | 0 | 0 | 0 | 0 | 0 | 0 | 0 | 0 | 0 | 0 | 0 | 0 | 0 | 0 | 0 | 0 | 0 | 0 | 0 | 0 | 0 | 0 | 0 | 0 | 0 | 0 | 0
SCE Partnership Roll-up E3 Calculator - With Carbon Adder - Proposed Program Plan | [17 empty] | System | #N/A | [21 empty] | 0 | 0 | 0 | 0 | 0 | 0 | 0 | 0 | 0 | 0 | 0 | 0 | 0 | 0 | 0 | 0 | 0 | 0 | 0 | 0 | 0 | 0 | 0 | 0 | 0 | 0 | 0 | 0 | 0
SCE Partnership Roll-up E3 Calculator - With Carbon Adder - Proposed Program Plan | [17 empty] | System | #N/A | [21 empty] | 0 | 0 | 0 | 0 | 0 | 0 | 0 | 0 | 0 | 0 | 0 | 0 | 0 | 0 | 0 | 0 | 0 | 0 | 0 | 0 | 0 | 0 | 0 | 0 | 0 | 0 | 0 | 0 | 0
SCE Partnership Roll-up E3 Calculator - With Carbon Adder - Proposed Program Plan | [17 empty] | System | #N/A | [21 empty] | 0 | 0 | 0 | 0 | 0 | 0 | 0 | 0 | 0 | 0 | 0 | 0 | 0 | 0 | 0 | 0 | 0 | 0 | 0 | 0 | 0 | 0 | 0 | 0 | 0 | 0 | 0 | 0 | 0
SCE Partnership Roll-up E3 Calculator - With Carbon Adder - Proposed Program Plan | [17 empty] | System | #N/A | [21 empty] | 0 | 0 | 0 | 0 | 0 | 0 | 0 | 0 | 0 | 0 | 0 | 0 | 0 | 0 | 0 | 0 | 0 | 0 | 0 | 0 | 0 | 0 | 0 | 0 | 0 | 0 | 0 | 0 | 0
SCE Partnership Roll-up E3 Calculator - With Carbon Adder - Proposed Program Plan | [17 empty] | System | #N/A | [21 empty] | 0 | 0 | 0 | 0 | 0 | 0 | 0 | 0 | 0 | 0 | 0 | 0 | 0 | 0 | 0 | 0 | 0 | 0 | 0 | 0 | 0 | 0 | 0 | 0 | 0 | 0 | 0 | 0 | 0
SCE Partnership Roll-up E3 Calculator - With Carbon Adder - Proposed Program Plan | [17 empty] | System | #N/A | [21 empty] | 0 | 0 | 0 | 0 | 0 | 0 | 0 | 0 | 0 | 0 | 0 | 0 | 0 | 0 | 0 | 0 | 0 | 0 | 0 | 0 | 0 | 0 | 0 | 0 | 0 | 0 | 0 | 0 | 0
SCE Partnership Roll-up E3 Calculator - With Carbon Adder - Proposed Program Plan | [17 empty] | System | #N/A | [21 empty] | 0 | 0 | 0 | 0 | 0 | 0 | 0 | 0 | 0 | 0 | 0 | 0 | 0 | 0 | 0 | 0 | 0 | 0 | 0 | 0 | 0 | 0 | 0 | 0 | 0 | 0 | 0 | 0 | 0
SCE Partnership Roll-up E3 Calculator - With Carbon Adder - Proposed Program Plan | [17 empty] | System | #N/A | [21 empty] | 0 | 0 | 0 | 0 | 0 | 0 | 0 | 0 | 0 | 0 | 0 | 0 | 0 | 0 | 0 | 0 | 0 | 0 | 0 | 0 | 0 | 0 | 0 | 0 | 0 | 0 | 0 | 0 | 0
SCE Partnership Roll-up E3 Calculator - With Carbon Adder - Proposed Program Plan | [17 empty] | System | #N/A | [21 empty] | 0 | 0 | 0 | 0 | 0 | 0 | 0 | 0 | 0 | 0 | 0 | 0 | 0 | 0 | 0 | 0 | 0 | 0 | 0 | 0 | 0 | 0 | 0 | 0 | 0 | 0 | 0 | 0 | 0
SCE Partnership Roll-up E3 Calculator - With Carbon Adder - Proposed Program Plan | [17 empty] | System | #N/A | [21 empty] | 0 | 0 | 0 | 0 | 0 | 0 | 0 | 0 | 0 | 0 | 0 | 0 | 0 | 0 | 0 | 0 | 0 | 0 | 0 | 0 | 0 | 0 | 0 | 0 | 0 | 0 | 0 | 0 | 0
SCE Partnership Roll-up E3 Calculator - With Carbon Adder - Proposed Program Plan | [17 empty] | System | #N/A | [21 empty] | 0 | 0 | 0 | 0 | 0 | 0 | 0 | 0 | 0 | 0 | 0 | 0 | 0 | 0 | 0 | 0 | 0 | 0 | 0 | 0 | 0 | 0 | 0 | 0 | 0 | 0 | 0 | 0 | 0
SCE Partnership Roll-up E3 Calculator - With Carbon Adder - Proposed Program Plan | [17 empty] | System | #N/A | [21 empty] | 0 | 0 | 0 | 0 | 0 | 0 | 0 | 0 | 0 | 0 | 0 | 0 | 0 | 0 | 0 | 0 | 0 | 0 | 0 | 0 | 0 | 0 | 0 | 0 | 0 | 0 | 0 | 0 | 0
SCE Partnership Roll-up E3 Calculator - With Carbon Adder - Proposed Program Plan | [17 empty] | System | #N/A | [21 empty] | 0 | 0 | 0 | 0 | 0 | 0 | 0 | 0 | 0 | 0 | 0 | 0 | 0 | 0 | 0 | 0 | 0 | 0 | 0 | 0 | 0 | 0 | 0 | 0 | 0 | 0 | 0 | 0 | 0
SCE Partnership Roll-up E3 Calculator - With Carbon Adder - Proposed Program Plan | [17 empty] | System | #N/A | [21 empty] | 0 | 0 | 0 | 0 | 0 | 0 | 0 | 0 | 0 | 0 | 0 | 0 | 0 | 0 | 0 | 0 | 0 | 0 | 0 | 0 | 0 | 0 | 0 | 0 | 0 | 0 | 0 | 0 | 0
SCE Partnership Roll-up E3 Calculator - With Carbon Adder - Proposed Program Plan | [17 empty] | System | #N/A | [21 empty] | 0 | 0 | 0 | 0 | 0 | 0 | 0 | 0 | 0 | 0 | 0 | 0 | 0 | 0 | 0 | 0 | 0 | 0 | 0 | 0 | 0 | 0 | 0 | 0 | 0 | 0 | 0 | 0 | 0
SCE Partnership Roll-up E3 Calculator - With Carbon Adder - Proposed Program Plan | [17 empty] | System | #N/A | [21 empty] | 0 | 0 | 0 | 0 | 0 | 0 | 0 | 0 | 0 | 0 | 0 | 0 | 0 | 0 | 0 | 0 | 0 | 0 | 0 | 0 | 0 | 0 | 0 | 0 | 0 | 0 | 0 | 0 | 0
SCE Partnership Roll-up E3 Calculator - With Carbon Adder - Proposed Program Plan | [17 empty] | System | #N/A | [21 empty] | 0 | 0 | 0 | 0 | 0 | 0 | 0 | 0 | 0 | 0 | 0 | 0 | 0 | 0 | 0 | 0 | 0 | 0 | 0 | 0 | 0 | 0 | 0 | 0 | 0 | 0 | 0 | 0 | 0
SCE Partnership Roll-up E3 Calculator - With Carbon Adder - Proposed Program Plan | [17 empty] | System | #N/A | [21 empty] | 0 | 0 | 0 | 0 | 0 | 0 | 0 | 0 | 0 | 0 | 0 | 0 | 0 | 0 | 0 | 0 | 0 | 0 | 0 | 0 | 0 | 0 | 0 | 0 | 0 | 0 | 0 | 0 | 0
SCE Partnership Roll-up E3 Calculator - With Carbon Adder - Proposed Program Plan | [17 empty] | System | #N/A | [21 empty] | 0 | 0 | 0 | 0 | 0 | 0 | 0 | 0 | 0 | 0 | 0 | 0 | 0 | 0 | 0 | 0 | 0 | 0 | 0 | 0 | 0 | 0 | 0 | 0 | 0 | 0 | 0 | 0 | 0
SCE Partnership Roll-up E3 Calculator - With Carbon Adder - Proposed Program Plan | [17 empty] | System | #N/A | [21 empty] | 0 | 0 | 0 | 0 | 0 | 0 | 0 | 0 | 0 | 0 | 0 | 0 | 0 | 0 | 0 | 0 | 0 | 0 | 0 | 0 | 0 | 0 | 0 | 0 | 0 | 0 | 0 | 0 | 0
SCE Partnership Roll-up E3 Calculator - With Carbon Adder - Proposed Program Plan | [17 empty] | System | #N/A | [21 empty] | 0 | 0 | 0 | 0 | 0 | 0 | 0 | 0 | 0 | 0 | 0 | 0 | 0 | 0 | 0 | 0 | 0 | 0 | 0 | 0 | 0 | 0 | 0 | 0 | 0 | 0 | 0 | 0 | 0
SCE Partnership Roll-up E3 Calculator - With Carbon Adder - Proposed Program Plan | [17 empty] | System | #N/A | [21 empty] | 0 | 0 | 0 | 0 | 0 | 0 | 0 | 0 | 0 | 0 | 0 | 0 | 0 | 0 | 0 | 0 | 0 | 0 | 0 | 0 | 0 | 0 | 0 | 0 | 0 | 0 | 0 | 0 | 0
SCE Partnership Roll-up E3 Calculator - With Carbon Adder - Proposed Program Plan | [17 empty] | System | #N/A | [21 empty] | 0 | 0 | 0 | 0 | 0 | 0 | 0 | 0 | 0 | 0 | 0 | 0 | 0 | 0 | 0 | 0 | 0 | 0 | 0 | 0 | 0 | 0 | 0 | 0 | 0 | 0 | 0 | 0 | 0
SCE Partnership Roll-up E3 Calculator - With Carbon Adder - Proposed Program Plan | [17 empty] | System | #N/A | [21 empty] | 0 | 0 | 0 | 0 | 0 | 0 | 0 | 0 | 0 | 0 | 0 | 0 | 0 | 0 | 0 | 0 | 0 | 0 | 0 | 0 | 0 | 0 | 0 | 0 | 0 | 0 | 0 | 0 | 0
SCE Partnership Roll-up E3 Calculator - With Carbon Adder - Proposed Program Plan | [17 empty] | System | #N/A | [21 empty] | 0 | 0 | 0 | 0 | 0 | 0 | 0 | 0 | 0 | 0 | 0 | 0 | 0 | 0 | 0 | 0 | 0 | 0 | 0 | 0 | 0 | 0 | 0 | 0 | 0 | 0 | 0 | 0 | 0
SCE Partnership Roll-up E3 Calculator - With Carbon Adder - Proposed Program Plan | [17 empty] | System | #N/A | [21 empty] | 0 | 0 | 0 | 0 | 0 | 0 | 0 | 0 | 0 | 0 | 0 | 0 | 0 | 0 | 0 | 0 | 0 | 0 | 0 | 0 | 0 | 0 | 0 | 0 | 0 | 0 | 0 | 0 | 0
SCE Partnership Roll-up E3 Calculator - With Carbon Adder - Proposed Program Plan | [17 empty] | System | #N/A | [21 empty] | 0 | 0 | 0 | 0 | 0 | 0 | 0 | 0 | 0 | 0 | 0 | 0 | 0 | 0 | 0 | 0 | 0 | 0 | 0 | 0 | 0 | 0 | 0 | 0 | 0 | 0 | 0 | 0 | 0
SCE Partnership Roll-up E3 Calculator - With Carbon Adder - Proposed Program Plan | [17 empty] | System | #N/A | [21 empty] | 0 | 0 | 0 | 0 | 0 | 0 | 0 | 0 | 0 | 0 | 0 | 0 | 0 | 0 | 0 | 0 | 0 | 0 | 0 | 0 | 0 | 0 | 0 | 0 | 0 | 0 | 0 | 0 | 0
SCE Partnership Roll-up E3 Calculator - With Carbon Adder - Proposed Program Plan | [17 empty] | System | #N/A | [21 empty] | 0 | 0 | 0 | 0 | 0 | 0 | 0 | 0 | 0 | 0 | 0 | 0 | 0 | 0 | 0 | 0 | 0 | 0 | 0 | 0 | 0 | 0 | 0 | 0 | 0 | 0 | 0 | 0 | 0
SCE Partnership Roll-up E3 Calculator - With Carbon Adder - Proposed Program Plan | [17 empty] | System | #N/A | [21 empty] | 0 | 0 | 0 | 0 | 0 | 0 | 0 | 0 | 0 | 0 | 0 | 0 | 0 | 0 | 0 | 0 | 0 | 0 | 0 | 0 | 0 | 0 | 0 | 0 | 0 | 0 | 0 | 0 | 0
SCE Partnership Roll-up E3 Calculator - With Carbon Adder - Proposed Program Plan | [17 empty] | System | #N/A | [21 empty] | 0 | 0 | 0 | 0 | 0 | 0 | 0 | 0 | 0 | 0 | 0 | 0 | 0 | 0 | 0 | 0 | 0 | 0 | 0 | 0 | 0 | 0 | 0 | 0 | 0 | 0 | 0 | 0 | 0
SCE Partnership Roll-up E3 Calculator - With Carbon Adder - Proposed Program Plan | [17 empty] | System | #N/A | [21 empty] | 0 | 0 | 0 | 0 | 0 | 0 | 0 | 0 | 0 | 0 | 0 | 0 | 0 | 0 | 0 | 0 | 0 | 0 | 0 | 0 | 0 | 0 | 0 | 0 | 0 | 0 | 0 | 0 | 0
SCE Partnership Roll-up E3 Calculator - With Carbon Adder - Proposed Program Plan | [17 empty] | System | #N/A | [21 empty] | 0 | 0 | 0 | 0 | 0 | 0 | 0 | 0 | 0 | 0 | 0 | 0 | 0 | 0 | 0 | 0 | 0 | 0 | 0 | 0 | 0 | 0 | 0 | 0 | 0 | 0 | 0 | 0 | 0
SCE Partnership Roll-up E3 Calculator - With Carbon Adder - Proposed Program Plan | [17 empty] | System | #N/A | [21 empty] | 0 | 0 | 0 | 0 | 0 | 0 | 0 | 0 | 0 | 0 | 0 | 0 | 0 | 0 | 0 | 0 | 0 | 0 | 0 | 0 | 0 | 0 | 0 | 0 | 0 | 0 | 0 | 0 | 0
SCE Partnership Roll-up E3 Calculator - With Carbon Adder - Proposed Program Plan | [17 empty] | System | #N/A | [21 empty] | 0 | 0 | 0 | 0 | 0 | 0 | 0 | 0 | 0 | 0 | 0 | 0 | 0 | 0 | 0 | 0 | 0 | 0 | 0 | 0 | 0 | 0 | 0 | 0 | 0 | 0 | 0 | 0 | 0
SCE Partnership Roll-up E3 Calculator - With Carbon Adder - Proposed Program Plan | [17 empty] | System | #N/A | [21 empty] | 0 | 0 | 0 | 0 | 0 | 0 | 0 | 0 | 0 | 0 | 0 | 0 | 0 | 0 | 0 | 0 | 0 | 0 | 0 | 0 | 0 | 0 | 0 | 0 | 0 | 0 | 0 | 0 | 0
SCE Partnership Roll-up E3 Calculator - With Carbon Adder - Proposed Program Plan | [17 empty] | System | #N/A | [21 empty] | 0 | 0 | 0 | 0 | 0 | 0 | 0 | 0 | 0 | 0 | 0 | 0 | 0 | 0 | 0 | 0 | 0 | 0 | 0 | 0 | 0 | 0 | 0 | 0 | 0 | 0 | 0 | 0 | 0
SCE Partnership Roll-up E3 Calculator - With Carbon Adder - Proposed Program Plan | [17 empty] | System | #N/A | [21 empty] | 0 | 0 | 0 | 0 | 0 | 0 | 0 | 0 | 0 | 0 | 0 | 0 | 0 | 0 | 0 | 0 | 0 | 0 | 0 | 0 | 0 | 0 | 0 | 0 | 0 | 0 | 0 | 0 | 0
SCE Partnership Roll-up E3 Calculator - With Carbon Adder - Proposed Program Plan | [17 empty] | System | #N/A | [21 empty] | 0 | 0 | 0 | 0 | 0 | 0 | 0 | 0 | 0 | 0 | 0 | 0 | 0 | 0 | 0 | 0 | 0 | 0 | 0 | 0 | 0 | 0 | 0 | 0 | 0 | 0 | 0 | 0 | 0
SCE Partnership Roll-up E3 Calculator - With Carbon Adder - Proposed Program Plan | [17 empty] | System | #N/A | [21 empty] | 0 | 0 | 0 | 0 | 0 | 0 | 0 | 0 | 0 | 0 | 0 | 0 | 0 | 0 | 0 | 0 | 0 | 0 | 0 | 0 | 0 | 0 | 0 | 0 | 0 | 0 | 0 | 0 | 0
SCE Partnership Roll-up E3 Calculator - With Carbon Adder - Proposed Program Plan | [17 empty] | System | #N/A | [21 empty] | 0 | 0 | 0 | 0 | 0 | 0 | 0 | 0 | 0 | 0 | 0 | 0 | 0 | 0 | 0 | 0 | 0 | 0 | 0 | 0 | 0 | 0 | 0 | 0 | 0 | 0 | 0 | 0 | 0
SCE Partnership Roll-up E3 Calculator - With Carbon Adder - Proposed Program Plan | [17 empty] | System | #N/A | [21 empty] | 0 | 0 | 0 | 0 | 0 | 0 | 0 | 0 | 0 | 0 | 0 | 0 | 0 | 0 | 0 | 0 | 0 | 0 | 0 | 0 | 0 | 0 | 0 | 0 | 0 | 0 | 0 | 0 | 0
SCE Partnership Roll-up E3 Calculator - With Carbon Adder - Proposed Program Plan | [17 empty] | System | #N/A | [21 empty] | 0 | 0 | 0 | 0 | 0 | 0 | 0 | 0 | 0 | 0 | 0 | 0 | 0 | 0 | 0 | 0 | 0 | 0 | 0 | 0 | 0 | 0 | 0 | 0 | 0 | 0 | 0 | 0 | 0
SCE Partnership Roll-up E3 Calculator - With Carbon Adder - Proposed Program Plan | [17 empty] | System | #N/A | [21 empty] | 0 | 0 | 0 | 0 | 0 | 0 | 0 | 0 | 0 | 0 | 0 | 0 | 0 | 0 | 0 | 0 | 0 | 0 | 0 | 0 | 0 | 0 | 0 | 0 | 0 | 0 | 0 | 0 | 0
SCE Partnership Roll-up E3 Calculator - With Carbon Adder - Proposed Program Plan | [17 empty] | System | #N/A | [21 empty] | 0 | 0 | 0 | 0 | 0 | 0 | 0 | 0 | 0 | 0 | 0 | 0 | 0 | 0 | 0 | 0 | 0 | 0 | 0 | 0 | 0 | 0 | 0 | 0 | 0 | 0 | 0 | 0 | 0
SCE Partnership Roll-up E3 Calculator - With Carbon Adder - Proposed Program Plan | [17 empty] | System | #N/A | [21 empty] | 0 | 0 | 0 | 0 | 0 | 0 | 0 | 0 | 0 | 0 | 0 | 0 | 0 | 0 | 0 | 0 | 0 | 0 | 0 | 0 | 0 | 0 | 0 | 0 | 0 | 0 | 0 | 0 | 0
SCE Partnership Roll-up E3 Calculator - With Carbon Adder - Proposed Program Plan | [17 empty] | System | #N/A | [21 empty] | 0 | 0 | 0 | 0 | 0 | 0 | 0 | 0 | 0 | 0 | 0 | 0 | 0 | 0 | 0 | 0 | 0 | 0 | 0 | 0 | 0 | 0 | 0 | 0 | 0 | 0 | 0 | 0 | 0
SCE Partnership Roll-up E3 Calculator - With Carbon Adder - Proposed Program Plan | [17 empty] | System | #N/A | [21 empty] | 0 | 0 | 0 | 0 | 0 | 0 | 0 | 0 | 0 | 0 | 0 | 0 | 0 | 0 | 0 | 0 | 0 | 0 | 0 | 0 | 0 | 0 | 0 | 0 | 0 | 0 | 0 | 0 | 0
SCE Partnership Roll-up E3 Calculator - With Carbon Adder - Proposed Program Plan | [17 empty] | System | #N/A | [21 empty] | 0 | 0 | 0 | 0 | 0 | 0 | 0 | 0 | 0 | 0 | 0 | 0 | 0 | 0 | 0 | 0 | 0 | 0 | 0 | 0 | 0 | 0 | 0 | 0 | 0 | 0 | 0 | 0 | 0
SCE Partnership Roll-up E3 Calculator - With Carbon Adder - Proposed Program Plan | [17 empty] | System | #N/A | [21 empty] | 0 | 0 | 0 | 0 | 0 | 0 | 0 | 0 | 0 | 0 | 0 | 0 | 0 | 0 | 0 | 0 | 0 | 0 | 0 | 0 | 0 | 0 | 0 | 0 | 0 | 0 | 0 | 0 | 0
SCE Partnership Roll-up E3 Calculator - With Carbon Adder - Proposed Program Plan | [17 empty] | System | #N/A | [21 empty] | 0 | 0 | 0 | 0 | 0 | 0 | 0 | 0 | 0 | 0 | 0 | 0 | 0 | 0 | 0 | 0 | 0 | 0 | 0 | 0 | 0 | 0 | 0 | 0 | 0 | 0 | 0 | 0 | 0
SCE Partnership Roll-up E3 Calculator - With Carbon Adder - Proposed Program Plan | [17 empty] | System | #N/A | [21 empty] | 0 | 0 | 0 | 0 | 0 | 0 | 0 | 0 | 0 | 0 | 0 | 0 | 0 | 0 | 0 | 0 | 0 | 0 | 0 | 0 | 0 | 0 | 0 | 0 | 0 | 0 | 0 | 0 | 0
SCE Partnership Roll-up E3 Calculator - With Carbon Adder - Proposed Program Plan | [17 empty] | System | #N/A | [21 empty] | 0 | 0 | 0 | 0 | 0 | 0 | 0 | 0 | 0 | 0 | 0 | 0 | 0 | 0 | 0 | 0 | 0 | 0 | 0 | 0 | 0 | 0 | 0 | 0 | 0 | 0 | 0 | 0 | 0
SCE Partnership Roll-up E3 Calculator - With Carbon Adder - Proposed Program Plan | [17 empty] | System | #N/A | [21 empty] | 0 | 0 | 0 | 0 | 0 | 0 | 0 | 0 | 0 | 0 | 0 | 0 | 0 | 0 | 0 | 0 | 0 | 0 | 0 | 0 | 0 | 0 | 0 | 0 | 0 | 0 | 0 | 0 | 0
SCE Partnership Roll-up E3 Calculator - With Carbon Adder - Proposed Program Plan | [17 empty] | System | #N/A | [21 empty] | 0 | 0 | 0 | 0 | 0 | 0 | 0 | 0 | 0 | 0 | 0 | 0 | 0 | 0 | 0 | 0 | 0 | 0 | 0 | 0 | 0 | 0 | 0 | 0 | 0 | 0 | 0 | 0 | 0
SCE Partnership Roll-up E3 Calculator - With Carbon Adder - Proposed Program Plan | [17 empty] | System | #N/A | [21 empty] | 0 | 0 | 0 | 0 | 0 | 0 | 0 | 0 | 0 | 0 | 0 | 0 | 0 | 0 | 0 | 0 | 0 | 0 | 0 | 0 | 0 | 0 | 0 | 0 | 0 | 0 | 0 | 0 | 0
SCE Partnership Roll-up E3 Calculator - With Carbon Adder - Proposed Program Plan | [17 empty] | System | #N/A | [21 empty] | 0 | 0 | 0 | 0 | 0 | 0 | 0 | 0 | 0 | 0 | 0 | 0 | 0 | 0 | 0 | 0 | 0 | 0 | 0 | 0 | 0 | 0 | 0 | 0 | 0 | 0 | 0 | 0 | 0
SCE Partnership Roll-up E3 Calculator - With Carbon Adder - Proposed Program Plan | [17 empty] | System | #N/A | [21 empty] | 0 | 0 | 0 | 0 | 0 | 0 | 0 | 0 | 0 | 0 | 0 | 0 | 0 | 0 | 0 | 0 | 0 | 0 | 0 | 0 | 0 | 0 | 0 | 0 | 0 | 0 | 0 | 0 | 0
SCE Partnership Roll-up E3 Calculator - With Carbon Adder - Proposed Program Plan | [17 empty] | System | #N/A | [21 empty] | 0 | 0 | 0 | 0 | 0 | 0 | 0 | 0 | 0 | 0 | 0 | 0 | 0 | 0 | 0 | 0 | 0 | 0 | 0 | 0 | 0 | 0 | 0 | 0 | 0 | 0 | 0 | 0 | 0
SCE Partnership Roll-up E3 Calculator - With Carbon Adder - Proposed Program Plan | [17 empty] | System | #N/A | [21 empty] | 0 | 0 | 0 | 0 | 0 | 0 | 0 | 0 | 0 | 0 | 0 | 0 | 0 | 0 | 0 | 0 | 0 | 0 | 0 | 0 | 0 | 0 | 0 | 0 | 0 | 0 | 0 | 0 | 0
SCE Partnership Roll-up E3 Calculator - With Carbon Adder - Proposed Program Plan | [17 empty] | System | #N/A | [21 empty] | 0 | 0 | 0 | 0 | 0 | 0 | 0 | 0 | 0 | 0 | 0 | 0 | 0 | 0 | 0 | 0 | 0 | 0 | 0 | 0 | 0 | 0 | 0 | 0 | 0 | 0 | 0 | 0 | 0
SCE Partnership Roll-up E3 Calculator - With Carbon Adder - Proposed Program Plan | [17 empty] | System | #N/A | [21 empty] | 0 | 0 | 0 | 0 | 0 | 0 | 0 | 0 | 0 | 0 | 0 | 0 | 0 | 0 | 0 | 0 | 0 | 0 | 0 | 0 | 0 | 0 | 0 | 0 | 0 | 0 | 0 | 0 | 0
SCE Partnership Roll-up E3 Calculator - With Carbon Adder - Proposed Program Plan | [17 empty] | System | #N/A | [21 empty] | 0 | 0 | 0 | 0 | 0 | 0 | 0 | 0 | 0 | 0 | 0 | 0 | 0 | 0 | 0 | 0 | 0 | 0 | 0 | 0 | 0 | 0 | 0 | 0 | 0 | 0 | 0 | 0 | 0
SCE Partnership Roll-up E3 Calculator - With Carbon Adder - Proposed Program Plan | [17 empty] | System | #N/A | [21 empty] | 0 | 0 | 0 | 0 | 0 | 0 | 0 | 0 | 0 | 0 | 0 | 0 | 0 | 0 | 0 | 0 | 0 | 0 | 0 | 0 | 0 | 0 | 0 | 0 | 0 | 0 | 0 | 0 | 0
SCE Partnership Roll-up E3 Calculator - With Carbon Adder - Proposed Program Plan | [17 empty] | System | #N/A | [21 empty] | 0 | 0 | 0 | 0 | 0 | 0 | 0 | 0 | 0 | 0 | 0 | 0 | 0 | 0 | 0 | 0 | 0 | 0 | 0 | 0 | 0 | 0 | 0 | 0 | 0 | 0 | 0 | 0 | 0
SCE Partnership Roll-up E3 Calculator - With Carbon Adder - Proposed Program Plan | [17 empty] | System | #N/A | [21 empty] | 0 | 0 | 0 | 0 | 0 | 0 | 0 | 0 | 0 | 0 | 0 | 0 | 0 | 0 | 0 | 0 | 0 | 0 | 0 | 0 | 0 | 0 | 0 | 0 | 0 | 0 | 0 | 0 | 0
SCE Partnership Roll-up E3 Calculator - With Carbon Adder - Proposed Program Plan | [17 empty] | System | #N/A | [21 empty] | 0 | 0 | 0 | 0 | 0 | 0 | 0 | 0 | 0 | 0 | 0 | 0 | 0 | 0 | 0 | 0 | 0 | 0 | 0 | 0 | 0 | 0 | 0 | 0 | 0 | 0 | 0 | 0 | 0
SCE Partnership Roll-up E3 Calculator - With Carbon Adder - Proposed Program Plan | [17 empty] | System | #N/A | [21 empty] | 0 | 0 | 0 | 0 | 0 | 0 | 0 | 0 | 0 | 0 | 0 | 0 | 0 | 0 | 0 | 0 | 0 | 0 | 0 | 0 | 0 | 0 | 0 | 0 | 0 | 0 | 0 | 0 | 0
SCE Partnership Roll-up E3 Calculator - With Carbon Adder - Proposed Program Plan | [17 empty] | System | #N/A | [21 empty] | 0 | 0 | 0 | 0 | 0 | 0 | 0 | 0 | 0 | 0 | 0 | 0 | 0 | 0 | 0 | 0 | 0 | 0 | 0 | 0 | 0 | 0 | 0 | 0 | 0 | 0 | 0 | 0 | 0
SCE Partnership Roll-up E3 Calculator - With Carbon Adder - Proposed Program Plan | [17 empty] | System | #N/A | [21 empty] | 0 | 0 | 0 | 0 | 0 | 0 | 0 | 0 | 0 | 0 | 0 | 0 | 0 | 0 | 0 | 0 | 0 | 0 | 0 | 0 | 0 | 0 | 0 | 0 | 0 | 0 | 0 | 0 | 0
SCE Partnership Roll-up E3 Calculator - With Carbon Adder - Proposed Program Plan | [17 empty] | System | #N/A | [21 empty] | 0 | 0 | 0 | 0 | 0 | 0 | 0 | 0 | 0 | 0 | 0 | 0 | 0 | 0 | 0 | 0 | 0 | 0 | 0 | 0 | 0 | 0 | 0 | 0 | 0 | 0 | 0 | 0 | 0
SCE Partnership Roll-up E3 Calculator - With Carbon Adder - Proposed Program Plan | [17 empty] | System | #N/A | [21 empty] | 0 | 0 | 0 | 0 | 0 | 0 | 0 | 0 | 0 | 0 | 0 | 0 | 0 | 0 | 0 | 0 | 0 | 0 | 0 | 0 | 0 | 0 | 0 | 0 | 0 | 0 | 0 | 0 | 0
SCE Partnership Roll-up E3 Calculator - With Carbon Adder - Proposed Program Plan | [17 empty] | System | #N/A | [21 empty] | 0 | 0 | 0 | 0 | 0 | 0 | 0 | 0 | 0 | 0 | 0 | 0 | 0 | 0 | 0 | 0 | 0 | 0 | 0 | 0 | 0 | 0 | 0 | 0 | 0 | 0 | 0 | 0 | 0
SCE Partnership Roll-up E3 Calculator - With Carbon Adder - Proposed Program Plan | [17 empty] | System | #N/A | [21 empty] | 0 | 0 | 0 | 0 | 0 | 0 | 0 | 0 | 0 | 0 | 0 | 0 | 0 | 0 | 0 | 0 | 0 | 0 | 0 | 0 | 0 | 0 | 0 | 0 | 0 | 0 | 0 | 0 | 0
SCE Partnership Roll-up E3 Calculator - With Carbon Adder - Proposed Program Plan | [17 empty] | System | #N/A | [21 empty] | 0 | 0 | 0 | 0 | 0 | 0 | 0 | 0 | 0 | 0 | 0 | 0 | 0 | 0 | 0 | 0 | 0 | 0 | 0 | 0 | 0 | 0 | 0 | 0 | 0 | 0 | 0 | 0 | 0
SCE Partnership Roll-up E3 Calculator - With Carbon Adder - Proposed Program Plan | [17 empty] | System | #N/A | [21 empty] | 0 | 0 | 0 | 0 | 0 | 0 | 0 | 0 | 0 | 0 | 0 | 0 | 0 | 0 | 0 | 0 | 0 | 0 | 0 | 0 | 0 | 0 | 0 | 0 | 0 | 0 | 0 | 0 | 0
SCE Partnership Roll-up E3 Calculator - With Carbon Adder - Proposed Program Plan | [17 empty] | System | #N/A | [21 empty] | 0 | 0 | 0 | 0 | 0 | 0 | 0 | 0 | 0 | 0 | 0 | 0 | 0 | 0 | 0 | 0 | 0 | 0 | 0 | 0 | 0 | 0 | 0 | 0 | 0 | 0 | 0 | 0 | 0
SCE Partnership Roll-up E3 Calculator - With Carbon Adder - Proposed Program Plan | [17 empty] | System | #N/A | [21 empty] | 0 | 0 | 0 | 0 | 0 | 0 | 0 | 0 | 0 | 0 | 0 | 0 | 0 | 0 | 0 | 0 | 0 | 0 | 0 | 0 | 0 | 0 | 0 | 0 | 0 | 0 | 0 | 0 | 0
SCE Partnership Roll-up E3 Calculator - With Carbon Adder - Proposed Program Plan | [17 empty] | System | #N/A | [21 empty] | 0 | 0 | 0 | 0 | 0 | 0 | 0 | 0 | 0 | 0 | 0 | 0 | 0 | 0 | 0 | 0 | 0 | 0 | 0 | 0 | 0 | 0 | 0 | 0 | 0 | 0 | 0 | 0 | 0
SCE Partnership Roll-up E3 Calculator - With Carbon Adder - Proposed Program Plan | [17 empty] | System | #N/A | [21 empty] | 0 | 0 | 0 | 0 | 0 | 0 | 0 | 0 | 0 | 0 | 0 | 0 | 0 | 0 | 0 | 0 | 0 | 0 | 0 | 0 | 0 | 0 | 0 | 0 | 0 | 0 | 0 | 0 | 0
SCE Partnership Roll-up E3 Calculator - With Carbon Adder - Proposed Program Plan | [17 empty] | System | #N/A | [21 empty] | 0 | 0 | 0 | 0 | 0 | 0 | 0 | 0 | 0 | 0 | 0 | 0 | 0 | 0 | 0 | 0 | 0 | 0 | 0 | 0 | 0 | 0 | 0 | 0 | 0 | 0 | 0 | 0 | 0
SCE Partnership Roll-up E3 Calculator - With Carbon Adder - Proposed Program Plan | [17 empty] | System | #N/A | [21 empty] | 0 | 0 | 0 | 0 | 0 | 0 | 0 | 0 | 0 | 0 | 0 | 0 | 0 | 0 | 0 | 0 | 0 | 0 | 0 | 0 | 0 | 0 | 0 | 0 | 0 | 0 | 0 | 0 | 0
SCE Partnership Roll-up E3 Calculator - With Carbon Adder - Proposed Program Plan | [17 empty] | System | #N/A | [21 empty] | 0 | 0 | 0 | 0 | 0 | 0 | 0 | 0 | 0 | 0 | 0 | 0 | 0 | 0 | 0 | 0 | 0 | 0 | 0 | 0 | 0 | 0 | 0 | 0 | 0 | 0 | 0 | 0 | 0
SCE Partnership Roll-up E3 Calculator - With Carbon Adder - Proposed Program Plan | [17 empty] | System | #N/A | [21 empty] | 0 | 0 | 0 | 0 | 0 | 0 | 0 | 0 | 0 | 0 | 0 | 0 | 0 | 0 | 0 | 0 | 0 | 0 | 0 | 0 | 0 | 0 | 0 | 0 | 0 | 0 | 0 | 0 | 0
SCE Partnership Roll-up E3 Calculator - With Carbon Adder - Proposed Program Plan | [17 empty] | System | #N/A | [21 empty] | 0 | 0 | 0 | 0 | 0 | 0 | 0 | 0 | 0 | 0 | 0 | 0 | 0 | 0 | 0 | 0 | 0 | 0 | 0 | 0 | 0 | 0 | 0 | 0 | 0 | 0 | 0 | 0 | 0
SCE Partnership Roll-up E3 Calculator - With Carbon Adder - Proposed Program Plan | [17 empty] | System | #N/A | [21 empty] | 0 | 0 | 0 | 0 | 0 | 0 | 0 | 0 | 0 | 0 | 0 | 0 | 0 | 0 | 0 | 0 | 0 | 0 | 0 | 0 | 0 | 0 | 0 | 0 | 0 | 0 | 0 | 0 | 0
SCE Partnership Roll-up E3 Calculator - With Carbon Adder - Proposed Program Plan | [17 empty] | System | #N/A | [21 empty] | 0 | 0 | 0 | 0 | 0 | 0 | 0 | 0 | 0 | 0 | 0 | 0 | 0 | 0 | 0 | 0 | 0 | 0 | 0 | 0 | 0 | 0 | 0 | 0 | 0 | 0 | 0 | 0 | 0
SCE Partnership Roll-up E3 Calculator - With Carbon Adder - Proposed Program Plan | [17 empty] | System | #N/A | [21 empty] | 0 | 0 | 0 | 0 | 0 | 0 | 0 | 0 | 0 | 0 | 0 | 0 | 0 | 0 | 0 | 0 | 0 | 0 | 0 | 0 | 0 | 0 | 0 | 0 | 0 | 0 | 0 | 0 | 0
SCE Partnership Roll-up E3 Calculator - With Carbon Adder - Proposed Program Plan | [17 empty] | System | #N/A | [21 empty] | 0 | 0 | 0 | 0 | 0 | 0 | 0 | 0 | 0 | 0 | 0 | 0 | 0 | 0 | 0 | 0 | 0 | 0 | 0 | 0 | 0 | 0 | 0 | 0 | 0 | 0 | 0 | 0 | 0
SCE Partnership Roll-up E3 Calculator - With Carbon Adder - Proposed Program Plan | [17 empty] | System | #N/A | [21 empty] | 0 | 0 | 0 | 0 | 0 | 0 | 0 | 0 | 0 | 0 | 0 | 0 | 0 | 0 | 0 | 0 | 0 | 0 | 0 | 0 | 0 | 0 | 0 | 0 | 0 | 0 | 0 | 0 | 0
SCE Partnership Roll-up E3 Calculator - With Carbon Adder - Proposed Program Plan | [17 empty] | System | #N/A | [21 empty] | 0 | 0 | 0 | 0 | 0 | 0 | 0 | 0 | 0 | 0 | 0 | 0 | 0 | 0 | 0 | 0 | 0 | 0 | 0 | 0 | 0 | 0 | 0 | 0 | 0 | 0 | 0 | 0 | 0
SCE Partnership Roll-up E3 Calculator - With Carbon Adder - Proposed Program Plan | [17 empty] | System | #N/A | [21 empty] | 0 | 0 | 0 | 0 | 0 | 0 | 0 | 0 | 0 | 0 | 0 | 0 | 0 | 0 | 0 | 0 | 0 | 0 | 0 | 0 | 0 | 0 | 0 | 0 | 0 | 0 | 0 | 0 | 0
SCE Partnership Roll-up E3 Calculator - With Carbon Adder - Proposed Program Plan | [17 empty] | System | #N/A | [21 empty] | 0 | 0 | 0 | 0 | 0 | 0 | 0 | 0 | 0 | 0 | 0 | 0 | 0 | 0 | 0 | 0 | 0 | 0 | 0 | 0 | 0 | 0 | 0 | 0 | 0 | 0 | 0 | 0 | 0
SCE Partnership Roll-up E3 Calculator - With Carbon Adder - Proposed Program Plan | [17 empty] | System | #N/A | [21 empty] | 0 | 0 | 0 | 0 | 0 | 0 | 0 | 0 | 0 | 0 | 0 | 0 | 0 | 0 | 0 | 0 | 0 | 0 | 0 | 0 | 0 | 0 | 0 | 0 | 0 | 0 | 0 | 0 | 0
SCE Partnership Roll-up E3 Calculator - With Carbon Adder - Proposed Program Plan | [17 empty] | System | #N/A | [21 empty] | 0 | 0 | 0 | 0 | 0 | 0 | 0 | 0 | 0 | 0 | 0 | 0 | 0 | 0 | 0 | 0 | 0 | 0 | 0 | 0 | 0 | 0 | 0 | 0 | 0 | 0 | 0 | 0 | 0
SCE Partnership Roll-up E3 Calculator - With Carbon Adder - Proposed Program Plan | [17 empty] | System | #N/A | [21 empty] | 0 | 0 | 0 | 0 | 0 | 0 | 0 | 0 | 0 | 0 | 0 | 0 | 0 | 0 | 0 | 0 | 0 | 0 | 0 | 0 | 0 | 0 | 0 | 0 | 0 | 0 | 0 | 0 | 0
SCE Partnership Roll-up E3 Calculator - With Carbon Adder - Proposed Program Plan | [17 empty] | System | #N/A | [21 empty] | 0 | 0 | 0 | 0 | 0 | 0 | 0 | 0 | 0 | 0 | 0 | 0 | 0 | 0 | 0 | 0 | 0 | 0 | 0 | 0 | 0 | 0 | 0 | 0 | 0 | 0 | 0 | 0 | 0
SCE Partnership Roll-up E3 Calculator - With Carbon Adder - Proposed Program Plan | [17 empty] | System | #N/A | [21 empty] | 0 | 0 | 0 | 0 | 0 | 0 | 0 | 0 | 0 | 0 | 0 | 0 | 0 | 0 | 0 | 0 | 0 | 0 | 0 | 0 | 0 | 0 | 0 | 0 | 0 | 0 | 0 | 0 | 0
SCE Partnership Roll-up E3 Calculator - With Carbon Adder - Proposed Program Plan | [17 empty] | System | #N/A | [21 empty] | 0 | 0 | 0 | 0 | 0 | 0 | 0 | 0 | 0 | 0 | 0 | 0 | 0 | 0 | 0 | 0 | 0 | 0 | 0 | 0 | 0 | 0 | 0 | 0 | 0 | 0 | 0 | 0 | 0
SCE Partnership Roll-up E3 Calculator - With Carbon Adder - Proposed Program Plan | [17 empty] | System | #N/A | [21 empty] | 0 | 0 | 0 | 0 | 0 | 0 | 0 | 0 | 0 | 0 | 0 | 0 | 0 | 0 | 0 | 0 | 0 | 0 | 0 | 0 | 0 | 0 | 0 | 0 | 0 | 0 | 0 | 0 | 0
SCE Partnership Roll-up E3 Calculator - With Carbon Adder - Proposed Program Plan | [17 empty] | System | #N/A | [21 empty] | 0 | 0 | 0 | 0 | 0 | 0 | 0 | 0 | 0 | 0 | 0 | 0 | 0 | 0 | 0 | 0 | 0 | 0 | 0 | 0 | 0 | 0 | 0 | 0 | 0 | 0 | 0 | 0 | 0
SCE Partnership Roll-up E3 Calculator - With Carbon Adder - Proposed Program Plan | [17 empty] | System | #N/A | [21 empty] | 0 | 0 | 0 | 0 | 0 | 0 | 0 | 0 | 0 | 0 | 0 | 0 | 0 | 0 | 0 | 0 | 0 | 0 | 0 | 0 | 0 | 0 | 0 | 0 | 0 | 0 | 0 | 0 | 0
SCE Partnership Roll-up E3 Calculator - With Carbon Adder - Proposed Program Plan | [17 empty] | System | #N/A | [21 empty] | 0 | 0 | 0 | 0 | 0 | 0 | 0 | 0 | 0 | 0 | 0 | 0 | 0 | 0 | 0 | 0 | 0 | 0 | 0 | 0 | 0 | 0 | 0 | 0 | 0 | 0 | 0 | 0 | 0
SCE Partnership Roll-up E3 Calculator - With Carbon Adder - Proposed Program Plan | [17 empty] | System | #N/A | [21 empty] | 0 | 0 | 0 | 0 | 0 | 0 | 0 | 0 | 0 | 0 | 0 | 0 | 0 | 0 | 0 | 0 | 0 | 0 | 0 | 0 | 0 | 0 | 0 | 0 | 0 | 0 | 0 | 0 | 0
SCE Partnership Roll-up E3 Calculator - With Carbon Adder - Proposed Program Plan | [17 empty] | System | #N/A | [21 empty] | 0 | 0 | 0 | 0 | 0 | 0 | 0 | 0 | 0 | 0 | 0 | 0 | 0 | 0 | 0 | 0 | 0 | 0 | 0 | 0 | 0 | 0 | 0 | 0 | 0 | 0 | 0 | 0 | 0
SCE Partnership Roll-up E3 Calculator - With Carbon Adder - Proposed Program Plan | [17 empty] | System | #N/A | [21 empty] | 0 | 0 | 0 | 0 | 0 | 0 | 0 | 0 | 0 | 0 | 0 | 0 | 0 | 0 | 0 | 0 | 0 | 0 | 0 | 0 | 0 | 0 | 0 | 0 | 0 | 0 | 0 | 0 | 0
SCE Partnership Roll-up E3 Calculator - With Carbon Adder - Proposed Program Plan | [17 empty] | System | #N/A | [21 empty] | 0 | 0 | 0 | 0 | 0 | 0 | 0 | 0 | 0 | 0 | 0 | 0 | 0 | 0 | 0 | 0 | 0 | 0 | 0 | 0 | 0 | 0 | 0 | 0 | 0 | 0 | 0 | 0 | 0
SCE Partnership Roll-up E3 Calculator - With Carbon Adder - Proposed Program Plan | [17 empty] | System | #N/A | [21 empty] | 0 | 0 | 0 | 0 | 0 | 0 | 0 | 0 | 0 | 0 | 0 | 0 | 0 | 0 | 0 | 0 | 0 | 0 | 0 | 0 | 0 | 0 | 0 | 0 | 0 | 0 | 0 | 0 | 0
SCE Partnership Roll-up E3 Calculator - With Carbon Adder - Proposed Program Plan | [17 empty] | System | #N/A | [21 empty] | 0 | 0 | 0 | 0 | 0 | 0 | 0 | 0 | 0 | 0 | 0 | 0 | 0 | 0 | 0 | 0 | 0 | 0 | 0 | 0 | 0 | 0 | 0 | 0 | 0 | 0 | 0 | 0 | 0
SCE Partnership Roll-up E3 Calculator - With Carbon Adder - Proposed Program Plan | [17 empty] | System | #N/A | [21 empty] | 0 | 0 | 0 | 0 | 0 | 0 | 0 | 0 | 0 | 0 | 0 | 0 | 0 | 0 | 0 | 0 | 0 | 0 | 0 | 0 | 0 | 0 | 0 | 0 | 0 | 0 | 0 | 0 | 0
SCE Partnership Roll-up E3 Calculator - With Carbon Adder - Proposed Program Plan | [17 empty] | System | #N/A | [21 empty] | 0 | 0 | 0 | 0 | 0 | 0 | 0 | 0 | 0 | 0 | 0 | 0 | 0 | 0 | 0 | 0 | 0 | 0 | 0 | 0 | 0 | 0 | 0 | 0 | 0 | 0 | 0 | 0 | 0
SCE Partnership Roll-up E3 Calculator - With Carbon Adder - Proposed Program Plan | [17 empty] | System | #N/A | [21 empty] | 0 | 0 | 0 | 0 | 0 | 0 | 0 | 0 | 0 | 0 | 0 | 0 | 0 | 0 | 0 | 0 | 0 | 0 | 0 | 0 | 0 | 0 | 0 | 0 | 0 | 0 | 0 | 0 | 0
SCE Partnership Roll-up E3 Calculator - With Carbon Adder - Proposed Program Plan | [17 empty] | System | #N/A | [21 empty] | 0 | 0 | 0 | 0 | 0 | 0 | 0 | 0 | 0 | 0 | 0 | 0 | 0 | 0 | 0 | 0 | 0 | 0 | 0 | 0 | 0 | 0 | 0 | 0 | 0 | 0 | 0 | 0 | 0
SCE Partnership Roll-up E3 Calculator - With Carbon Adder - Proposed Program Plan | [17 empty] | System | #N/A | [21 empty] | 0 | 0 | 0 | 0 | 0 | 0 | 0 | 0 | 0 | 0 | 0 | 0 | 0 | 0 | 0 | 0 | 0 | 0 | 0 | 0 | 0 | 0 | 0 | 0 | 0 | 0 | 0 | 0 | 0
SCE Partnership Roll-up E3 Calculator - With Carbon Adder - Proposed Program Plan | [17 empty] | System | #N/A | [21 empty] | 0 | 0 | 0 | 0 | 0 | 0 | 0 | 0 | 0 | 0 | 0 | 0 | 0 | 0 | 0 | 0 | 0 | 0 | 0 | 0 | 0 | 0 | 0 | 0 | 0 | 0 | 0 | 0 | 0
SCE Partnership Roll-up E3 Calculator - With Carbon Adder - Proposed Program Plan | [17 empty] | System | #N/A | [21 empty] | 0 | 0 | 0 | 0 | 0 | 0 | 0 | 0 | 0 | 0 | 0 | 0 | 0 | 0 | 0 | 0 | 0 | 0 | 0 | 0 | 0 | 0 | 0 | 0 | 0 | 0 | 0 | 0 | 0
SCE Partnership Roll-up E3 Calculator - With Carbon Adder - Proposed Program Plan | [17 empty] | System | #N/A | [21 empty] | 0 | 0 | 0 | 0 | 0 | 0 | 0 | 0 | 0 | 0 | 0 | 0 | 0 | 0 | 0 | 0 | 0 | 0 | 0 | 0 | 0 | 0 | 0 | 0 | 0 | 0 | 0 | 0 | 0
SCE Partnership Roll-up E3 Calculator - With Carbon Adder - Proposed Program Plan | [17 empty] | System | #N/A | [21 empty] | 0 | 0 | 0 | 0 | 0 | 0 | 0 | 0 | 0 | 0 | 0 | 0 | 0 | 0 | 0 | 0 | 0 | 0 | 0 | 0 | 0 | 0 | 0 | 0 | 0 | 0 | 0 | 0 | 0
SCE Partnership Roll-up E3 Calculator - With Carbon Adder - Proposed Program Plan | [17 empty] | System | #N/A | [21 empty] | 0 | 0 | 0 | 0 | 0 | 0 | 0 | 0 | 0 | 0 | 0 | 0 | 0 | 0 | 0 | 0 | 0 | 0 | 0 | 0 | 0 | 0 | 0 | 0 | 0 | 0 | 0 | 0 | 0
SCE Partnership Roll-up E3 Calculator - With Carbon Adder - Proposed Program Plan | [17 empty] | System | #N/A | [21 empty] | 0 | 0 | 0 | 0 | 0 | 0 | 0 | 0 | 0 | 0 | 0 | 0 | 0 | 0 | 0 | 0 | 0 | 0 | 0 | 0 | 0 | 0 | 0 | 0 | 0 | 0 | 0 | 0 | 0
SCE Partnership Roll-up E3 Calculator - With Carbon Adder - Proposed Program Plan | [17 empty] | System | #N/A | [21 empty] | 0 | 0 | 0 | 0 | 0 | 0 | 0 | 0 | 0 | 0 | 0 | 0 | 0 | 0 | 0 | 0 | 0 | 0 | 0 | 0 | 0 | 0 | 0 | 0 | 0 | 0 | 0 | 0 | 0
SCE Partnership Roll-up E3 Calculator - With Carbon Adder - Proposed Program Plan | [17 empty] | System | #N/A | [21 empty] | 0 | 0 | 0 | 0 | 0 | 0 | 0 | 0 | 0 | 0 | 0 | 0 | 0 | 0 | 0 | 0 | 0 | 0 | 0 | 0 | 0 | 0 | 0 | 0 | 0 | 0 | 0 | 0 | 0
SCE Partnership Roll-up E3 Calculator - With Carbon Adder - Proposed Program Plan | [17 empty] | System | #N/A | [21 empty] | 0 | 0 | 0 | 0 | 0 | 0 | 0 | 0 | 0 | 0 | 0 | 0 | 0 | 0 | 0 | 0 | 0 | 0 | 0 | 0 | 0 | 0 | 0 | 0 | 0 | 0 | 0 | 0 | 0
SCE Partnership Roll-up E3 Calculator - With Carbon Adder - Proposed Program Plan | [17 empty] | System | #N/A | [21 empty] | 0 | 0 | 0 | 0 | 0 | 0 | 0 | 0 | 0 | 0 | 0 | 0 | 0 | 0 | 0 | 0 | 0 | 0 | 0 | 0 | 0 | 0 | 0 | 0 | 0 | 0 | 0 | 0 | 0
SCE Partnership Roll-up E3 Calculator - With Carbon Adder - Proposed Program Plan | [17 empty] | System | #N/A | [21 empty] | 0 | 0 | 0 | 0 | 0 | 0 | 0 | 0 | 0 | 0 | 0 | 0 | 0 | 0 | 0 | 0 | 0 | 0 | 0 | 0 | 0 | 0 | 0 | 0 | 0 | 0 | 0 | 0 | 0
SCE Partnership Roll-up E3 Calculator - With Carbon Adder - Proposed Program Plan | [17 empty] | System | #N/A | [21 empty] | 0 | 0 | 0 | 0 | 0 | 0 | 0 | 0 | 0 | 0 | 0 | 0 | 0 | 0 | 0 | 0 | 0 | 0 | 0 | 0 | 0 | 0 | 0 | 0 | 0 | 0 | 0 | 0 | 0
SCE Partnership Roll-up E3 Calculator - With Carbon Adder - Proposed Program Plan | [17 empty] | System | #N/A | [21 empty] | 0 | 0 | 0 | 0 | 0 | 0 | 0 | 0 | 0 | 0 | 0 | 0 | 0 | 0 | 0 | 0 | 0 | 0 | 0 | 0 | 0 | 0 | 0 | 0 | 0 | 0 | 0 | 0 | 0
SCE Partnership Roll-up E3 Calculator - With Carbon Adder - Proposed Program Plan | [17 empty] | System | #N/A | [21 empty] | 0 | 0 | 0 | 0 | 0 | 0 | 0 | 0 | 0 | 0 | 0 | 0 | 0 | 0 | 0 | 0 | 0 | 0 | 0 | 0 | 0 | 0 | 0 | 0 | 0 | 0 | 0 | 0 | 0
SCE Partnership Roll-up E3 Calculator - With Carbon Adder - Proposed Program Plan | [17 empty] | System | #N/A | [21 empty] | 0 | 0 | 0 | 0 | 0 | 0 | 0 | 0 | 0 | 0 | 0 | 0 | 0 | 0 | 0 | 0 | 0 | 0 | 0 | 0 | 0 | 0 | 0 | 0 | 0 | 0 | 0 | 0 | 0
SCE Partnership Roll-up E3 Calculator - With Carbon Adder - Proposed Program Plan | [17 empty] | System | #N/A | [21 empty] | 0 | 0 | 0 | 0 | 0 | 0 | 0 | 0 | 0 | 0 | 0 | 0 | 0 | 0 | 0 | 0 | 0 | 0 | 0 | 0 | 0 | 0 | 0 | 0 | 0 | 0 | 0 | 0 | 0
SCE Partnership Roll-up E3 Calculator - With Carbon Adder - Proposed Program Plan | [17 empty] | System | #N/A | [21 empty] | 0 | 0 | 0 | 0 | 0 | 0 | 0 | 0 | 0 | 0 | 0 | 0 | 0 | 0 | 0 | 0 | 0 | 0 | 0 | 0 | 0 | 0 | 0 | 0 | 0 | 0 | 0 | 0 | 0
SCE Partnership Roll-up E3 Calculator - With Carbon Adder - Proposed Program Plan | [17 empty] | System | #N/A | [21 empty] | 0 | 0 | 0 | 0 | 0 | 0 | 0 | 0 | 0 | 0 | 0 | 0 | 0 | 0 | 0 | 0 | 0 | 0 | 0 | 0 | 0 | 0 | 0 | 0 | 0 | 0 | 0 | 0 | 0
SCE Partnership Roll-up E3 Calculator - With Carbon Adder - Proposed Program Plan | [17 empty] | System | #N/A | [21 empty] | 0 | 0 | 0 | 0 | 0 | 0 | 0 | 0 | 0 | 0 | 0 | 0 | 0 | 0 | 0 | 0 | 0 | 0 | 0 | 0 | 0 | 0 | 0 | 0 | 0 | 0 | 0 | 0 | 0
SCE Partnership Roll-up E3 Calculator - With Carbon Adder - Proposed Program Plan | [17 empty] | System | #N/A | [21 empty] | 0 | 0 | 0 | 0 | 0 | 0 | 0 | 0 | 0 | 0 | 0 | 0 | 0 | 0 | 0 | 0 | 0 | 0 | 0 | 0 | 0 | 0 | 0 | 0 | 0 | 0 | 0 | 0 | 0
SCE Partnership Roll-up E3 Calculator - With Carbon Adder - Proposed Program Plan | [17 empty] | System | #N/A | [21 empty] | 0 | 0 | 0 | 0 | 0 | 0 | 0 | 0 | 0 | 0 | 0 | 0 | 0 | 0 | 0 | 0 | 0 | 0 | 0 | 0 | 0 | 0 | 0 | 0 | 0 | 0 | 0 | 0 | 0
SCE Partnership Roll-up E3 Calculator - With Carbon Adder - Proposed Program Plan | [17 empty] | System | #N/A | [21 empty] | 0 | 0 | 0 | 0 | 0 | 0 | 0 | 0 | 0 | 0 | 0 | 0 | 0 | 0 | 0 | 0 | 0 | 0 | 0 | 0 | 0 | 0 | 0 | 0 | 0 | 0 | 0 | 0 | 0
SCE Partnership Roll-up E3 Calculator - With Carbon Adder - Proposed Program Plan | [17 empty] | System | #N/A | [21 empty] | 0 | 0 | 0 | 0 | 0 | 0 | 0 | 0 | 0 | 0 | 0 | 0 | 0 | 0 | 0 | 0 | 0 | 0 | 0 | 0 | 0 | 0 | 0 | 0 | 0 | 0 | 0 | 0 | 0
SCE Partnership Roll-up E3 Calculator - With Carbon Adder - Proposed Program Plan | [17 empty] | System | #N/A | [21 empty] | 0 | 0 | 0 | 0 | 0 | 0 | 0 | 0 | 0 | 0 | 0 | 0 | 0 | 0 | 0 | 0 | 0 | 0 | 0 | 0 | 0 | 0 | 0 | 0 | 0 | 0 | 0 | 0 | 0
SCE Partnership Roll-up E3 Calculator - With Carbon Adder - Proposed Program Plan | [17 empty] | System | #N/A | [21 empty] | 0 | 0 | 0 | 0 | 0 | 0 | 0 | 0 | 0 | 0 | 0 | 0 | 0 | 0 | 0 | 0 | 0 | 0 | 0 | 0 | 0 | 0 | 0 | 0 | 0 | 0 | 0 | 0 | 0
SCE Partnership Roll-up E3 Calculator - With Carbon Adder - Proposed Program Plan | [17 empty] | System | #N/A | [21 empty] | 0 | 0 | 0 | 0 | 0 | 0 | 0 | 0 | 0 | 0 | 0 | 0 | 0 | 0 | 0 | 0 | 0 | 0 | 0 | 0 | 0 | 0 | 0 | 0 | 0 | 0 | 0 | 0 | 0
SCE Partnership Roll-up E3 Calculator - With Carbon Adder - Proposed Program Plan | [17 empty] | System | #N/A | [21 empty] | 0 | 0 | 0 | 0 | 0 | 0 | 0 | 0 | 0 | 0 | 0 | 0 | 0 | 0 | 0 | 0 | 0 | 0 | 0 | 0 | 0 | 0 | 0 | 0 | 0 | 0 | 0 | 0 | 0
SCE Partnership Roll-up E3 Calculator - With Carbon Adder - Proposed Program Plan | [17 empty] | System | #N/A | [21 empty] | 0 | 0 | 0 | 0 | 0 | 0 | 0 | 0 | 0 | 0 | 0 | 0 | 0 | 0 | 0 | 0 | 0 | 0 | 0 | 0 | 0 | 0 | 0 | 0 | 0 | 0 | 0 | 0 | 0
SCE Partnership Roll-up E3 Calculator - With Carbon Adder - Proposed Program Plan | [17 empty] | System | #N/A | [21 empty] | 0 | 0 | 0 | 0 | 0 | 0 | 0 | 0 | 0 | 0 | 0 | 0 | 0 | 0 | 0 | 0 | 0 | 0 | 0 | 0 | 0 | 0 | 0 | 0 | 0 | 0 | 0 | 0 | 0
SCE Partnership Roll-up E3 Calculator - With Carbon Adder - Proposed Program Plan | [17 empty] | System | #N/A | [21 empty] | 0 | 0 | 0 | 0 | 0 | 0 | 0 | 0 | 0 | 0 | 0 | 0 | 0 | 0 | 0 | 0 | 0 | 0 | 0 | 0 | 0 | 0 | 0 | 0 | 0 | 0 | 0 | 0 | 0
SCE Partnership Roll-up E3 Calculator - With Carbon Adder - Proposed Program Plan | [17 empty] | System | #N/A | [21 empty] | 0 | 0 | 0 | 0 | 0 | 0 | 0 | 0 | 0 | 0 | 0 | 0 | 0 | 0 | 0 | 0 | 0 | 0 | 0 | 0 | 0 | 0 | 0 | 0 | 0 | 0 | 0 | 0 | 0
SCE Partnership Roll-up E3 Calculator - With Carbon Adder - Proposed Program Plan | [17 empty] | System | #N/A | [21 empty] | 0 | 0 | 0 | 0 | 0 | 0 | 0 | 0 | 0 | 0 | 0 | 0 | 0 | 0 | 0 | 0 | 0 | 0 | 0 | 0 | 0 | 0 | 0 | 0 | 0 | 0 | 0 | 0 | 0
SCE Partnership Roll-up E3 Calculator - With Carbon Adder - Proposed Program Plan | [17 empty] | System | #N/A | [21 empty] | 0 | 0 | 0 | 0 | 0 | 0 | 0 | 0 | 0 | 0 | 0 | 0 | 0 | 0 | 0 | 0 | 0 | 0 | 0 | 0 | 0 | 0 | 0 | 0 | 0 | 0 | 0 | 0 | 0
SCE Partnership Roll-up E3 Calculator - With Carbon Adder - Proposed Program Plan | [17 empty] | System | #N/A | [21 empty] | 0 | 0 | 0 | 0 | 0 | 0 | 0 | 0 | 0 | 0 | 0 | 0 | 0 | 0 | 0 | 0 | 0 | 0 | 0 | 0 | 0 | 0 | 0 | 0 | 0 | 0 | 0 | 0 | 0
SCE Partnership Roll-up E3 Calculator - With Carbon Adder - Proposed Program Plan | [17 empty] | System | #N/A | [21 empty] | 0 | 0 | 0 | 0 | 0 | 0 | 0 | 0 | 0 | 0 | 0 | 0 | 0 | 0 | 0 | 0 | 0 | 0 | 0 | 0 | 0 | 0 | 0 | 0 | 0 | 0 | 0 | 0 | 0
SCE Partnership Roll-up E3 Calculator - With Carbon Adder - Proposed Program Plan | [17 empty] | System | #N/A | [21 empty] | 0 | 0 | 0 | 0 | 0 | 0 | 0 | 0 | 0 | 0 | 0 | 0 | 0 | 0 | 0 | 0 | 0 | 0 | 0 | 0 | 0 | 0 | 0 | 0 | 0 | 0 | 0 | 0 | 0
SCE Partnership Roll-up E3 Calculator - With Carbon Adder - Proposed Program Plan | [17 empty] | System | #N/A | [21 empty] | 0 | 0 | 0 | 0 | 0 | 0 | 0 | 0 | 0 | 0 | 0 | 0 | 0 | 0 | 0 | 0 | 0 | 0 | 0 | 0 | 0 | 0 | 0 | 0 | 0 | 0 | 0 | 0 | 0
SCE Partnership Roll-up E3 Calculator - With Carbon Adder - Proposed Program Plan | [17 empty] | System | #N/A | [21 empty] | 0 | 0 | 0 | 0 | 0 | 0 | 0 | 0 | 0 | 0 | 0 | 0 | 0 | 0 | 0 | 0 | 0 | 0 | 0 | 0 | 0 | 0 | 0 | 0 | 0 | 0 | 0 | 0 | 0
SCE Partnership Roll-up E3 Calculator - With Carbon Adder - Proposed Program Plan | [17 empty] | System | #N/A | [21 empty] | 0 | 0 | 0 | 0 | 0 | 0 | 0 | 0 | 0 | 0 | 0 | 0 | 0 | 0 | 0 | 0 | 0 | 0 | 0 | 0 | 0 | 0 | 0 | 0 | 0 | 0 | 0 | 0 | 0
SCE Partnership Roll-up E3 Calculator - With Carbon Adder - Proposed Program Plan | [17 empty] | System | #N/A | [21 empty] | 0 | 0 | 0 | 0 | 0 | 0 | 0 | 0 | 0 | 0 | 0 | 0 | 0 | 0 | 0 | 0 | 0 | 0 | 0 | 0 | 0 | 0 | 0 | 0 | 0 | 0 | 0 | 0 | 0
SCE Partnership Roll-up E3 Calculator - With Carbon Adder - Proposed Program Plan | [17 empty] | System | #N/A | [21 empty] | 0 | 0 | 0 | 0 | 0 | 0 | 0 | 0 | 0 | 0 | 0 | 0 | 0 | 0 | 0 | 0 | 0 | 0 | 0 | 0 | 0 | 0 | 0 | 0 | 0 | 0 | 0 | 0 | 0
SCE Partnership Roll-up E3 Calculator - With Carbon Adder - Proposed Program Plan | [17 empty] | System | #N/A | [21 empty] | 0 | 0 | 0 | 0 | 0 | 0 | 0 | 0 | 0 | 0 | 0 | 0 | 0 | 0 | 0 | 0 | 0 | 0 | 0 | 0 | 0 | 0 | 0 | 0 | 0 | 0 | 0 | 0 | 0
SCE Partnership Roll-up E3 Calculator - With Carbon Adder - Proposed Program Plan | [17 empty] | System | #N/A | [21 empty] | 0 | 0 | 0 | 0 | 0 | 0 | 0 | 0 | 0 | 0 | 0 | 0 | 0 | 0 | 0 | 0 | 0 | 0 | 0 | 0 | 0 | 0 | 0 | 0 | 0 | 0 | 0 | 0 | 0
SCE Partnership Roll-up E3 Calculator - With Carbon Adder - Proposed Program Plan | [17 empty] | System | #N/A | [21 empty] | 0 | 0 | 0 | 0 | 0 | 0 | 0 | 0 | 0 | 0 | 0 | 0 | 0 | 0 | 0 | 0 | 0 | 0 | 0 | 0 | 0 | 0 | 0 | 0 | 0 | 0 | 0 | 0 | 0
SCE Partnership Roll-up E3 Calculator - With Carbon Adder - Proposed Program Plan | [17 empty] | System | #N/A | [21 empty] | 0 | 0 | 0 | 0 | 0 | 0 | 0 | 0 | 0 | 0 | 0 | 0 | 0 | 0 | 0 | 0 | 0 | 0 | 0 | 0 | 0 | 0 | 0 | 0 | 0 | 0 | 0 | 0 | 0
SCE Partnership Roll-up E3 Calculator - With Carbon Adder - Proposed Program Plan | [17 empty] | System | #N/A | [21 empty] | 0 | 0 | 0 | 0 | 0 | 0 | 0 | 0 | 0 | 0 | 0 | 0 | 0 | 0 | 0 | 0 | 0 | 0 | 0 | 0 | 0 | 0 | 0 | 0 | 0 | 0 | 0 | 0 | 0
SCE Partnership Roll-up E3 Calculator - With Carbon Adder - Proposed Program Plan | [17 empty] | System | #N/A | [21 empty] | 0 | 0 | 0 | 0 | 0 | 0 | 0 | 0 | 0 | 0 | 0 | 0 | 0 | 0 | 0 | 0 | 0 | 0 | 0 | 0 | 0 | 0 | 0 | 0 | 0 | 0 | 0 | 0 | 0
SCE Partnership Roll-up E3 Calculator - With Carbon Adder - Proposed Program Plan | [17 empty] | System | #N/A | [21 empty] | 0 | 0 | 0 | 0 | 0 | 0 | 0 | 0 | 0 | 0 | 0 | 0 | 0 | 0 | 0 | 0 | 0 | 0 | 0 | 0 | 0 | 0 | 0 | 0 | 0 | 0 | 0 | 0 | 0
SCE Partnership Roll-up E3 Calculator - With Carbon Adder - Proposed Program Plan | [17 empty] | System | #N/A | [21 empty] | 0 | 0 | 0 | 0 | 0 | 0 | 0 | 0 | 0 | 0 | 0 | 0 | 0 | 0 | 0 | 0 | 0 | 0 | 0 | 0 | 0 | 0 | 0 | 0 | 0 | 0 | 0 | 0 | 0
SCE Partnership Roll-up E3 Calculator - With Carbon Adder - Proposed Program Plan | [17 empty] | System | #N/A | [21 empty] | 0 | 0 | 0 | 0 | 0 | 0 | 0 | 0 | 0 | 0 | 0 | 0 | 0 | 0 | 0 | 0 | 0 | 0 | 0 | 0 | 0 | 0 | 0 | 0 | 0 | 0 | 0 | 0 | 0
SCE Partnership Roll-up E3 Calculator - With Carbon Adder - Proposed Program Plan | [17 empty] | System | #N/A | [21 empty] | 0 | 0 | 0 | 0 | 0 | 0 | 0 | 0 | 0 | 0 | 0 | 0 | 0 | 0 | 0 | 0 | 0 | 0 | 0 | 0 | 0 | 0 | 0 | 0 | 0 | 0 | 0 | 0 | 0
SCE Partnership Roll-up E3 Calculator - With Carbon Adder - Proposed Program Plan | [17 empty] | System | #N/A | [21 empty] | 0 | 0 | 0 | 0 | 0 | 0 | 0 | 0 | 0 | 0 | 0 | 0 | 0 | 0 | 0 | 0 | 0 | 0 | 0 | 0 | 0 | 0 | 0 | 0 | 0 | 0 | 0 | 0 | 0
SCE Partnership Roll-up E3 Calculator - With Carbon Adder - Proposed Program Plan | [17 empty] | System | #N/A | [21 empty] | 0 | 0 | 0 | 0 | 0 | 0 | 0 | 0 | 0 | 0 | 0 | 0 | 0 | 0 | 0 | 0 | 0 | 0 | 0 | 0 | 0 | 0 | 0 | 0 | 0 | 0 | 0 | 0 | 0
SCE Partnership Roll-up E3 Calculator - With Carbon Adder - Proposed Program Plan | [17 empty] | System | #N/A | [21 empty] | 0 | 0 | 0 | 0 | 0 | 0 | 0 | 0 | 0 | 0 | 0 | 0 | 0 | 0 | 0 | 0 | 0 | 0 | 0 | 0 | 0 | 0 | 0 | 0 | 0 | 0 | 0 | 0 | 0
SCE Partnership Roll-up E3 Calculator - With Carbon Adder - Proposed Program Plan | [17 empty] | System | #N/A | [21 empty] | 0 | 0 | 0 | 0 | 0 | 0 | 0 | 0 | 0 | 0 | 0 | 0 | 0 | 0 | 0 | 0 | 0 | 0 | 0 | 0 | 0 | 0 | 0 | 0 | 0 | 0 | 0 | 0 | 0
SCE Partnership Roll-up E3 Calculator - With Carbon Adder - Proposed Program Plan | [17 empty] | System | #N/A | [21 empty] | 0 | 0 | 0 | 0 | 0 | 0 | 0 | 0 | 0 | 0 | 0 | 0 | 0 | 0 | 0 | 0 | 0 | 0 | 0 | 0 | 0 | 0 | 0 | 0 | 0 | 0 | 0 | 0 | 0
SCE Partnership Roll-up E3 Calculator - With Carbon Adder - Proposed Program Plan | [17 empty] | System | #N/A | [21 empty] | 0 | 0 | 0 | 0 | 0 | 0 | 0 | 0 | 0 | 0 | 0 | 0 | 0 | 0 | 0 | 0 | 0 | 0 | 0 | 0 | 0 | 0 | 0 | 0 | 0 | 0 | 0 | 0 | 0
SCE Partnership Roll-up E3 Calculator - With Carbon Adder - Proposed Program Plan | [17 empty] | System | #N/A | [21 empty] | 0 | 0 | 0 | 0 | 0 | 0 | 0 | 0 | 0 | 0 | 0 | 0 | 0 | 0 | 0 | 0 | 0 | 0 | 0 | 0 | 0 | 0 | 0 | 0 | 0 | 0 | 0 | 0 | 0
SCE Partnership Roll-up E3 Calculator - With Carbon Adder - Proposed Program Plan | [17 empty] | System | #N/A | [21 empty] | 0 | 0 | 0 | 0 | 0 | 0 | 0 | 0 | 0 | 0 | 0 | 0 | 0 | 0 | 0 | 0 | 0 | 0 | 0 | 0 | 0 | 0 | 0 | 0 | 0 | 0 | 0 | 0 | 0
SCE Partnership Roll-up E3 Calculator - With Carbon Adder - Proposed Program Plan | [17 empty] | System | #N/A | [21 empty] | 0 | 0 | 0 | 0 | 0 | 0 | 0 | 0 | 0 | 0 | 0 | 0 | 0 | 0 | 0 | 0 | 0 | 0 | 0 | 0 | 0 | 0 | 0 | 0 | 0 | 0 | 0 | 0 | 0
SCE Partnership Roll-up E3 Calculator - With Carbon Adder - Proposed Program Plan | [17 empty] | System | #N/A | [21 empty] | 0 | 0 | 0 | 0 | 0 | 0 | 0 | 0 | 0 | 0 | 0 | 0 | 0 | 0 | 0 | 0 | 0 | 0 | 0 | 0 | 0 | 0 | 0 | 0 | 0 | 0 | 0 | 0 | 0
SCE Partnership Roll-up E3 Calculator - With Carbon Adder - Proposed Program Plan | [17 empty] | System | #N/A | [21 empty] | 0 | 0 | 0 | 0 | 0 | 0 | 0 | 0 | 0 | 0 | 0 | 0 | 0 | 0 | 0 | 0 | 0 | 0 | 0 | 0 | 0 | 0 | 0 | 0 | 0 | 0 | 0 | 0 | 0
SCE Partnership Roll-up E3 Calculator - With Carbon Adder - Proposed Program Plan | [17 empty] | System | #N/A | [21 empty] | 0 | 0 | 0 | 0 | 0 | 0 | 0 | 0 | 0 | 0 | 0 | 0 | 0 | 0 | 0 | 0 | 0 | 0 | 0 | 0 | 0 | 0 | 0 | 0 | 0 | 0 | 0 | 0 | 0
SCE Partnership Roll-up E3 Calculator - With Carbon Adder - Proposed Program Plan | Do NOT enter program data in this row or below. The Spreadsheet will not evaluate any such data.
Lists of Dimensions and their Labels
|  |  | Climate Zones |  |  |  | Measure Types for Measure Life | Measure Types for NTGR | Gas Sector | Gas Savings Profile | Combustor Type |  | RES | DEER:Indoor_CFL_Ltg | DEER:RefgFrzr_HighEff | DEER:RefgFrzr_Recyc-Conditioned | DEER:RefgFrzr_Recyc-UnConditioned | DEER:HVAC_Eff_AC | DEER:HVAC_Duct_Sealing | DEER:HVAC_Refrig_Charge | DEER:Refg_Chrg_Duct_Seal | DEER:RefgFrzr_Recycling
|  |  | 6 |  |  |  | NONRESIDENTIAL MEASURES: |  | Residential | Summer Only | Large Boilers (>100 MMBtu/hr Heat Input):Uncontrolled |  | NON_RES | DEER:Indoor_CFL_Ltg | DEER:Indoor_Non-CFL_Ltg | DEER:HVAC_Chillers | DEER:HVAC_Refrig_Charge | DEER:HVAC_Split-Package_AC | DEER:HVAC_Duct_Sealing
|  |  | 8 |  |  |  | **************************************************************** | Appliance early retirement and replacement 0.80 | Commercial | Winter Only | Large Boilers (>100 MMBtu/hr Heat Input):Controlled Low NOx Burner |  | Residential | AC-NC | Heat_Pump-NC | Refrig-RC | AC_Cooling-RC | HeatPump_Heating_Only-RC | HeatPump_ThroughWall-RC | HeatPump_WtrHt-RC | HorizAxisClothesWasher-RC | CFL-RC | Residential Pool Pumps
|  |  | 9 |  |  |  | Ballast – Dimmable: NR - 11 | California Home Energy Efficiency Rating System (CHEERS) | Core | Annual | Large Boilers (>100 MMBtu/hr Heat Input):Controlled – Flue Gas Recirculation |  | Small_Office | Hi_Perf_Glass-NC | Lo_Gain_Wndw-NC | Wtr_Cool_Chiller-NC | Package_AC-NC | <65K_AC_Split-NC | <65K_AC_Pckg-NC | <65K_EvapCool-NC | 65K-135K_Air_AC-NC | 65K-135_Wtr_AC-NC | >135K_Air_AC-NC | >135K_Wtr_AC-NC | Hi_Eff_AC_Mtr-NC | Var_Spd_AC_Mtr-NC | DayLt_Cntrl-NC | Lighting-NC | Economy_cycle-Ret | New_AC-Ret | New_HtPmp-Ret | Roof_insul-Ret | Wall_insul-Ret | Window_Tint-Ret | Reduce_Cooling_Load-Ret | IndoorLt | Occupancy Sensor | Refrigeration | DayLt & Controls | Perimter Lt Control | 2010 Qtr 1: Pool HtPmp; 2010 Qtr 2: DHW HtPmp
|  |  | 10 |  |  |  | Ballast – Electronic: NR - 11 | Residential Audits 0.72 |  |  | Small Boilers (<100 MMBtu/hr Heat Input):Uncontrolled |  | Large_Office | Hi_Perf_Glass-NC | Lo_Gain_Wndw-NC | Wtr_Cool_Chiller-NC | >135K_Air_AC-NC | >135K_Wtr_AC-NC | Hi_Eff_AC_Mtr-NC | Var_Spd_AC_Mtr-NC | DayLt_Cntrl-NC | Lighting-NC | Economy_cycle-Ret | New_AC-Ret | New_HtPmp-Ret | Roof_insul-Ret | Wall_insul-Ret | Window_Tint-Ret | Reduce_Cooling_Load-Ret | IndoorLt | Occupancy Sensor | Refrigeration | DayLt & Controls | Perimter Lt Control | Pool HtPmp | DHW HtPmp | bar: 2010 Qtr 1 to 2010 Qtr 2
|  |  | 13 |  |  |  | Fluorescent Fixture – T8: C/I/A - 11 | Refrigerator Recycling 0.35 |  |  | Small Boilers (<100 MMBtu/hr Heat Input):Controlled Low NOx Burner |  | Small_Retail_Store | Package_AC-NC | <65K_AC_Split-NC | <65K_AC_Pckg-NC | <65K_EvapCool-NC | 65K-135K_Air_AC-NC | 65K-135_Wtr_AC-NC | Lighting-NC | Economy_cycle-Ret | Evap_Cooling-Ret | Replace_Chiller-Ret | New_AC-Ret | New_HtPmp-Ret | Roof_insul-Ret | Wall_insul-Ret | Reduce_Cooling_Load-Ret | IndoorLt | Occupancy Sensor | Refrigeration | DayLt & Controls | Perimter Lt Control | Pool HtPmp | DHW HtPmp | bar: 2010 Qtr 1 to 2010 Qtr 2
|  |  | 14 |  |  |  | Fixture: T8 Lamp & Electronic Ballast: C/I/A - 11 | Freezer Recycling 0.54 |  |  | Small Boilers (<100 MMBtu/hr Heat Input):Controlled – Flue Gas Recirculation |  | Large_Retail_Store | Wtr_Cool_Chiller-NC | >135K_Air_AC-NC | >135K_Wtr_AC-NC | Hi_Eff_AC_Mtr-NC | Var_Spd_AC_Mtr-NC | Lighting-NC | Economy_cycle-Ret | Evap_Cooling-Ret | Replace_Chiller-Ret | New_AC-Ret | New_HtPmp-Ret | Roof_insul-Ret | Wall_insul-Ret | Reduce_Cooling_Load-Ret | IndoorLt | Occupancy Sensor | Refrigeration | DayLt & Controls | Perimter Lt Control | Pool HtPmp | DHW HtPmp | bar: 2010 Qtr 1 to 2010 Qtr 2
|  |  | 15 |  |  |  | T8 Fixtures – 17 Watt Lamp, 2ft or 32-watt Lamp, 4ft 11 | Residential Contractor Program 0.89 |  |  | Residential Furnaces (<0.3):Uncontrolled |  | Grocery_Store | Hi_Perf_Glass-NC | Lo_Gain_Wndw-NC | Wtr_Cool_Chiller-NC | 65K-135_Wtr_AC-NC | >135K_Air_AC-NC | >135K_Wtr_AC-NC | Hi_Eff_AC_Mtr-NC | Var_Spd_AC_Mtr-NC | DayLt_Cntrl-NC | Lighting-NC | Refrigeration | DayLt & Controls | Perimter Lt Control | Pool HtPmp | DHW HtPmp | bar: 2010 Qtr 1 to 2010 Qtr 2
|  |  | 16 |  |  |  | T8 Lamps: C/I/A - 5 | Emerging Technologies 0.83 |  |  |  |  | Food_Store | New_AC-Ret | New_HtPmp-Ret | Roof_insul-Ret | Wall_insul-Ret | Reduce_Cooling_Load-Ret | Lower_Cond_temp-Ret | IndoorLt | Refrigeration | DayLt & Controls | Perimter Lt Control | Pool HtPmp | DHW HtPmp | bar: 2010 Qtr 1 to 2010 Qtr 2
|  |  | System |  |  |  | High Efficiency Lighting (HID): NR - 16 | All other residential programs 0.80 |  |  |  |  | Restaurant | Economy_cycle-Ret | Evap_Cooling-Ret | New_AC-Ret | New_HtPmp-Ret | IndoorLt | Refrigeration | DayLt & Controls | Perimter Lt Control | Pool HtPmp | DHW HtPmp | bar: 2010 Qtr 1 to 2010 Qtr 2
[7 empty] | High Output T5 Fixture: NR - 16 |  | Electric Rate | Gas Rate |  |  | Fast_Food_Restaurant | Hi_Perf_Glass-NC | Lo_Gain_Wndw-NC | Package_AC-NC | <65K_AC_Split-NC | <65K_AC_Pckg-NC | <65K_EvapCool-NC | 65K-135K_Air_AC-NC | 65K-135_Wtr_AC-NC | DayLt_Cntrl-NC | Lighting-NC | Refrigeration | DayLt & Controls | Perimter Lt Control | Pool HtPmp | DHW HtPmp | bar: 2010 Qtr 1 to 2010 Qtr 2
[7 empty] | Indoor or Outdoor Lighting System Modification: NR - 13.5 | Advanced water heating systems 1.00 | System | System |  |  | Sit_Down_Restaurant | Hi_Perf_Glass-NC | Lo_Gain_Wndw-NC | <65K_AC_Split-NC | <65K_AC_Pckg-NC | <65K_EvapCool-NC | 65K-135K_Air_AC-NC | 65K-135_Wtr_AC-NC | >135K_Air_AC-NC | >135K_Wtr_AC-NC | DayLt_Cntrl-NC | Lighting-NC | Refrigeration | DayLt & Controls | Perimter Lt Control | Pool HtPmp | DHW HtPmp | bar: 2010 Qtr 1 to 2010 Qtr 2
[7 empty] | Lighting Controls: NR - 16 | Agricultural and Dairy Incentives 0.75 | System | System |  |  | Storage_Building | <65K_AC_Split-NC | <65K_AC_Pckg-NC | <65K_EvapCool-NC | >135K_Air_AC-NC | >135K_Wtr_AC-NC | Lighting-NC | Refrigeration | DayLt & Controls | Perimter Lt Control | Pool HtPmp | DHW HtPmp | bar: 2010 Qtr 1 to 2010 Qtr 2
[7 empty] | Daylighting Controls; NR - 16 | Coin Laundry and Dry Cleaner Education 0.70 | System | 0 |  |  | Refrigerated_Warehouse | New_AC-Ret | New_HtPmp-Ret | IndoorLt | Refrigeration | DayLt & Controls | Perimter Lt Control | Pool HtPmp | DHW HtPmp | bar: 2010 Qtr 1 to 2010 Qtr 2
[7 empty] | Lighting Power Density: NR - 11 | Commercial and agricultural information, tools, or design assistance services | System |  |  |  | Non-Refrig._Warehouse | New_AC-Ret | New_HtPmp-Ret | Roof_insul-Ret | Wall_insul-Ret | Reduce_Cooling_Load-Ret | IndoorLt | Occupancy Sensor | Refrigeration | DayLt & Controls | Perimter Lt Control | Pool HtPmp | DHW HtPmp | bar: 2010 Qtr 1 to 2010 Qtr 2
[7 empty] | Exit Sign – CF Hardware Kit/LED/ Electro-Luminescent: NR - 16 | Comprehensive Space Conditioning 1.00 | System |  |  |  | Hotel_Motel | Wtr_Cool_Chiller-NC | Package_AC-NC | >135K_Air_AC-NC | >135K_Wtr_AC-NC | Var_Spd_AC_Mtr-NC | Lighting-NC | Replace_Chiller-Ret | New_AC-Ret | New_HtPmp-Ret | Roof_insul-Ret | Wall_insul-Ret | Reduce_Cooling_Load-Ret | IndoorLt | Occupancy Sensor | Refrigeration | DayLt & Controls | Perimter Lt Control | Pool HtPmp | DHW HtPmp | bar: 2010 Qtr 1 to 2010 Qtr 2
[7 empty] | Occupancy Sensor: NR - 8 | Lodging Education 0.70 |  |  |  |  | Medical_Clinic | Replace_Chiller-Ret | New_AC-Ret | New_HtPmp-Ret | Roof_insul-Ret | Wall_insul-Ret | IndoorLt | Refrigeration | DayLt & Controls | Perimter Lt Control | Pool HtPmp | DHW HtPmp | bar: 2010 Qtr 1 to 2010 Qtr 2
[7 empty] | Photocell: NR - 8 | Express Efficiency (rebates) 0.96 |  |  |  |  | School | Hi_Perf_Glass-NC | Lo_Gain_Wndw-NC | Wtr_Cool_Chiller-NC | Package_AC-NC | >135K_Air_AC-NC | >135K_Wtr_AC-NC | Hi_Eff_AC_Mtr-NC | Var_Spd_AC_Mtr-NC | DayLt_Cntrl-NC | Lighting-NC | Refrigeration | DayLt & Controls | Perimter Lt Control | Pool HtPmp | DHW HtPmp | bar: 2010 Qtr 1 to 2010 Qtr 2
[7 empty] | Time Clock – Lighting: NR - 8 | Energy Management Services, including audits (for small and medium customers) |  |  |  |  | K_thru_12_School | New_AC-Ret | New_HtPmp-Ret | Roof_insul-Ret | Wall_insul-Ret | IndoorLt | Occupancy Sensor | Refrigeration | DayLt & Controls | Perimter Lt Control | Pool HtPmp | DHW HtPmp | bar: 2010 Qtr 1 to 2010 Qtr 2
[7 empty] | Induction Lamps: NR - 2 | Food Services Equipment Retrofit 1.00 |  |  |  |  | College_University | Hi_Perf_Glass-NC | Lo_Gain_Wndw-NC | Wtr_Cool_Chiller-NC | 65K-135K_Air_AC-NC | 65K-135_Wtr_AC-NC | >135K_Air_AC-NC | >135K_Wtr_AC-NC | Hi_Eff_AC_Mtr-NC | Var_Spd_AC_Mtr-NC | DayLt_Cntrl-NC | Lighting-NC | Economy_cycle-Ret | Evap_Cooling-Ret | New_AC-Ret | New_HtPmp-Ret | Roof_insul-Ret | Wall_insul-Ret | Reduce_Cooling_Load-Ret | IndoorLt | Refrigeration | DayLt & Controls | Perimter Lt Control | Pool HtPmp | DHW HtPmp | bar: 2010 Qtr 1 to 2010 Qtr 2
[7 empty] | Induction Fixture: NR - 16 | Industrial Information and Services 0.74 |  |  |  |  | Assembly | Hi_Perf_Glass-NC | Lo_Gain_Wndw-NC | Wtr_Cool_Chiller-NC | >135K_Air_AC-NC | >135K_Wtr_AC-NC | Hi_Eff_AC_Mtr-NC | Var_Spd_AC_Mtr-NC | DayLt_Cntrl-NC | Lighting-NC | Refrigeration | DayLt & Controls | Perimter Lt Control | Pool HtPmp | DHW HtPmp | bar: 2010 Qtr 1 to 2010 Qtr 2
[7 empty] | Delamp/reflectors: C/I - 11 | Large Standard Performance Contract 0.70 |  |  |  |  | Trans_Comm_Util | Replace_Chiller-Ret | New_AC-Ret | New_HtPmp-Ret | Roof_insul-Ret | Wall_insul-Ret | Reduce_Cooling_Load-Ret | IndoorLt | Occupancy Sensor | Refrigeration | DayLt & Controls | Perimter Lt Control | Pool HtPmp | DHW HtPmp | bar: 2010 Qtr 1 to 2010 Qtr 2
[7 empty] | Optical Reflectors- new construction: Ind, NRNC - 12 | All other nonresidential programs 0.80 |  |  |  |  | Misc._Commercial | Economy_cycle-Ret | New_AC-Ret | New_HtPmp-Ret | Roof_insul-Ret | Wall_insul-Ret | Reduce_Cooling_Load-Ret | IndoorLt | Outdoor Lt | DayLt & Controls | Perimter Lt Control | Pool HtPmp | DHW HtPmp | Frig Barrier | Refrigeration | Commercial Whole Building | Occupancy Sensor | bar: 2010 Qtr 1 to 2010 Qtr 2
[7 empty] | Optical Reflectors- retrofit: NR - 10 | New Construction |  |  |  |  | Industrial | Replace_Chiller-Ret | New_AC-Ret | New_HtPmp-Ret | Roof_insul-Ret | Wall_insul-Ret | Reduce_Cooling_Load-Ret | IndoorLt | Industrial | Occupancy Sensor | Refrigeration | DayLt & Controls | Perimter Lt Control | Pool HtPmp | DHW HtPmp | bar: 2010 Qtr 1 to 2010 Qtr 2
[7 empty] | HID fixture: Interior, >= 176 Watts lamp: Ind - 16 | Industrial and Agricultural Process 0.94 |  |  |  |  | Agricultural | Replace_Chiller-Ret | New_AC-Ret | New_HtPmp-Ret | Roof_insul-Ret | Wall_insul-Ret | Reduce_Cooling_Load-Ret | IndoorLt | Ag & Water Pumping | Occupancy Sensor | Refrigeration | DayLt & Controls | Perimter Lt Control | Pool HtPmp | DHW HtPmp | bar: 2010 Qtr 1 to 2010 Qtr 2
[7 empty] | HID fixture: Interior, 251-400 Watt lamp: Com - 16 | Industrial new construction incentives 0.62 |  |  |  |  | Hospital | Hi_Perf_Glass-NC | Lo_Gain_Wndw-NC | Wtr_Cool_Chiller-NC | >135K_Air_AC-NC | >135K_Wtr_AC-NC | Hi_Eff_AC_Mtr-NC | Var_Spd_AC_Mtr-NC | DayLt_Cntrl-NC | Lighting-NC | Replace_Chiller-Ret | New_AC-Ret | New_HtPmp-Ret | Roof_insul-Ret | Wall_insul-Ret | IndoorLt | Refrigeration | DayLt & Controls | Perimter Lt Control | Pool HtPmp | DHW HtPmp | bar: 2010 Qtr 1 to 2010 Qtr 2
[7 empty] | CFL Fixture: Pin based CFL fixture: Com - 12.0 | Savings by Design 0.82
[7 empty] | Screw-in CFL: Education - Primary School: NR - 5.6 | All other new construction programs 0.80
[7 empty] | Screw-in CFL: Education - Secondary School: NR - 3.5 | Large Standard Performance Contract 0.7011
[7 empty] | Screw-in CFL: Education - Community College: NR - 2.1 | Savings by Design 0.8212
Screw-in CFL: Education - University: NR - 2.6
Screw-in CFL: Grocery: NR - 1.4
Screw-in CFL: Health/Medical - Hospital: NR - 0.9
Screw-in CFL: Health/Medical - Nursing Home: NR - 0.9
Screw-in CFL: Lodging - Hotel: NR - 0.9
Screw-in CFL: Lodging - Motel: NR - 0.9
Screw-in CFL: Lodging - Guest Rooms: NR - 7.0
Screw-in CFL: Manufacturing - Light Industrial: NR - 2.8
Screw-in CFL: Office - Large: NR - 2.9
Screw-in CFL: Office - Small: NR - 3.2
Screw-in CFL: Restaurant - Sit-Down: NR - 2.3
Screw-in CFL: Restaurant - Fast-Food: NR - 1.3
Screw-in CFL: Retail - 3-Story Large: NR - 1.9
Screw-in CFL: Retail - Single-Story Large: NR - 1.8
Screw-in CFL: Retail - Small: NR - 2.1
Screw-in CFL: Storage - Conditioned: NR - 2.8
Screw-in CFL: Storage - Unconditioned: NR - 2.8
Screw-in CFL: Warehouse - Refrigerated: NR - 3.1
HVAC/Refrigeration – SPC: NR - 16
Chiller – High Efficiency: NR - 20
Chiller – Variable Speed Drive: NR - 20
Water Cooled Chillers: NR - 20
Air Conditioners – High Efficiency: NR - 15
Packaged HVAC Systems: NR - 15
Install HVAC EMS: Com - 14
AC Packaged Terminal Units: NR - 15
Evaporative Coolers: NR - 15
Boiler – High Efficiency: NR - 20
Cooling Towers/Evaporative Condenser: NR - 15
Heat Pump – Split System: NR - 15
Heat Pump with Integrated Water Heating: NR - 10
Ground Source Heat Pump: NR - 15
Reduce Internal Load: NR - 15
Insulation: NR - 20
Insulation Package: NR - 20
Reflective Window Film: NR - 10
Bypass/Delay Timer(lighting): NR - 8
Set-Back Thermostat: NR - 11
Time Clock - HVAC: NR - 10
HVAC/Space Heating/Efficiency (Gas): NR - 18
Nonresidential Gas – AC: NR - 20
Adjustable speed drive, application unknown: Ag - 10
Adjustable speed drive, application unknown: Com - 10
Adjustable Speed Drive: HVAC fan, 50 HP Max: Com - 10
Pump repair: Ag - 11
Injection molding machines: Ind - 15
Plastic extusion equipment: Ind - 15
Process cooling: Ind - 15
Process equipment insulation: Ind - 15
Horizontal Clothes Washer: NR - 10
Efficient Dishwashing: NR - 5
Water Heater Controls: NR - 15
Cooking measures , Assorted: Com - 12
Water Heater – Gas: NR - 15
Domestic Hot Water Boiler (Gas): NR - 20
Auto Closer for Cooler/Freezer: NR - 8
Door Gaskets: NR - 4
Floating Head Pressure: NR - 16
Heatless Door: NR - 16
Humidistat Control for Anti-Sweat Heater: NR - 12
Insulation on Refrigeration Suction Line: NR - 11
Night Covers for Display Cases: NR - 5
PSC Evaporator Motor – Walkin/ Display: NR - 15
Refrigeration Case Doors – Glass/Acrylic: NR - 12
Refrigerator Case with Doors: NR - 12
Refrigerator Condensate Evaporator – Elec/Non Elec: NR - 8
Strip Curtains for Walk-Ins: NR - 4
Ballast: Electronic, for display case: NR - 11
Defrost: NR - 16
FHP & EFF Conditioner: NR - 16
High-efficiency Liquid Suction Heat Exchangers: NR - 16
Night Shields on Refrigerator and Freezer Cases: NR - 5
Walk-in Refrigerator or Freezer: Evaporative Fan Controller: NR - 5
Multiplec Refrigeration Systems/Supermarket Systems: NR - 10
Kiln/Oven/Furnace: NR - 18
Thermal Night Curtains: NR - 5
Custom Measures – SPC: NR - 15
Local Government Partnership: NR - 11
Audits: NR - 3
Plug Load Sensor: NR - 10
Information: NR - 1
High Efficiency Motors: NR - 15
Process Overhaul: NR - 20
System Controls: NR - 15
RESIDENTIAL MEASURES
****************************************************************
T8 Fixtures ; lamp or ballast: Res - 15
Pin based CFL Fixture: Res - 16
CFL: Indoor Screw in: Res - 9.4
CFL: Outdoor Screw in: Res - 7
Torchiere: Res - 9
Air Conditioners with SEER >= 11.0: Res - 18
Central Air Conditioners: Res - 18
Duct Testing: Res NC - 18
High Energy Efficiency Ducts: Res - 18
Whole House Fan: Res - 15
Evaporative Cooler: Res - 15
Glazing - Low E Double / Low Shade Coefficient: Res - 20
Heat Pump - Electric: Res - 15
Insulation - Ceiling / Floor / Walls: Res - 20
A/C with Integrated Water Heating: Res - 10
Programmable Thermostat: Res - 12
Audits: Res - 3
Gas Cooktops: Res - 20
Gas Dryer Stub: Res - 18
Energy-Efficient Furnaces: Res - 18
Refrigerator Recycling: Res - 10
Refrigerator - Energy Efficient; 20% more efficient: Res - 18
Refrigerators: Res - 18
GENERIC USEFUL LIVES:
****************************************************************
0.1
0.2
0.3
0.4
0.5
0.6
0.7
0.8
0.9
1
1.1
1.2
1.3
1.4
1.5
1.6
1.7
1.8
1.9
2
2.1
2.2
2.3
2.4
2.5
2.6
2.7
2.8
2.9
3
3.1
3.2
3.3
3.4
3.5
3.6
3.7
3.8
3.9
4
4.1
4.2
4.3
4.4
4.5
4.6
4.7
4.8
4.9
5
5.1
5.2
5.3
5.4
5.5
5.6
5.7
5.8
5.9
6
6.1
6.2
6.3
6.4
6.5
6.6
6.7
6.8
6.9
7
7.1
7.2
7.3
7.4
7.5
7.6
7.7
7.8
7.9
8
8.1
8.2
8.3
8.4
8.5
8.6
8.7
8.8
8.9
9
9.1
9.2
9.3
9.4
9.5
9.6
9.7
9.8
9.9
10
10.1
10.2
10.3
10.4
10.5
10.6
10.7
10.8
10.9
11
11.1
11.2
11.3
11.4
11.5
11.6
11.7
11.8
11.9
12
12.1
12.2
12.3
12.4
12.5
12.6
12.7
12.8
12.9
13
13.1
13.2
13.3
13.4
13.5
13.6
13.7
13.8
13.9
14
14.1
14.2
14.3
14.4
14.5
14.6
14.7
14.8
14.9
15
15.1
15.2
15.3
15.4
15.5
15.6
15.7
15.8
15.9
16
16.1
16.2
16.3
16.4
16.5
16.6
16.7
16.8
16.9
17
17.1
17.2
17.3
17.4
17.5
17.6
17.7
17.8
17.9
18
18.1
18.2
18.3
18.4
18.5
18.6
18.7
18.8
18.9
19
19.1
19.2
19.3
19.4
19.5
19.6
19.7
19.8
19.9
20
21
22
23
24
25
26
27
28
29
30