## Export
PROGRAM NAME | SCE Third Party Roll-up E3 Calculator - With Carbon Adder - Proposed Program Plan
BUDGET
Administrative Costs
Overhead and G&A | 36607185.0336
Other Administrative Costs | 42146880.4392
Marketing/Outreach | 57322658.2439
Incentives and Rebates
d.i. User Input Incentive | 3033851.37
d.ii. Rebate | 139611096.6241
d.iii. Direct Install Labor | 67979815.6121
d.iv. Direct Install Materials | 61871008.0639
d.v. Upstream payments | 35920845.0694
Activity | 124865293.7022
Installation | 0
Hardware & Materials | 0
Rebate Processing & Inspection | 1179868
EM&V Costs | 40792429.8671
Budget | 611330932.0254
Costs recovered from other sources | 0
Budget (plus other costs) | 611330932.0254
PROGRAM IMPACTS
Program Reductions for Measures installed through 2011
User Entered kW (kW) | 294589.3947
Net Jul-Sept Peak (kW) | 329058.9562
Net Dec-Feb Peak (kW) | 158341.2873
Net NCP (kW) | 379553.4945
Net CEC (kW) | 281786.3172
Annual Net kWh | 1298554457.2476
Lifecycle Net kWh | 15895724790.664
Annual Net Therms | 0
Lifecycle Net Therms | 0
Program Reductions for Measures installed through 2015
User Entered kW (kW) | 310736.6223
Net Jul-Sept Peak (kW) | 345318.8606
Net Dec-Feb Peak (kW) | 162405.8343
Net NCP (kW) | 475612.9551
Net CEC (kW) | 289125.4011
Annual Net kWh | 1332375120.0491
Lifecycle Net kWh | 16330732217.2766
Annual Net Therms | 0
Lifecycle Net Therms | 0
Cost Effectiveness for all measures installed through 2015
TRC
Costs | 868074396.0386
Electric Benefits | 1326013814.5617
Gas Benefits | 0
Net Benefits (NPV) | 457939418.5231
BC Ratio | 1.5275
PAC
Costs | 567409904.6251
Electric Benefits | 1326013814.5617
Gas Benefits | 0
Net Benefits (NPV) | 758603909.9365
BC Ratio | 2.337
Levelized Cost
Levelized Cost TRC ($/kWh )
Discounted kWh | 8838002710.1017
Cost | 0.097877
Benefits | 0.15004
Benefit-Cost | 0.052158
Levelized Cost PAC ($/kWh)
Discounted kWh | 8838002710.1017
Cost | 0.064201
Benefits | 0.15004
Benefit-Cost | 0.085834
Levelized Cost TRC ($/therm)
Discounted Therms | 0
Cost | #DIV/0!
Benefits | #DIV/0!
Benefit-Cost | #DIV/0!
Levelized Cost PAC ($/therm)
Discounted Therms | 0
Cost | #DIV/0!
Benefits | #DIV/0!
Benefit-Cost | #DIV/0!
Emission Annual Reductions (2009-2011)
Electric Annual CO2 (tons) - 2009 | 198938.9422
2010 | 308777.9638
2011 | 254549.9305
Electric Lifecycle CO2 (tons) - 2009 | 2321238.6591
2010 | 3937419.1759
2011 | 3087255.1836
Electric Annual NOX (tons) - 2009 | 27.2211
2010 | 42.6526
2011 | 35.2784
Electric Lifecycle NOX (tons) - 2009 | 318.2674
2010 | 545.0163
2011 | 427.5199
Electric Annual SO2 (lbs) - 2009
2010
2011
Electric Lifecycle SO2 (lbs) - 2009
2010
2011
Gas Annual CO2 (tons) - 2009 | 0
2010 | 0
2011 | 0
Gas Lifecycle CO2 (tons) - 2009 | 0
2010 | 0
2011 | 0
Gas Annual NOX (tons) - 2009 | 0
2010 | 0
2011 | 0
Gas Lifecycle NOX (tons) - 2009 | 0
2010 | 0
2011 | 0
Gas Annual SO2 (lbs) - 2009
2010
2011
Gas Lifecycle SO2 (lbs) - 2009
2010
2011
Data below not currently used in Energy Division workbook
Levelized Cost RIM ($/therm)
Discounted Therms | 0
Cost | #DIV/0!
Benefits | #DIV/0!
Benefit-Cost | #DIV/0!
Levelized Cost RIM ($/kWh)
Discounted kWh | 8838002710.1017
Cost | 0.23039
Benefits | 0.15004
Benefit-Cost | #DIV/0!
RIM
Costs | 2036192367.9087
Electric Benefits | 1326013814.5617
Gas Benefits | 0
Net Benefits (NPV) | -710178553.347
BC Ratio | 0.65122
Impacts for all programs installed through 2015
Net July-Sept Peak (kW)
Clothes Dryer | 0
Clothes Washer | 285.485
Consumer Electronics | 0
Cooking | 0
Dishwasher | 0
Net Dec-Feb Pk (kW)
Clothes Dryer | 0
Clothes Washer | 388.495
Consumer Electronics | 0
Cooking | 0
Dishwasher | 0
Net CEC (kW)
Clothes Dryer | 0
Clothes Washer | 127.1409
Consumer Electronics | 0
Cooking | 0
Dishwasher | 0
Annual Net kWh
Clothes Dryer | 0
Clothes Washer | 585902.7752
Consumer Electronics | 0
Cooking | 0
Dishwasher | 0
Lifecycle Net kWh
Clothes Dryer | 0
Clothes Washer | 6595209.6894
Consumer Electronics | 0
Cooking | 0
Dishwasher | 0
Annual Net Therms
Clothes Dryer | 0
Clothes Washer | 0
Consumer Electronics | 0
Cooking | 0
Dishwasher | 0
Lifecycle Net Therms
Clothes Dryer | 0
Clothes Washer | 0
Consumer Electronics | 0
Cooking | 0
Dishwasher | 0

## Output by Measure
Southern California Edison
SCE Third Party Roll-up E3 Calculator - With Carbon Adder - Proposed Program Plan
SCE | [8 empty] | Levelized Benefits less Costs (TRC) |  |  |  | Levelized Benefits less Costs (PAC) |  |  |  | Benefit Cost Ratios
Net Impacts by Measure | [8 empty] | No Allocated Admin |  | w/ Allocated Admin |  | No Allocated Admin |  | w/ Allocated Admin |  | No Allocated Admin |  | w/ Allocated Admin
| Net Avg Jul-Sep (kW) | Net Dec-Feb Pk (kW) | Net CEC (kW) | Net User Entered kW | Annual kWh adj for Net to gross | Lifecycle kWh (Annual * Measure Life) | Annual Therms | Lifecycle Therms | Electric ($/kWh) | Gas ($/Th) | Electric ($/kWh) | Gas ($/Th) | Electric ($/kWh) | Gas ($/Th) | Electric ($/kWh) | Gas ($/Th) | TRC | PAC | TRC | PAC
Total or Average | 345318.8606 | 162405.8343 | 289125.4011 | 310736.6223 | 1332375120.0491 | 16330732217.2766 | 0 | 0 | 0.086432 | #DIV/0! | 0.052158 | #DIV/0! | 0.12045 | #DIV/0! | 0.085834 | #DIV/0!
RESIDENTIAL | 0 | 0 | 0 | 0 | 0 | 0 | 0 | 0 | 0 | 0 | 0 | 0 | 0 | 0 | 0 | 0 | 0 | 0 | 0 | 0
DEEMED MEASURES | 0 | 0 | 0 | 0 | 0 | 0 | 0 | 0 | 0 | 0 | 0 | 0 | 0 | 0 | 0 | 0 | 0 | 0 | 0 | 0
Appliances | 0 | 0 | 0 | 0 | 0 | 0 | 0 | 0 | 0 | 0 | 0 | 0 | 0 | 0 | 0 | 0 | 0 | 0 | 0 | 0
Laundry & Kitchen | 43.5401 | 59.2504 | 18.439 | 43.5401 | 84972.2357 | 934694.5925 | 0 | 0 | -1.6572 | 0 | -1.6906 | 0 | 0.01057 | 0 | -0.023143 | 0 | 0.081028 | 1.078 | 0.079556 | 0.86327
Refrigerators | 5.5751 | 3.1694 | 6.3829 | 5.9399 | 29414.0661 | 411796.9253 | 0 | 0 | 0.039032 | 0 | 0.0090713 | 0 | 0.084985 | 0 | 0.054725 | 0 | 1.4237 | 2.8408 | 1.0743 | 1.716
Appliances Recycling | 0 | 0 | 0 | 0 | 0 | 0 | 0 | 0 | 0 | 0 | 0 | 0 | 0 | 0 | 0 | 0 | 0 | 0 | 0 | 0
Refrigerators/Freezers | 35944.7063 | 20311.7004 | 41137.3523 | 29213.6841 | 189573052.08 | 1895730520.8 | 0 | 0 | 0.10753 | 0 | 0.077994 | 0 | 0.10753 | 0 | 0.077699 | 0 | 5.9432 | 5.9432 | 2.5208 | 2.5063
Room A/C | 0 | 0 | 0 | 0 | 0 | 0 | 0 | 0 | 0 | 0 | 0 | 0 | 0 | 0 | 0 | 0 | 0 | 0 | 0 | 0
Other | 0 | 0 | 0 | 0 | 0 | 0 | 0 | 0 | 0 | 0 | 0 | 0 | 0 | 0 | 0 | 0 | 0 | 0 | 0 | 0
Residential Audits | 2292.4171 | 2287.2842 | 3611.7046 | 6066 | 16643800 | 49931400 | 0 | 0 | 0.043132 | 0 | 0.013012 | 0 | 0.13185 | 0 | 0.10143 | 0 | 1.4862 | 0 | 1.1095 | 4.3341
Consumer Electronics | 0 | 0 | 0 | 0 | 0 | 0 | 0 | 0 | 0 | 0 | 0 | 0 | 0 | 0 | 0 | 0 | 0 | 0 | 0 | 0
Entertainment | 0 | 0 | 0 | 0 | 0 | 0 | 0 | 0 | 0 | 0 | 0 | 0 | 0 | 0 | 0 | 0 | 0 | 0 | 0 | 0
Home Office | 0 | 0 | 0 | 0 | 0 | 0 | 0 | 0 | 0 | 0 | 0 | 0 | 0 | 0 | 0 | 0 | 0 | 0 | 0 | 0
Other | 0 | 0 | 0 | 0 | 0 | 0 | 0 | 0 | 0 | 0 | 0 | 0 | 0 | 0 | 0 | 0 | 0 | 0 | 0 | 0
Water Heating | 0 | 0 | 0 | 0 | 0 | 0 | 0 | 0 | 0 | 0 | 0 | 0 | 0 | 0 | 0 | 0 | 0 | 0 | 0 | 0
Efficiency | 0 | 0 | 0 | 0 | 0 | 0 | 0 | 0 | 0 | 0 | 0 | 0 | 0 | 0 | 0 | 0 | 0 | 0 | 0 | 0
Use Reduction | 90.3113 | 153.9108 | 89.0798 | 90.3113 | 410505.8384 | 4105058.3843 | 0 | 0 | 0.11761 | 0 | 0.089062 | 0 | 0.11761 | 0 | 0.088776 | 0 | 16.9624 | 16.9624 | 3.4795 | 3.4521
Pool Pump | 0 | 0 | 0 | 0 | 0 | 0 | 0 | 0 | 0 | 0 | 0 | 0 | 0 | 0 | 0 | 0 | 0 | 0 | 0 | 0
Residential Other | 0 | 0 | 0 | 0 | 0 | 0 | 0 | 0 | 0 | 0 | 0 | 0 | 0 | 0 | 0 | 0 | 0 | 0 | 0 | 0
HVAC | 0 | 0 | 0 | 0 | 0 | 0 | 0 | 0 | 0 | 0 | 0 | 0 | 0 | 0 | 0 | 0 | 0 | 0 | 0 | 0
New Room AC | 0 | 0 | 0 | 0 | 0 | 0 | 0 | 0 | 0 | 0 | 0 | 0 | 0 | 0 | 0 | 0 | 0 | 0 | 0 | 0
New Package, Split System AC, etc. | 466.6135 | 3.6913 | 125.7732 | 448 | 579600 | 8694000 | 0 | 0 | 0.047635 | 0 | 0.0041924 | 0 | 0.088359 | 0 | 0.044482 | 0 | 1.3342 | 1.8679 | 1.0225 | 1.3053
Repair & Maintenance | 20121.3719 | 648.5441 | 5700.154 | 25805.3668 | 26267990.6228 | 197009929.6707 | 0 | 0 | 0.13421 | 0 | 0.089473 | 0 | 0.13421 | 0 | 0.089025 | 0 | 3.178 | 3.178 | 1.8413 | 1.8335
HVAC Ducts | 2152.0048 | 87.572 | 610.625 | 2871.2831 | 2813940.09 | 50650921.62 | 0 | 0 | 0.13847 | 0 | 0.094148 | 0 | 0.13889 | 0 | 0.09412 | 0 | 3.4924 | 3.5188 | 1.9426 | 1.9421
HVAC Envelope | 4.3326 | 0.39427 | 1.2034 | 4.3326 | 5545.7364 | 110914.7285 | 0 | 0 | -0.1886 | 0 | -0.23117 | 0 | -0.20002 | 0 | -0.24301 | 0 | 0.49698 | 0.4823 | 0.44631 | 0.434
HVAC Install - Operation | 0 | 0 | 0 | 0 | 0 | 0 | 0 | 0 | 0 | 0 | 0 | 0 | 0 | 0 | 0 | 0 | 0 | 0 | 0 | 0
HVAC Controls | 0 | 0 | 0 | 0 | 0 | 0 | 0 | 0 | 0 | 0 | 0 | 0 | 0 | 0 | 0 | 0 | 0 | 0 | 0 | 0
New Evap Coolers & Whole House Fans | 0 | 0 | 0 | 0 | 0 | 0 | 0 | 0 | 0 | 0 | 0 | 0 | 0 | 0 | 0 | 0 | 0 | 0 | 0 | 0
Lighting | 0 | 0 | 0 | 0 | 0 | 0 | 0 | 0 | 0 | 0 | 0 | 0 | 0 | 0 | 0 | 0 | 0 | 0 | 0 | 0
Screw-in CFL Interior (Downstream) | 5.9155 | 5.9023 | 9.3199 | 7.7085 | 42948.7028 | 270576.8276 | 0 | 0 | -0.0030982 | 0 | -0.033024 | 0 | -0.0030982 | 0 | -0.033324 | 0 | 0.9769 | 0.9769 | 0.79866 | 0.79721
Screw-in CFL Interior (Upstream - Traditional) | 0 | 0 | 0 | 0 | 0 | 0 | 0 | 0 | 0 | 0 | 0 | 0 | 0 | 0 | 0 | 0 | 0 | 0 | 0 | 0
Screw-in CFL Interior (Upstream - Specialty) | 0 | 0 | 0 | 0 | 0 | 0 | 0 | 0 | 0 | 0 | 0 | 0 | 0 | 0 | 0 | 0 | 0 | 0 | 0 | 0
Screw-in CFL Interior (Direct Install) | 1395.6793 | 1392.5543 | 2198.8936 | 1689.2809 | 10133150.433 | 63838847.728 | 0 | 0 | 0.10121 | 0 | 0.071281 | 0 | 0.10121 | 0 | 0.070981 | 0 | 4.3969 | 4.3969 | 2.1936 | 2.1826
Screw-in CFL Interior (Midstream) | 0 | 0 | 0 | 0 | 0 | 0 | 0 | 0 | 0 | 0 | 0 | 0 | 0 | 0 | 0 | 0 | 0 | 0 | 0 | 0
Screw-in CFL Interior (Giveaway) | 326.585 | 325.8537 | 514.5349 | 402.8875 | 2371128.3973 | 14938108.9027 | 0 | 0 | 0.11314 | 0 | 0.083217 | 0 | 0.11373 | 0 | 0.083505 | 0 | 7.3356 | 7.5853 | 2.7415 | 2.7582
CFL Fixture Interior (Midstream) | 0 | 0 | 0 | 0 | 0 | 0 | 0 | 0 | 0 | 0 | 0 | 0 | 0 | 0 | 0 | 0 | 0 | 0 | 0 | 0
CFL Fixture Interior (Upstream) | 0 | 0 | 0 | 0 | 0 | 0 | 0 | 0 | 0 | 0 | 0 | 0 | 0 | 0 | 0 | 0 | 0 | 0 | 0 | 0
CFL Fixture Interior (Direct Install) | 234.99 | 234.4638 | 370.2268 | 305.1935 | 1706114.475 | 26444774.3625 | 0 | 0 | 0.038449 | 0 | 0.0075991 | 0 | 0.038449 | 0 | 0.0072902 | 0 | 1.398 | 1.398 | 1.0596 | 1.0571
CFL Fixture Interior (Giveaway) | 1249.4719 | 1246.6742 | 1968.5437 | 781.2143 | 9071629.7417 | 145146075.8667 | 0 | 0 | 0.094113 | 0 | 0.063127 | 0 | 0.094113 | 0 | 0.062817 | 0 | 3.2663 | 3.2663 | 1.8706 | 1.8626
CFL Exterior | 0 | 0 | 256.307 | 0 | 1181138.325 | 2598504.315 | 0 | 0 | 0.082351 | 0 | 0.059495 | 0 | 0.082351 | 0 | 0.059266 | 0 | 5.652 | 5.652 | 2.4669 | 2.453
CFL Fixture Exterior (Midstream) | 0 | 0 | 0 | 0 | 0 | 0 | 0 | 0 | 0 | 0 | 0 | 0 | 0 | 0 | 0 | 0 | 0 | 0 | 0 | 0
CFL Fixture Exterior (Upstream) | 0 | 0 | 0 | 0 | 0 | 0 | 0 | 0 | 0 | 0 | 0 | 0 | 0 | 0 | 0 | 0 | 0 | 0 | 0 | 0
CFL Fixture Exterior (Direct Install) | 0 | 0 | 998.3436 | 0 | 4600661.55 | 73610584.8 | 0 | 0 | 0.077877 | 0 | 0.054616 | 0 | 0.077877 | 0 | 0.054383 | 0 | 4.2518 | 4.2518 | 2.1569 | 2.1463
LED Interior | 434.3328 | 433.3603 | 684.2916 | 0 | 3153417.559 | 25227340.4717 | 0 | 0 | 0.10968 | 0 | 0.079741 | 0 | 0.10968 | 0 | 0.079441 | 0 | 6.1295 | 6.1295 | 2.5537 | 2.5389
Interior Controls | 446.1745 | 445.1755 | 702.9482 | 441.15 | 3239392.5 | 25915140 | 0 | 0 | 0.092894 | 0 | 0.062959 | 0 | 0.092894 | 0 | 0.06266 | 0 | 3.4352 | 3.4352 | 1.9248 | 1.9163
Interior Exit Signs | 27.7859 | 27.7236 | 43.7766 | 28.0745 | 201735.6 | 3227769.6 | 0 | 0 | 0.11716 | 0 | 0.086233 | 0 | 0.11716 | 0 | 0.085924 | 0 | 7.4295 | 7.4295 | 2.7545 | 2.7373
Linear Flourescents Interior | 53.2498 | 53.1306 | 83.8951 | 48.7305 | 386613.5325 | 4407394.2705 | 0 | 0 | 0.037007 | 0 | 0.0067544 | 0 | 0.037007 | 0 | 0.0064514 | 0 | 1.3878 | 1.3878 | 1.0537 | 1.0512
Linear Flourescents (parking structures) Exterior | 0 | 0 | 0 | 0 | 0 | 0 | 0 | 0 | 0 | 0 | 0 | 0 | 0 | 0 | 0 | 0 | 0 | 0 | 0 | 0
Other Interior Lighting | 0 | 0 | 0 | 0 | 0 | 0 | 0 | 0 | 0 | 0 | 0 | 0 | 0 | 0 | 0 | 0 | 0 | 0 | 0 | 0
Other Exterior Lighting | 0 | 0 | 90.6881 | 0 | 417917.3062 | 6686676.8996 | 0 | 0 | 0.064465 | 0 | 0.041167 | 0 | 0.064465 | 0 | 0.040934 | 0 | 2.7181 | 2.7181 | 1.6769 | 1.6705
Refrigeration | 0 | 0 | 144.5074 | 0 | 665932.5 | 3329662.5 | 0 | 0 | 0.068767 | 0 | 0.042423 | 0 | 0.068767 | 0 | 0.042159 | 0 | 2.4771 | 2.4771 | 1.5819 | 1.5762
CUSTOMIZED MEASURES | 0 | 0 | 0 | 0 | 0 | 0 | 0 | 0 | 0 | 0 | 0 | 0 | 0 | 0 | 0 | 0 | 0 | 0 | 0 | 0
HVAC Equipment | 0 | 0 | 0 | 0 | 0 | 0 | 0 | 0 | 0 | 0 | 0 | 0 | 0 | 0 | 0 | 0 | 0 | 0 | 0 | 0
HVAC Envelope | 1415.0895 | 128.7731 | 309.1671 | 1415.0895 | 1424733.2853 | 21370999.2797 | 0 | 0 | -0.0093774 | 0 | -0.053683 | 0 | 0.054158 | 0 | 0.0094087 | 0 | 0.95388 | 1.3874 | 0.78321 | 1.051
Interior Lighting | 47.5536 | 47.4471 | 74.9207 | 43.8983 | 345256.8786 | 2175118.3353 | 0 | 0 | 0.034095 | 0 | 0.0040059 | 0 | -0.1091 | 0 | -0.13949 | 0 | 1.3493 | 0.54696 | 1.0314 | 0.48567
Exterior Lighting | 0 | 0 | 0 | 0 | 0 | 0 | 0 | 0 | 0 | 0 | 0 | 0 | 0 | 0 | 0 | 0 | 0 | 0 | 0 | 0
Whole Building | 17303.9512 | 1574.6596 | 4022.6389 | 17303.9512 | 18537506.4811 | 278062597.2163 | 0 | 0 | -0.13553 | 0 | -0.18062 | 0 | 0.096269 | 0 | 0.050728 | 0 | 0.59289 | 1.9521 | 0.52217 | 1.3459
Other | 241.9449 | 329.2446 | 108.7019 | 241.9449 | 500930.5395 | 5660515.0969 | 0 | 0 | -0.90088 | 0 | -0.9348 | 0 | 0.0069521 | 0 | -0.027314 | 0 | 0.14152 | 1.0491 | 0.13709 | 0.84465
NONRESIDENTIAL | 0 | 0 | 0 | 0 | 0 | 0 | 0 | 0 | 0 | 0 | 0 | 0 | 0 | 0 | 0 | 0 | 0 | 0 | 0 | 0
DEEMED MEASURES | 0 | 0 | 0 | 0 | 0 | 0 | 0 | 0 | 0 | 0 | 0 | 0 | 0 | 0 | 0 | 0 | 0 | 0 | 0 | 0
Nonresidential Audits | 0 | 0 | 0 | 0 | 0 | 0 | 0 | 0 | 0 | 0 | 0 | 0 | 0 | 0 | 0 | 0 | 0 | 0 | 0 | 0
Food Service | 29.4 | 28.9828 | 32.7451 | 29.4 | 150899 | 1810788 | 0 | 0 | -0.16108 | 0 | -0.19041 | 0 | 0.098991 | 0 | 0.069365 | 0 | 0.44355 | 4.3658 | 0.40275 | 2.175
Laundry General | 0 | 0 | 0 | 0 | 0 | 0 | 0 | 0 | 0 | 0 | 0 | 0 | 0 | 0 | 0 | 0 | 0 | 0 | 0 | 0
Agricultural | 0 | 0 | 0 | 0 | 0 | 0 | 0 | 0 | 0 | 0 | 0 | 0 | 0 | 0 | 0 | 0 | 0 | 0 | 0 | 0
Greenhouse | 0 | 0 | 0 | 0 | 0 | 0 | 0 | 0 | 0 | 0 | 0 | 0 | 0 | 0 | 0 | 0 | 0 | 0 | 0 | 0
Process | 0 | 0 | 0 | 0 | 0 | 0 | 0 | 0 | 0 | 0 | 0 | 0 | 0 | 0 | 0 | 0 | 0 | 0 | 0 | 0
Pumping | 0 | 0 | 0 | 0 | 0 | 0 | 0 | 0 | 0 | 0 | 0 | 0 | 0 | 0 | 0 | 0 | 0 | 0 | 0 | 0
Municipal Water | 0 | 0 | 0 | 0 | 0 | 0 | 0 | 0 | 0 | 0 | 0 | 0 | 0 | 0 | 0 | 0 | 0 | 0 | 0 | 0
Process | 0 | 0 | 0 | 0 | 0 | 0 | 0 | 0 | 0 | 0 | 0 | 0 | 0 | 0 | 0 | 0 | 0 | 0 | 0 | 0
Pumping | 0 | 0 | 0 | 0 | 0 | 0 | 0 | 0 | 0 | 0 | 0 | 0 | 0 | 0 | 0 | 0 | 0 | 0 | 0 | 0
Refrigeration | 0 | 0 | 0 | 0 | 0 | 0 | 0 | 0 | 0 | 0 | 0 | 0 | 0 | 0 | 0 | 0 | 0 | 0 | 0 | 0
Casework | -520.7823 | -484.3276 | 5.6654 | -520.7823 | 26107.8478 | 130539.2389 | 0 | 0 | -0.95682 | 0 | -0.77693 | 0 | -0.83904 | 0 | -0.65735 | 0 | -4.6499 | -15.2681 | 74.7233 | 6.0521
Compressors | 0 | 0 | 0 | 0 | 0 | 0 | 0 | 0 | 0 | 0 | 0 | 0 | 0 | 0 | 0 | 0 | 0 | 0 | 0 | 0
Condenser | 0 | 0 | 0 | 0 | 0 | 0 | 0 | 0 | 0 | 0 | 0 | 0 | 0 | 0 | 0 | 0 | 0 | 0 | 0 | 0
Controls & VSDs | 379.8612 | 353.2709 | 5860.3771 | 379.8612 | 27006345.892 | 280865997.2771 | 0 | 0 | 0.097087 | 0 | 0.069497 | 0 | 0.098123 | 0 | 0.070257 | 0 | 5.0986 | 5.3318 | 2.3553 | 2.3907
Dist to others | 332.7464 | 309.4542 | 869.3219 | 332.7464 | 4006091.8845 | 24036551.3071 | 0 | 0 | 0.096936 | 0 | 0.068692 | 0 | 0.096936 | 0 | 0.068409 | 0 | 4.6304 | 4.6304 | 2.2502 | 2.2387
Nonresidential Other (Downstream) | 0 | 0 | 0 | 0 | 0 | 0 | 0 | 0 | 0 | 0 | 0 | 0 | 0 | 0 | 0 | 0 | 0 | 0 | 0 | 0
Nonresidential Other (Upstream) | 0 | 0 | 0 | 0 | 0 | 0 | 0 | 0 | 0 | 0 | 0 | 0 | 0 | 0 | 0 | 0 | 0 | 0 | 0 | 0
Nonresidential Other (Direct Install) | 1067.8092 | 1067.8092 | 635.4241 | 1067.8092 | 2928221.871 | 29282218.71 | 0 | 0 | 0.14165 | 0 | 0.10729 | 0 | 0.14165 | 0 | 0.10695 | 0 | 17.205 | 17.205 | 3.4896 | 3.462
Nonresidential Other (Pump Tests) | 0 | 0 | 0 | 0 | 0 | 0 | 0 | 0 | 0 | 0 | 0 | 0 | 0 | 0 | 0 | 0 | 0 | 0 | 0 | 0
HVAC | 0 | 0 | 0 | 0 | 0 | 0 | 0 | 0 | 0 | 0 | 0 | 0 | 0 | 0 | 0 | 0 | 0 | 0 | 0 | 0
Commissioning | 0 | 0 | 0 | 0 | 0 | 0 | 0 | 0 | 0 | 0 | 0 | 0 | 0 | 0 | 0 | 0 | 0 | 0 | 0 | 0
Retrocommissioing | 0 | 0 | 334.1238 | 0 | 1539741 | 12317928 | 0 | 0 | 0.10356 | 0 | 0.070006 | 0 | 0.13041 | 0 | 0.096514 | 0 | 3.3899 | 8.9081 | 1.9104 | 2.9156
New AC Equipment: packaged, split, etc. (Downstream) | 81306.8595 | 15069.7466 | 41771.6524 | 33392.8524 | 192496093.8773 | 3387931252.241 | 0 | 0 | 0.063546 | 0 | 0.023223 | 0 | 0.1571 | 0 | 0.11637 | 0 | 1.5625 | 9.0913 | 1.1515 | 2.9349
New AC Equipment: packaged, split, etc. (Upstream) | 1831.0402 | 339.3725 | 940.7026 | 4673.088 | 4335035.04 | 65025525.6 | 0 | 0 | 0.043216 | 0 | 0.0035372 | 0 | 0.082882 | 0 | 0.042806 | 0 | 1.3312 | 1.9127 | 1.0208 | 1.327
New AC Equipment: packaged, split, etc. (Direct Install) | 1422.0257 | 263.5641 | 730.5701 | 1481.1674 | 3366682.6577 | 50500239.8662 | 0 | 0 | 0.13978 | 0 | 0.10013 | 0 | 0.13978 | 0 | 0.099737 | 0 | 5.1404 | 5.1404 | 2.3642 | 2.3515
Chillers | 16347.2797 | 2874.1006 | 9693.163 | 20396.5722 | 44668954.0479 | 893379080.9583 | 0 | 0 | 0.090512 | 0 | 0.051397 | 0 | 0.1548 | 0 | 0.1153 | 0 | 2.1214 | 10.4255 | 1.4289 | 3.0614
Controls & VSDs | 2739.6287 | 1700.8255 | 2308.634 | 2739.6287 | 10638866.485 | 124474737.8744 | 0 | 0 | 0.11347 | 0 | 0.076679 | 0 | 0.1281 | 0 | 0.090932 | 0 | 3.384 | 4.8844 | 1.9086 | 2.2964
Cooling Towers | 0 | 0 | 0 | 0 | 0 | 0 | 0 | 0 | 0 | 0 | 0 | 0 | 0 | 0 | 0 | 0 | 0 | 0 | 0 | 0
RCA (Direct Install) | 3446.5325 | 70.4011 | 1149.8856 | 4207.4747 | 5299011.9891 | 52990119.8912 | 0 | 0 | -0.015402 | 0 | -0.059518 | 0 | -0.015402 | 0 | -0.05996 | 0 | 0.92614 | 0.92614 | 0.76441 | 0.76308
RCA (Midstream) | 8035.8304 | 164.1451 | 2681.0383 | 9426.7447 | 12355015.3069 | 123550153.0691 | 0 | 0 | 0.10709 | 0 | 0.062898 | 0 | 0.12097 | 0 | 0.076333 | 0 | 2.24 | 2.6688 | 1.4817 | 1.6517
Fans | 219.772 | 136.4396 | 406.3841 | 219.772 | 1872738 | 28091070 | 0 | 0 | 0.13306 | 0 | 0.097164 | 0 | 0.1443 | 0 | 0.10804 | 0 | 6.5246 | 12.2336 | 2.6198 | 3.2003
Ducts | 0 | 0 | 0 | 0 | 0 | 0 | 0 | 0 | 0 | 0 | 0 | 0 | 0 | 0 | 0 | 0 | 0 | 0 | 0 | 0
Other Ventilation | 0 | 0 | 0 | 0 | 0 | 0 | 0 | 0 | 0 | 0 | 0 | 0 | 0 | 0 | 0 | 0 | 0 | 0 | 0 | 0
Economizers | 65.7667 | 40.8295 | 807.4706 | 65.7667 | 3721062.884 | 18977420.7082 | 0 | 0 | 0.089253 | 0 | 0.055324 | 0 | 0.10789 | 0 | 0.07362 | 0 | 2.5058 | 3.655 | 1.5936 | 1.9828
Envelope (Downsteam) | 874.1661 | 542.7027 | 424.9115 | 874.1661 | 1958117.6949 | 19581176.9489 | 0 | 0 | 0.092865 | 0 | 0.054161 | 0 | 0.14832 | 0 | 0.10923 | 0 | 2.2129 | 8.0275 | 1.4699 | 2.8145
Envelope (Direct Install) | 5961.2989 | 3700.9137 | 4653.2847 | 5961.2989 | 21443708.4611 | 214437084.6107 | 0 | 0 | 0.12964 | 0 | 0.092808 | 0 | 0.12964 | 0 | 0.092439 | 0 | 5.1031 | 5.1031 | 2.3563 | 2.3436
HVAC Other (Downstream) | 362.737 | 225.1956 | 684.3713 | 362.737 | 3153784.9789 | 25861036.8269 | 0 | 0 | -0.0029426 | 0 | -0.037744 | 0 | 0.12452 | 0 | 0.089374 | 0 | 0.98105 | 5.4759 | 0.80144 | 2.4193
HVAC Other (Direct Install) | 5537.7458 | 3437.962 | 990.7067 | 5537.7458 | 4565468.6098 | 12783312.1073 | 0 | 0 | -0.052038 | 0 | -0.097806 | 0 | -0.052038 | 0 | -0.098265 | 0 | 0.79382 | 0.79382 | 0.67197 | 0.67094
HVAC Other (Midstream) | 16777.984 | 10416.1645 | 4589.7483 | 16777.984 | 21150914.042 | 63452742.1261 | 0 | 0 | 0.083123 | 0 | 0.041365 | 0 | 0.12295 | 0 | 0.080771 | 0 | 1.8339 | 3.0542 | 1.2925 | 1.7917
Lighting | 0 | 0 | 0 | 0 | 0 | 0 | 0 | 0 | 0 | 0 | 0 | 0 | 0 | 0 | 0 | 0 | 0 | 0 | 0 | 0
Screw-in CFL Interior (Downstream) | 308.9933 | 259.8862 | 373.3715 | 406.4095 | 1720605.8403 | 12904543.8024 | 0 | 0 | 0.12544 | 0 | 0.094183 | 0 | 0.12834 | 0 | 0.096771 | 0 | 12.0112 | 16.1163 | 3.2083 | 3.4156
Screw-in CFL Interior (Upstream - Traditional) | 0 | 0 | 0 | 0 | 0 | 0 | 0 | 0 | 0 | 0 | 0 | 0 | 0 | 0 | 0 | 0 | 0 | 0 | 0 | 0
Screw-in CFL Interior (Upstream - Specialty) | 0 | 0 | 0 | 0 | 0 | 0 | 0 | 0 | 0 | 0 | 0 | 0 | 0 | 0 | 0 | 0 | 0 | 0 | 0 | 0
Screw-in CFL Interior (Direct Install) | 5609.9776 | 4718.4062 | 6778.8053 | 5781.994 | 31238733.9506 | 84344581.6665 | 0 | 0 | 0.11086 | 0 | 0.079481 | 0 | 0.11086 | 0 | 0.079167 | 0 | 5.1822 | 5.1822 | 2.373 | 2.3602
CFL Fixture Interior | 91.2799 | 76.7732 | 110.2979 | 122.6757 | 508285.3839 | 5946938.9916 | 0 | 0 | 0.12128 | 0 | 0.089442 | 0 | 0.13098 | 0 | 0.098823 | 0 | 7.7015 | 16.5975 | 2.7911 | 3.4367
Interior Exit Signs | 871.0265 | 731.2612 | 924.1912 | 588.2515 | 4258945.4846 | 68143127.7543 | 0 | 0 | 0.11914 | 0 | 0.085165 | 0 | 0.12041 | 0 | 0.086097 | 0 | 5.0279 | 5.2538 | 2.3401 | 2.3749
Linear Flourescents Interior (Downstream) | 8223.0466 | 6903.5724 | 8724.9546 | 11109.7845 | 40207164.0631 | 450320237.5072 | 0 | 0 | 0.091199 | 0 | 0.057975 | 0 | 0.1343 | 0 | 0.10075 | 0 | 2.6814 | 13.0622 | 1.6628 | 3.2543
Linear Flourescents Interior (Direct Install) | 37638.7606 | 31599.226 | 39936.1081 | 35155.6503 | 184037364.3213 | 2042814743.9669 | 0 | 0 | 0.09418 | 0 | 0.06103 | 0 | 0.09418 | 0 | 0.060698 | 0 | 2.849 | 2.849 | 1.7258 | 1.719
HID Interior | 0.17309 | 0.14531 | 0.18365 | 0.23368 | 846.3252 | 12694.878 | 0 | 0 | 0.1271 | 0 | 0.093307 | 0 | 0.1426 | 0 | 0.10847 | 0 | 7.1063 | 27.8426 | 2.7089 | 3.7503
LED Interior | 151.9821 | 127.595 | 161.2586 | 131.4339 | 743127.2179 | 11890035.4862 | 0 | 0 | 0.12273 | 0 | 0.088763 | 0 | 0.12273 | 0 | 0.088423 | 0 | 5.7286 | 5.7286 | 2.4814 | 2.4674
Interior Controls (Downstream) | 1433.916 | 1203.8291 | 1521.4376 | 1544.3906 | 7011232.9729 | 58193233.6753 | 0 | 0 | 0.091434 | 0 | 0.058582 | 0 | 0.13334 | 0 | 0.10016 | 0 | 2.7457 | 13.7393 | 1.6874 | 3.2948
Interior Controls (Direct Install) | 311.4731 | 261.494 | 330.4844 | 1255.1948 | 1522969.6879 | 12183757.5035 | 0 | 0 | 0.074163 | 0 | 0.041348 | 0 | 0.074163 | 0 | 0.041019 | 0 | 2.0673 | 2.0673 | 1.4042 | 1.3997
Interior Day Lighting | 0 | 0 | 0 | 0 | 0 | 0 | 0 | 0 | 0 | 0 | 0 | 0 | 0 | 0 | 0 | 0 | 0 | 0 | 0 | 0
Other Interior Lighting | 384.4707 | 322.7783 | 407.9375 | 367.6262 | 1879896.3889 | 20678860.2781 | 0 | 0 | 0.10856 | 0 | 0.075403 | 0 | 0.13427 | 0 | 0.10078 | 0 | 3.9667 | 13.3324 | 2.081 | 3.2708
CFL Lamp Exterior | 0 | 0 | 0 | 0 | 0 | 0 | 0 | 0 | 0 | 0 | 0 | 0 | 0 | 0 | 0 | 0 | 0 | 0 | 0 | 0
CFL Fixture Exterior | 0 | 0 | 0 | 0 | 0 | 0 | 0 | 0 | 0 | 0 | 0 | 0 | 0 | 0 | 0 | 0 | 0 | 0 | 0 | 0
Other Exterior Lighting | 0 | 0.43158 | 41.5429 | 0.43158 | 191442.02 | 2584467.27 | 0 | 0 | 0.074824 | 0 | 0.051753 | 0 | 0.091132 | 0 | 0.06783 | 0 | 3.8592 | 10.2407 | 2.051 | 3.0453
Process | 0 | 0 | 0 | 0 | 0 | 0 | 0 | 0 | 0 | 0 | 0 | 0 | 0 | 0 | 0 | 0 | 0 | 0 | 0 | 0
Compressed Air | 769.0943 | 778.783 | 2520.3374 | 769.0943 | 11614457.8559 | 174216867.8378 | 0 | 0 | 0.080576 | 0 | 0.053122 | 0 | 0.10731 | 0 | 0.07958 | 0 | 3.0345 | 9.3366 | 1.7922 | 2.96
Controls | 0 | 0 | 0 | 0 | 0 | 0 | 0 | 0 | 0 | 0 | 0 | 0 | 0 | 0 | 0 | 0 | 0 | 0 | 0 | 0
VSD | 1537.5 | 1556.8686 | 2587.8037 | 1537.5 | 11925362.5 | 119253625 | 0 | 0 | 0.09444 | 0 | 0.066898 | 0 | 0.097893 | 0 | 0.070075 | 0 | 4.6147 | 5.3175 | 2.2465 | 2.3878
Oil Well Pump-Off Controllers | 0 | 0 | 0 | 0 | 0 | 0 | 0 | 0 | 0 | 0 | 0 | 0 | 0 | 0 | 0 | 0 | 0 | 0 | 0 | 0
Custom | 1730.3932 | 1752.1918 | 3000.8981 | 1730.3932 | 13829023.6329 | 247539523.0293 | 0 | 0 | 0.096652 | 0 | 0.068105 | 0 | 0.11303 | 0 | 0.084192 | 0 | 4.4134 | 10.4643 | 2.1977 | 3.0648
Cooling & Motors | 62.8685 | 39.0302 | 116.5373 | 62.8685 | 537038.1543 | 8055572.3148 | 0 | 0 | 0.098757 | 0 | 0.062862 | 0 | 0.14421 | 0 | 0.10795 | 0 | 2.6918 | 12.1601 | 1.6668 | 3.1953
Pumps & Vacuum | 865.8495 | 876.7571 | 1601.1231 | 865.8495 | 7378447.4957 | 110676712.4348 | 0 | 0 | 0.098805 | 0 | 0.070713 | 0 | 0.11005 | 0 | 0.081672 | 0 | 5.0881 | 9.5115 | 2.3531 | 2.9774
Water Heating | 0 | 0 | 0 | 0 | 0 | 0 | 0 | 0 | 0 | 0 | 0 | 0 | 0 | 0 | 0 | 0 | 0 | 0 | 0 | 0
Efficiency | 110.1 | 110.1 | 66.8879 | 110.1 | 308239 | 3082390 | 0 | 0 | -0.19732 | 0 | -0.23047 | 0 | 0.12242 | 0 | 0.08894 | 0 | 0.42373 | 6.399 | 0.38633 | 2.584
Use Reduction | 0 | 0 | 0 | 0 | 0 | 0 | 0 | 0 | 0 | 0 | 0 | 0 | 0 | 0 | 0 | 0 | 0 | 0 | 0 | 0
CUSTOMIZED MEASURES | 0 | 0 | 0 | 0 | 0 | 0 | 0 | 0 | 0 | 0 | 0 | 0 | 0 | 0 | 0 | 0 | 0 | 0 | 0 | 0
HVAC | 0 | 0 | 0 | 0 | 0 | 0 | 0 | 0 | 0 | 0 | 0 | 0 | 0 | 0 | 0 | 0 | 0 | 0 | 0 | 0
Chillers | 7378.4428 | 1297.2425 | 4375.0673 | 8051.9072 | 20161600.4213 | 389118888.1317 | 0 | 0 | 0.12403 | 0 | 0.085157 | 0 | 0.15069 | 0 | 0.11143 | 0 | 3.6875 | 8.7303 | 2.0015 | 2.8963
Controls & VSDs | 837.4066 | 519.8816 | 1556.2271 | 837.4066 | 7171553.64 | 103987527.78 | 0 | 0 | 0.096951 | 0 | 0.061282 | 0 | 0.13272 | 0 | 0.096691 | 0 | 2.6379 | 6.6654 | 1.646 | 2.6264
Cool Roofs | 0 | 0 | 0 | 0 | 0 | 0 | 0 | 0 | 0 | 0 | 0 | 0 | 0 | 0 | 0 | 0 | 0 | 0 | 0 | 0
Cooling Towers | 352.6 | 218.9023 | 998.1879 | 352.6 | 4599944.1104 | 66239195.1899 | 0 | 0 | -0.0065547 | 0 | -0.041782 | 0 | 0.13008 | 0 | 0.094499 | 0 | 0.95923 | 6.3912 | 0.78682 | 2.5827
Fans | 42.9266 | 26.6499 | 59.6165 | 42.9266 | 274730.4 | 4120956 | 0 | 0 | 0.11512 | 0 | 0.078892 | 0 | 0.13476 | 0 | 0.098162 | 0 | 3.648 | 6.6521 | 1.9898 | 2.6243
HVAC Other | 8087.7859 | 5021.0864 | 9562.3244 | 8087.7859 | 44066010.9836 | 599297749.3772 | 0 | 0 | 0.11515 | 0 | 0.078796 | 0 | 0.13549 | 0 | 0.098772 | 0 | 3.6172 | 6.7267 | 1.9806 | 2.6358
New AC Equipment: packaged, split, etc. | 0 | 0 | 0 | 0 | 0 | 0 | 0 | 0 | 0 | 0 | 0 | 0 | 0 | 0 | 0 | 0 | 0 | 0 | 0 | 0
Other Ventilation | 126.2093 | 78.3537 | 395.7754 | 126.2093 | 1823850 | 24439590 | 0 | 0 | 0.08364 | 0 | 0.048664 | 0 | 0.11534 | 0 | 0.080016 | 0 | 2.204 | 4.0542 | 1.4659 | 2.0947
RCA | 0 | 0 | 0 | 0 | 0 | 0 | 0 | 0 | 0 | 0 | 0 | 0 | 0 | 0 | 0 | 0 | 0 | 0 | 0 | 0
Retrocommissioing | 1367.0518 | 848.6977 | 13486.2384 | 1367.0518 | 62148564.2287 | 497188513.8299 | 0 | 0 | 0.095178 | 0 | 0.061328 | 0 | 0.12256 | 0 | 0.088366 | 0 | 2.7957 | 5.7826 | 1.7061 | 2.4773
Space Conditioning | 1999.9901 | 1241.6406 | 1015.1545 | 1999.9901 | 4678131.4531 | 49588193.4028 | 0 | 0 | 0.14338 | 0 | 0.10427 | 0 | 0.13264 | 0 | 0.093141 | 0 | 6.1551 | 4.4402 | 2.5582 | 2.1933
Exterior Lighting | 0 | 0 | 0 | 0 | 0 | 0 | 0 | 0 | 0 | 0 | 0 | 0 | 0 | 0 | 0 | 0 | 0 | 0 | 0 | 0
Customized Exterior Lighting | 0 | 0 | 0 | 0 | 0 | 0 | 0 | 0 | 0 | 0 | 0 | 0 | 0 | 0 | 0 | 0 | 0 | 0 | 0 | 0
Exterior Lighting Controls | 0 | 0 | 0 | 0 | 0 | 0 | 0 | 0 | 0 | 0 | 0 | 0 | 0 | 0 | 0 | 0 | 0 | 0 | 0 | 0
Interior Lighting | 0 | 0 | 0 | 0 | 0 | 0 | 0 | 0 | 0 | 0 | 0 | 0 | 0 | 0 | 0 | 0 | 0 | 0 | 0 | 0
Customized Interior Lighting | 8909.6926 | 7480.0388 | 9453.5113 | 7898.6165 | 43564567.9729 | 474853790.905 | 0 | 0 | 0.086865 | 0 | 0.053625 | 0 | 0.12453 | 0 | 0.090955 | 0 | 2.4812 | 6.9351 | 1.5836 | 2.6672
Daylighting | 447.3409 | 375.5604 | 474.6452 | 520.4299 | 2187304.8941 | 29309885.5816 | 0 | 0 | 0.1235 | 0 | 0.089987 | 0 | 0.13131 | 0 | 0.097463 | 0 | 6.3243 | 9.5363 | 2.5869 | 2.9798
Interior Lighting System Modification | 0 | 0 | 0 | 0 | 0 | 0 | 0 | 0 | 0 | 0 | 0 | 0 | 0 | 0 | 0 | 0 | 0 | 0 | 0 | 0
Interior Lighting System Replacement | 190.1212 | 159.6142 | 201.7256 | 111.6463 | 929610.838 | 10225719.2181 | 0 | 0 | 0.12167 | 0 | 0.088442 | 0 | 0.12535 | 0 | 0.091795 | 0 | 6.1175 | 7.2396 | 2.5516 | 2.7111
Interior Controls | 111.4874 | 93.598 | 118.2922 | 137.8612 | 545125.28 | 6541503.36 | 0 | 0 | 0.10058 | 0 | 0.067132 | 0 | 0.12512 | 0 | 0.091338 | 0 | 3.1948 | 6.8785 | 1.8469 | 2.6588
LED Interior | 13.7346 | 11.5307 | 14.5729 | 9.7328 | 67156.32 | 1074501.12 | 0 | 0 | 0.12997 | 0 | 0.095816 | 0 | 0.13264 | 0 | 0.098137 | 0 | 7.6493 | 8.8561 | 2.7842 | 2.91
SBD - Light Power Density | 1166.9246 | 979.6793 | 1238.1499 | 1324.0186 | 5705759.6914 | 62763356.6052 | 0 | 0 | 0.12408 | 0 | 0.090941 | 0 | 0.12408 | 0 | 0.09061 | 0 | 6.9132 | 6.9132 | 2.6803 | 2.664
Refrigeration | 532.0829 | 494.8371 | 1223.2757 | 532.0829 | 5637215.4358 | 86249396.1673 | 0 | 0 | 0.09418 | 0 | 0.065132 | 0 | 0.093778 | 0 | 0.06444 | 0 | 3.856 | 3.8096 | 2.0501 | 2.0275
Process | 0 | 0 | 0 | 0 | 0 | 0 | 0 | 0 | 0 | 0 | 0 | 0 | 0 | 0 | 0 | 0 | 0 | 0 | 0 | 0
Compressed Air | 2580.8542 | 2613.3665 | 4321.4217 | 2580.8542 | 19914385.6491 | 298715784.7367 | 0 | 0 | 0.069971 | 0 | 0.041871 | 0 | 0.10039 | 0 | 0.072008 | 0 | 2.3194 | 5.4388 | 1.5161 | 2.412
Controls | 1485.6847 | 1504.4006 | 2961.8036 | 1485.6847 | 13648864.4679 | 204732967.018 | 0 | 0 | 0.078546 | 0 | 0.050776 | 0 | 0.10209 | 0 | 0.074038 | 0 | 2.8259 | 6.2411 | 1.7173 | 2.5578
Cooling & Motors | 3141.4213 | 1950.2678 | 2848.9741 | 3141.4213 | 13128912.9127 | 196933693.6899 | 0 | 0 | 0.098035 | 0 | 0.060743 | 0 | 0.13926 | 0 | 0.10159 | 0 | 2.5033 | 6.8058 | 1.5926 | 2.6479
Custom | 13259.2061 | 13426.2388 | 16972.514 | 13259.2061 | 78214350.4343 | 1110643776.1669 | 0 | 0 | 0.082921 | 0 | 0.05428 | 0 | 0.099477 | 0 | 0.07055 | 0 | 2.9531 | 4.841 | 1.7635 | 2.2868
Oil Well Pump-Off Controllers | 913.2026 | 924.7067 | 1778.8597 | 913.2026 | 8197510.052 | 122962650.7793 | 0 | 0 | 0.10689 | 0 | 0.079085 | 0 | 0.10084 | 0 | 0.072764 | 0 | 8.2159 | 5.8355 | 2.8559 | 2.487
Pumps & Vacuums | 683.9611 | 692.5773 | 1023.8634 | 683.9611 | 4718264.5307 | 54731868.5557 | 0 | 0 | 0.067182 | 0 | 0.039324 | 0 | 0.096781 | 0 | 0.068644 | 0 | 2.2267 | 4.8454 | 1.4759 | 2.2878
VSD | 613.53 | 621.2589 | 1947.8184 | 613.53 | 8976121.5913 | 133744211.7096 | 0 | 0 | 0.037633 | 0 | 0.010203 | 0 | 0.098243 | 0 | 0.070538 | 0 | 1.4565 | 5.5001 | 1.0929 | 2.424
Whole Building | 455 | 448.5433 | 440.6212 | 455 | 2030512.4 | 30457686 | 0 | 0 | 0.035024 | 0 | 0.0049846 | 0 | 0.090915 | 0 | 0.060574 | 0 | 1.363 | 3.2402 | 1.0394 | 1.8541
CODES & STANDARDS | 0 | 0 | 0 | 0 | 0 | 0 | 0 | 0 | 0 | 0 | 0 | 0 | 0 | 0 | 0 | 0 | 0 | 0 | 0 | 0
2008 Title 24 | 0 | 0 | 0 | 0 | 0 | 0 | 0 | 0 | 0 | 0 | 0 | 0 | 0 | 0 | 0 | 0 | 0 | 0 | 0 | 0
2008 Title 20 | 0 | 0 | 0 | 0 | 0 | 0 | 0 | 0 | 0 | 0 | 0 | 0 | 0 | 0 | 0 | 0 | 0 | 0 | 0 | 0
2009 Title 20 | 0 | 0 | 0 | 0 | 0 | 0 | 0 | 0 | 0 | 0 | 0 | 0 | 0 | 0 | 0 | 0 | 0 | 0 | 0 | 0
0 | 0 | 0 | 0 | 0 | 0 | 0 | 0 | 0 | 0 | 0 | 0 | 0 | 0 | 0 | 0 | 0 | 0 | 0 | 0 | 0
0 | 0 | 0 | 0 | 0 | 0 | 0 | 0 | 0 | 0 | 0 | 0 | 0 | 0 | 0 | 0 | 0 | 0 | 0 | 0 | 0
0 | 0 | 0 | 0 | 0 | 0 | 0 | 0 | 0 | 0 | 0 | 0 | 0 | 0 | 0 | 0 | 0 | 0 | 0 | 0 | 0
0 | 0 | 0 | 0 | 0 | 0 | 0 | 0 | 0 | 0 | 0 | 0 | 0 | 0 | 0 | 0 | 0 | 0 | 0 | 0 | 0
0 | 0 | 0 | 0 | 0 | 0 | 0 | 0 | 0 | 0 | 0 | 0 | 0 | 0 | 0 | 0 | 0 | 0 | 0 | 0 | 0
0 | 0 | 0 | 0 | 0 | 0 | 0 | 0 | 0 | 0 | 0 | 0 | 0 | 0 | 0 | 0 | 0 | 0 | 0 | 0 | 0
0 | 0 | 0 | 0 | 0 | 0 | 0 | 0 | 0 | 0 | 0 | 0 | 0 | 0 | 0 | 0 | 0 | 0 | 0 | 0 | 0
0 | 0 | 0 | 0 | 0 | 0 | 0 | 0 | 0 | 0 | 0 | 0 | 0 | 0 | 0 | 0 | 0 | 0 | 0 | 0 | 0
0 | 0 | 0 | 0 | 0 | 0 | 0 | 0 | 0 | 0 | 0 | 0 | 0 | 0 | 0 | 0 | 0 | 0 | 0 | 0 | 0
0 | 0 | 0 | 0 | 0 | 0 | 0 | 0 | 0 | 0 | 0 | 0 | 0 | 0 | 0 | 0 | 0 | 0 | 0 | 0 | 0
0 | 0 | 0 | 0 | 0 | 0 | 0 | 0 | 0 | 0 | 0 | 0 | 0 | 0 | 0 | 0 | 0 | 0 | 0 | 0 | 0
0 | 0 | 0 | 0 | 0 | 0 | 0 | 0 | 0 | 0 | 0 | 0 | 0 | 0 | 0 | 0 | 0 | 0 | 0 | 0 | 0
0 | 0 | 0 | 0 | 0 | 0 | 0 | 0 | 0 | 0 | 0 | 0 | 0 | 0 | 0 | 0 | 0 | 0 | 0 | 0 | 0
0 | 0 | 0 | 0 | 0 | 0 | 0 | 0 | 0 | 0 | 0 | 0 | 0 | 0 | 0 | 0 | 0 | 0 | 0 | 0 | 0
0 | 0 | 0 | 0 | 0 | 0 | 0 | 0 | 0 | 0 | 0 | 0 | 0 | 0 | 0 | 0 | 0 | 0 | 0 | 0 | 0
0 | 0 | 0 | 0 | 0 | 0 | 0 | 0 | 0 | 0 | 0 | 0 | 0 | 0 | 0 | 0 | 0 | 0 | 0 | 0 | 0
0 | 0 | 0 | 0 | 0 | 0 | 0 | 0 | 0 | 0 | 0 | 0 | 0 | 0 | 0 | 0 | 0 | 0 | 0 | 0 | 0
0 | 0 | 0 | 0 | 0 | 0 | 0 | 0 | 0 | 0 | 0 | 0 | 0 | 0 | 0 | 0 | 0 | 0 | 0 | 0 | 0
0 | 0 | 0 | 0 | 0 | 0 | 0 | 0 | 0 | 0 | 0 | 0 | 0 | 0 | 0 | 0 | 0 | 0 | 0 | 0 | 0
0 | 0 | 0 | 0 | 0 | 0 | 0 | 0 | 0 | 0 | 0 | 0 | 0 | 0 | 0 | 0 | 0 | 0 | 0 | 0 | 0
0 | 0 | 0 | 0 | 0 | 0 | 0 | 0 | 0 | 0 | 0 | 0 | 0 | 0 | 0 | 0 | 0 | 0 | 0 | 0 | 0
0 | 0 | 0 | 0 | 0 | 0 | 0 | 0 | 0 | 0 | 0 | 0 | 0 | 0 | 0 | 0 | 0 | 0 | 0 | 0 | 0
0 | 0 | 0 | 0 | 0 | 0 | 0 | 0 | 0 | 0 | 0 | 0 | 0 | 0 | 0 | 0 | 0 | 0 | 0 | 0 | 0
0 | 0 | 0 | 0 | 0 | 0 | 0 | 0 | 0 | 0 | 0 | 0 | 0 | 0 | 0 | 0 | 0 | 0 | 0 | 0 | 0
0 | 0 | 0 | 0 | 0 | 0 | 0 | 0 | 0 | 0 | 0 | 0 | 0 | 0 | 0 | 0 | 0 | 0 | 0 | 0 | 0
0 | 0 | 0 | 0 | 0 | 0 | 0 | 0 | 0 | 0 | 0 | 0 | 0 | 0 | 0 | 0 | 0 | 0 | 0 | 0 | 0
0 | 0 | 0 | 0 | 0 | 0 | 0 | 0 | 0 | 0 | 0 | 0 | 0 | 0 | 0 | 0 | 0 | 0 | 0 | 0 | 0
0 | 0 | 0 | 0 | 0 | 0 | 0 | 0 | 0 | 0 | 0 | 0 | 0 | 0 | 0 | 0 | 0 | 0 | 0 | 0 | 0
0 | 0 | 0 | 0 | 0 | 0 | 0 | 0 | 0 | 0 | 0 | 0 | 0 | 0 | 0 | 0 | 0 | 0 | 0 | 0 | 0
0 | 0 | 0 | 0 | 0 | 0 | 0 | 0 | 0 | 0 | 0 | 0 | 0 | 0 | 0 | 0 | 0 | 0 | 0 | 0 | 0
0 | 0 | 0 | 0 | 0 | 0 | 0 | 0 | 0 | 0 | 0 | 0 | 0 | 0 | 0 | 0 | 0 | 0 | 0 | 0 | 0
0 | 0 | 0 | 0 | 0 | 0 | 0 | 0 | 0 | 0 | 0 | 0 | 0 | 0 | 0 | 0 | 0 | 0 | 0 | 0 | 0
0 | 0 | 0 | 0 | 0 | 0 | 0 | 0 | 0 | 0 | 0 | 0 | 0 | 0 | 0 | 0 | 0 | 0 | 0 | 0 | 0
0 | 0 | 0 | 0 | 0 | 0 | 0 | 0 | 0 | 0 | 0 | 0 | 0 | 0 | 0 | 0 | 0 | 0 | 0 | 0 | 0
0 | 0 | 0 | 0 | 0 | 0 | 0 | 0 | 0 | 0 | 0 | 0 | 0 | 0 | 0 | 0 | 0 | 0 | 0 | 0 | 0
0 | 0 | 0 | 0 | 0 | 0 | 0 | 0 | 0 | 0 | 0 | 0 | 0 | 0 | 0 | 0 | 0 | 0 | 0 | 0 | 0
0 | 0 | 0 | 0 | 0 | 0 | 0 | 0 | 0 | 0 | 0 | 0 | 0 | 0 | 0 | 0 | 0 | 0 | 0 | 0 | 0
0 | 0 | 0 | 0 | 0 | 0 | 0 | 0 | 0 | 0 | 0 | 0 | 0 | 0 | 0 | 0 | 0 | 0 | 0 | 0 | 0
0 | 0 | 0 | 0 | 0 | 0 | 0 | 0 | 0 | 0 | 0 | 0 | 0 | 0 | 0 | 0 | 0 | 0 | 0 | 0 | 0
0 | 0 | 0 | 0 | 0 | 0 | 0 | 0 | 0 | 0 | 0 | 0 | 0 | 0 | 0 | 0 | 0 | 0 | 0 | 0 | 0
0 | 0 | 0 | 0 | 0 | 0 | 0 | 0 | 0 | 0 | 0 | 0 | 0 | 0 | 0 | 0 | 0 | 0 | 0 | 0 | 0
0 | 0 | 0 | 0 | 0 | 0 | 0 | 0 | 0 | 0 | 0 | 0 | 0 | 0 | 0 | 0 | 0 | 0 | 0 | 0 | 0
0 | 0 | 0 | 0 | 0 | 0 | 0 | 0 | 0 | 0 | 0 | 0 | 0 | 0 | 0 | 0 | 0 | 0 | 0 | 0 | 0
0 | 0 | 0 | 0 | 0 | 0 | 0 | 0 | 0 | 0 | 0 | 0 | 0 | 0 | 0 | 0 | 0 | 0 | 0 | 0 | 0
0 | 0 | 0 | 0 | 0 | 0 | 0 | 0 | 0 | 0 | 0 | 0 | 0 | 0 | 0 | 0 | 0 | 0 | 0 | 0 | 0
0 | 0 | 0 | 0 | 0 | 0 | 0 | 0 | 0 | 0 | 0 | 0 | 0 | 0 | 0 | 0 | 0 | 0 | 0 | 0 | 0
0 | 0 | 0 | 0 | 0 | 0 | 0 | 0 | 0 | 0 | 0 | 0 | 0 | 0 | 0 | 0 | 0 | 0 | 0 | 0 | 0
0 | 0 | 0 | 0 | 0 | 0 | 0 | 0 | 0 | 0 | 0 | 0 | 0 | 0 | 0 | 0 | 0 | 0 | 0 | 0 | 0
0 | 0 | 0 | 0 | 0 | 0 | 0 | 0 | 0 | 0 | 0 | 0 | 0 | 0 | 0 | 0 | 0 | 0 | 0 | 0 | 0
0 | 0 | 0 | 0 | 0 | 0 | 0 | 0 | 0 | 0 | 0 | 0 | 0 | 0 | 0 | 0 | 0 | 0 | 0 | 0 | 0
0 | 0 | 0 | 0 | 0 | 0 | 0 | 0 | 0 | 0 | 0 | 0 | 0 | 0 | 0 | 0 | 0 | 0 | 0 | 0 | 0
0 | 0 | 0 | 0 | 0 | 0 | 0 | 0 | 0 | 0 | 0 | 0 | 0 | 0 | 0 | 0 | 0 | 0 | 0 | 0 | 0
0 | 0 | 0 | 0 | 0 | 0 | 0 | 0 | 0 | 0 | 0 | 0 | 0 | 0 | 0 | 0 | 0 | 0 | 0 | 0 | 0
0 | 0 | 0 | 0 | 0 | 0 | 0 | 0 | 0 | 0 | 0 | 0 | 0 | 0 | 0 | 0 | 0 | 0 | 0 | 0 | 0
0 | 0 | 0 | 0 | 0 | 0 | 0 | 0 | 0 | 0 | 0 | 0 | 0 | 0 | 0 | 0 | 0 | 0 | 0 | 0 | 0
0 | 0 | 0 | 0 | 0 | 0 | 0 | 0 | 0 | 0 | 0 | 0 | 0 | 0 | 0 | 0 | 0 | 0 | 0 | 0 | 0
0 | 0 | 0 | 0 | 0 | 0 | 0 | 0 | 0 | 0 | 0 | 0 | 0 | 0 | 0 | 0 | 0 | 0 | 0 | 0 | 0
0 | 0 | 0 | 0 | 0 | 0 | 0 | 0 | 0 | 0 | 0 | 0 | 0 | 0 | 0 | 0 | 0 | 0 | 0 | 0 | 0
0 | 0 | 0 | 0 | 0 | 0 | 0 | 0 | 0 | 0 | 0 | 0 | 0 | 0 | 0 | 0 | 0 | 0 | 0 | 0 | 0
0 | 0 | 0 | 0 | 0 | 0 | 0 | 0 | 0 | 0 | 0 | 0 | 0 | 0 | 0 | 0 | 0 | 0 | 0 | 0 | 0
0 | 0 | 0 | 0 | 0 | 0 | 0 | 0 | 0 | 0 | 0 | 0 | 0 | 0 | 0 | 0 | 0 | 0 | 0 | 0 | 0
0 | 0 | 0 | 0 | 0 | 0 | 0 | 0 | 0 | 0 | 0 | 0 | 0 | 0 | 0 | 0 | 0 | 0 | 0 | 0 | 0
0 | 0 | 0 | 0 | 0 | 0 | 0 | 0 | 0 | 0 | 0 | 0 | 0 | 0 | 0 | 0 | 0 | 0 | 0 | 0 | 0
0 | 0 | 0 | 0 | 0 | 0 | 0 | 0 | 0 | 0 | 0 | 0 | 0 | 0 | 0 | 0 | 0 | 0 | 0 | 0 | 0
0 | 0 | 0 | 0 | 0 | 0 | 0 | 0 | 0 | 0 | 0 | 0 | 0 | 0 | 0 | 0 | 0 | 0 | 0 | 0 | 0
0 | 0 | 0 | 0 | 0 | 0 | 0 | 0 | 0 | 0 | 0 | 0 | 0 | 0 | 0 | 0 | 0 | 0 | 0 | 0 | 0
0 | 0 | 0 | 0 | 0 | 0 | 0 | 0 | 0 | 0 | 0 | 0 | 0 | 0 | 0 | 0 | 0 | 0 | 0 | 0 | 0
0 | 0 | 0 | 0 | 0 | 0 | 0 | 0 | 0 | 0 | 0 | 0 | 0 | 0 | 0 | 0 | 0 | 0 | 0 | 0 | 0
0 | 0 | 0 | 0 | 0 | 0 | 0 | 0 | 0 | 0 | 0 | 0 | 0 | 0 | 0 | 0 | 0 | 0 | 0 | 0 | 0
0 | 0 | 0 | 0 | 0 | 0 | 0 | 0 | 0 | 0 | 0 | 0 | 0 | 0 | 0 | 0 | 0 | 0 | 0 | 0 | 0
0 | 0 | 0 | 0 | 0 | 0 | 0 | 0 | 0 | 0 | 0 | 0 | 0 | 0 | 0 | 0 | 0 | 0 | 0 | 0 | 0
0 | 0 | 0 | 0 | 0 | 0 | 0 | 0 | 0 | 0 | 0 | 0 | 0 | 0 | 0 | 0 | 0 | 0 | 0 | 0 | 0
0 | 0 | 0 | 0 | 0 | 0 | 0 | 0 | 0 | 0 | 0 | 0 | 0 | 0 | 0 | 0 | 0 | 0 | 0 | 0 | 0
0 | 0 | 0 | 0 | 0 | 0 | 0 | 0 | 0 | 0 | 0 | 0 | 0 | 0 | 0 | 0 | 0 | 0 | 0 | 0 | 0
0 | 0 | 0 | 0 | 0 | 0 | 0 | 0 | 0 | 0 | 0 | 0 | 0 | 0 | 0 | 0 | 0 | 0 | 0 | 0 | 0
0 | 0 | 0 | 0 | 0 | 0 | 0 | 0 | 0 | 0 | 0 | 0 | 0 | 0 | 0 | 0 | 0 | 0 | 0 | 0 | 0
0 | 0 | 0 | 0 | 0 | 0 | 0 | 0 | 0 | 0 | 0 | 0 | 0 | 0 | 0 | 0 | 0 | 0 | 0 | 0 | 0
0 | 0 | 0 | 0 | 0 | 0 | 0 | 0 | 0 | 0 | 0 | 0 | 0 | 0 | 0 | 0 | 0 | 0 | 0 | 0 | 0
0 | 0 | 0 | 0 | 0 | 0 | 0 | 0 | 0 | 0 | 0 | 0 | 0 | 0 | 0 | 0 | 0 | 0 | 0 | 0 | 0
0 | 0 | 0 | 0 | 0 | 0 | 0 | 0 | 0 | 0 | 0 | 0 | 0 | 0 | 0 | 0 | 0 | 0 | 0 | 0 | 0
0 | 0 | 0 | 0 | 0 | 0 | 0 | 0 | 0 | 0 | 0 | 0 | 0 | 0 | 0 | 0 | 0 | 0 | 0 | 0 | 0
0 | 0 | 0 | 0 | 0 | 0 | 0 | 0 | 0 | 0 | 0 | 0 | 0 | 0 | 0 | 0 | 0 | 0 | 0 | 0 | 0
0 | 0 | 0 | 0 | 0 | 0 | 0 | 0 | 0 | 0 | 0 | 0 | 0 | 0 | 0 | 0 | 0 | 0 | 0 | 0 | 0
0 | 0 | 0 | 0 | 0 | 0 | 0 | 0 | 0 | 0 | 0 | 0 | 0 | 0 | 0 | 0 | 0 | 0 | 0 | 0 | 0
0 | 0 | 0 | 0 | 0 | 0 | 0 | 0 | 0 | 0 | 0 | 0 | 0 | 0 | 0 | 0 | 0 | 0 | 0 | 0 | 0
0 | 0 | 0 | 0 | 0 | 0 | 0 | 0 | 0 | 0 | 0 | 0 | 0 | 0 | 0 | 0 | 0 | 0 | 0 | 0 | 0
0 | 0 | 0 | 0 | 0 | 0 | 0 | 0 | 0 | 0 | 0 | 0 | 0 | 0 | 0 | 0 | 0 | 0 | 0 | 0 | 0
0 | 0 | 0 | 0 | 0 | 0 | 0 | 0 | 0 | 0 | 0 | 0 | 0 | 0 | 0 | 0 | 0 | 0 | 0 | 0 | 0
0 | 0 | 0 | 0 | 0 | 0 | 0 | 0 | 0 | 0 | 0 | 0 | 0 | 0 | 0 | 0 | 0 | 0 | 0 | 0 | 0
0 | 0 | 0 | 0 | 0 | 0 | 0 | 0 | 0 | 0 | 0 | 0 | 0 | 0 | 0 | 0 | 0 | 0 | 0 | 0 | 0
0 | 0 | 0 | 0 | 0 | 0 | 0 | 0 | 0 | 0 | 0 | 0 | 0 | 0 | 0 | 0 | 0 | 0 | 0 | 0 | 0
0 | 0 | 0 | 0 | 0 | 0 | 0 | 0 | 0 | 0 | 0 | 0 | 0 | 0 | 0 | 0 | 0 | 0 | 0 | 0 | 0
0 | 0 | 0 | 0 | 0 | 0 | 0 | 0 | 0 | 0 | 0 | 0 | 0 | 0 | 0 | 0 | 0 | 0 | 0 | 0 | 0
0 | 0 | 0 | 0 | 0 | 0 | 0 | 0 | 0 | 0 | 0 | 0 | 0 | 0 | 0 | 0 | 0 | 0 | 0 | 0 | 0
0 | 0 | 0 | 0 | 0 | 0 | 0 | 0 | 0 | 0 | 0 | 0 | 0 | 0 | 0 | 0 | 0 | 0 | 0 | 0 | 0
0 | 0 | 0 | 0 | 0 | 0 | 0 | 0 | 0 | 0 | 0 | 0 | 0 | 0 | 0 | 0 | 0 | 0 | 0 | 0 | 0
0 | 0 | 0 | 0 | 0 | 0 | 0 | 0 | 0 | 0 | 0 | 0 | 0 | 0 | 0 | 0 | 0 | 0 | 0 | 0 | 0
0 | 0 | 0 | 0 | 0 | 0 | 0 | 0 | 0 | 0 | 0 | 0 | 0 | 0 | 0 | 0 | 0 | 0 | 0 | 0 | 0
0 | 0 | 0 | 0 | 0 | 0 | 0 | 0 | 0 | 0 | 0 | 0 | 0 | 0 | 0 | 0 | 0 | 0 | 0 | 0 | 0
0 | 0 | 0 | 0 | 0 | 0 | 0 | 0 | 0 | 0 | 0 | 0 | 0 | 0 | 0 | 0 | 0 | 0 | 0 | 0 | 0
0 | 0 | 0 | 0 | 0 | 0 | 0 | 0 | 0 | 0 | 0 | 0 | 0 | 0 | 0 | 0 | 0 | 0 | 0 | 0 | 0
0 | 0 | 0 | 0 | 0 | 0 | 0 | 0 | 0 | 0 | 0 | 0 | 0 | 0 | 0 | 0 | 0 | 0 | 0 | 0 | 0
0 | 0 | 0 | 0 | 0 | 0 | 0 | 0 | 0 | 0 | 0 | 0 | 0 | 0 | 0 | 0 | 0 | 0 | 0 | 0 | 0
0 | 0 | 0 | 0 | 0 | 0 | 0 | 0 | 0 | 0 | 0 | 0 | 0 | 0 | 0 | 0 | 0 | 0 | 0 | 0 | 0
0 | 0 | 0 | 0 | 0 | 0 | 0 | 0 | 0 | 0 | 0 | 0 | 0 | 0 | 0 | 0 | 0 | 0 | 0 | 0 | 0
0 | 0 | 0 | 0 | 0 | 0 | 0 | 0 | 0 | 0 | 0 | 0 | 0 | 0 | 0 | 0 | 0 | 0 | 0 | 0 | 0
0 | 0 | 0 | 0 | 0 | 0 | 0 | 0 | 0 | 0 | 0 | 0 | 0 | 0 | 0 | 0 | 0 | 0 | 0 | 0 | 0
0 | 0 | 0 | 0 | 0 | 0 | 0 | 0 | 0 | 0 | 0 | 0 | 0 | 0 | 0 | 0 | 0 | 0 | 0 | 0 | 0
0 | 0 | 0 | 0 | 0 | 0 | 0 | 0 | 0 | 0 | 0 | 0 | 0 | 0 | 0 | 0 | 0 | 0 | 0 | 0 | 0
0 | 0 | 0 | 0 | 0 | 0 | 0 | 0 | 0 | 0 | 0 | 0 | 0 | 0 | 0 | 0 | 0 | 0 | 0 | 0 | 0
0 | 0 | 0 | 0 | 0 | 0 | 0 | 0 | 0 | 0 | 0 | 0 | 0 | 0 | 0 | 0 | 0 | 0 | 0 | 0 | 0
0 | 0 | 0 | 0 | 0 | 0 | 0 | 0 | 0 | 0 | 0 | 0 | 0 | 0 | 0 | 0 | 0 | 0 | 0 | 0 | 0
0 | 0 | 0 | 0 | 0 | 0 | 0 | 0 | 0 | 0 | 0 | 0 | 0 | 0 | 0 | 0 | 0 | 0 | 0 | 0 | 0
0 | 0 | 0 | 0 | 0 | 0 | 0 | 0 | 0 | 0 | 0 | 0 | 0 | 0 | 0 | 0 | 0 | 0 | 0 | 0 | 0
0 | 0 | 0 | 0 | 0 | 0 | 0 | 0 | 0 | 0 | 0 | 0 | 0 | 0 | 0 | 0 | 0 | 0 | 0 | 0 | 0
0 | 0 | 0 | 0 | 0 | 0 | 0 | 0 | 0 | 0 | 0 | 0 | 0 | 0 | 0 | 0 | 0 | 0 | 0 | 0 | 0
0 | 0 | 0 | 0 | 0 | 0 | 0 | 0 | 0 | 0 | 0 | 0 | 0 | 0 | 0 | 0 | 0 | 0 | 0 | 0 | 0
0 | 0 | 0 | 0 | 0 | 0 | 0 | 0 | 0 | 0 | 0 | 0 | 0 | 0 | 0 | 0 | 0 | 0 | 0 | 0 | 0
0 | 0 | 0 | 0 | 0 | 0 | 0 | 0 | 0 | 0 | 0 | 0 | 0 | 0 | 0 | 0 | 0 | 0 | 0 | 0 | 0
0 | 0 | 0 | 0 | 0 | 0 | 0 | 0 | 0 | 0 | 0 | 0 | 0 | 0 | 0 | 0 | 0 | 0 | 0 | 0 | 0
0 | 0 | 0 | 0 | 0 | 0 | 0 | 0 | 0 | 0 | 0 | 0 | 0 | 0 | 0 | 0 | 0 | 0 | 0 | 0 | 0
0 | 0 | 0 | 0 | 0 | 0 | 0 | 0 | 0 | 0 | 0 | 0 | 0 | 0 | 0 | 0 | 0 | 0 | 0 | 0 | 0
0 | 0 | 0 | 0 | 0 | 0 | 0 | 0 | 0 | 0 | 0 | 0 | 0 | 0 | 0 | 0 | 0 | 0 | 0 | 0 | 0
0 | 0 | 0 | 0 | 0 | 0 | 0 | 0 | 0 | 0 | 0 | 0 | 0 | 0 | 0 | 0 | 0 | 0 | 0 | 0 | 0
0 | 0 | 0 | 0 | 0 | 0 | 0 | 0 | 0 | 0 | 0 | 0 | 0 | 0 | 0 | 0 | 0 | 0 | 0 | 0 | 0
0 | 0 | 0 | 0 | 0 | 0 | 0 | 0 | 0 | 0 | 0 | 0 | 0 | 0 | 0 | 0 | 0 | 0 | 0 | 0 | 0
0 | 0 | 0 | 0 | 0 | 0 | 0 | 0 | 0 | 0 | 0 | 0 | 0 | 0 | 0 | 0 | 0 | 0 | 0 | 0 | 0
0 | 0 | 0 | 0 | 0 | 0 | 0 | 0 | 0 | 0 | 0 | 0 | 0 | 0 | 0 | 0 | 0 | 0 | 0 | 0 | 0
0 | 0 | 0 | 0 | 0 | 0 | 0 | 0 | 0 | 0 | 0 | 0 | 0 | 0 | 0 | 0 | 0 | 0 | 0 | 0 | 0
0 | 0 | 0 | 0 | 0 | 0 | 0 | 0 | 0 | 0 | 0 | 0 | 0 | 0 | 0 | 0 | 0 | 0 | 0 | 0 | 0
0 | 0 | 0 | 0 | 0 | 0 | 0 | 0 | 0 | 0 | 0 | 0 | 0 | 0 | 0 | 0 | 0 | 0 | 0 | 0 | 0
0 | 0 | 0 | 0 | 0 | 0 | 0 | 0 | 0 | 0 | 0 | 0 | 0 | 0 | 0 | 0 | 0 | 0 | 0 | 0 | 0
0 | 0 | 0 | 0 | 0 | 0 | 0 | 0 | 0 | 0 | 0 | 0 | 0 | 0 | 0 | 0 | 0 | 0 | 0 | 0 | 0
0 | 0 | 0 | 0 | 0 | 0 | 0 | 0 | 0 | 0 | 0 | 0 | 0 | 0 | 0 | 0 | 0 | 0 | 0 | 0 | 0
0 | 0 | 0 | 0 | 0 | 0 | 0 | 0 | 0 | 0 | 0 | 0 | 0 | 0 | 0 | 0 | 0 | 0 | 0 | 0 | 0
0 | 0 | 0 | 0 | 0 | 0 | 0 | 0 | 0 | 0 | 0 | 0 | 0 | 0 | 0 | 0 | 0 | 0 | 0 | 0 | 0
0 | 0 | 0 | 0 | 0 | 0 | 0 | 0 | 0 | 0 | 0 | 0 | 0 | 0 | 0 | 0 | 0 | 0 | 0 | 0 | 0
0 | 0 | 0 | 0 | 0 | 0 | 0 | 0 | 0 | 0 | 0 | 0 | 0 | 0 | 0 | 0 | 0 | 0 | 0 | 0 | 0
0 | 0 | 0 | 0 | 0 | 0 | 0 | 0 | 0 | 0 | 0 | 0 | 0 | 0 | 0 | 0 | 0 | 0 | 0 | 0 | 0
0 | 0 | 0 | 0 | 0 | 0 | 0 | 0 | 0 | 0 | 0 | 0 | 0 | 0 | 0 | 0 | 0 | 0 | 0 | 0 | 0
0 | 0 | 0 | 0 | 0 | 0 | 0 | 0 | 0 | 0 | 0 | 0 | 0 | 0 | 0 | 0 | 0 | 0 | 0 | 0 | 0
0 | 0 | 0 | 0 | 0 | 0 | 0 | 0 | 0 | 0 | 0 | 0 | 0 | 0 | 0 | 0 | 0 | 0 | 0 | 0 | 0
0 | 0 | 0 | 0 | 0 | 0 | 0 | 0 | 0 | 0 | 0 | 0 | 0 | 0 | 0 | 0 | 0 | 0 | 0 | 0 | 0
0 | 0 | 0 | 0 | 0 | 0 | 0 | 0 | 0 | 0 | 0 | 0 | 0 | 0 | 0 | 0 | 0 | 0 | 0 | 0 | 0
0 | 0 | 0 | 0 | 0 | 0 | 0 | 0 | 0 | 0 | 0 | 0 | 0 | 0 | 0 | 0 | 0 | 0 | 0 | 0 | 0
0 | 0 | 0 | 0 | 0 | 0 | 0 | 0 | 0 | 0 | 0 | 0 | 0 | 0 | 0 | 0 | 0 | 0 | 0 | 0 | 0
0 | 0 | 0 | 0 | 0 | 0 | 0 | 0 | 0 | 0 | 0 | 0 | 0 | 0 | 0 | 0 | 0 | 0 | 0 | 0 | 0
0 | 0 | 0 | 0 | 0 | 0 | 0 | 0 | 0 | 0 | 0 | 0 | 0 | 0 | 0 | 0 | 0 | 0 | 0 | 0 | 0
0 | 0 | 0 | 0 | 0 | 0 | 0 | 0 | 0 | 0 | 0 | 0 | 0 | 0 | 0 | 0 | 0 | 0 | 0 | 0 | 0
0 | 0 | 0 | 0 | 0 | 0 | 0 | 0 | 0 | 0 | 0 | 0 | 0 | 0 | 0 | 0 | 0 | 0 | 0 | 0 | 0
0 | 0 | 0 | 0 | 0 | 0 | 0 | 0 | 0 | 0 | 0 | 0 | 0 | 0 | 0 | 0 | 0 | 0 | 0 | 0 | 0
0 | 0 | 0 | 0 | 0 | 0 | 0 | 0 | 0 | 0 | 0 | 0 | 0 | 0 | 0 | 0 | 0 | 0 | 0 | 0 | 0
0 | 0 | 0 | 0 | 0 | 0 | 0 | 0 | 0 | 0 | 0 | 0 | 0 | 0 | 0 | 0 | 0 | 0 | 0 | 0 | 0
0 | 0 | 0 | 0 | 0 | 0 | 0 | 0 | 0 | 0 | 0 | 0 | 0 | 0 | 0 | 0 | 0 | 0 | 0 | 0 | 0
0 | 0 | 0 | 0 | 0 | 0 | 0 | 0 | 0 | 0 | 0 | 0 | 0 | 0 | 0 | 0 | 0 | 0 | 0 | 0 | 0
0 | 0 | 0 | 0 | 0 | 0 | 0 | 0 | 0 | 0 | 0 | 0 | 0 | 0 | 0 | 0 | 0 | 0 | 0 | 0 | 0
0 | 0 | 0 | 0 | 0 | 0 | 0 | 0 | 0 | 0 | 0 | 0 | 0 | 0 | 0 | 0 | 0 | 0 | 0 | 0 | 0
0 | 0 | 0 | 0 | 0 | 0 | 0 | 0 | 0 | 0 | 0 | 0 | 0 | 0 | 0 | 0 | 0 | 0 | 0 | 0 | 0
0 | 0 | 0 | 0 | 0 | 0 | 0 | 0 | 0 | 0 | 0 | 0 | 0 | 0 | 0 | 0 | 0 | 0 | 0 | 0 | 0
0 | 0 | 0 | 0 | 0 | 0 | 0 | 0 | 0 | 0 | 0 | 0 | 0 | 0 | 0 | 0 | 0 | 0 | 0 | 0 | 0
0 | 0 | 0 | 0 | 0 | 0 | 0 | 0 | 0 | 0 | 0 | 0 | 0 | 0 | 0 | 0 | 0 | 0 | 0 | 0 | 0
0 | 0 | 0 | 0 | 0 | 0 | 0 | 0 | 0 | 0 | 0 | 0 | 0 | 0 | 0 | 0 | 0 | 0 | 0 | 0 | 0
0 | 0 | 0 | 0 | 0 | 0 | 0 | 0 | 0 | 0 | 0 | 0 | 0 | 0 | 0 | 0 | 0 | 0 | 0 | 0 | 0
0 | 0 | 0 | 0 | 0 | 0 | 0 | 0 | 0 | 0 | 0 | 0 | 0 | 0 | 0 | 0 | 0 | 0 | 0 | 0 | 0
0 | 0 | 0 | 0 | 0 | 0 | 0 | 0 | 0 | 0 | 0 | 0 | 0 | 0 | 0 | 0 | 0 | 0 | 0 | 0 | 0
0 | 0 | 0 | 0 | 0 | 0 | 0 | 0 | 0 | 0 | 0 | 0 | 0 | 0 | 0 | 0 | 0 | 0 | 0 | 0 | 0
0 | 0 | 0 | 0 | 0 | 0 | 0 | 0 | 0 | 0 | 0 | 0 | 0 | 0 | 0 | 0 | 0 | 0 | 0 | 0 | 0
0 | 0 | 0 | 0 | 0 | 0 | 0 | 0 | 0 | 0 | 0 | 0 | 0 | 0 | 0 | 0 | 0 | 0 | 0 | 0 | 0
0 | 0 | 0 | 0 | 0 | 0 | 0 | 0 | 0 | 0 | 0 | 0 | 0 | 0 | 0 | 0 | 0 | 0 | 0 | 0 | 0
0 | 0 | 0 | 0 | 0 | 0 | 0 | 0 | 0 | 0 | 0 | 0 | 0 | 0 | 0 | 0 | 0 | 0 | 0 | 0 | 0
0 | 0 | 0 | 0 | 0 | 0 | 0 | 0 | 0 | 0 | 0 | 0 | 0 | 0 | 0 | 0 | 0 | 0 | 0 | 0 | 0
0 | 0 | 0 | 0 | 0 | 0 | 0 | 0 | 0 | 0 | 0 | 0 | 0 | 0 | 0 | 0 | 0 | 0 | 0 | 0 | 0
0 | 0 | 0 | 0 | 0 | 0 | 0 | 0 | 0 | 0 | 0 | 0 | 0 | 0 | 0 | 0 | 0 | 0 | 0 | 0 | 0
0 | 0 | 0 | 0 | 0 | 0 | 0 | 0 | 0 | 0 | 0 | 0 | 0 | 0 | 0 | 0 | 0 | 0 | 0 | 0 | 0
0 | 0 | 0 | 0 | 0 | 0 | 0 | 0 | 0 | 0 | 0 | 0 | 0 | 0 | 0 | 0 | 0 | 0 | 0 | 0 | 0
0 | 0 | 0 | 0 | 0 | 0 | 0 | 0 | 0 | 0 | 0 | 0 | 0 | 0 | 0 | 0 | 0 | 0 | 0 | 0 | 0
0 | 0 | 0 | 0 | 0 | 0 | 0 | 0 | 0 | 0 | 0 | 0 | 0 | 0 | 0 | 0 | 0 | 0 | 0 | 0 | 0
0 | 0 | 0 | 0 | 0 | 0 | 0 | 0 | 0 | 0 | 0 | 0 | 0 | 0 | 0 | 0 | 0 | 0 | 0 | 0 | 0
0 | 0 | 0 | 0 | 0 | 0 | 0 | 0 | 0 | 0 | 0 | 0 | 0 | 0 | 0 | 0 | 0 | 0 | 0 | 0 | 0
0 | 0 | 0 | 0 | 0 | 0 | 0 | 0 | 0 | 0 | 0 | 0 | 0 | 0 | 0 | 0 | 0 | 0 | 0 | 0 | 0
0 | 0 | 0 | 0 | 0 | 0 | 0 | 0 | 0 | 0 | 0 | 0 | 0 | 0 | 0 | 0 | 0 | 0 | 0 | 0 | 0
0 | 0 | 0 | 0 | 0 | 0 | 0 | 0 | 0 | 0 | 0 | 0 | 0 | 0 | 0 | 0 | 0 | 0 | 0 | 0 | 0
0 | 0 | 0 | 0 | 0 | 0 | 0 | 0 | 0 | 0 | 0 | 0 | 0 | 0 | 0 | 0 | 0 | 0 | 0 | 0 | 0
0 | 0 | 0 | 0 | 0 | 0 | 0 | 0 | 0 | 0 | 0 | 0 | 0 | 0 | 0 | 0 | 0 | 0 | 0 | 0 | 0
0 | 0 | 0 | 0 | 0 | 0 | 0 | 0 | 0 | 0 | 0 | 0 | 0 | 0 | 0 | 0 | 0 | 0 | 0 | 0 | 0
0 | 0 | 0 | 0 | 0 | 0 | 0 | 0 | 0 | 0 | 0 | 0 | 0 | 0 | 0 | 0 | 0 | 0 | 0 | 0 | 0
0 | 0 | 0 | 0 | 0 | 0 | 0 | 0 | 0 | 0 | 0 | 0 | 0 | 0 | 0 | 0 | 0 | 0 | 0 | 0 | 0
0 | 0 | 0 | 0 | 0 | 0 | 0 | 0 | 0 | 0 | 0 | 0 | 0 | 0 | 0 | 0 | 0 | 0 | 0 | 0 | 0
0 | 0 | 0 | 0 | 0 | 0 | 0 | 0 | 0 | 0 | 0 | 0 | 0 | 0 | 0 | 0 | 0 | 0 | 0 | 0 | 0
0 | 0 | 0 | 0 | 0 | 0 | 0 | 0 | 0 | 0 | 0 | 0 | 0 | 0 | 0 | 0 | 0 | 0 | 0 | 0 | 0
0 | 0 | 0 | 0 | 0 | 0 | 0 | 0 | 0 | 0 | 0 | 0 | 0 | 0 | 0 | 0 | 0 | 0 | 0 | 0 | 0
0 | 0 | 0 | 0 | 0 | 0 | 0 | 0 | 0 | 0 | 0 | 0 | 0 | 0 | 0 | 0 | 0 | 0 | 0 | 0 | 0
0 | 0 | 0 | 0 | 0 | 0 | 0 | 0 | 0 | 0 | 0 | 0 | 0 | 0 | 0 | 0 | 0 | 0 | 0 | 0 | 0
0 | 0 | 0 | 0 | 0 | 0 | 0 | 0 | 0 | 0 | 0 | 0 | 0 | 0 | 0 | 0 | 0 | 0 | 0 | 0 | 0
0 | 0 | 0 | 0 | 0 | 0 | 0 | 0 | 0 | 0 | 0 | 0 | 0 | 0 | 0 | 0 | 0 | 0 | 0 | 0 | 0
0 | 0 | 0 | 0 | 0 | 0 | 0 | 0 | 0 | 0 | 0 | 0 | 0 | 0 | 0 | 0 | 0 | 0 | 0 | 0 | 0
0 | 0 | 0 | 0 | 0 | 0 | 0 | 0 | 0 | 0 | 0 | 0 | 0 | 0 | 0 | 0 | 0 | 0 | 0 | 0 | 0
0 | 0 | 0 | 0 | 0 | 0 | 0 | 0 | 0 | 0 | 0 | 0 | 0 | 0 | 0 | 0 | 0 | 0 | 0 | 0 | 0
0 | 0 | 0 | 0 | 0 | 0 | 0 | 0 | 0 | 0 | 0 | 0 | 0 | 0 | 0 | 0 | 0 | 0 | 0 | 0 | 0
0 | 0 | 0 | 0 | 0 | 0 | 0 | 0 | 0 | 0 | 0 | 0 | 0 | 0 | 0 | 0 | 0 | 0 | 0 | 0 | 0
0 | 0 | 0 | 0 | 0 | 0 | 0 | 0 | 0 | 0 | 0 | 0 | 0 | 0 | 0 | 0 | 0 | 0 | 0 | 0 | 0
0 | 0 | 0 | 0 | 0 | 0 | 0 | 0 | 0 | 0 | 0 | 0 | 0 | 0 | 0 | 0 | 0 | 0 | 0 | 0 | 0
0 | 0 | 0 | 0 | 0 | 0 | 0 | 0 | 0 | 0 | 0 | 0 | 0 | 0 | 0 | 0 | 0 | 0 | 0 | 0 | 0
0 | 0 | 0 | 0 | 0 | 0 | 0 | 0 | 0 | 0 | 0 | 0 | 0 | 0 | 0 | 0 | 0 | 0 | 0 | 0 | 0
0 | 0 | 0 | 0 | 0 | 0 | 0 | 0 | 0 | 0 | 0 | 0 | 0 | 0 | 0 | 0 | 0 | 0 | 0 | 0 | 0
0 | 0 | 0 | 0 | 0 | 0 | 0 | 0 | 0 | 0 | 0 | 0 | 0 | 0 | 0 | 0 | 0 | 0 | 0 | 0 | 0
0 | 0 | 0 | 0 | 0 | 0 | 0 | 0 | 0 | 0 | 0 | 0 | 0 | 0 | 0 | 0 | 0 | 0 | 0 | 0 | 0
0 | 0 | 0 | 0 | 0 | 0 | 0 | 0 | 0 | 0 | 0 | 0 | 0 | 0 | 0 | 0 | 0 | 0 | 0 | 0 | 0
0 | 0 | 0 | 0 | 0 | 0 | 0 | 0 | 0 | 0 | 0 | 0 | 0 | 0 | 0 | 0 | 0 | 0 | 0 | 0 | 0
0 | 0 | 0 | 0 | 0 | 0 | 0 | 0 | 0 | 0 | 0 | 0 | 0 | 0 | 0 | 0 | 0 | 0 | 0 | 0 | 0
0 | 0 | 0 | 0 | 0 | 0 | 0 | 0 | 0 | 0 | 0 | 0 | 0 | 0 | 0 | 0 | 0 | 0 | 0 | 0 | 0
0 | 0 | 0 | 0 | 0 | 0 | 0 | 0 | 0 | 0 | 0 | 0 | 0 | 0 | 0 | 0 | 0 | 0 | 0 | 0 | 0
0 | 0 | 0 | 0 | 0 | 0 | 0 | 0 | 0 | 0 | 0 | 0 | 0 | 0 | 0 | 0 | 0 | 0 | 0 | 0 | 0
0 | 0 | 0 | 0 | 0 | 0 | 0 | 0 | 0 | 0 | 0 | 0 | 0 | 0 | 0 | 0 | 0 | 0 | 0 | 0 | 0
0 | 0 | 0 | 0 | 0 | 0 | 0 | 0 | 0 | 0 | 0 | 0 | 0 | 0 | 0 | 0 | 0 | 0 | 0 | 0 | 0
0 | 0 | 0 | 0 | 0 | 0 | 0 | 0 | 0 | 0 | 0 | 0 | 0 | 0 | 0 | 0 | 0 | 0 | 0 | 0 | 0
0 | 0 | 0 | 0 | 0 | 0 | 0 | 0 | 0 | 0 | 0 | 0 | 0 | 0 | 0 | 0 | 0 | 0 | 0 | 0 | 0
0 | 0 | 0 | 0 | 0 | 0 | 0 | 0 | 0 | 0 | 0 | 0 | 0 | 0 | 0 | 0 | 0 | 0 | 0 | 0 | 0
0 | 0 | 0 | 0 | 0 | 0 | 0 | 0 | 0 | 0 | 0 | 0 | 0 | 0 | 0 | 0 | 0 | 0 | 0 | 0 | 0
0 | 0 | 0 | 0 | 0 | 0 | 0 | 0 | 0 | 0 | 0 | 0 | 0 | 0 | 0 | 0 | 0 | 0 | 0 | 0 | 0
0 | 0 | 0 | 0 | 0 | 0 | 0 | 0 | 0 | 0 | 0 | 0 | 0 | 0 | 0 | 0 | 0 | 0 | 0 | 0 | 0
0 | 0 | 0 | 0 | 0 | 0 | 0 | 0 | 0 | 0 | 0 | 0 | 0 | 0 | 0 | 0 | 0 | 0 | 0 | 0 | 0
0 | 0 | 0 | 0 | 0 | 0 | 0 | 0 | 0 | 0 | 0 | 0 | 0 | 0 | 0 | 0 | 0 | 0 | 0 | 0 | 0
0 | 0 | 0 | 0 | 0 | 0 | 0 | 0 | 0 | 0 | 0 | 0 | 0 | 0 | 0 | 0 | 0 | 0 | 0 | 0 | 0
0 | 0 | 0 | 0 | 0 | 0 | 0 | 0 | 0 | 0 | 0 | 0 | 0 | 0 | 0 | 0 | 0 | 0 | 0 | 0 | 0
0 | 0 | 0 | 0 | 0 | 0 | 0 | 0 | 0 | 0 | 0 | 0 | 0 | 0 | 0 | 0 | 0 | 0 | 0 | 0 | 0
0 | 0 | 0 | 0 | 0 | 0 | 0 | 0 | 0 | 0 | 0 | 0 | 0 | 0 | 0 | 0 | 0 | 0 | 0 | 0 | 0
0 | 0 | 0 | 0 | 0 | 0 | 0 | 0 | 0 | 0 | 0 | 0 | 0 | 0 | 0 | 0 | 0 | 0 | 0 | 0 | 0
0 | 0 | 0 | 0 | 0 | 0 | 0 | 0 | 0 | 0 | 0 | 0 | 0 | 0 | 0 | 0 | 0 | 0 | 0 | 0 | 0
0 | 0 | 0 | 0 | 0 | 0 | 0 | 0 | 0 | 0 | 0 | 0 | 0 | 0 | 0 | 0 | 0 | 0 | 0 | 0 | 0
0 | 0 | 0 | 0 | 0 | 0 | 0 | 0 | 0 | 0 | 0 | 0 | 0 | 0 | 0 | 0 | 0 | 0 | 0 | 0 | 0
0 | 0 | 0 | 0 | 0 | 0 | 0 | 0 | 0 | 0 | 0 | 0 | 0 | 0 | 0 | 0 | 0 | 0 | 0 | 0 | 0
0 | 0 | 0 | 0 | 0 | 0 | 0 | 0 | 0 | 0 | 0 | 0 | 0 | 0 | 0 | 0 | 0 | 0 | 0 | 0 | 0
0 | 0 | 0 | 0 | 0 | 0 | 0 | 0 | 0 | 0 | 0 | 0 | 0 | 0 | 0 | 0 | 0 | 0 | 0 | 0 | 0
0 | 0 | 0 | 0 | 0 | 0 | 0 | 0 | 0 | 0 | 0 | 0 | 0 | 0 | 0 | 0 | 0 | 0 | 0 | 0 | 0
0 | 0 | 0 | 0 | 0 | 0 | 0 | 0 | 0 | 0 | 0 | 0 | 0 | 0 | 0 | 0 | 0 | 0 | 0 | 0 | 0
0 | 0 | 0 | 0 | 0 | 0 | 0 | 0 | 0 | 0 | 0 | 0 | 0 | 0 | 0 | 0 | 0 | 0 | 0 | 0 | 0
0 | 0 | 0 | 0 | 0 | 0 | 0 | 0 | 0 | 0 | 0 | 0 | 0 | 0 | 0 | 0 | 0 | 0 | 0 | 0 | 0
0 | 0 | 0 | 0 | 0 | 0 | 0 | 0 | 0 | 0 | 0 | 0 | 0 | 0 | 0 | 0 | 0 | 0 | 0 | 0 | 0
0 | 0 | 0 | 0 | 0 | 0 | 0 | 0 | 0 | 0 | 0 | 0 | 0 | 0 | 0 | 0 | 0 | 0 | 0 | 0 | 0
0 | 0 | 0 | 0 | 0 | 0 | 0 | 0 | 0 | 0 | 0 | 0 | 0 | 0 | 0 | 0 | 0 | 0 | 0 | 0 | 0
0 | 0 | 0 | 0 | 0 | 0 | 0 | 0 | 0 | 0 | 0 | 0 | 0 | 0 | 0 | 0 | 0 | 0 | 0 | 0 | 0
0 | 0 | 0 | 0 | 0 | 0 | 0 | 0 | 0 | 0 | 0 | 0 | 0 | 0 | 0 | 0 | 0 | 0 | 0 | 0 | 0
0 | 0 | 0 | 0 | 0 | 0 | 0 | 0 | 0 | 0 | 0 | 0 | 0 | 0 | 0 | 0 | 0 | 0 | 0 | 0 | 0
0 | 0 | 0 | 0 | 0 | 0 | 0 | 0 | 0 | 0 | 0 | 0 | 0 | 0 | 0 | 0 | 0 | 0 | 0 | 0 | 0
0 | 0 | 0 | 0 | 0 | 0 | 0 | 0 | 0 | 0 | 0 | 0 | 0 | 0 | 0 | 0 | 0 | 0 | 0 | 0 | 0
0 | 0 | 0 | 0 | 0 | 0 | 0 | 0 | 0 | 0 | 0 | 0 | 0 | 0 | 0 | 0 | 0 | 0 | 0 | 0 | 0
0 | 0 | 0 | 0 | 0 | 0 | 0 | 0 | 0 | 0 | 0 | 0 | 0 | 0 | 0 | 0 | 0 | 0 | 0 | 0 | 0
0 | 0 | 0 | 0 | 0 | 0 | 0 | 0 | 0 | 0 | 0 | 0 | 0 | 0 | 0 | 0 | 0 | 0 | 0 | 0 | 0
0 | 0 | 0 | 0 | 0 | 0 | 0 | 0 | 0 | 0 | 0 | 0 | 0 | 0 | 0 | 0 | 0 | 0 | 0 | 0 | 0
0 | 0 | 0 | 0 | 0 | 0 | 0 | 0 | 0 | 0 | 0 | 0 | 0 | 0 | 0 | 0 | 0 | 0 | 0 | 0 | 0
0 | 0 | 0 | 0 | 0 | 0 | 0 | 0 | 0 | 0 | 0 | 0 | 0 | 0 | 0 | 0 | 0 | 0 | 0 | 0 | 0
0 | 0 | 0 | 0 | 0 | 0 | 0 | 0 | 0 | 0 | 0 | 0 | 0 | 0 | 0 | 0 | 0 | 0 | 0 | 0 | 0
0 | 0 | 0 | 0 | 0 | 0 | 0 | 0 | 0 | 0 | 0 | 0 | 0 | 0 | 0 | 0 | 0 | 0 | 0 | 0 | 0
0 | 0 | 0 | 0 | 0 | 0 | 0 | 0 | 0 | 0 | 0 | 0 | 0 | 0 | 0 | 0 | 0 | 0 | 0 | 0 | 0
0 | 0 | 0 | 0 | 0 | 0 | 0 | 0 | 0 | 0 | 0 | 0 | 0 | 0 | 0 | 0 | 0 | 0 | 0 | 0 | 0
0 | 0 | 0 | 0 | 0 | 0 | 0 | 0 | 0 | 0 | 0 | 0 | 0 | 0 | 0 | 0 | 0 | 0 | 0 | 0 | 0
0 | 0 | 0 | 0 | 0 | 0 | 0 | 0 | 0 | 0 | 0 | 0 | 0 | 0 | 0 | 0 | 0 | 0 | 0 | 0 | 0
0 | 0 | 0 | 0 | 0 | 0 | 0 | 0 | 0 | 0 | 0 | 0 | 0 | 0 | 0 | 0 | 0 | 0 | 0 | 0 | 0
0 | 0 | 0 | 0 | 0 | 0 | 0 | 0 | 0 | 0 | 0 | 0 | 0 | 0 | 0 | 0 | 0 | 0 | 0 | 0 | 0
0 | 0 | 0 | 0 | 0 | 0 | 0 | 0 | 0 | 0 | 0 | 0 | 0 | 0 | 0 | 0 | 0 | 0 | 0 | 0 | 0
0 | 0 | 0 | 0 | 0 | 0 | 0 | 0 | 0 | 0 | 0 | 0 | 0 | 0 | 0 | 0 | 0 | 0 | 0 | 0 | 0
0 | 0 | 0 | 0 | 0 | 0 | 0 | 0 | 0 | 0 | 0 | 0 | 0 | 0 | 0 | 0 | 0 | 0 | 0 | 0 | 0
0 | 0 | 0 | 0 | 0 | 0 | 0 | 0 | 0 | 0 | 0 | 0 | 0 | 0 | 0 | 0 | 0 | 0 | 0 | 0 | 0
0 | 0 | 0 | 0 | 0 | 0 | 0 | 0 | 0 | 0 | 0 | 0 | 0 | 0 | 0 | 0 | 0 | 0 | 0 | 0 | 0
0 | 0 | 0 | 0 | 0 | 0 | 0 | 0 | 0 | 0 | 0 | 0 | 0 | 0 | 0 | 0 | 0 | 0 | 0 | 0 | 0
0 | 0 | 0 | 0 | 0 | 0 | 0 | 0 | 0 | 0 | 0 | 0 | 0 | 0 | 0 | 0 | 0 | 0 | 0 | 0 | 0
0 | 0 | 0 | 0 | 0 | 0 | 0 | 0 | 0 | 0 | 0 | 0 | 0 | 0 | 0 | 0 | 0 | 0 | 0 | 0 | 0
0 | 0 | 0 | 0 | 0 | 0 | 0 | 0 | 0 | 0 | 0 | 0 | 0 | 0 | 0 | 0 | 0 | 0 | 0 | 0 | 0
0 | 0 | 0 | 0 | 0 | 0 | 0 | 0 | 0 | 0 | 0 | 0 | 0 | 0 | 0 | 0 | 0 | 0 | 0 | 0 | 0
0 | 0 | 0 | 0 | 0 | 0 | 0 | 0 | 0 | 0 | 0 | 0 | 0 | 0 | 0 | 0 | 0 | 0 | 0 | 0 | 0
0 | 0 | 0 | 0 | 0 | 0 | 0 | 0 | 0 | 0 | 0 | 0 | 0 | 0 | 0 | 0 | 0 | 0 | 0 | 0 | 0
0 | 0 | 0 | 0 | 0 | 0 | 0 | 0 | 0 | 0 | 0 | 0 | 0 | 0 | 0 | 0 | 0 | 0 | 0 | 0 | 0
0 | 0 | 0 | 0 | 0 | 0 | 0 | 0 | 0 | 0 | 0 | 0 | 0 | 0 | 0 | 0 | 0 | 0 | 0 | 0 | 0
0 | 0 | 0 | 0 | 0 | 0 | 0 | 0 | 0 | 0 | 0 | 0 | 0 | 0 | 0 | 0 | 0 | 0 | 0 | 0 | 0
0 | 0 | 0 | 0 | 0 | 0 | 0 | 0 | 0 | 0 | 0 | 0 | 0 | 0 | 0 | 0 | 0 | 0 | 0 | 0 | 0
0 | 0 | 0 | 0 | 0 | 0 | 0 | 0 | 0 | 0 | 0 | 0 | 0 | 0 | 0 | 0 | 0 | 0 | 0 | 0 | 0
0 | 0 | 0 | 0 | 0 | 0 | 0 | 0 | 0 | 0 | 0 | 0 | 0 | 0 | 0 | 0 | 0 | 0 | 0 | 0 | 0
0 | 0 | 0 | 0 | 0 | 0 | 0 | 0 | 0 | 0 | 0 | 0 | 0 | 0 | 0 | 0 | 0 | 0 | 0 | 0 | 0
0 | 0 | 0 | 0 | 0 | 0 | 0 | 0 | 0 | 0 | 0 | 0 | 0 | 0 | 0 | 0 | 0 | 0 | 0 | 0 | 0
0 | 0 | 0 | 0 | 0 | 0 | 0 | 0 | 0 | 0 | 0 | 0 | 0 | 0 | 0 | 0 | 0 | 0 | 0 | 0 | 0
0 | 0 | 0 | 0 | 0 | 0 | 0 | 0 | 0 | 0 | 0 | 0 | 0 | 0 | 0 | 0 | 0 | 0 | 0 | 0 | 0
0 | 0 | 0 | 0 | 0 | 0 | 0 | 0 | 0 | 0 | 0 | 0 | 0 | 0 | 0 | 0 | 0 | 0 | 0 | 0 | 0
0 | 0 | 0 | 0 | 0 | 0 | 0 | 0 | 0 | 0 | 0 | 0 | 0 | 0 | 0 | 0 | 0 | 0 | 0 | 0 | 0
0 | 0 | 0 | 0 | 0 | 0 | 0 | 0 | 0 | 0 | 0 | 0 | 0 | 0 | 0 | 0 | 0 | 0 | 0 | 0 | 0
0 | 0 | 0 | 0 | 0 | 0 | 0 | 0 | 0 | 0 | 0 | 0 | 0 | 0 | 0 | 0 | 0 | 0 | 0 | 0 | 0
0 | 0 | 0 | 0 | 0 | 0 | 0 | 0 | 0 | 0 | 0 | 0 | 0 | 0 | 0 | 0 | 0 | 0 | 0 | 0 | 0
0 | 0 | 0 | 0 | 0 | 0 | 0 | 0 | 0 | 0 | 0 | 0 | 0 | 0 | 0 | 0 | 0 | 0 | 0 | 0 | 0
0 | 0 | 0 | 0 | 0 | 0 | 0 | 0 | 0 | 0 | 0 | 0 | 0 | 0 | 0 | 0 | 0 | 0 | 0 | 0 | 0
0 | 0 | 0 | 0 | 0 | 0 | 0 | 0 | 0 | 0 | 0 | 0 | 0 | 0 | 0 | 0 | 0 | 0 | 0 | 0 | 0
0 | 0 | 0 | 0 | 0 | 0 | 0 | 0 | 0 | 0 | 0 | 0 | 0 | 0 | 0 | 0 | 0 | 0 | 0 | 0 | 0
0 | 0 | 0 | 0 | 0 | 0 | 0 | 0 | 0 | 0 | 0 | 0 | 0 | 0 | 0 | 0 | 0 | 0 | 0 | 0 | 0
0 | 0 | 0 | 0 | 0 | 0 | 0 | 0 | 0 | 0 | 0 | 0 | 0 | 0 | 0 | 0 | 0 | 0 | 0 | 0 | 0
0 | 0 | 0 | 0 | 0 | 0 | 0 | 0 | 0 | 0 | 0 | 0 | 0 | 0 | 0 | 0 | 0 | 0 | 0 | 0 | 0
0 | 0 | 0 | 0 | 0 | 0 | 0 | 0 | 0 | 0 | 0 | 0 | 0 | 0 | 0 | 0 | 0 | 0 | 0 | 0 | 0
0 | 0 | 0 | 0 | 0 | 0 | 0 | 0 | 0 | 0 | 0 | 0 | 0 | 0 | 0 | 0 | 0 | 0 | 0 | 0 | 0
0 | 0 | 0 | 0 | 0 | 0 | 0 | 0 | 0 | 0 | 0 | 0 | 0 | 0 | 0 | 0 | 0 | 0 | 0 | 0 | 0
0 | 0 | 0 | 0 | 0 | 0 | 0 | 0 | 0 | 0 | 0 | 0 | 0 | 0 | 0 | 0 | 0 | 0 | 0 | 0 | 0
0 | 0 | 0 | 0 | 0 | 0 | 0 | 0 | 0 | 0 | 0 | 0 | 0 | 0 | 0 | 0 | 0 | 0 | 0 | 0 | 0
0 | 0 | 0 | 0 | 0 | 0 | 0 | 0 | 0 | 0 | 0 | 0 | 0 | 0 | 0 | 0 | 0 | 0 | 0 | 0 | 0
0 | 0 | 0 | 0 | 0 | 0 | 0 | 0 | 0 | 0 | 0 | 0 | 0 | 0 | 0 | 0 | 0 | 0 | 0 | 0 | 0
0 | 0 | 0 | 0 | 0 | 0 | 0 | 0 | 0 | 0 | 0 | 0 | 0 | 0 | 0 | 0 | 0 | 0 | 0 | 0 | 0
0 | 0 | 0 | 0 | 0 | 0 | 0 | 0 | 0 | 0 | 0 | 0 | 0 | 0 | 0 | 0 | 0 | 0 | 0 | 0 | 0
0 | 0 | 0 | 0 | 0 | 0 | 0 | 0 | 0 | 0 | 0 | 0 | 0 | 0 | 0 | 0 | 0 | 0 | 0 | 0 | 0
0 | 0 | 0 | 0 | 0 | 0 | 0 | 0 | 0 | 0 | 0 | 0 | 0 | 0 | 0 | 0 | 0 | 0 | 0 | 0 | 0
0 | 0 | 0 | 0 | 0 | 0 | 0 | 0 | 0 | 0 | 0 | 0 | 0 | 0 | 0 | 0 | 0 | 0 | 0 | 0 | 0
0 | 0 | 0 | 0 | 0 | 0 | 0 | 0 | 0 | 0 | 0 | 0 | 0 | 0 | 0 | 0 | 0 | 0 | 0 | 0 | 0
0 | 0 | 0 | 0 | 0 | 0 | 0 | 0 | 0 | 0 | 0 | 0 | 0 | 0 | 0 | 0 | 0 | 0 | 0 | 0 | 0
0 | 0 | 0 | 0 | 0 | 0 | 0 | 0 | 0 | 0 | 0 | 0 | 0 | 0 | 0 | 0 | 0 | 0 | 0 | 0 | 0
0 | 0 | 0 | 0 | 0 | 0 | 0 | 0 | 0 | 0 | 0 | 0 | 0 | 0 | 0 | 0 | 0 | 0 | 0 | 0 | 0
0 | 0 | 0 | 0 | 0 | 0 | 0 | 0 | 0 | 0 | 0 | 0 | 0 | 0 | 0 | 0 | 0 | 0 | 0 | 0 | 0
0 | 0 | 0 | 0 | 0 | 0 | 0 | 0 | 0 | 0 | 0 | 0 | 0 | 0 | 0 | 0 | 0 | 0 | 0 | 0 | 0
0 | 0 | 0 | 0 | 0 | 0 | 0 | 0 | 0 | 0 | 0 | 0 | 0 | 0 | 0 | 0 | 0 | 0 | 0 | 0 | 0
0 | 0 | 0 | 0 | 0 | 0 | 0 | 0 | 0 | 0 | 0 | 0 | 0 | 0 | 0 | 0 | 0 | 0 | 0 | 0 | 0
0 | 0 | 0 | 0 | 0 | 0 | 0 | 0 | 0 | 0 | 0 | 0 | 0 | 0 | 0 | 0 | 0 | 0 | 0 | 0 | 0
0 | 0 | 0 | 0 | 0 | 0 | 0 | 0 | 0 | 0 | 0 | 0 | 0 | 0 | 0 | 0 | 0 | 0 | 0 | 0 | 0
0 | 0 | 0 | 0 | 0 | 0 | 0 | 0 | 0 | 0 | 0 | 0 | 0 | 0 | 0 | 0 | 0 | 0 | 0 | 0 | 0
0 | 0 | 0 | 0 | 0 | 0 | 0 | 0 | 0 | 0 | 0 | 0 | 0 | 0 | 0 | 0 | 0 | 0 | 0 | 0 | 0
0 | 0 | 0 | 0 | 0 | 0 | 0 | 0 | 0 | 0 | 0 | 0 | 0 | 0 | 0 | 0 | 0 | 0 | 0 | 0 | 0
0 | 0 | 0 | 0 | 0 | 0 | 0 | 0 | 0 | 0 | 0 | 0 | 0 | 0 | 0 | 0 | 0 | 0 | 0 | 0 | 0
0 | 0 | 0 | 0 | 0 | 0 | 0 | 0 | 0 | 0 | 0 | 0 | 0 | 0 | 0 | 0 | 0 | 0 | 0 | 0 | 0
0 | 0 | 0 | 0 | 0 | 0 | 0 | 0 | 0 | 0 | 0 | 0 | 0 | 0 | 0 | 0 | 0 | 0 | 0 | 0 | 0
0 | 0 | 0 | 0 | 0 | 0 | 0 | 0 | 0 | 0 | 0 | 0 | 0 | 0 | 0 | 0 | 0 | 0 | 0 | 0 | 0
0 | 0 | 0 | 0 | 0 | 0 | 0 | 0 | 0 | 0 | 0 | 0 | 0 | 0 | 0 | 0 | 0 | 0 | 0 | 0 | 0
0 | 0 | 0 | 0 | 0 | 0 | 0 | 0 | 0 | 0 | 0 | 0 | 0 | 0 | 0 | 0 | 0 | 0 | 0 | 0 | 0
0 | 0 | 0 | 0 | 0 | 0 | 0 | 0 | 0 | 0 | 0 | 0 | 0 | 0 | 0 | 0 | 0 | 0 | 0 | 0 | 0
0 | 0 | 0 | 0 | 0 | 0 | 0 | 0 | 0 | 0 | 0 | 0 | 0 | 0 | 0 | 0 | 0 | 0 | 0 | 0 | 0
0 | 0 | 0 | 0 | 0 | 0 | 0 | 0 | 0 | 0 | 0 | 0 | 0 | 0 | 0 | 0 | 0 | 0 | 0 | 0 | 0
0 | 0 | 0 | 0 | 0 | 0 | 0 | 0 | 0 | 0 | 0 | 0 | 0 | 0 | 0 | 0 | 0 | 0 | 0 | 0 | 0
0 | 0 | 0 | 0 | 0 | 0 | 0 | 0 | 0 | 0 | 0 | 0 | 0 | 0 | 0 | 0 | 0 | 0 | 0 | 0 | 0
0 | 0 | 0 | 0 | 0 | 0 | 0 | 0 | 0 | 0 | 0 | 0 | 0 | 0 | 0 | 0 | 0 | 0 | 0 | 0 | 0
0 | 0 | 0 | 0 | 0 | 0 | 0 | 0 | 0 | 0 | 0 | 0 | 0 | 0 | 0 | 0 | 0 | 0 | 0 | 0 | 0
0 | 0 | 0 | 0 | 0 | 0 | 0 | 0 | 0 | 0 | 0 | 0 | 0 | 0 | 0 | 0 | 0 | 0 | 0 | 0 | 0
0 | 0 | 0 | 0 | 0 | 0 | 0 | 0 | 0 | 0 | 0 | 0 | 0 | 0 | 0 | 0 | 0 | 0 | 0 | 0 | 0
0 | 0 | 0 | 0 | 0 | 0 | 0 | 0 | 0 | 0 | 0 | 0 | 0 | 0 | 0 | 0 | 0 | 0 | 0 | 0 | 0
0 | 0 | 0 | 0 | 0 | 0 | 0 | 0 | 0 | 0 | 0 | 0 | 0 | 0 | 0 | 0 | 0 | 0 | 0 | 0 | 0
0 | 0 | 0 | 0 | 0 | 0 | 0 | 0 | 0 | 0 | 0 | 0 | 0 | 0 | 0 | 0 | 0 | 0 | 0 | 0 | 0
0 | 0 | 0 | 0 | 0 | 0 | 0 | 0 | 0 | 0 | 0 | 0 | 0 | 0 | 0 | 0 | 0 | 0 | 0 | 0 | 0
0 | 0 | 0 | 0 | 0 | 0 | 0 | 0 | 0 | 0 | 0 | 0 | 0 | 0 | 0 | 0 | 0 | 0 | 0 | 0 | 0
0 | 0 | 0 | 0 | 0 | 0 | 0 | 0 | 0 | 0 | 0 | 0 | 0 | 0 | 0 | 0 | 0 | 0 | 0 | 0 | 0
0 | 0 | 0 | 0 | 0 | 0 | 0 | 0 | 0 | 0 | 0 | 0 | 0 | 0 | 0 | 0 | 0 | 0 | 0 | 0 | 0
0 | 0 | 0 | 0 | 0 | 0 | 0 | 0 | 0 | 0 | 0 | 0 | 0 | 0 | 0 | 0 | 0 | 0 | 0 | 0 | 0
0 | 0 | 0 | 0 | 0 | 0 | 0 | 0 | 0 | 0 | 0 | 0 | 0 | 0 | 0 | 0 | 0 | 0 | 0 | 0 | 0
0 | 0 | 0 | 0 | 0 | 0 | 0 | 0 | 0 | 0 | 0 | 0 | 0 | 0 | 0 | 0 | 0 | 0 | 0 | 0 | 0
0 | 0 | 0 | 0 | 0 | 0 | 0 | 0 | 0 | 0 | 0 | 0 | 0 | 0 | 0 | 0 | 0 | 0 | 0 | 0 | 0
0 | 0 | 0 | 0 | 0 | 0 | 0 | 0 | 0 | 0 | 0 | 0 | 0 | 0 | 0 | 0 | 0 | 0 | 0 | 0 | 0
0 | 0 | 0 | 0 | 0 | 0 | 0 | 0 | 0 | 0 | 0 | 0 | 0 | 0 | 0 | 0 | 0 | 0 | 0 | 0 | 0
0 | 0 | 0 | 0 | 0 | 0 | 0 | 0 | 0 | 0 | 0 | 0 | 0 | 0 | 0 | 0 | 0 | 0 | 0 | 0 | 0
0 | 0 | 0 | 0 | 0 | 0 | 0 | 0 | 0 | 0 | 0 | 0 | 0 | 0 | 0 | 0 | 0 | 0 | 0 | 0 | 0
0 | 0 | 0 | 0 | 0 | 0 | 0 | 0 | 0 | 0 | 0 | 0 | 0 | 0 | 0 | 0 | 0 | 0 | 0 | 0 | 0
0 | 0 | 0 | 0 | 0 | 0 | 0 | 0 | 0 | 0 | 0 | 0 | 0 | 0 | 0 | 0 | 0 | 0 | 0 | 0 | 0
0 | 0 | 0 | 0 | 0 | 0 | 0 | 0 | 0 | 0 | 0 | 0 | 0 | 0 | 0 | 0 | 0 | 0 | 0 | 0 | 0
0 | 0 | 0 | 0 | 0 | 0 | 0 | 0 | 0 | 0 | 0 | 0 | 0 | 0 | 0 | 0 | 0 | 0 | 0 | 0 | 0
0 | 0 | 0 | 0 | 0 | 0 | 0 | 0 | 0 | 0 | 0 | 0 | 0 | 0 | 0 | 0 | 0 | 0 | 0 | 0 | 0
0 | 0 | 0 | 0 | 0 | 0 | 0 | 0 | 0 | 0 | 0 | 0 | 0 | 0 | 0 | 0 | 0 | 0 | 0 | 0 | 0
0 | 0 | 0 | 0 | 0 | 0 | 0 | 0 | 0 | 0 | 0 | 0 | 0 | 0 | 0 | 0 | 0 | 0 | 0 | 0 | 0
0 | 0 | 0 | 0 | 0 | 0 | 0 | 0 | 0 | 0 | 0 | 0 | 0 | 0 | 0 | 0 | 0 | 0 | 0 | 0 | 0
0 | 0 | 0 | 0 | 0 | 0 | 0 | 0 | 0 | 0 | 0 | 0 | 0 | 0 | 0 | 0 | 0 | 0 | 0 | 0 | 0
0 | 0 | 0 | 0 | 0 | 0 | 0 | 0 | 0 | 0 | 0 | 0 | 0 | 0 | 0 | 0 | 0 | 0 | 0 | 0 | 0
0 | 0 | 0 | 0 | 0 | 0 | 0 | 0 | 0 | 0 | 0 | 0 | 0 | 0 | 0 | 0 | 0 | 0 | 0 | 0 | 0
0 | 0 | 0 | 0 | 0 | 0 | 0 | 0 | 0 | 0 | 0 | 0 | 0 | 0 | 0 | 0 | 0 | 0 | 0 | 0 | 0
0 | 0 | 0 | 0 | 0 | 0 | 0 | 0 | 0 | 0 | 0 | 0 | 0 | 0 | 0 | 0 | 0 | 0 | 0 | 0 | 0
0 | 0 | 0 | 0 | 0 | 0 | 0 | 0 | 0 | 0 | 0 | 0 | 0 | 0 | 0 | 0 | 0 | 0 | 0 | 0 | 0
0 | 0 | 0 | 0 | 0 | 0 | 0 | 0 | 0 | 0 | 0 | 0 | 0 | 0 | 0 | 0 | 0 | 0 | 0 | 0 | 0
0 | 0 | 0 | 0 | 0 | 0 | 0 | 0 | 0 | 0 | 0 | 0 | 0 | 0 | 0 | 0 | 0 | 0 | 0 | 0 | 0
0 | 0 | 0 | 0 | 0 | 0 | 0 | 0 | 0 | 0 | 0 | 0 | 0 | 0 | 0 | 0 | 0 | 0 | 0 | 0 | 0
0 | 0 | 0 | 0 | 0 | 0 | 0 | 0 | 0 | 0 | 0 | 0 | 0 | 0 | 0 | 0 | 0 | 0 | 0 | 0 | 0
0 | 0 | 0 | 0 | 0 | 0 | 0 | 0 | 0 | 0 | 0 | 0 | 0 | 0 | 0 | 0 | 0 | 0 | 0 | 0 | 0
0 | 0 | 0 | 0 | 0 | 0 | 0 | 0 | 0 | 0 | 0 | 0 | 0 | 0 | 0 | 0 | 0 | 0 | 0 | 0 | 0
0 | 0 | 0 | 0 | 0 | 0 | 0 | 0 | 0 | 0 | 0 | 0 | 0 | 0 | 0 | 0 | 0 | 0 | 0 | 0 | 0
0 | 0 | 0 | 0 | 0 | 0 | 0 | 0 | 0 | 0 | 0 | 0 | 0 | 0 | 0 | 0 | 0 | 0 | 0 | 0 | 0
0 | 0 | 0 | 0 | 0 | 0 | 0 | 0 | 0 | 0 | 0 | 0 | 0 | 0 | 0 | 0 | 0 | 0 | 0 | 0 | 0
0 | 0 | 0 | 0 | 0 | 0 | 0 | 0 | 0 | 0 | 0 | 0 | 0 | 0 | 0 | 0 | 0 | 0 | 0 | 0 | 0
0 | 0 | 0 | 0 | 0 | 0 | 0 | 0 | 0 | 0 | 0 | 0 | 0 | 0 | 0 | 0 | 0 | 0 | 0 | 0 | 0
0 | 0 | 0 | 0 | 0 | 0 | 0 | 0 | 0 | 0 | 0 | 0 | 0 | 0 | 0 | 0 | 0 | 0 | 0 | 0 | 0
0 | 0 | 0 | 0 | 0 | 0 | 0 | 0 | 0 | 0 | 0 | 0 | 0 | 0 | 0 | 0 | 0 | 0 | 0 | 0 | 0
0 | 0 | 0 | 0 | 0 | 0 | 0 | 0 | 0 | 0 | 0 | 0 | 0 | 0 | 0 | 0 | 0 | 0 | 0 | 0 | 0
0 | 0 | 0 | 0 | 0 | 0 | 0 | 0 | 0 | 0 | 0 | 0 | 0 | 0 | 0 | 0 | 0 | 0 | 0 | 0 | 0
0 | 0 | 0 | 0 | 0 | 0 | 0 | 0 | 0 | 0 | 0 | 0 | 0 | 0 | 0 | 0 | 0 | 0 | 0 | 0 | 0
0 | 0 | 0 | 0 | 0 | 0 | 0 | 0 | 0 | 0 | 0 | 0 | 0 | 0 | 0 | 0 | 0 | 0 | 0 | 0 | 0
0 | 0 | 0 | 0 | 0 | 0 | 0 | 0 | 0 | 0 | 0 | 0 | 0 | 0 | 0 | 0 | 0 | 0 | 0 | 0 | 0
0 | 0 | 0 | 0 | 0 | 0 | 0 | 0 | 0 | 0 | 0 | 0 | 0 | 0 | 0 | 0 | 0 | 0 | 0 | 0 | 0
0 | 0 | 0 | 0 | 0 | 0 | 0 | 0 | 0 | 0 | 0 | 0 | 0 | 0 | 0 | 0 | 0 | 0 | 0 | 0 | 0
0 | 0 | 0 | 0 | 0 | 0 | 0 | 0 | 0 | 0 | 0 | 0 | 0 | 0 | 0 | 0 | 0 | 0 | 0 | 0 | 0
0 | 0 | 0 | 0 | 0 | 0 | 0 | 0 | 0 | 0 | 0 | 0 | 0 | 0 | 0 | 0 | 0 | 0 | 0 | 0 | 0
0 | 0 | 0 | 0 | 0 | 0 | 0 | 0 | 0 | 0 | 0 | 0 | 0 | 0 | 0 | 0 | 0 | 0 | 0 | 0 | 0
0 | 0 | 0 | 0 | 0 | 0 | 0 | 0 | 0 | 0 | 0 | 0 | 0 | 0 | 0 | 0 | 0 | 0 | 0 | 0 | 0
0 | 0 | 0 | 0 | 0 | 0 | 0 | 0 | 0 | 0 | 0 | 0 | 0 | 0 | 0 | 0 | 0 | 0 | 0 | 0 | 0
0 | 0 | 0 | 0 | 0 | 0 | 0 | 0 | 0 | 0 | 0 | 0 | 0 | 0 | 0 | 0 | 0 | 0 | 0 | 0 | 0
0 | 0 | 0 | 0 | 0 | 0 | 0 | 0 | 0 | 0 | 0 | 0 | 0 | 0 | 0 | 0 | 0 | 0 | 0 | 0 | 0
0 | 0 | 0 | 0 | 0 | 0 | 0 | 0 | 0 | 0 | 0 | 0 | 0 | 0 | 0 | 0 | 0 | 0 | 0 | 0 | 0
0 | 0 | 0 | 0 | 0 | 0 | 0 | 0 | 0 | 0 | 0 | 0 | 0 | 0 | 0 | 0 | 0 | 0 | 0 | 0 | 0
0 | 0 | 0 | 0 | 0 | 0 | 0 | 0 | 0 | 0 | 0 | 0 | 0 | 0 | 0 | 0 | 0 | 0 | 0 | 0 | 0
0 | 0 | 0 | 0 | 0 | 0 | 0 | 0 | 0 | 0 | 0 | 0 | 0 | 0 | 0 | 0 | 0 | 0 | 0 | 0 | 0
0 | 0 | 0 | 0 | 0 | 0 | 0 | 0 | 0 | 0 | 0 | 0 | 0 | 0 | 0 | 0 | 0 | 0 | 0 | 0 | 0
0 | 0 | 0 | 0 | 0 | 0 | 0 | 0 | 0 | 0 | 0 | 0 | 0 | 0 | 0 | 0 | 0 | 0 | 0 | 0 | 0
0 | 0 | 0 | 0 | 0 | 0 | 0 | 0 | 0 | 0 | 0 | 0 | 0 | 0 | 0 | 0 | 0 | 0 | 0 | 0 | 0
0 | 0 | 0 | 0 | 0 | 0 | 0 | 0 | 0 | 0 | 0 | 0 | 0 | 0 | 0 | 0 | 0 | 0 | 0 | 0 | 0
0 | 0 | 0 | 0 | 0 | 0 | 0 | 0 | 0 | 0 | 0 | 0 | 0 | 0 | 0 | 0 | 0 | 0 | 0 | 0 | 0
0 | 0 | 0 | 0 | 0 | 0 | 0 | 0 | 0 | 0 | 0 | 0 | 0 | 0 | 0 | 0 | 0 | 0 | 0 | 0 | 0
0 | 0 | 0 | 0 | 0 | 0 | 0 | 0 | 0 | 0 | 0 | 0 | 0 | 0 | 0 | 0 | 0 | 0 | 0 | 0 | 0
0 | 0 | 0 | 0 | 0 | 0 | 0 | 0 | 0 | 0 | 0 | 0 | 0 | 0 | 0 | 0 | 0 | 0 | 0 | 0 | 0
0 | 0 | 0 | 0 | 0 | 0 | 0 | 0 | 0 | 0 | 0 | 0 | 0 | 0 | 0 | 0 | 0 | 0 | 0 | 0 | 0
0 | 0 | 0 | 0 | 0 | 0 | 0 | 0 | 0 | 0 | 0 | 0 | 0 | 0 | 0 | 0 | 0 | 0 | 0 | 0 | 0
0 | 0 | 0 | 0 | 0 | 0 | 0 | 0 | 0 | 0 | 0 | 0 | 0 | 0 | 0 | 0 | 0 | 0 | 0 | 0 | 0
0 | 0 | 0 | 0 | 0 | 0 | 0 | 0 | 0 | 0 | 0 | 0 | 0 | 0 | 0 | 0 | 0 | 0 | 0 | 0 | 0
0 | 0 | 0 | 0 | 0 | 0 | 0 | 0 | 0 | 0 | 0 | 0 | 0 | 0 | 0 | 0 | 0 | 0 | 0 | 0 | 0
0 | 0 | 0 | 0 | 0 | 0 | 0 | 0 | 0 | 0 | 0 | 0 | 0 | 0 | 0 | 0 | 0 | 0 | 0 | 0 | 0
0 | 0 | 0 | 0 | 0 | 0 | 0 | 0 | 0 | 0 | 0 | 0 | 0 | 0 | 0 | 0 | 0 | 0 | 0 | 0 | 0
0 | 0 | 0 | 0 | 0 | 0 | 0 | 0 | 0 | 0 | 0 | 0 | 0 | 0 | 0 | 0 | 0 | 0 | 0 | 0 | 0
0 | 0 | 0 | 0 | 0 | 0 | 0 | 0 | 0 | 0 | 0 | 0 | 0 | 0 | 0 | 0 | 0 | 0 | 0 | 0 | 0
0 | 0 | 0 | 0 | 0 | 0 | 0 | 0 | 0 | 0 | 0 | 0 | 0 | 0 | 0 | 0 | 0 | 0 | 0 | 0 | 0
0 | 0 | 0 | 0 | 0 | 0 | 0 | 0 | 0 | 0 | 0 | 0 | 0 | 0 | 0 | 0 | 0 | 0 | 0 | 0 | 0
0 | 0 | 0 | 0 | 0 | 0 | 0 | 0 | 0 | 0 | 0 | 0 | 0 | 0 | 0 | 0 | 0 | 0 | 0 | 0 | 0
0 | 0 | 0 | 0 | 0 | 0 | 0 | 0 | 0 | 0 | 0 | 0 | 0 | 0 | 0 | 0 | 0 | 0 | 0 | 0 | 0
0 | 0 | 0 | 0 | 0 | 0 | 0 | 0 | 0 | 0 | 0 | 0 | 0 | 0 | 0 | 0 | 0 | 0 | 0 | 0 | 0
0 | 0 | 0 | 0 | 0 | 0 | 0 | 0 | 0 | 0 | 0 | 0 | 0 | 0 | 0 | 0 | 0 | 0 | 0 | 0 | 0
0 | 0 | 0 | 0 | 0 | 0 | 0 | 0 | 0 | 0 | 0 | 0 | 0 | 0 | 0 | 0 | 0 | 0 | 0 | 0 | 0
0 | 0 | 0 | 0 | 0 | 0 | 0 | 0 | 0 | 0 | 0 | 0 | 0 | 0 | 0 | 0 | 0 | 0 | 0 | 0 | 0
0 | 0 | 0 | 0 | 0 | 0 | 0 | 0 | 0 | 0 | 0 | 0 | 0 | 0 | 0 | 0 | 0 | 0 | 0 | 0 | 0
0 | 0 | 0 | 0 | 0 | 0 | 0 | 0 | 0 | 0 | 0 | 0 | 0 | 0 | 0 | 0 | 0 | 0 | 0 | 0 | 0
0 | 0 | 0 | 0 | 0 | 0 | 0 | 0 | 0 | 0 | 0 | 0 | 0 | 0 | 0 | 0 | 0 | 0 | 0 | 0 | 0
0 | 0 | 0 | 0 | 0 | 0 | 0 | 0 | 0 | 0 | 0 | 0 | 0 | 0 | 0 | 0 | 0 | 0 | 0 | 0 | 0
0 | 0 | 0 | 0 | 0 | 0 | 0 | 0 | 0 | 0 | 0 | 0 | 0 | 0 | 0 | 0 | 0 | 0 | 0 | 0 | 0
0 | 0 | 0 | 0 | 0 | 0 | 0 | 0 | 0 | 0 | 0 | 0 | 0 | 0 | 0 | 0 | 0 | 0 | 0 | 0 | 0
0 | 0 | 0 | 0 | 0 | 0 | 0 | 0 | 0 | 0 | 0 | 0 | 0 | 0 | 0 | 0 | 0 | 0 | 0 | 0 | 0
0 | 0 | 0 | 0 | 0 | 0 | 0 | 0 | 0 | 0 | 0 | 0 | 0 | 0 | 0 | 0 | 0 | 0 | 0 | 0 | 0
0 | 0 | 0 | 0 | 0 | 0 | 0 | 0 | 0 | 0 | 0 | 0 | 0 | 0 | 0 | 0 | 0 | 0 | 0 | 0 | 0
0 | 0 | 0 | 0 | 0 | 0 | 0 | 0 | 0 | 0 | 0 | 0 | 0 | 0 | 0 | 0 | 0 | 0 | 0 | 0 | 0
0 | 0 | 0 | 0 | 0 | 0 | 0 | 0 | 0 | 0 | 0 | 0 | 0 | 0 | 0 | 0 | 0 | 0 | 0 | 0 | 0
0 | 0 | 0 | 0 | 0 | 0 | 0 | 0 | 0 | 0 | 0 | 0 | 0 | 0 | 0 | 0 | 0 | 0 | 0 | 0 | 0
0 | 0 | 0 | 0 | 0 | 0 | 0 | 0 | 0 | 0 | 0 | 0 | 0 | 0 | 0 | 0 | 0 | 0 | 0 | 0 | 0
0 | 0 | 0 | 0 | 0 | 0 | 0 | 0 | 0 | 0 | 0 | 0 | 0 | 0 | 0 | 0 | 0 | 0 | 0 | 0 | 0
0 | 0 | 0 | 0 | 0 | 0 | 0 | 0 | 0 | 0 | 0 | 0 | 0 | 0 | 0 | 0 | 0 | 0 | 0 | 0 | 0
0 | 0 | 0 | 0 | 0 | 0 | 0 | 0 | 0 | 0 | 0 | 0 | 0 | 0 | 0 | 0 | 0 | 0 | 0 | 0 | 0
0 | 0 | 0 | 0 | 0 | 0 | 0 | 0 | 0 | 0 | 0 | 0 | 0 | 0 | 0 | 0 | 0 | 0 | 0 | 0 | 0
0 | 0 | 0 | 0 | 0 | 0 | 0 | 0 | 0 | 0 | 0 | 0 | 0 | 0 | 0 | 0 | 0 | 0 | 0 | 0 | 0
0 | 0 | 0 | 0 | 0 | 0 | 0 | 0 | 0 | 0 | 0 | 0 | 0 | 0 | 0 | 0 | 0 | 0 | 0 | 0 | 0
0 | 0 | 0 | 0 | 0 | 0 | 0 | 0 | 0 | 0 | 0 | 0 | 0 | 0 | 0 | 0 | 0 | 0 | 0 | 0 | 0
0 | 0 | 0 | 0 | 0 | 0 | 0 | 0 | 0 | 0 | 0 | 0 | 0 | 0 | 0 | 0 | 0 | 0 | 0 | 0 | 0
0 | 0 | 0 | 0 | 0 | 0 | 0 | 0 | 0 | 0 | 0 | 0 | 0 | 0 | 0 | 0 | 0 | 0 | 0 | 0 | 0
0 | 0 | 0 | 0 | 0 | 0 | 0 | 0 | 0 | 0 | 0 | 0 | 0 | 0 | 0 | 0 | 0 | 0 | 0 | 0 | 0
0 | 0 | 0 | 0 | 0 | 0 | 0 | 0 | 0 | 0 | 0 | 0 | 0 | 0 | 0 | 0 | 0 | 0 | 0 | 0 | 0
0 | 0 | 0 | 0 | 0 | 0 | 0 | 0 | 0 | 0 | 0 | 0 | 0 | 0 | 0 | 0 | 0 | 0 | 0 | 0 | 0
0 | 0 | 0 | 0 | 0 | 0 | 0 | 0 | 0 | 0 | 0 | 0 | 0 | 0 | 0 | 0 | 0 | 0 | 0 | 0 | 0
0 | 0 | 0 | 0 | 0 | 0 | 0 | 0 | 0 | 0 | 0 | 0 | 0 | 0 | 0 | 0 | 0 | 0 | 0 | 0 | 0
0 | 0 | 0 | 0 | 0 | 0 | 0 | 0 | 0 | 0 | 0 | 0 | 0 | 0 | 0 | 0 | 0 | 0 | 0 | 0 | 0
0 | 0 | 0 | 0 | 0 | 0 | 0 | 0 | 0 | 0 | 0 | 0 | 0 | 0 | 0 | 0 | 0 | 0 | 0 | 0 | 0
0 | 0 | 0 | 0 | 0 | 0 | 0 | 0 | 0 | 0 | 0 | 0 | 0 | 0 | 0 | 0 | 0 | 0 | 0 | 0 | 0
0 | 0 | 0 | 0 | 0 | 0 | 0 | 0 | 0 | 0 | 0 | 0 | 0 | 0 | 0 | 0 | 0 | 0 | 0 | 0 | 0
0 | 0 | 0 | 0 | 0 | 0 | 0 | 0 | 0 | 0 | 0 | 0 | 0 | 0 | 0 | 0 | 0 | 0 | 0 | 0 | 0
0 | 0 | 0 | 0 | 0 | 0 | 0 | 0 | 0 | 0 | 0 | 0 | 0 | 0 | 0 | 0 | 0 | 0 | 0 | 0 | 0
0 | 0 | 0 | 0 | 0 | 0 | 0 | 0 | 0 | 0 | 0 | 0 | 0 | 0 | 0 | 0 | 0 | 0 | 0 | 0 | 0
0 | 0 | 0 | 0 | 0 | 0 | 0 | 0 | 0 | 0 | 0 | 0 | 0 | 0 | 0 | 0 | 0 | 0 | 0 | 0 | 0
0 | 0 | 0 | 0 | 0 | 0 | 0 | 0 | 0 | 0 | 0 | 0 | 0 | 0 | 0 | 0 | 0 | 0 | 0 | 0 | 0
0 | 0 | 0 | 0 | 0 | 0 | 0 | 0 | 0 | 0 | 0 | 0 | 0 | 0 | 0 | 0 | 0 | 0 | 0 | 0 | 0
0 | 0 | 0 | 0 | 0 | 0 | 0 | 0 | 0 | 0 | 0 | 0 | 0 | 0 | 0 | 0 | 0 | 0 | 0 | 0 | 0
0 | 0 | 0 | 0 | 0 | 0 | 0 | 0 | 0 | 0 | 0 | 0 | 0 | 0 | 0 | 0 | 0 | 0 | 0 | 0 | 0
0 | 0 | 0 | 0 | 0 | 0 | 0 | 0 | 0 | 0 | 0 | 0 | 0 | 0 | 0 | 0 | 0 | 0 | 0 | 0 | 0
0 | 0 | 0 | 0 | 0 | 0 | 0 | 0 | 0 | 0 | 0 | 0 | 0 | 0 | 0 | 0 | 0 | 0 | 0 | 0 | 0
0 | 0 | 0 | 0 | 0 | 0 | 0 | 0 | 0 | 0 | 0 | 0 | 0 | 0 | 0 | 0 | 0 | 0 | 0 | 0 | 0
0 | 0 | 0 | 0 | 0 | 0 | 0 | 0 | 0 | 0 | 0 | 0 | 0 | 0 | 0 | 0 | 0 | 0 | 0 | 0 | 0
0 | 0 | 0 | 0 | 0 | 0 | 0 | 0 | 0 | 0 | 0 | 0 | 0 | 0 | 0 | 0 | 0 | 0 | 0 | 0 | 0
0 | 0 | 0 | 0 | 0 | 0 | 0 | 0 | 0 | 0 | 0 | 0 | 0 | 0 | 0 | 0 | 0 | 0 | 0 | 0 | 0
0 | 0 | 0 | 0 | 0 | 0 | 0 | 0 | 0 | 0 | 0 | 0 | 0 | 0 | 0 | 0 | 0 | 0 | 0 | 0 | 0
0 | 0 | 0 | 0 | 0 | 0 | 0 | 0 | 0 | 0 | 0 | 0 | 0 | 0 | 0 | 0 | 0 | 0 | 0 | 0 | 0
0 | 0 | 0 | 0 | 0 | 0 | 0 | 0 | 0 | 0 | 0 | 0 | 0 | 0 | 0 | 0 | 0 | 0 | 0 | 0 | 0
0 | 0 | 0 | 0 | 0 | 0 | 0 | 0 | 0 | 0 | 0 | 0 | 0 | 0 | 0 | 0 | 0 | 0 | 0 | 0 | 0
0 | 0 | 0 | 0 | 0 | 0 | 0 | 0 | 0 | 0 | 0 | 0 | 0 | 0 | 0 | 0 | 0 | 0 | 0 | 0 | 0
0 | 0 | 0 | 0 | 0 | 0 | 0 | 0 | 0 | 0 | 0 | 0 | 0 | 0 | 0 | 0 | 0 | 0 | 0 | 0 | 0
0 | 0 | 0 | 0 | 0 | 0 | 0 | 0 | 0 | 0 | 0 | 0 | 0 | 0 | 0 | 0 | 0 | 0 | 0 | 0 | 0
0 | 0 | 0 | 0 | 0 | 0 | 0 | 0 | 0 | 0 | 0 | 0 | 0 | 0 | 0 | 0 | 0 | 0 | 0 | 0 | 0
0 | 0 | 0 | 0 | 0 | 0 | 0 | 0 | 0 | 0 | 0 | 0 | 0 | 0 | 0 | 0 | 0 | 0 | 0 | 0 | 0
0 | 0 | 0 | 0 | 0 | 0 | 0 | 0 | 0 | 0 | 0 | 0 | 0 | 0 | 0 | 0 | 0 | 0 | 0 | 0 | 0
0 | 0 | 0 | 0 | 0 | 0 | 0 | 0 | 0 | 0 | 0 | 0 | 0 | 0 | 0 | 0 | 0 | 0 | 0 | 0 | 0
0 | 0 | 0 | 0 | 0 | 0 | 0 | 0 | 0 | 0 | 0 | 0 | 0 | 0 | 0 | 0 | 0 | 0 | 0 | 0 | 0
0 | 0 | 0 | 0 | 0 | 0 | 0 | 0 | 0 | 0 | 0 | 0 | 0 | 0 | 0 | 0 | 0 | 0 | 0 | 0 | 0
0 | 0 | 0 | 0 | 0 | 0 | 0 | 0 | 0 | 0 | 0 | 0 | 0 | 0 | 0 | 0 | 0 | 0 | 0 | 0 | 0
0 | 0 | 0 | 0 | 0 | 0 | 0 | 0 | 0 | 0 | 0 | 0 | 0 | 0 | 0 | 0 | 0 | 0 | 0 | 0 | 0
0 | 0 | 0 | 0 | 0 | 0 | 0 | 0 | 0 | 0 | 0 | 0 | 0 | 0 | 0 | 0 | 0 | 0 | 0 | 0 | 0
0 | 0 | 0 | 0 | 0 | 0 | 0 | 0 | 0 | 0 | 0 | 0 | 0 | 0 | 0 | 0 | 0 | 0 | 0 | 0 | 0
0 | 0 | 0 | 0 | 0 | 0 | 0 | 0 | 0 | 0 | 0 | 0 | 0 | 0 | 0 | 0 | 0 | 0 | 0 | 0 | 0
0 | 0 | 0 | 0 | 0 | 0 | 0 | 0 | 0 | 0 | 0 | 0 | 0 | 0 | 0 | 0 | 0 | 0 | 0 | 0 | 0
0 | 0 | 0 | 0 | 0 | 0 | 0 | 0 | 0 | 0 | 0 | 0 | 0 | 0 | 0 | 0 | 0 | 0 | 0 | 0 | 0
0 | 0 | 0 | 0 | 0 | 0 | 0 | 0 | 0 | 0 | 0 | 0 | 0 | 0 | 0 | 0 | 0 | 0 | 0 | 0 | 0
0 | 0 | 0 | 0 | 0 | 0 | 0 | 0 | 0 | 0 | 0 | 0 | 0 | 0 | 0 | 0 | 0 | 0 | 0 | 0 | 0
0 | 0 | 0 | 0 | 0 | 0 | 0 | 0 | 0 | 0 | 0 | 0 | 0 | 0 | 0 | 0 | 0 | 0 | 0 | 0 | 0
0 | 0 | 0 | 0 | 0 | 0 | 0 | 0 | 0 | 0 | 0 | 0 | 0 | 0 | 0 | 0 | 0 | 0 | 0 | 0 | 0
0 | 0 | 0 | 0 | 0 | 0 | 0 | 0 | 0 | 0 | 0 | 0 | 0 | 0 | 0 | 0 | 0 | 0 | 0 | 0 | 0
0 | 0 | 0 | 0 | 0 | 0 | 0 | 0 | 0 | 0 | 0 | 0 | 0 | 0 | 0 | 0 | 0 | 0 | 0 | 0 | 0
0 | 0 | 0 | 0 | 0 | 0 | 0 | 0 | 0 | 0 | 0 | 0 | 0 | 0 | 0 | 0 | 0 | 0 | 0 | 0 | 0
0 | 0 | 0 | 0 | 0 | 0 | 0 | 0 | 0 | 0 | 0 | 0 | 0 | 0 | 0 | 0 | 0 | 0 | 0 | 0 | 0
0 | 0 | 0 | 0 | 0 | 0 | 0 | 0 | 0 | 0 | 0 | 0 | 0 | 0 | 0 | 0 | 0 | 0 | 0 | 0 | 0
0 | 0 | 0 | 0 | 0 | 0 | 0 | 0 | 0 | 0 | 0 | 0 | 0 | 0 | 0 | 0 | 0 | 0 | 0 | 0 | 0
0 | 0 | 0 | 0 | 0 | 0 | 0 | 0 | 0 | 0 | 0 | 0 | 0 | 0 | 0 | 0 | 0 | 0 | 0 | 0 | 0
0 | 0 | 0 | 0 | 0 | 0 | 0 | 0 | 0 | 0 | 0 | 0 | 0 | 0 | 0 | 0 | 0 | 0 | 0 | 0 | 0
0 | 0 | 0 | 0 | 0 | 0 | 0 | 0 | 0 | 0 | 0 | 0 | 0 | 0 | 0 | 0 | 0 | 0 | 0 | 0 | 0
0 | 0 | 0 | 0 | 0 | 0 | 0 | 0 | 0 | 0 | 0 | 0 | 0 | 0 | 0 | 0 | 0 | 0 | 0 | 0 | 0
0 | 0 | 0 | 0 | 0 | 0 | 0 | 0 | 0 | 0 | 0 | 0 | 0 | 0 | 0 | 0 | 0 | 0 | 0 | 0 | 0
0 | 0 | 0 | 0 | 0 | 0 | 0 | 0 | 0 | 0 | 0 | 0 | 0 | 0 | 0 | 0 | 0 | 0 | 0 | 0 | 0
0 | 0 | 0 | 0 | 0 | 0 | 0 | 0 | 0 | 0 | 0 | 0 | 0 | 0 | 0 | 0 | 0 | 0 | 0 | 0 | 0
0 | 0 | 0 | 0 | 0 | 0 | 0 | 0 | 0 | 0 | 0 | 0 | 0 | 0 | 0 | 0 | 0 | 0 | 0 | 0 | 0
0 | 0 | 0 | 0 | 0 | 0 | 0 | 0 | 0 | 0 | 0 | 0 | 0 | 0 | 0 | 0 | 0 | 0 | 0 | 0 | 0
0 | 0 | 0 | 0 | 0 | 0 | 0 | 0 | 0 | 0 | 0 | 0 | 0 | 0 | 0 | 0 | 0 | 0 | 0 | 0 | 0
0 | 0 | 0 | 0 | 0 | 0 | 0 | 0 | 0 | 0 | 0 | 0 | 0 | 0 | 0 | 0 | 0 | 0 | 0 | 0 | 0
0 | 0 | 0 | 0 | 0 | 0 | 0 | 0 | 0 | 0 | 0 | 0 | 0 | 0 | 0 | 0 | 0 | 0 | 0 | 0 | 0
0 | 0 | 0 | 0 | 0 | 0 | 0 | 0 | 0 | 0 | 0 | 0 | 0 | 0 | 0 | 0 | 0 | 0 | 0 | 0 | 0
0 | 0 | 0 | 0 | 0 | 0 | 0 | 0 | 0 | 0 | 0 | 0 | 0 | 0 | 0 | 0 | 0 | 0 | 0 | 0 | 0
0 | 0 | 0 | 0 | 0 | 0 | 0 | 0 | 0 | 0 | 0 | 0 | 0 | 0 | 0 | 0 | 0 | 0 | 0 | 0 | 0
0 | 0 | 0 | 0 | 0 | 0 | 0 | 0 | 0 | 0 | 0 | 0 | 0 | 0 | 0 | 0 | 0 | 0 | 0 | 0 | 0
0 | 0 | 0 | 0 | 0 | 0 | 0 | 0 | 0 | 0 | 0 | 0 | 0 | 0 | 0 | 0 | 0 | 0 | 0 | 0 | 0
0 | 0 | 0 | 0 | 0 | 0 | 0 | 0 | 0 | 0 | 0 | 0 | 0 | 0 | 0 | 0 | 0 | 0 | 0 | 0 | 0
0 | 0 | 0 | 0 | 0 | 0 | 0 | 0 | 0 | 0 | 0 | 0 | 0 | 0 | 0 | 0 | 0 | 0 | 0 | 0 | 0
0 | 0 | 0 | 0 | 0 | 0 | 0 | 0 | 0 | 0 | 0 | 0 | 0 | 0 | 0 | 0 | 0 | 0 | 0 | 0 | 0
0 | 0 | 0 | 0 | 0 | 0 | 0 | 0 | 0 | 0 | 0 | 0 | 0 | 0 | 0 | 0 | 0 | 0 | 0 | 0 | 0
0 | 0 | 0 | 0 | 0 | 0 | 0 | 0 | 0 | 0 | 0 | 0 | 0 | 0 | 0 | 0 | 0 | 0 | 0 | 0 | 0
0 | 0 | 0 | 0 | 0 | 0 | 0 | 0 | 0 | 0 | 0 | 0 | 0 | 0 | 0 | 0 | 0 | 0 | 0 | 0 | 0
0 | 0 | 0 | 0 | 0 | 0 | 0 | 0 | 0 | 0 | 0 | 0 | 0 | 0 | 0 | 0 | 0 | 0 | 0 | 0 | 0
0 | 0 | 0 | 0 | 0 | 0 | 0 | 0 | 0 | 0 | 0 | 0 | 0 | 0 | 0 | 0 | 0 | 0 | 0 | 0 | 0
0 | 0 | 0 | 0 | 0 | 0 | 0 | 0 | 0 | 0 | 0 | 0 | 0 | 0 | 0 | 0 | 0 | 0 | 0 | 0 | 0
0 | 0 | 0 | 0 | 0 | 0 | 0 | 0 | 0 | 0 | 0 | 0 | 0 | 0 | 0 | 0 | 0 | 0 | 0 | 0 | 0
0 | 0 | 0 | 0 | 0 | 0 | 0 | 0 | 0 | 0 | 0 | 0 | 0 | 0 | 0 | 0 | 0 | 0 | 0 | 0 | 0
0 | 0 | 0 | 0 | 0 | 0 | 0 | 0 | 0 | 0 | 0 | 0 | 0 | 0 | 0 | 0 | 0 | 0 | 0 | 0 | 0
0 | 0 | 0 | 0 | 0 | 0 | 0 | 0 | 0 | 0 | 0 | 0 | 0 | 0 | 0 | 0 | 0 | 0 | 0 | 0 | 0
0 | 0 | 0 | 0 | 0 | 0 | 0 | 0 | 0 | 0 | 0 | 0 | 0 | 0 | 0 | 0 | 0 | 0 | 0 | 0 | 0
0 | 0 | 0 | 0 | 0 | 0 | 0 | 0 | 0 | 0 | 0 | 0 | 0 | 0 | 0 | 0 | 0 | 0 | 0 | 0 | 0
0 | 0 | 0 | 0 | 0 | 0 | 0 | 0 | 0 | 0 | 0 | 0 | 0 | 0 | 0 | 0 | 0 | 0 | 0 | 0 | 0
0 | 0 | 0 | 0 | 0 | 0 | 0 | 0 | 0 | 0 | 0 | 0 | 0 | 0 | 0 | 0 | 0 | 0 | 0 | 0 | 0
0 | 0 | 0 | 0 | 0 | 0 | 0 | 0 | 0 | 0 | 0 | 0 | 0 | 0 | 0 | 0 | 0 | 0 | 0 | 0 | 0
0 | 0 | 0 | 0 | 0 | 0 | 0 | 0 | 0 | 0 | 0 | 0 | 0 | 0 | 0 | 0 | 0 | 0 | 0 | 0 | 0
0 | 0 | 0 | 0 | 0 | 0 | 0 | 0 | 0 | 0 | 0 | 0 | 0 | 0 | 0 | 0 | 0 | 0 | 0 | 0 | 0
0 | 0 | 0 | 0 | 0 | 0 | 0 | 0 | 0 | 0 | 0 | 0 | 0 | 0 | 0 | 0 | 0 | 0 | 0 | 0 | 0
0 | 0 | 0 | 0 | 0 | 0 | 0 | 0 | 0 | 0 | 0 | 0 | 0 | 0 | 0 | 0 | 0 | 0 | 0 | 0 | 0
0 | 0 | 0 | 0 | 0 | 0 | 0 | 0 | 0 | 0 | 0 | 0 | 0 | 0 | 0 | 0 | 0 | 0 | 0 | 0 | 0
0 | 0 | 0 | 0 | 0 | 0 | 0 | 0 | 0 | 0 | 0 | 0 | 0 | 0 | 0 | 0 | 0 | 0 | 0 | 0 | 0
0 | 0 | 0 | 0 | 0 | 0 | 0 | 0 | 0 | 0 | 0 | 0 | 0 | 0 | 0 | 0 | 0 | 0 | 0 | 0 | 0
0 | 0 | 0 | 0 | 0 | 0 | 0 | 0 | 0 | 0 | 0 | 0 | 0 | 0 | 0 | 0 | 0 | 0 | 0 | 0 | 0
0 | 0 | 0 | 0 | 0 | 0 | 0 | 0 | 0 | 0 | 0 | 0 | 0 | 0 | 0 | 0 | 0 | 0 | 0 | 0 | 0
0 | 0 | 0 | 0 | 0 | 0 | 0 | 0 | 0 | 0 | 0 | 0 | 0 | 0 | 0 | 0 | 0 | 0 | 0 | 0 | 0
0 | 0 | 0 | 0 | 0 | 0 | 0 | 0 | 0 | 0 | 0 | 0 | 0 | 0 | 0 | 0 | 0 | 0 | 0 | 0 | 0
0 | 0 | 0 | 0 | 0 | 0 | 0 | 0 | 0 | 0 | 0 | 0 | 0 | 0 | 0 | 0 | 0 | 0 | 0 | 0 | 0
0 | 0 | 0 | 0 | 0 | 0 | 0 | 0 | 0 | 0 | 0 | 0 | 0 | 0 | 0 | 0 | 0 | 0 | 0 | 0 | 0
0 | 0 | 0 | 0 | 0 | 0 | 0 | 0 | 0 | 0 | 0 | 0 | 0 | 0 | 0 | 0 | 0 | 0 | 0 | 0 | 0
0 | 0 | 0 | 0 | 0 | 0 | 0 | 0 | 0 | 0 | 0 | 0 | 0 | 0 | 0 | 0 | 0 | 0 | 0 | 0 | 0
0 | 0 | 0 | 0 | 0 | 0 | 0 | 0 | 0 | 0 | 0 | 0 | 0 | 0 | 0 | 0 | 0 | 0 | 0 | 0 | 0
0 | 0 | 0 | 0 | 0 | 0 | 0 | 0 | 0 | 0 | 0 | 0 | 0 | 0 | 0 | 0 | 0 | 0 | 0 | 0 | 0
0 | 0 | 0 | 0 | 0 | 0 | 0 | 0 | 0 | 0 | 0 | 0 | 0 | 0 | 0 | 0 | 0 | 0 | 0 | 0 | 0
0 | 0 | 0 | 0 | 0 | 0 | 0 | 0 | 0 | 0 | 0 | 0 | 0 | 0 | 0 | 0 | 0 | 0 | 0 | 0 | 0
0 | 0 | 0 | 0 | 0 | 0 | 0 | 0 | 0 | 0 | 0 | 0 | 0 | 0 | 0 | 0 | 0 | 0 | 0 | 0 | 0
0 | 0 | 0 | 0 | 0 | 0 | 0 | 0 | 0 | 0 | 0 | 0 | 0 | 0 | 0 | 0 | 0 | 0 | 0 | 0 | 0
0 | 0 | 0 | 0 | 0 | 0 | 0 | 0 | 0 | 0 | 0 | 0 | 0 | 0 | 0 | 0 | 0 | 0 | 0 | 0 | 0
0 | 0 | 0 | 0 | 0 | 0 | 0 | 0 | 0 | 0 | 0 | 0 | 0 | 0 | 0 | 0 | 0 | 0 | 0 | 0 | 0
0 | 0 | 0 | 0 | 0 | 0 | 0 | 0 | 0 | 0 | 0 | 0 | 0 | 0 | 0 | 0 | 0 | 0 | 0 | 0 | 0
0 | 0 | 0 | 0 | 0 | 0 | 0 | 0 | 0 | 0 | 0 | 0 | 0 | 0 | 0 | 0 | 0 | 0 | 0 | 0 | 0
0 | 0 | 0 | 0 | 0 | 0 | 0 | 0 | 0 | 0 | 0 | 0 | 0 | 0 | 0 | 0 | 0 | 0 | 0 | 0 | 0
0 | 0 | 0 | 0 | 0 | 0 | 0 | 0 | 0 | 0 | 0 | 0 | 0 | 0 | 0 | 0 | 0 | 0 | 0 | 0 | 0
0 | 0 | 0 | 0 | 0 | 0 | 0 | 0 | 0 | 0 | 0 | 0 | 0 | 0 | 0 | 0 | 0 | 0 | 0 | 0 | 0
0 | 0 | 0 | 0 | 0 | 0 | 0 | 0 | 0 | 0 | 0 | 0 | 0 | 0 | 0 | 0 | 0 | 0 | 0 | 0 | 0
0 | 0 | 0 | 0 | 0 | 0 | 0 | 0 | 0 | 0 | 0 | 0 | 0 | 0 | 0 | 0 | 0 | 0 | 0 | 0 | 0
0 | 0 | 0 | 0 | 0 | 0 | 0 | 0 | 0 | 0 | 0 | 0 | 0 | 0 | 0 | 0 | 0 | 0 | 0 | 0 | 0
0 | 0 | 0 | 0 | 0 | 0 | 0 | 0 | 0 | 0 | 0 | 0 | 0 | 0 | 0 | 0 | 0 | 0 | 0 | 0 | 0
0 | 0 | 0 | 0 | 0 | 0 | 0 | 0 | 0 | 0 | 0 | 0 | 0 | 0 | 0 | 0 | 0 | 0 | 0 | 0 | 0
0 | 0 | 0 | 0 | 0 | 0 | 0 | 0 | 0 | 0 | 0 | 0 | 0 | 0 | 0 | 0 | 0 | 0 | 0 | 0 | 0
0 | 0 | 0 | 0 | 0 | 0 | 0 | 0 | 0 | 0 | 0 | 0 | 0 | 0 | 0 | 0 | 0 | 0 | 0 | 0 | 0
0 | 0 | 0 | 0 | 0 | 0 | 0 | 0 | 0 | 0 | 0 | 0 | 0 | 0 | 0 | 0 | 0 | 0 | 0 | 0 | 0
0 | 0 | 0 | 0 | 0 | 0 | 0 | 0 | 0 | 0 | 0 | 0 | 0 | 0 | 0 | 0 | 0 | 0 | 0 | 0 | 0
0 | 0 | 0 | 0 | 0 | 0 | 0 | 0 | 0 | 0 | 0 | 0 | 0 | 0 | 0 | 0 | 0 | 0 | 0 | 0 | 0
0 | 0 | 0 | 0 | 0 | 0 | 0 | 0 | 0 | 0 | 0 | 0 | 0 | 0 | 0 | 0 | 0 | 0 | 0 | 0 | 0
0 | 0 | 0 | 0 | 0 | 0 | 0 | 0 | 0 | 0 | 0 | 0 | 0 | 0 | 0 | 0 | 0 | 0 | 0 | 0 | 0
0 | 0 | 0 | 0 | 0 | 0 | 0 | 0 | 0 | 0 | 0 | 0 | 0 | 0 | 0 | 0 | 0 | 0 | 0 | 0 | 0
0 | 0 | 0 | 0 | 0 | 0 | 0 | 0 | 0 | 0 | 0 | 0 | 0 | 0 | 0 | 0 | 0 | 0 | 0 | 0 | 0
0 | 0 | 0 | 0 | 0 | 0 | 0 | 0 | 0 | 0 | 0 | 0 | 0 | 0 | 0 | 0 | 0 | 0 | 0 | 0 | 0
0 | 0 | 0 | 0 | 0 | 0 | 0 | 0 | 0 | 0 | 0 | 0 | 0 | 0 | 0 | 0 | 0 | 0 | 0 | 0 | 0
0 | 0 | 0 | 0 | 0 | 0 | 0 | 0 | 0 | 0 | 0 | 0 | 0 | 0 | 0 | 0 | 0 | 0 | 0 | 0 | 0
0 | 0 | 0 | 0 | 0 | 0 | 0 | 0 | 0 | 0 | 0 | 0 | 0 | 0 | 0 | 0 | 0 | 0 | 0 | 0 | 0
0 | 0 | 0 | 0 | 0 | 0 | 0 | 0 | 0 | 0 | 0 | 0 | 0 | 0 | 0 | 0 | 0 | 0 | 0 | 0 | 0
0 | 0 | 0 | 0 | 0 | 0 | 0 | 0 | 0 | 0 | 0 | 0 | 0 | 0 | 0 | 0 | 0 | 0 | 0 | 0 | 0
0 | 0 | 0 | 0 | 0 | 0 | 0 | 0 | 0 | 0 | 0 | 0 | 0 | 0 | 0 | 0 | 0 | 0 | 0 | 0 | 0
0 | 0 | 0 | 0 | 0 | 0 | 0 | 0 | 0 | 0 | 0 | 0 | 0 | 0 | 0 | 0 | 0 | 0 | 0 | 0 | 0
0 | 0 | 0 | 0 | 0 | 0 | 0 | 0 | 0 | 0 | 0 | 0 | 0 | 0 | 0 | 0 | 0 | 0 | 0 | 0 | 0
0 | 0 | 0 | 0 | 0 | 0 | 0 | 0 | 0 | 0 | 0 | 0 | 0 | 0 | 0 | 0 | 0 | 0 | 0 | 0 | 0
0 | 0 | 0 | 0 | 0 | 0 | 0 | 0 | 0 | 0 | 0 | 0 | 0 | 0 | 0 | 0 | 0 | 0 | 0 | 0 | 0
0 | 0 | 0 | 0 | 0 | 0 | 0 | 0 | 0 | 0 | 0 | 0 | 0 | 0 | 0 | 0 | 0 | 0 | 0 | 0 | 0
0 | 0 | 0 | 0 | 0 | 0 | 0 | 0 | 0 | 0 | 0 | 0 | 0 | 0 | 0 | 0 | 0 | 0 | 0 | 0 | 0
0 | 0 | 0 | 0 | 0 | 0 | 0 | 0 | 0 | 0 | 0 | 0 | 0 | 0 | 0 | 0 | 0 | 0 | 0 | 0 | 0
0 | 0 | 0 | 0 | 0 | 0 | 0 | 0 | 0 | 0 | 0 | 0 | 0 | 0 | 0 | 0 | 0 | 0 | 0 | 0 | 0
0 | 0 | 0 | 0 | 0 | 0 | 0 | 0 | 0 | 0 | 0 | 0 | 0 | 0 | 0 | 0 | 0 | 0 | 0 | 0 | 0
0 | 0 | 0 | 0 | 0 | 0 | 0 | 0 | 0 | 0 | 0 | 0 | 0 | 0 | 0 | 0 | 0 | 0 | 0 | 0 | 0
0 | 0 | 0 | 0 | 0 | 0 | 0 | 0 | 0 | 0 | 0 | 0 | 0 | 0 | 0 | 0 | 0 | 0 | 0 | 0 | 0
0 | 0 | 0 | 0 | 0 | 0 | 0 | 0 | 0 | 0 | 0 | 0 | 0 | 0 | 0 | 0 | 0 | 0 | 0 | 0 | 0
0 | 0 | 0 | 0 | 0 | 0 | 0 | 0 | 0 | 0 | 0 | 0 | 0 | 0 | 0 | 0 | 0 | 0 | 0 | 0 | 0
0 | 0 | 0 | 0 | 0 | 0 | 0 | 0 | 0 | 0 | 0 | 0 | 0 | 0 | 0 | 0 | 0 | 0 | 0 | 0 | 0
0 | 0 | 0 | 0 | 0 | 0 | 0 | 0 | 0 | 0 | 0 | 0 | 0 | 0 | 0 | 0 | 0 | 0 | 0 | 0 | 0
0 | 0 | 0 | 0 | 0 | 0 | 0 | 0 | 0 | 0 | 0 | 0 | 0 | 0 | 0 | 0 | 0 | 0 | 0 | 0 | 0
0 | 0 | 0 | 0 | 0 | 0 | 0 | 0 | 0 | 0 | 0 | 0 | 0 | 0 | 0 | 0 | 0 | 0 | 0 | 0 | 0
0 | 0 | 0 | 0 | 0 | 0 | 0 | 0 | 0 | 0 | 0 | 0 | 0 | 0 | 0 | 0 | 0 | 0 | 0 | 0 | 0
0 | 0 | 0 | 0 | 0 | 0 | 0 | 0 | 0 | 0 | 0 | 0 | 0 | 0 | 0 | 0 | 0 | 0 | 0 | 0 | 0
0 | 0 | 0 | 0 | 0 | 0 | 0 | 0 | 0 | 0 | 0 | 0 | 0 | 0 | 0 | 0 | 0 | 0 | 0 | 0 | 0
0 | 0 | 0 | 0 | 0 | 0 | 0 | 0 | 0 | 0 | 0 | 0 | 0 | 0 | 0 | 0 | 0 | 0 | 0 | 0 | 0
0 | 0 | 0 | 0 | 0 | 0 | 0 | 0 | 0 | 0 | 0 | 0 | 0 | 0 | 0 | 0 | 0 | 0 | 0 | 0 | 0
0 | 0 | 0 | 0 | 0 | 0 | 0 | 0 | 0 | 0 | 0 | 0 | 0 | 0 | 0 | 0 | 0 | 0 | 0 | 0 | 0
0 | 0 | 0 | 0 | 0 | 0 | 0 | 0 | 0 | 0 | 0 | 0 | 0 | 0 | 0 | 0 | 0 | 0 | 0 | 0 | 0
0 | 0 | 0 | 0 | 0 | 0 | 0 | 0 | 0 | 0 | 0 | 0 | 0 | 0 | 0 | 0 | 0 | 0 | 0 | 0 | 0
0 | 0 | 0 | 0 | 0 | 0 | 0 | 0 | 0 | 0 | 0 | 0 | 0 | 0 | 0 | 0 | 0 | 0 | 0 | 0 | 0
0 | 0 | 0 | 0 | 0 | 0 | 0 | 0 | 0 | 0 | 0 | 0 | 0 | 0 | 0 | 0 | 0 | 0 | 0 | 0 | 0
0 | 0 | 0 | 0 | 0 | 0 | 0 | 0 | 0 | 0 | 0 | 0 | 0 | 0 | 0 | 0 | 0 | 0 | 0 | 0 | 0
0 | 0 | 0 | 0 | 0 | 0 | 0 | 0 | 0 | 0 | 0 | 0 | 0 | 0 | 0 | 0 | 0 | 0 | 0 | 0 | 0
0 | 0 | 0 | 0 | 0 | 0 | 0 | 0 | 0 | 0 | 0 | 0 | 0 | 0 | 0 | 0 | 0 | 0 | 0 | 0 | 0
0 | 0 | 0 | 0 | 0 | 0 | 0 | 0 | 0 | 0 | 0 | 0 | 0 | 0 | 0 | 0 | 0 | 0 | 0 | 0 | 0
0 | 0 | 0 | 0 | 0 | 0 | 0 | 0 | 0 | 0 | 0 | 0 | 0 | 0 | 0 | 0 | 0 | 0 | 0 | 0 | 0
0 | 0 | 0 | 0 | 0 | 0 | 0 | 0 | 0 | 0 | 0 | 0 | 0 | 0 | 0 | 0 | 0 | 0 | 0 | 0 | 0
0 | 0 | 0 | 0 | 0 | 0 | 0 | 0 | 0 | 0 | 0 | 0 | 0 | 0 | 0 | 0 | 0 | 0 | 0 | 0 | 0
0 | 0 | 0 | 0 | 0 | 0 | 0 | 0 | 0 | 0 | 0 | 0 | 0 | 0 | 0 | 0 | 0 | 0 | 0 | 0 | 0
0 | 0 | 0 | 0 | 0 | 0 | 0 | 0 | 0 | 0 | 0 | 0 | 0 | 0 | 0 | 0 | 0 | 0 | 0 | 0 | 0
0 | 0 | 0 | 0 | 0 | 0 | 0 | 0 | 0 | 0 | 0 | 0 | 0 | 0 | 0 | 0 | 0 | 0 | 0 | 0 | 0
0 | 0 | 0 | 0 | 0 | 0 | 0 | 0 | 0 | 0 | 0 | 0 | 0 | 0 | 0 | 0 | 0 | 0 | 0 | 0 | 0
0 | 0 | 0 | 0 | 0 | 0 | 0 | 0 | 0 | 0 | 0 | 0 | 0 | 0 | 0 | 0 | 0 | 0 | 0 | 0 | 0
0 | 0 | 0 | 0 | 0 | 0 | 0 | 0 | 0 | 0 | 0 | 0 | 0 | 0 | 0 | 0 | 0 | 0 | 0 | 0 | 0
0 | 0 | 0 | 0 | 0 | 0 | 0 | 0 | 0 | 0 | 0 | 0 | 0 | 0 | 0 | 0 | 0 | 0 | 0 | 0 | 0
0 | 0 | 0 | 0 | 0 | 0 | 0 | 0 | 0 | 0 | 0 | 0 | 0 | 0 | 0 | 0 | 0 | 0 | 0 | 0 | 0
0 | 0 | 0 | 0 | 0 | 0 | 0 | 0 | 0 | 0 | 0 | 0 | 0 | 0 | 0 | 0 | 0 | 0 | 0 | 0 | 0
0 | 0 | 0 | 0 | 0 | 0 | 0 | 0 | 0 | 0 | 0 | 0 | 0 | 0 | 0 | 0 | 0 | 0 | 0 | 0 | 0
0 | 0 | 0 | 0 | 0 | 0 | 0 | 0 | 0 | 0 | 0 | 0 | 0 | 0 | 0 | 0 | 0 | 0 | 0 | 0 | 0
0 | 0 | 0 | 0 | 0 | 0 | 0 | 0 | 0 | 0 | 0 | 0 | 0 | 0 | 0 | 0 | 0 | 0 | 0 | 0 | 0
0 | 0 | 0 | 0 | 0 | 0 | 0 | 0 | 0 | 0 | 0 | 0 | 0 | 0 | 0 | 0 | 0 | 0 | 0 | 0 | 0
0 | 0 | 0 | 0 | 0 | 0 | 0 | 0 | 0 | 0 | 0 | 0 | 0 | 0 | 0 | 0 | 0 | 0 | 0 | 0 | 0
0 | 0 | 0 | 0 | 0 | 0 | 0 | 0 | 0 | 0 | 0 | 0 | 0 | 0 | 0 | 0 | 0 | 0 | 0 | 0 | 0
0 | 0 | 0 | 0 | 0 | 0 | 0 | 0 | 0 | 0 | 0 | 0 | 0 | 0 | 0 | 0 | 0 | 0 | 0 | 0 | 0
0 | 0 | 0 | 0 | 0 | 0 | 0 | 0 | 0 | 0 | 0 | 0 | 0 | 0 | 0 | 0 | 0 | 0 | 0 | 0 | 0
0 | 0 | 0 | 0 | 0 | 0 | 0 | 0 | 0 | 0 | 0 | 0 | 0 | 0 | 0 | 0 | 0 | 0 | 0 | 0 | 0
0 | 0 | 0 | 0 | 0 | 0 | 0 | 0 | 0 | 0 | 0 | 0 | 0 | 0 | 0 | 0 | 0 | 0 | 0 | 0 | 0
0 | 0 | 0 | 0 | 0 | 0 | 0 | 0 | 0 | 0 | 0 | 0 | 0 | 0 | 0 | 0 | 0 | 0 | 0 | 0 | 0
0 | 0 | 0 | 0 | 0 | 0 | 0 | 0 | 0 | 0 | 0 | 0 | 0 | 0 | 0 | 0 | 0 | 0 | 0 | 0 | 0
0 | 0 | 0 | 0 | 0 | 0 | 0 | 0 | 0 | 0 | 0 | 0 | 0 | 0 | 0 | 0 | 0 | 0 | 0 | 0 | 0
0 | 0 | 0 | 0 | 0 | 0 | 0 | 0 | 0 | 0 | 0 | 0 | 0 | 0 | 0 | 0 | 0 | 0 | 0 | 0 | 0
0 | 0 | 0 | 0 | 0 | 0 | 0 | 0 | 0 | 0 | 0 | 0 | 0 | 0 | 0 | 0 | 0 | 0 | 0 | 0 | 0
0 | 0 | 0 | 0 | 0 | 0 | 0 | 0 | 0 | 0 | 0 | 0 | 0 | 0 | 0 | 0 | 0 | 0 | 0 | 0 | 0
0 | 0 | 0 | 0 | 0 | 0 | 0 | 0 | 0 | 0 | 0 | 0 | 0 | 0 | 0 | 0 | 0 | 0 | 0 | 0 | 0
0 | 0 | 0 | 0 | 0 | 0 | 0 | 0 | 0 | 0 | 0 | 0 | 0 | 0 | 0 | 0 | 0 | 0 | 0 | 0 | 0
0 | 0 | 0 | 0 | 0 | 0 | 0 | 0 | 0 | 0 | 0 | 0 | 0 | 0 | 0 | 0 | 0 | 0 | 0 | 0 | 0
0 | 0 | 0 | 0 | 0 | 0 | 0 | 0 | 0 | 0 | 0 | 0 | 0 | 0 | 0 | 0 | 0 | 0 | 0 | 0 | 0
0 | 0 | 0 | 0 | 0 | 0 | 0 | 0 | 0 | 0 | 0 | 0 | 0 | 0 | 0 | 0 | 0 | 0 | 0 | 0 | 0
0 | 0 | 0 | 0 | 0 | 0 | 0 | 0 | 0 | 0 | 0 | 0 | 0 | 0 | 0 | 0 | 0 | 0 | 0 | 0 | 0
0 | 0 | 0 | 0 | 0 | 0 | 0 | 0 | 0 | 0 | 0 | 0 | 0 | 0 | 0 | 0 | 0 | 0 | 0 | 0 | 0
0 | 0 | 0 | 0 | 0 | 0 | 0 | 0 | 0 | 0 | 0 | 0 | 0 | 0 | 0 | 0 | 0 | 0 | 0 | 0 | 0
0 | 0 | 0 | 0 | 0 | 0 | 0 | 0 | 0 | 0 | 0 | 0 | 0 | 0 | 0 | 0 | 0 | 0 | 0 | 0 | 0
0 | 0 | 0 | 0 | 0 | 0 | 0 | 0 | 0 | 0 | 0 | 0 | 0 | 0 | 0 | 0 | 0 | 0 | 0 | 0 | 0
0 | 0 | 0 | 0 | 0 | 0 | 0 | 0 | 0 | 0 | 0 | 0 | 0 | 0 | 0 | 0 | 0 | 0 | 0 | 0 | 0
0 | 0 | 0 | 0 | 0 | 0 | 0 | 0 | 0 | 0 | 0 | 0 | 0 | 0 | 0 | 0 | 0 | 0 | 0 | 0 | 0
0 | 0 | 0 | 0 | 0 | 0 | 0 | 0 | 0 | 0 | 0 | 0 | 0 | 0 | 0 | 0 | 0 | 0 | 0 | 0 | 0
0 | 0 | 0 | 0 | 0 | 0 | 0 | 0 | 0 | 0 | 0 | 0 | 0 | 0 | 0 | 0 | 0 | 0 | 0 | 0 | 0
0 | 0 | 0 | 0 | 0 | 0 | 0 | 0 | 0 | 0 | 0 | 0 | 0 | 0 | 0 | 0 | 0 | 0 | 0 | 0 | 0
0 | 0 | 0 | 0 | 0 | 0 | 0 | 0 | 0 | 0 | 0 | 0 | 0 | 0 | 0 | 0 | 0 | 0 | 0 | 0 | 0
0 | 0 | 0 | 0 | 0 | 0 | 0 | 0 | 0 | 0 | 0 | 0 | 0 | 0 | 0 | 0 | 0 | 0 | 0 | 0 | 0
0 | 0 | 0 | 0 | 0 | 0 | 0 | 0 | 0 | 0 | 0 | 0 | 0 | 0 | 0 | 0 | 0 | 0 | 0 | 0 | 0
0 | 0 | 0 | 0 | 0 | 0 | 0 | 0 | 0 | 0 | 0 | 0 | 0 | 0 | 0 | 0 | 0 | 0 | 0 | 0 | 0
0 | 0 | 0 | 0 | 0 | 0 | 0 | 0 | 0 | 0 | 0 | 0 | 0 | 0 | 0 | 0 | 0 | 0 | 0 | 0 | 0
0 | 0 | 0 | 0 | 0 | 0 | 0 | 0 | 0 | 0 | 0 | 0 | 0 | 0 | 0 | 0 | 0 | 0 | 0 | 0 | 0
0 | 0 | 0 | 0 | 0 | 0 | 0 | 0 | 0 | 0 | 0 | 0 | 0 | 0 | 0 | 0 | 0 | 0 | 0 | 0 | 0
0 | 0 | 0 | 0 | 0 | 0 | 0 | 0 | 0 | 0 | 0 | 0 | 0 | 0 | 0 | 0 | 0 | 0 | 0 | 0 | 0
0 | 0 | 0 | 0 | 0 | 0 | 0 | 0 | 0 | 0 | 0 | 0 | 0 | 0 | 0 | 0 | 0 | 0 | 0 | 0 | 0
0 | 0 | 0 | 0 | 0 | 0 | 0 | 0 | 0 | 0 | 0 | 0 | 0 | 0 | 0 | 0 | 0 | 0 | 0 | 0 | 0
0 | 0 | 0 | 0 | 0 | 0 | 0 | 0 | 0 | 0 | 0 | 0 | 0 | 0 | 0 | 0 | 0 | 0 | 0 | 0 | 0
0 | 0 | 0 | 0 | 0 | 0 | 0 | 0 | 0 | 0 | 0 | 0 | 0 | 0 | 0 | 0 | 0 | 0 | 0 | 0 | 0
0 | 0 | 0 | 0 | 0 | 0 | 0 | 0 | 0 | 0 | 0 | 0 | 0 | 0 | 0 | 0 | 0 | 0 | 0 | 0 | 0
0 | 0 | 0 | 0 | 0 | 0 | 0 | 0 | 0 | 0 | 0 | 0 | 0 | 0 | 0 | 0 | 0 | 0 | 0 | 0 | 0
0 | 0 | 0 | 0 | 0 | 0 | 0 | 0 | 0 | 0 | 0 | 0 | 0 | 0 | 0 | 0 | 0 | 0 | 0 | 0 | 0
0 | 0 | 0 | 0 | 0 | 0 | 0 | 0 | 0 | 0 | 0 | 0 | 0 | 0 | 0 | 0 | 0 | 0 | 0 | 0 | 0
0 | 0 | 0 | 0 | 0 | 0 | 0 | 0 | 0 | 0 | 0 | 0 | 0 | 0 | 0 | 0 | 0 | 0 | 0 | 0 | 0
0 | 0 | 0 | 0 | 0 | 0 | 0 | 0 | 0 | 0 | 0 | 0 | 0 | 0 | 0 | 0 | 0 | 0 | 0 | 0 | 0
0 | 0 | 0 | 0 | 0 | 0 | 0 | 0 | 0 | 0 | 0 | 0 | 0 | 0 | 0 | 0 | 0 | 0 | 0 | 0 | 0
0 | 0 | 0 | 0 | 0 | 0 | 0 | 0 | 0 | 0 | 0 | 0 | 0 | 0 | 0 | 0 | 0 | 0 | 0 | 0 | 0
0 | 0 | 0 | 0 | 0 | 0 | 0 | 0 | 0 | 0 | 0 | 0 | 0 | 0 | 0 | 0 | 0 | 0 | 0 | 0 | 0
0 | 0 | 0 | 0 | 0 | 0 | 0 | 0 | 0 | 0 | 0 | 0 | 0 | 0 | 0 | 0 | 0 | 0 | 0 | 0 | 0
0 | 0 | 0 | 0 | 0 | 0 | 0 | 0 | 0 | 0 | 0 | 0 | 0 | 0 | 0 | 0 | 0 | 0 | 0 | 0 | 0
0 | 0 | 0 | 0 | 0 | 0 | 0 | 0 | 0 | 0 | 0 | 0 | 0 | 0 | 0 | 0 | 0 | 0 | 0 | 0 | 0
0 | 0 | 0 | 0 | 0 | 0 | 0 | 0 | 0 | 0 | 0 | 0 | 0 | 0 | 0 | 0 | 0 | 0 | 0 | 0 | 0
0 | 0 | 0 | 0 | 0 | 0 | 0 | 0 | 0 | 0 | 0 | 0 | 0 | 0 | 0 | 0 | 0 | 0 | 0 | 0 | 0
0 | 0 | 0 | 0 | 0 | 0 | 0 | 0 | 0 | 0 | 0 | 0 | 0 | 0 | 0 | 0 | 0 | 0 | 0 | 0 | 0
0 | 0 | 0 | 0 | 0 | 0 | 0 | 0 | 0 | 0 | 0 | 0 | 0 | 0 | 0 | 0 | 0 | 0 | 0 | 0 | 0
0 | 0 | 0 | 0 | 0 | 0 | 0 | 0 | 0 | 0 | 0 | 0 | 0 | 0 | 0 | 0 | 0 | 0 | 0 | 0 | 0
0 | 0 | 0 | 0 | 0 | 0 | 0 | 0 | 0 | 0 | 0 | 0 | 0 | 0 | 0 | 0 | 0 | 0 | 0 | 0 | 0
0 | 0 | 0 | 0 | 0 | 0 | 0 | 0 | 0 | 0 | 0 | 0 | 0 | 0 | 0 | 0 | 0 | 0 | 0 | 0 | 0
0 | 0 | 0 | 0 | 0 | 0 | 0 | 0 | 0 | 0 | 0 | 0 | 0 | 0 | 0 | 0 | 0 | 0 | 0 | 0 | 0
0 | 0 | 0 | 0 | 0 | 0 | 0 | 0 | 0 | 0 | 0 | 0 | 0 | 0 | 0 | 0 | 0 | 0 | 0 | 0 | 0
0 | 0 | 0 | 0 | 0 | 0 | 0 | 0 | 0 | 0 | 0 | 0 | 0 | 0 | 0 | 0 | 0 | 0 | 0 | 0 | 0
0 | 0 | 0 | 0 | 0 | 0 | 0 | 0 | 0 | 0 | 0 | 0 | 0 | 0 | 0 | 0 | 0 | 0 | 0 | 0 | 0
0 | 0 | 0 | 0 | 0 | 0 | 0 | 0 | 0 | 0 | 0 | 0 | 0 | 0 | 0 | 0 | 0 | 0 | 0 | 0 | 0
0 | 0 | 0 | 0 | 0 | 0 | 0 | 0 | 0 | 0 | 0 | 0 | 0 | 0 | 0 | 0 | 0 | 0 | 0 | 0 | 0
0 | 0 | 0 | 0 | 0 | 0 | 0 | 0 | 0 | 0 | 0 | 0 | 0 | 0 | 0 | 0 | 0 | 0 | 0 | 0 | 0
0 | 0 | 0 | 0 | 0 | 0 | 0 | 0 | 0 | 0 | 0 | 0 | 0 | 0 | 0 | 0 | 0 | 0 | 0 | 0 | 0
0 | 0 | 0 | 0 | 0 | 0 | 0 | 0 | 0 | 0 | 0 | 0 | 0 | 0 | 0 | 0 | 0 | 0 | 0 | 0 | 0
0 | 0 | 0 | 0 | 0 | 0 | 0 | 0 | 0 | 0 | 0 | 0 | 0 | 0 | 0 | 0 | 0 | 0 | 0 | 0 | 0
0 | 0 | 0 | 0 | 0 | 0 | 0 | 0 | 0 | 0 | 0 | 0 | 0 | 0 | 0 | 0 | 0 | 0 | 0 | 0 | 0
0 | 0 | 0 | 0 | 0 | 0 | 0 | 0 | 0 | 0 | 0 | 0 | 0 | 0 | 0 | 0 | 0 | 0 | 0 | 0 | 0
0 | 0 | 0 | 0 | 0 | 0 | 0 | 0 | 0 | 0 | 0 | 0 | 0 | 0 | 0 | 0 | 0 | 0 | 0 | 0 | 0
0 | 0 | 0 | 0 | 0 | 0 | 0 | 0 | 0 | 0 | 0 | 0 | 0 | 0 | 0 | 0 | 0 | 0 | 0 | 0 | 0
0 | 0 | 0 | 0 | 0 | 0 | 0 | 0 | 0 | 0 | 0 | 0 | 0 | 0 | 0 | 0 | 0 | 0 | 0 | 0 | 0
0 | 0 | 0 | 0 | 0 | 0 | 0 | 0 | 0 | 0 | 0 | 0 | 0 | 0 | 0 | 0 | 0 | 0 | 0 | 0 | 0
0 | 0 | 0 | 0 | 0 | 0 | 0 | 0 | 0 | 0 | 0 | 0 | 0 | 0 | 0 | 0 | 0 | 0 | 0 | 0 | 0
0 | 0 | 0 | 0 | 0 | 0 | 0 | 0 | 0 | 0 | 0 | 0 | 0 | 0 | 0 | 0 | 0 | 0 | 0 | 0 | 0
0 | 0 | 0 | 0 | 0 | 0 | 0 | 0 | 0 | 0 | 0 | 0 | 0 | 0 | 0 | 0 | 0 | 0 | 0 | 0 | 0
0 | 0 | 0 | 0 | 0 | 0 | 0 | 0 | 0 | 0 | 0 | 0 | 0 | 0 | 0 | 0 | 0 | 0 | 0 | 0 | 0
0 | 0 | 0 | 0 | 0 | 0 | 0 | 0 | 0 | 0 | 0 | 0 | 0 | 0 | 0 | 0 | 0 | 0 | 0 | 0 | 0
0 | 0 | 0 | 0 | 0 | 0 | 0 | 0 | 0 | 0 | 0 | 0 | 0 | 0 | 0 | 0 | 0 | 0 | 0 | 0 | 0
0 | 0 | 0 | 0 | 0 | 0 | 0 | 0 | 0 | 0 | 0 | 0 | 0 | 0 | 0 | 0 | 0 | 0 | 0 | 0 | 0
0 | 0 | 0 | 0 | 0 | 0 | 0 | 0 | 0 | 0 | 0 | 0 | 0 | 0 | 0 | 0 | 0 | 0 | 0 | 0 | 0
0 | 0 | 0 | 0 | 0 | 0 | 0 | 0 | 0 | 0 | 0 | 0 | 0 | 0 | 0 | 0 | 0 | 0 | 0 | 0 | 0
0 | 0 | 0 | 0 | 0 | 0 | 0 | 0 | 0 | 0 | 0 | 0 | 0 | 0 | 0 | 0 | 0 | 0 | 0 | 0 | 0
0 | 0 | 0 | 0 | 0 | 0 | 0 | 0 | 0 | 0 | 0 | 0 | 0 | 0 | 0 | 0 | 0 | 0 | 0 | 0 | 0
0 | 0 | 0 | 0 | 0 | 0 | 0 | 0 | 0 | 0 | 0 | 0 | 0 | 0 | 0 | 0 | 0 | 0 | 0 | 0 | 0
0 | 0 | 0 | 0 | 0 | 0 | 0 | 0 | 0 | 0 | 0 | 0 | 0 | 0 | 0 | 0 | 0 | 0 | 0 | 0 | 0
0 | 0 | 0 | 0 | 0 | 0 | 0 | 0 | 0 | 0 | 0 | 0 | 0 | 0 | 0 | 0 | 0 | 0 | 0 | 0 | 0
0 | 0 | 0 | 0 | 0 | 0 | 0 | 0 | 0 | 0 | 0 | 0 | 0 | 0 | 0 | 0 | 0 | 0 | 0 | 0 | 0
0 | 0 | 0 | 0 | 0 | 0 | 0 | 0 | 0 | 0 | 0 | 0 | 0 | 0 | 0 | 0 | 0 | 0 | 0 | 0 | 0
0 | 0 | 0 | 0 | 0 | 0 | 0 | 0 | 0 | 0 | 0 | 0 | 0 | 0 | 0 | 0 | 0 | 0 | 0 | 0 | 0
0 | 0 | 0 | 0 | 0 | 0 | 0 | 0 | 0 | 0 | 0 | 0 | 0 | 0 | 0 | 0 | 0 | 0 | 0 | 0 | 0
0 | 0 | 0 | 0 | 0 | 0 | 0 | 0 | 0 | 0 | 0 | 0 | 0 | 0 | 0 | 0 | 0 | 0 | 0 | 0 | 0
0 | 0 | 0 | 0 | 0 | 0 | 0 | 0 | 0 | 0 | 0 | 0 | 0 | 0 | 0 | 0 | 0 | 0 | 0 | 0 | 0
0 | 0 | 0 | 0 | 0 | 0 | 0 | 0 | 0 | 0 | 0 | 0 | 0 | 0 | 0 | 0 | 0 | 0 | 0 | 0 | 0
0 | 0 | 0 | 0 | 0 | 0 | 0 | 0 | 0 | 0 | 0 | 0 | 0 | 0 | 0 | 0 | 0 | 0 | 0 | 0 | 0
0 | 0 | 0 | 0 | 0 | 0 | 0 | 0 | 0 | 0 | 0 | 0 | 0 | 0 | 0 | 0 | 0 | 0 | 0 | 0 | 0
0 | 0 | 0 | 0 | 0 | 0 | 0 | 0 | 0 | 0 | 0 | 0 | 0 | 0 | 0 | 0 | 0 | 0 | 0 | 0 | 0
0 | 0 | 0 | 0 | 0 | 0 | 0 | 0 | 0 | 0 | 0 | 0 | 0 | 0 | 0 | 0 | 0 | 0 | 0 | 0 | 0
0 | 0 | 0 | 0 | 0 | 0 | 0 | 0 | 0 | 0 | 0 | 0 | 0 | 0 | 0 | 0 | 0 | 0 | 0 | 0 | 0
0 | 0 | 0 | 0 | 0 | 0 | 0 | 0 | 0 | 0 | 0 | 0 | 0 | 0 | 0 | 0 | 0 | 0 | 0 | 0 | 0
0 | 0 | 0 | 0 | 0 | 0 | 0 | 0 | 0 | 0 | 0 | 0 | 0 | 0 | 0 | 0 | 0 | 0 | 0 | 0 | 0
0 | 0 | 0 | 0 | 0 | 0 | 0 | 0 | 0 | 0 | 0 | 0 | 0 | 0 | 0 | 0 | 0 | 0 | 0 | 0 | 0
0 | 0 | 0 | 0 | 0 | 0 | 0 | 0 | 0 | 0 | 0 | 0 | 0 | 0 | 0 | 0 | 0 | 0 | 0 | 0 | 0
0 | 0 | 0 | 0 | 0 | 0 | 0 | 0 | 0 | 0 | 0 | 0 | 0 | 0 | 0 | 0 | 0 | 0 | 0 | 0 | 0
0 | 0 | 0 | 0 | 0 | 0 | 0 | 0 | 0 | 0 | 0 | 0 | 0 | 0 | 0 | 0 | 0 | 0 | 0 | 0 | 0
0 | 0 | 0 | 0 | 0 | 0 | 0 | 0 | 0 | 0 | 0 | 0 | 0 | 0 | 0 | 0 | 0 | 0 | 0 | 0 | 0
0 | 0 | 0 | 0 | 0 | 0 | 0 | 0 | 0 | 0 | 0 | 0 | 0 | 0 | 0 | 0 | 0 | 0 | 0 | 0 | 0
0 | 0 | 0 | 0 | 0 | 0 | 0 | 0 | 0 | 0 | 0 | 0 | 0 | 0 | 0 | 0 | 0 | 0 | 0 | 0 | 0
0 | 0 | 0 | 0 | 0 | 0 | 0 | 0 | 0 | 0 | 0 | 0 | 0 | 0 | 0 | 0 | 0 | 0 | 0 | 0 | 0
0 | 0 | 0 | 0 | 0 | 0 | 0 | 0 | 0 | 0 | 0 | 0 | 0 | 0 | 0 | 0 | 0 | 0 | 0 | 0 | 0
0 | 0 | 0 | 0 | 0 | 0 | 0 | 0 | 0 | 0 | 0 | 0 | 0 | 0 | 0 | 0 | 0 | 0 | 0 | 0 | 0
0 | 0 | 0 | 0 | 0 | 0 | 0 | 0 | 0 | 0 | 0 | 0 | 0 | 0 | 0 | 0 | 0 | 0 | 0 | 0 | 0
0 | 0 | 0 | 0 | 0 | 0 | 0 | 0 | 0 | 0 | 0 | 0 | 0 | 0 | 0 | 0 | 0 | 0 | 0 | 0 | 0
0 | 0 | 0 | 0 | 0 | 0 | 0 | 0 | 0 | 0 | 0 | 0 | 0 | 0 | 0 | 0 | 0 | 0 | 0 | 0 | 0
0 | 0 | 0 | 0 | 0 | 0 | 0 | 0 | 0 | 0 | 0 | 0 | 0 | 0 | 0 | 0 | 0 | 0 | 0 | 0 | 0
0 | 0 | 0 | 0 | 0 | 0 | 0 | 0 | 0 | 0 | 0 | 0 | 0 | 0 | 0 | 0 | 0 | 0 | 0 | 0 | 0
0 | 0 | 0 | 0 | 0 | 0 | 0 | 0 | 0 | 0 | 0 | 0 | 0 | 0 | 0 | 0 | 0 | 0 | 0 | 0 | 0
0 | 0 | 0 | 0 | 0 | 0 | 0 | 0 | 0 | 0 | 0 | 0 | 0 | 0 | 0 | 0 | 0 | 0 | 0 | 0 | 0
0 | 0 | 0 | 0 | 0 | 0 | 0 | 0 | 0 | 0 | 0 | 0 | 0 | 0 | 0 | 0 | 0 | 0 | 0 | 0 | 0
0 | 0 | 0 | 0 | 0 | 0 | 0 | 0 | 0 | 0 | 0 | 0 | 0 | 0 | 0 | 0 | 0 | 0 | 0 | 0 | 0
0 | 0 | 0 | 0 | 0 | 0 | 0 | 0 | 0 | 0 | 0 | 0 | 0 | 0 | 0 | 0 | 0 | 0 | 0 | 0 | 0
0 | 0 | 0 | 0 | 0 | 0 | 0 | 0 | 0 | 0 | 0 | 0 | 0 | 0 | 0 | 0 | 0 | 0 | 0 | 0 | 0
0 | 0 | 0 | 0 | 0 | 0 | 0 | 0 | 0 | 0 | 0 | 0 | 0 | 0 | 0 | 0 | 0 | 0 | 0 | 0 | 0
0 | 0 | 0 | 0 | 0 | 0 | 0 | 0 | 0 | 0 | 0 | 0 | 0 | 0 | 0 | 0 | 0 | 0 | 0 | 0 | 0
0 | 0 | 0 | 0 | 0 | 0 | 0 | 0 | 0 | 0 | 0 | 0 | 0 | 0 | 0 | 0 | 0 | 0 | 0 | 0 | 0
0 | 0 | 0 | 0 | 0 | 0 | 0 | 0 | 0 | 0 | 0 | 0 | 0 | 0 | 0 | 0 | 0 | 0 | 0 | 0 | 0
0 | 0 | 0 | 0 | 0 | 0 | 0 | 0 | 0 | 0 | 0 | 0 | 0 | 0 | 0 | 0 | 0 | 0 | 0 | 0 | 0
0 | 0 | 0 | 0 | 0 | 0 | 0 | 0 | 0 | 0 | 0 | 0 | 0 | 0 | 0 | 0 | 0 | 0 | 0 | 0 | 0
0 | 0 | 0 | 0 | 0 | 0 | 0 | 0 | 0 | 0 | 0 | 0 | 0 | 0 | 0 | 0 | 0 | 0 | 0 | 0 | 0
0 | 0 | 0 | 0 | 0 | 0 | 0 | 0 | 0 | 0 | 0 | 0 | 0 | 0 | 0 | 0 | 0 | 0 | 0 | 0 | 0
0 | 0 | 0 | 0 | 0 | 0 | 0 | 0 | 0 | 0 | 0 | 0 | 0 | 0 | 0 | 0 | 0 | 0 | 0 | 0 | 0
0 | 0 | 0 | 0 | 0 | 0 | 0 | 0 | 0 | 0 | 0 | 0 | 0 | 0 | 0 | 0 | 0 | 0 | 0 | 0 | 0
0 | 0 | 0 | 0 | 0 | 0 | 0 | 0 | 0 | 0 | 0 | 0 | 0 | 0 | 0 | 0 | 0 | 0 | 0 | 0 | 0
0 | 0 | 0 | 0 | 0 | 0 | 0 | 0 | 0 | 0 | 0 | 0 | 0 | 0 | 0 | 0 | 0 | 0 | 0 | 0 | 0
0 | 0 | 0 | 0 | 0 | 0 | 0 | 0 | 0 | 0 | 0 | 0 | 0 | 0 | 0 | 0 | 0 | 0 | 0 | 0 | 0
0 | 0 | 0 | 0 | 0 | 0 | 0 | 0 | 0 | 0 | 0 | 0 | 0 | 0 | 0 | 0 | 0 | 0 | 0 | 0 | 0
0 | 0 | 0 | 0 | 0 | 0 | 0 | 0 | 0 | 0 | 0 | 0 | 0 | 0 | 0 | 0 | 0 | 0 | 0 | 0 | 0
0 | 0 | 0 | 0 | 0 | 0 | 0 | 0 | 0 | 0 | 0 | 0 | 0 | 0 | 0 | 0 | 0 | 0 | 0 | 0 | 0
0 | 0 | 0 | 0 | 0 | 0 | 0 | 0 | 0 | 0 | 0 | 0 | 0 | 0 | 0 | 0 | 0 | 0 | 0 | 0 | 0
0 | 0 | 0 | 0 | 0 | 0 | 0 | 0 | 0 | 0 | 0 | 0 | 0 | 0 | 0 | 0 | 0 | 0 | 0 | 0 | 0
0 | 0 | 0 | 0 | 0 | 0 | 0 | 0 | 0 | 0 | 0 | 0 | 0 | 0 | 0 | 0 | 0 | 0 | 0 | 0 | 0
0 | 0 | 0 | 0 | 0 | 0 | 0 | 0 | 0 | 0 | 0 | 0 | 0 | 0 | 0 | 0 | 0 | 0 | 0 | 0 | 0
0 | 0 | 0 | 0 | 0 | 0 | 0 | 0 | 0 | 0 | 0 | 0 | 0 | 0 | 0 | 0 | 0 | 0 | 0 | 0 | 0
0 | 0 | 0 | 0 | 0 | 0 | 0 | 0 | 0 | 0 | 0 | 0 | 0 | 0 | 0 | 0 | 0 | 0 | 0 | 0 | 0
0 | 0 | 0 | 0 | 0 | 0 | 0 | 0 | 0 | 0 | 0 | 0 | 0 | 0 | 0 | 0 | 0 | 0 | 0 | 0 | 0
0 | 0 | 0 | 0 | 0 | 0 | 0 | 0 | 0 | 0 | 0 | 0 | 0 | 0 | 0 | 0 | 0 | 0 | 0 | 0 | 0
0 | 0 | 0 | 0 | 0 | 0 | 0 | 0 | 0 | 0 | 0 | 0 | 0 | 0 | 0 | 0 | 0 | 0 | 0 | 0 | 0
0 | 0 | 0 | 0 | 0 | 0 | 0 | 0 | 0 | 0 | 0 | 0 | 0 | 0 | 0 | 0 | 0 | 0 | 0 | 0 | 0
0 | 0 | 0 | 0 | 0 | 0 | 0 | 0 | 0 | 0 | 0 | 0 | 0 | 0 | 0 | 0 | 0 | 0 | 0 | 0 | 0
0 | 0 | 0 | 0 | 0 | 0 | 0 | 0 | 0 | 0 | 0 | 0 | 0 | 0 | 0 | 0 | 0 | 0 | 0 | 0 | 0
0 | 0 | 0 | 0 | 0 | 0 | 0 | 0 | 0 | 0 | 0 | 0 | 0 | 0 | 0 | 0 | 0 | 0 | 0 | 0 | 0
0 | 0 | 0 | 0 | 0 | 0 | 0 | 0 | 0 | 0 | 0 | 0 | 0 | 0 | 0 | 0 | 0 | 0 | 0 | 0 | 0
0 | 0 | 0 | 0 | 0 | 0 | 0 | 0 | 0 | 0 | 0 | 0 | 0 | 0 | 0 | 0 | 0 | 0 | 0 | 0 | 0
0 | 0 | 0 | 0 | 0 | 0 | 0 | 0 | 0 | 0 | 0 | 0 | 0 | 0 | 0 | 0 | 0 | 0 | 0 | 0 | 0
0 | 0 | 0 | 0 | 0 | 0 | 0 | 0 | 0 | 0 | 0 | 0 | 0 | 0 | 0 | 0 | 0 | 0 | 0 | 0 | 0
0 | 0 | 0 | 0 | 0 | 0 | 0 | 0 | 0 | 0 | 0 | 0 | 0 | 0 | 0 | 0 | 0 | 0 | 0 | 0 | 0
0 | 0 | 0 | 0 | 0 | 0 | 0 | 0 | 0 | 0 | 0 | 0 | 0 | 0 | 0 | 0 | 0 | 0 | 0 | 0 | 0
0 | 0 | 0 | 0 | 0 | 0 | 0 | 0 | 0 | 0 | 0 | 0 | 0 | 0 | 0 | 0 | 0 | 0 | 0 | 0 | 0
0 | 0 | 0 | 0 | 0 | 0 | 0 | 0 | 0 | 0 | 0 | 0 | 0 | 0 | 0 | 0 | 0 | 0 | 0 | 0 | 0
0 | 0 | 0 | 0 | 0 | 0 | 0 | 0 | 0 | 0 | 0 | 0 | 0 | 0 | 0 | 0 | 0 | 0 | 0 | 0 | 0
0 | 0 | 0 | 0 | 0 | 0 | 0 | 0 | 0 | 0 | 0 | 0 | 0 | 0 | 0 | 0 | 0 | 0 | 0 | 0 | 0
0 | 0 | 0 | 0 | 0 | 0 | 0 | 0 | 0 | 0 | 0 | 0 | 0 | 0 | 0 | 0 | 0 | 0 | 0 | 0 | 0
0 | 0 | 0 | 0 | 0 | 0 | 0 | 0 | 0 | 0 | 0 | 0 | 0 | 0 | 0 | 0 | 0 | 0 | 0 | 0 | 0
0 | 0 | 0 | 0 | 0 | 0 | 0 | 0 | 0 | 0 | 0 | 0 | 0 | 0 | 0 | 0 | 0 | 0 | 0 | 0 | 0
0 | 0 | 0 | 0 | 0 | 0 | 0 | 0 | 0 | 0 | 0 | 0 | 0 | 0 | 0 | 0 | 0 | 0 | 0 | 0 | 0
0 | 0 | 0 | 0 | 0 | 0 | 0 | 0 | 0 | 0 | 0 | 0 | 0 | 0 | 0 | 0 | 0 | 0 | 0 | 0 | 0
0 | 0 | 0 | 0 | 0 | 0 | 0 | 0 | 0 | 0 | 0 | 0 | 0 | 0 | 0 | 0 | 0 | 0 | 0 | 0 | 0
0 | 0 | 0 | 0 | 0 | 0 | 0 | 0 | 0 | 0 | 0 | 0 | 0 | 0 | 0 | 0 | 0 | 0 | 0 | 0 | 0
0 | 0 | 0 | 0 | 0 | 0 | 0 | 0 | 0 | 0 | 0 | 0 | 0 | 0 | 0 | 0 | 0 | 0 | 0 | 0 | 0
0 | 0 | 0 | 0 | 0 | 0 | 0 | 0 | 0 | 0 | 0 | 0 | 0 | 0 | 0 | 0 | 0 | 0 | 0 | 0 | 0
0 | 0 | 0 | 0 | 0 | 0 | 0 | 0 | 0 | 0 | 0 | 0 | 0 | 0 | 0 | 0 | 0 | 0 | 0 | 0 | 0
0 | 0 | 0 | 0 | 0 | 0 | 0 | 0 | 0 | 0 | 0 | 0 | 0 | 0 | 0 | 0 | 0 | 0 | 0 | 0 | 0
0 | 0 | 0 | 0 | 0 | 0 | 0 | 0 | 0 | 0 | 0 | 0 | 0 | 0 | 0 | 0 | 0 | 0 | 0 | 0 | 0
0 | 0 | 0 | 0 | 0 | 0 | 0 | 0 | 0 | 0 | 0 | 0 | 0 | 0 | 0 | 0 | 0 | 0 | 0 | 0 | 0
0 | 0 | 0 | 0 | 0 | 0 | 0 | 0 | 0 | 0 | 0 | 0 | 0 | 0 | 0 | 0 | 0 | 0 | 0 | 0 | 0
0 | 0 | 0 | 0 | 0 | 0 | 0 | 0 | 0 | 0 | 0 | 0 | 0 | 0 | 0 | 0 | 0 | 0 | 0 | 0 | 0
0 | 0 | 0 | 0 | 0 | 0 | 0 | 0 | 0 | 0 | 0 | 0 | 0 | 0 | 0 | 0 | 0 | 0 | 0 | 0 | 0
0 | 0 | 0 | 0 | 0 | 0 | 0 | 0 | 0 | 0 | 0 | 0 | 0 | 0 | 0 | 0 | 0 | 0 | 0 | 0 | 0
0 | 0 | 0 | 0 | 0 | 0 | 0 | 0 | 0 | 0 | 0 | 0 | 0 | 0 | 0 | 0 | 0 | 0 | 0 | 0 | 0
0 | 0 | 0 | 0 | 0 | 0 | 0 | 0 | 0 | 0 | 0 | 0 | 0 | 0 | 0 | 0 | 0 | 0 | 0 | 0 | 0
0 | 0 | 0 | 0 | 0 | 0 | 0 | 0 | 0 | 0 | 0 | 0 | 0 | 0 | 0 | 0 | 0 | 0 | 0 | 0 | 0
0 | 0 | 0 | 0 | 0 | 0 | 0 | 0 | 0 | 0 | 0 | 0 | 0 | 0 | 0 | 0 | 0 | 0 | 0 | 0 | 0
0 | 0 | 0 | 0 | 0 | 0 | 0 | 0 | 0 | 0 | 0 | 0 | 0 | 0 | 0 | 0 | 0 | 0 | 0 | 0 | 0
0 | 0 | 0 | 0 | 0 | 0 | 0 | 0 | 0 | 0 | 0 | 0 | 0 | 0 | 0 | 0 | 0 | 0 | 0 | 0 | 0
0 | 0 | 0 | 0 | 0 | 0 | 0 | 0 | 0 | 0 | 0 | 0 | 0 | 0 | 0 | 0 | 0 | 0 | 0 | 0 | 0
0 | 0 | 0 | 0 | 0 | 0 | 0 | 0 | 0 | 0 | 0 | 0 | 0 | 0 | 0 | 0 | 0 | 0 | 0 | 0 | 0
0 | 0 | 0 | 0 | 0 | 0 | 0 | 0 | 0 | 0 | 0 | 0 | 0 | 0 | 0 | 0 | 0 | 0 | 0 | 0 | 0
0 | 0 | 0 | 0 | 0 | 0 | 0 | 0 | 0 | 0 | 0 | 0 | 0 | 0 | 0 | 0 | 0 | 0 | 0 | 0 | 0
0 | 0 | 0 | 0 | 0 | 0 | 0 | 0 | 0 | 0 | 0 | 0 | 0 | 0 | 0 | 0 | 0 | 0 | 0 | 0 | 0
0 | 0 | 0 | 0 | 0 | 0 | 0 | 0 | 0 | 0 | 0 | 0 | 0 | 0 | 0 | 0 | 0 | 0 | 0 | 0 | 0
0 | 0 | 0 | 0 | 0 | 0 | 0 | 0 | 0 | 0 | 0 | 0 | 0 | 0 | 0 | 0 | 0 | 0 | 0 | 0 | 0
0 | 0 | 0 | 0 | 0 | 0 | 0 | 0 | 0 | 0 | 0 | 0 | 0 | 0 | 0 | 0 | 0 | 0 | 0 | 0 | 0
0 | 0 | 0 | 0 | 0 | 0 | 0 | 0 | 0 | 0 | 0 | 0 | 0 | 0 | 0 | 0 | 0 | 0 | 0 | 0 | 0
0 | 0 | 0 | 0 | 0 | 0 | 0 | 0 | 0 | 0 | 0 | 0 | 0 | 0 | 0 | 0 | 0 | 0 | 0 | 0 | 0
0 | 0 | 0 | 0 | 0 | 0 | 0 | 0 | 0 | 0 | 0 | 0 | 0 | 0 | 0 | 0 | 0 | 0 | 0 | 0 | 0
0 | 0 | 0 | 0 | 0 | 0 | 0 | 0 | 0 | 0 | 0 | 0 | 0 | 0 | 0 | 0 | 0 | 0 | 0 | 0 | 0
0 | 0 | 0 | 0 | 0 | 0 | 0 | 0 | 0 | 0 | 0 | 0 | 0 | 0 | 0 | 0 | 0 | 0 | 0 | 0 | 0
0 | 0 | 0 | 0 | 0 | 0 | 0 | 0 | 0 | 0 | 0 | 0 | 0 | 0 | 0 | 0 | 0 | 0 | 0 | 0 | 0
0 | 0 | 0 | 0 | 0 | 0 | 0 | 0 | 0 | 0 | 0 | 0 | 0 | 0 | 0 | 0 | 0 | 0 | 0 | 0 | 0
0 | 0 | 0 | 0 | 0 | 0 | 0 | 0 | 0 | 0 | 0 | 0 | 0 | 0 | 0 | 0 | 0 | 0 | 0 | 0 | 0
0 | 0 | 0 | 0 | 0 | 0 | 0 | 0 | 0 | 0 | 0 | 0 | 0 | 0 | 0 | 0 | 0 | 0 | 0 | 0 | 0
0 | 0 | 0 | 0 | 0 | 0 | 0 | 0 | 0 | 0 | 0 | 0 | 0 | 0 | 0 | 0 | 0 | 0 | 0 | 0 | 0
0 | 0 | 0 | 0 | 0 | 0 | 0 | 0 | 0 | 0 | 0 | 0 | 0 | 0 | 0 | 0 | 0 | 0 | 0 | 0 | 0
0 | 0 | 0 | 0 | 0 | 0 | 0 | 0 | 0 | 0 | 0 | 0 | 0 | 0 | 0 | 0 | 0 | 0 | 0 | 0 | 0
0 | 0 | 0 | 0 | 0 | 0 | 0 | 0 | 0 | 0 | 0 | 0 | 0 | 0 | 0 | 0 | 0 | 0 | 0 | 0 | 0
0 | 0 | 0 | 0 | 0 | 0 | 0 | 0 | 0 | 0 | 0 | 0 | 0 | 0 | 0 | 0 | 0 | 0 | 0 | 0 | 0
0 | 0 | 0 | 0 | 0 | 0 | 0 | 0 | 0 | 0 | 0 | 0 | 0 | 0 | 0 | 0 | 0 | 0 | 0 | 0 | 0

## Output
Program Summary |  | Nominal | Present Value |  | Performance Earnings Basis |  |  |  | Avoided Cost Version
Proposer Name |  | Southern California Edison |  |  | Resource Benefit, net. |  | 1326013814.5617 |  | 2008-05-10
Program Name |  | SCE Third Party Roll-up E3 Calculator - With Carbon Adder - Proposed Program Plan |  |  | Incr Measure Cost, net. |  | 300664491.4135 |  | 2008-05-22
Total Program Budget ($) |  | 611330932.0254 | 567409904.6251 |  | Program Incentive Cost, net |  | 0 |  | Base Year
[5 empty] | Program Admin Cost |  | 611330932.0254 |  | 2010
Net Participant Cost ($) |  | 356851598.155 | 300664491.4135 |  | Performance Earnings Basis |  | 514239888.2606 |  | SCE PlannerTOU(1000)1e2.xls
Program Impacts | [9 empty] | Program Impacts (Gross)
| Annual Net kWh | Lifecycle Net kWh | Annual Net Therms | Lifecycle Net Therms | Net Jul-Sept Pk (kW) | Net Dec-Feb Pk (kW) | Net CEC (kW) | User Entered kW |  |  | Annual Gross kWh | Lifecycle Gross kWh | Annual Gross Therms | Lifecycle Gross Therms | User Entered kW
2009-2011 | 1298554457.2476 | 15895724790.664 | 0 | 0 | 329058.9562 | 158341.2873 | 281786.3172 | 294589.3947 |  | 2009-2011 | 1792635827.5892 | 22154785334.3249 | 0 | 0 | 404094.6465
2012-2015 | 33820662.8014 | 435007426.6127 | 0 | 0 | 16259.9045 | 4064.5471 | 7339.0838 | 16147.2276 |  | 2012-2015 | 39677098.2653 | 500571031.3719 | 0 | 0 | 15816.9997
Total 2009-2015 | 1332375120.0491 | 16330732217.2766 | 0 | 0 | 345318.8606 | 162405.8343 | 289125.4011 | 310736.6223 |  | Total 2009-2015 | 1832312925.8545 | 22655356365.6967 | 0 | 0 | 419911.6462
Cost Effectiveness (Lifecycle Present Value Dollars)
|  | Benefits |  |  | Benefit - Cost
| Cost | Electric | Gas | Incentives | NPV | B/C Ratio | Notes
Program TRC ($) | 868074396.0386 | 1326013814.5617 | 0 | NA | 457939418.5231 | 1.5275 | *1
Program PAC ($) | 567409904.6251 | 1326013814.5617 | 0 | NA | 758603909.9365 | 2.337 | *1,2
Program RIM ($) | 2036192367.9087 | 1326013814.5617 | 0 | NA | -710178553.347 | 0.65122 | *1
*1 B/C Ratio is an approximation because any supply cost increases are treated as negative benefits rather than as a cost as in the Standard Practice Manual
*2 PAC benefits include environmental costs. This is to be consistent with the TRC benefits, but is not strictly consistent with the Standard Practice Manual.
Levelized Cost and Benefit (All Measures Installed through 2012)
| Discounted Savings |  |  |  | Benefit - Cost
| kWh | Therms | Cost | Benefits | NPV
TRC ($/kWh ) | 8838002710.1017 |  | 0.097877 | 0.15004 | 0.052158
PAC ($/kWh) | 8838002710.1017 |  | 0.064201 | 0.15004 | 0.085834
RIM ($/kWh) | 8838002710.1017 |  | 0.23039 | 0.15004 | -0.080355
TRC ($/therm) |  | 0 | #DIV/0! | #DIV/0! | #DIV/0!
PAC ($/therm) |  | 0 | #DIV/0! | #DIV/0! | #DIV/0!
RIM ($/therm) |  | 0 | #DIV/0! | #DIV/0! | #DIV/0!
Emissions Reductions | [9 empty] | Emissions Reductions (Gross)
| Electric Reductions |  |  | Gas Reductions | [6 empty] | Electric Reductions |  |  | Gas Reductions
Annual Reductions | CO2 (tons) | NOX (lbs) | PM-10 (lbs) | CO2 (tons) | NOX (lbs) |  |  |  |  | Annual Reductions | CO2 (tons) | NOX (lbs) | PM-10 (lbs) | CO2 (tons) | NOX (lbs)
2010 | 198938.9422 | 54442.2603 | 25471.6969 | 0 | 0 | * annual reductions are the units |  |  |  | 2010 | 273721.6341 | 74827.003 | 35056.8508 | 0 | 0 | * annual reductions are the units
2011 | 308777.9638 | 85305.2043 | 39433.9367 | 0 | 0 | implemented in the year, times |  |  |  | 2011 | 428573.3007 | 118302.7859 | 54745.3001 | 0 | 0 | implemented in the year, times
2012 | 254549.9305 | 70556.7269 | 32479.1426 | 0 | 0 | the annual emission reduction |  |  |  | 2012 | 348152.9704 | 96293.7334 | 44448.5833 | 0 | 0 | the annual emission reduction
2013 | 13645.1576 | 3772.2493 | 1742.2987 | 0 | 0 | for the measure. |  |  |  | 2013 | 17385.3257 | 4782.5047 | 2222.856 | 0 | 0 | for the measure.
2014 | 5084.1179 | 1448.8116 | 643.7177 | 0 | 0 |  |  |  |  | 2014 | 4838.5225 | 1380.9946 | 612.3486 | 0 | 0
2015 | 1419.3708 | 399.8619 | 180.2927 | 0 | 0 |  |  |  |  | 2015 | 1252.6341 | 352.4866 | 159.164 | 0 | 0
2016 | 0 | 0 | 0 | 0 | 0 |  |  |  |  | 2016 | 0 | 0 | 0 | 0 | 0
Total Annual | 782415.4827 | 215925.1145 | 99951.0851 | 0 | 0 |  |  |  |  | Total Annual | 1073924.3876 | 295939.5081 | 137245.1029 | 0 | 0
Lifecycle Reductions | [9 empty] | Lifecycle Reductions
2010 | 2321238.6591 | 636534.7931 | 297042.7576 | 0 | 0 |  |  |  |  | 2010 | 3228024.8617 | 884378.1832 | 413184.7648 | 0 | 0
2011 | 3937419.1759 | 1090032.5459 | 502562.7057 | 0 | 0 |  |  |  |  | 2011 | 5521822.1365 | 1527727.1555 | 704909.3159 | 0 | 0
2012 | 3087255.1836 | 855039.754 | 394003.7012 | 0 | 0 |  |  |  |  | 2012 | 4259068.5369 | 1177765.8293 | 543782.5448 | 0 | 0
2013 | 170842.7102 | 47010.7933 | 21841.8836 | 0 | 0 |  |  |  |  | 2013 | 215417.9298 | 58951.967 | 27581.6277 | 0 | 0
2014 | 66096.0456 | 18766.1367 | 8377.3576 | 0 | 0 |  |  |  |  | 2014 | 60725.6292 | 17261.668 | 7694.1239 | 0 | 0
2015 | 20959.6787 | 5909.8155 | 2661.7176 | 0 | 0 |  |  |  |  | 2015 | 18339.1479 | 5167.3996 | 2329.3749 | 0 | 0
2016 | 0 | 0 | 0 | 0 | 0 |  |  |  |  | 2016 | 0 | 0 | 0 | 0 | 0
Total Lifecycle | 9603811.4532 | 2653293.8385 | 1226490.1233 | 0 | 0 |  |  |  |  | Total Lifecycle | 13303398.242 | 3671252.2025 | 1699481.752 | 0 | 0
Reductions based on total annual installations | [9 empty] | Reductions (Gross) based on total annual installations
| Annual Net kWh | Lifecycle Net kWh | Annual Net Therms | Lifecycle Net Therms | Net July-Sept Peak (kW) | Net Dec-Feb (kW) | Net CEC (kW) | User Entered kW | Net Annual NCP (kW) |  | Annual Gross kWh | Lifecycle Gross kWh | Annual Gross Therms | Lifecycle Gross Therms | User Entered kW
2010 | 342499133.9669 | 3985779685.3525 | 0 | 0 | 81520.9451 | 44087.3007 | 74322.3121 | 76644.2217 | 71875.6702 | 2010 | 471902342.4417 | 5549464139.393 | 0 | 0 | 104766.4044
2011 | 525081012.3646 | 6677336838.2245 | 0 | 0 | 138214.7447 | 63233.1944 | 113942.5797 | 119310.8514 | 146396.7831 | 2011 | 729590656.6002 | 9371836003.668 | 0 | 0 | 164879.4268
2012 | 430974310.9161 | 5232608267.0869 | 0 | 0 | 109323.2663 | 51020.7923 | 93521.4255 | 98634.3215 | 161281.0412 | 2012 | 591142828.5473 | 7233485191.2639 | 0 | 0 | 134448.8154
2013 | 23183300.5892 | 292044073.0129 | 0 | 0 | 8433.0235 | 3173.1893 | 5030.7762 | 8321.9644 | 73397.0628 | 2013 | 29730535.3443 | 370877815.2591 | 0 | 0 | 8992.0955
2014 | 8286500.6088 | 108289885.4412 | 0 | 0 | 5693.1795 | 654.6736 | 1798.1706 | 5692.0054 | -5158.6787 | 2014 | 7868592.6824 | 99326232.193 | 0 | 0 | 4967.7833
2015 | 2350861.6035 | 34673468.1586 | 0 | 0 | 2133.7014 | 236.6842 | 510.137 | 2133.2578 | -7223.0946 | 2015 | 2077970.2387 | 30366983.9198 | 0 | 0 | 1857.1208
2016 | 0 | 0 | 0 | 0 | 0 | 0 | 0 | 0 | -440568.7839 | 2016 | 0 | 0 | 0 | 0 | 0
Total | 1332375120.0491 | 16330732217.2766 | 0 | 0 | 345318.8606 | 162405.8343 | 289125.4011 | 310736.6223 | 0 | Total | 1832312925.8545 | 22655356365.6967 | 0 | 0 | 419911.6462
Net Impacts by Sector (All Measures Installed through 2012)
| Annual Net kWh | Lifecycle Net kWh | Annual Net Therms | Lifecycle Net Therms | Net July-Sept Peak (kW) | Net Dec-Feb (kW) | Net CEC (kW) | User Entered kW | TRC Lifecycle Net Benefits* ($)
Total | 457004845.3968 | 5502015729.8382 | 0 | 0 | 94482.0221 | 59468.0267 | 99170.0515 | 94482.4537 | 144259421.1527
Residential | 21630126.6165 | 313574441.7982 | 0 | 0 | 19099.1696 | 2246.2328 | 4693.7375 | 19099.1696 | -25130776.753
Small_Office | 0 | 0 | 0 | 0 | 0 | 0 | 0 | 0 | 0
Large_Office | 0 | 0 | 0 | 0 | 0 | 0 | 0 | 0 | 0
Small_Retail_Store | 0 | 0 | 0 | 0 | 0 | 0 | 0 | 0 | 0
Large_Retail_Store | 0 | 0 | 0 | 0 | 0 | 0 | 0 | 0 | 0
Grocery_Store | 0 | 0 | 0 | 0 | 0 | 0 | 0 | 0 | 0
Food_Store | 0 | 0 | 0 | 0 | 0 | 0 | 0 | 0 | 0
Restaurant | 0 | 0 | 0 | 0 | 0 | 0 | 0 | 0 | 0
Fast_Food_Restaurant | 0 | 0 | 0 | 0 | 0 | 0 | 0 | 0 | 0
Sit_Down_Restaurant | 0 | 0 | 0 | 0 | 0 | 0 | 0 | 0 | 0
Storage_Building | 0 | 0 | 0 | 0 | 0 | 0 | 0 | 0 | 0
Refrigerated_Warehouse | 0 | 0 | 0 | 0 | 0 | 0 | 0 | 0 | 0
Non-Refrig._Warehouse | 0 | 0 | 0 | 0 | 0 | 0 | 0 | 0 | 0
Hotel_Motel | 0 | 0 | 0 | 0 | 0 | 0 | 0 | 0 | 0
Medical_Clinic | 0 | 0 | 0 | 0 | 0 | 0 | 0 | 0 | 0
School | 0 | 0 | 0 | 0 | 0 | 0 | 0 | 0 | 0
K_thru_12_School | 0 | 0 | 0 | 0 | 0 | 0 | 0 | 0 | 0
College_University | 0 | 0 | 0 | 0 | 0 | 0 | 0 | 0 | 0
Assembly | 0 | 0 | 0 | 0 | 0 | 0 | 0 | 0 | 0
Trans_Comm_Util | 0 | 0 | 0 | 0 | 0 | 0 | 0 | 0 | 0
Misc._Commercial | 256957930.5707 | 2611223300.7718 | 0 | 0 | 50943.5768 | 32474.6448 | 55759.8709 | 50944.0084 | 97469056.0387
Industrial | 178416788.2096 | 2577217987.2681 | 0 | 0 | 24439.2758 | 24747.1492 | 38716.443 | 24439.2758 | 71921141.8671
Agricultural | 0 | 0 | 0 | 0 | 0 | 0 | 0 | 0 | 0
Hospital | 0 | 0 | 0 | 0 | 0 | 0 | 0 | 0 | 0
* Include program-level and admin costs allocated based to total gas and electric programs at the measure level.
Net Impacts by CPUC End Use Categories (All Measures Installed through 2012)
| Annual Net kWh | Lifecycle Net kWh | Annual Net Therms | Lifecycle Net Therms | Net July-Sept Peak (kW) | Net Dec-Feb Pk (kW) | Net CEC (kW) | User Entered kW | TRC Lifecycle Net Benefits* ($)
Total | 1332375120.0491 | 16330732217.2766 | 0 | 0 | 345318.8606 | 162405.8343 | 289125.4011 | 310736.6223 | 460973269.8931
Clothes Dryer | 0 | 0 | 0 | 0 | 0 | 0 | 0 | 0 | 0
Clothes Washer | 585902.7752 | 6595209.6894 | 0 | 0 | 285.485 | 388.495 | 127.1409 | 285.485 | -3515681.1846
Consumer Electronics | 0 | 0 | 0 | 0 | 0 | 0 | 0 | 0 | 0
Cooking | 0 | 0 | 0 | 0 | 0 | 0 | 0 | 0 | 0
Dishwasher | 0 | 0 | 0 | 0 | 0 | 0 | 0 | 0 | 0
Other Appliance | 0 | 0 | 0 | 0 | 0 | 0 | 0 | 0 | 0
Office Equipment | 0 | 0 | 0 | 0 | 0 | 0 | 0 | 0 | 0
Building shell | 0 | 0 | 0 | 0 | 0 | 0 | 0 | 0 | 0
Space Cooling | 540784847.5944 | 7588222123.0597 | 0 | 0 | 209788.7338 | 52667.7501 | 117350.3119 | 178035.1894 | 147203483.6686
Space Heating | 0 | 0 | 0 | 0 | 0 | 0 | 0 | 0 | 0
Ventilation | 0 | 0 | 0 | 0 | 0 | 0 | 0 | 0 | 0
Interior Lighting | 376352106.3241 | 3743006277.3748 | 0 | 0 | 73446.3653 | 62872.3671 | 81668.4071 | 77347.8972 | 136669265.6452
Exterior Lighting | 6391159.2012 | 85480233.2846 | 0 | 0 | 0 | 0.43158 | 1386.8815 | 0.43158 | 2349242.4397
Daylighting | 0 | 0 | 0 | 0 | 0 | 0 | 0 | 0 | 0
Motors | 0 | 0 | 0 | 0 | 0 | 0 | 0 | 0 | 0
Process | 178416788.2096 | 2577217987.2681 | 0 | 0 | 24439.2758 | 24747.1492 | 38716.443 | 24439.2758 | 71921141.8671
Compressed Air | 0 | 0 | 0 | 0 | 0 | 0 | 0 | 0 | 0
Food Processor | 0 | 0 | 0 | 0 | 0 | 0 | 0 | 0 | 0
Refrigeration | 226944159.7062 | 2290754464.2157 | 0 | 0 | 36674.1895 | 20988.1044 | 49246.8827 | 29943.5321 | 106683778.5857
Freezers | 0 | 0 | 0 | 0 | 0 | 0 | 0 | 0 | 0
Pumps | 0 | 0 | 0 | 0 | 0 | 0 | 0 | 0 | 0
Pool Pump | 0 | 0 | 0 | 0 | 0 | 0 | 0 | 0 | 0
Domestic Hot Water | 308239 | 3082390 | 0 | 0 | 110.1 | 110.1 | 66.8879 | 110.1 | -445497.6262
Water Heating | 410505.8384 | 4105058.3843 | 0 | 0 | 90.3113 | 153.9108 | 89.0798 | 90.3113 | 224734.8425
Other | 2181411.4 | 32268474 | 0 | 0 | 484.4 | 477.5261 | 473.3663 | 484.4 | -117198.345
* Include program-level and admin costs allocated based to total gas and electric programs at the measure level.
Net Impacts by Climate Zone (All Measures Installed through 2012)
| Annual Net kWh | Lifecycle Net kWh | Annual Net Therms | Lifecycle Net Therms | Net July-Sept Peak (kW) | Net dec-Feb Pk (kW) | Net CEC (kW) | User Entered kW | TRC Lifecycle Net Benefits* ($)
Total | 1332375120.0491 | 16330732217.2766 | 0 | 0 | 345318.8606 | 162405.8343 | 289125.4011 | 289125.4011 | 460973269.8931
6 | 0 | 0 | 0 | 0 | 0 | 0 | 0 | 0 | 0
8 | 0 | 0 | 0 | 0 | 0 | 0 | 0 | 0 | 0
9 | 0 | 0 | 0 | 0 | 0 | 0 | 0 | 0 | 0
10 | 0 | 0 | 0 | 0 | 0 | 0 | 0 | 0 | 0
13 | 0 | 0 | 0 | 0 | 0 | 0 | 0 | 0 | 0
14 | 0 | 0 | 0 | 0 | 0 | 0 | 0 | 0 | 0
15 | 0 | 0 | 0 | 0 | 0 | 0 | 0 | 0 | 0
16 | 0 | 0 | 0 | 0 | 0 | 0 | 0 | 0 | 0
System | 1332375120.0491 | 16330732217.2766 | 0 | 0 | 345318.8606 | 162405.8343 | 289125.4011 | 289125.4011 | 460973269.8931
0 | 0 | 0 | 0 | 0 | 0 | 0 | 0 | 0 | 0
0 | 0 | 0 | 0 | 0 | 0 | 0 | 0 | 0 | 0
* Include program-level and admin costs allocated based to total gas and electric programs at the measure level.
Persistent reductions in the summer (3rd Qtr) or winter (4th Qtr) of each year
| Net July-Sept Peak (kW) | Net Annual Dec-Feb (kW)
2010 | 40760.4726 | 44087.3007
2011 | 150628.3175 | 107320.495
2012 | 274397.323 | 157754.5776
2013 | 328116.83 | 154508.7247
2014 | 324702.3414 | 147371.5464
2015 | 318746.3716 | 141683.0221
2016 | 315283.1165 | 141350.8719
2017 | 314508.083 | 140380.3147
Monthly Impacts
First Year for Impact Table: | 2009
| Quarter | Monthly Five Hour Avg or TOU Peak | Net Monthly NCP (kW) |  | Monthly Net kWh | Monthly Net Therms
2009-01-01 | -3 | 0 | 0 |  | 0 | 0
2009-02-01 | -3 | 0 | 0 |  | 0 | 0
2009-03-01 | -3 | 0 | 0 |  | 0 | 0
2009-04-01 | -2 | 0 | 0 |  | 0 | 0
2009-05-01 | -2 | 0 | 0 |  | 0 | 0
2009-06-01 | -2 | 0 | 0 |  | 0 | 0
2009-07-01 | -1 | 917.4168 | 954.3804 |  | 378799.8513 | 0
2009-08-01 | -1 | 916.2487 | 954.2056 |  | #N/A | 0
2009-09-01 | -1 | 912.6971 | 961.3394 |  | 377961.5019 | 0
2009-10-01 | 0 | 0 | 0 |  | 0 | 0
2009-11-01 | 0 | 0 | 0 |  | 0 | 0
2009-12-01 | 0 | 0 | 0 |  | 0 | 0
2010-01-01 | 1 | 0 | 0 |  | 0 | 0
2010-02-01 | 1 | 0 | 0 |  | 0 | 0
2010-03-01 | 1 | 0 | 0 |  | 0 | 0
2010-04-01 | 2 | 10007.9493 | 20100.8145 |  | 6261956.9077 | 0
2010-05-01 | 2 | 16415.3265 | 20068.6654 |  | 6875387.8641 | 0
2010-06-01 | 2 | 12343.5751 | 23969.2684 |  | 8259163.6666 | 0
2010-07-01 | 3 | 41170.9725 | 50588.2014 |  | 18594321.1236 | 0
2010-08-01 | 3 | 42121.6519 | 52141.7395 |  | #N/A | 0
2010-09-01 | 3 | 38988.7933 | 56354.0997 |  | 17987317.3645 | 0
2010-10-01 | 4 | 37530.7218 | 71875.6702 |  | 22180404.8202 | 0
2010-11-01 | 4 | 33115.1587 | 58174.0463 |  | 18226656.4415 | 0
2010-12-01 | 4 | 31155.9351 | 49048.6473 |  | 16861086.8661 | 0
2011-01-01 | 5 | 46416.0144 | 68832.5574 |  | 22953765.0829 | 0
2011-02-01 | 5 | 44304.6408 | 73335.7807 |  | 22496653.714 | 0
2011-03-01 | 5 | 39274.4936 | 69793.7856 |  | 24090873.5687 | 0
2011-04-01 | 6 | 55414.6543 | 113486.2264 |  | 34341769.8513 | 0
2011-05-01 | 6 | 93086.2069 | 113543.2897 |  | 37960232.0669 | 0
2011-06-01 | 6 | 68562.691 | 136786.2655 |  | 46285154.9638 | 0
2011-07-01 | 7 | 152554.8021 | 186433.938 |  | 67299642.2396 | 0
2011-08-01 | 7 | 155912.4303 | 192496.5559 |  | #N/A | 0
2011-09-01 | 7 | 143417.7202 | 208466.6836 |  | 64962364.3472 | 0
2011-10-01 | 8 | 107167.078 | 218272.4533 |  | 63893827.7533 | 0
2011-11-01 | 8 | 92124.2386 | 172062.748 |  | 51002669.2413 | 0
2011-12-01 | 8 | 85117.4639 | 141660.1424 |  | 46350265.3486 | 0
2012-01-01 | 9 | 114000.3089 | 177928.7488 |  | 55590931.3097 | 0
2012-02-01 | 9 | 108318.3066 | 192172.4013 |  | 54986358.845 | 0
2012-03-01 | 9 | 95028.7959 | 182312.6684 |  | 59146746.4042 | 0
2012-04-01 | 10 | 113631.171 | 237961.4034 |  | 69712105.4628 | 0
2012-05-01 | 10 | 196036.1737 | 238605.887 |  | 77654337.9984 | 0
2012-06-01 | 10 | 142256.3052 | 291355.8992 |  | 97197933.2838 | 0
2012-07-01 | 11 | 278240.5734 | 338877.1997 |  | 122547307.3202 | 0
2012-08-01 | 11 | 284015.5977 | 349961.9847 |  | #N/A | 0
2012-09-01 | 11 | 260935.798 | 379553.4945 |  | 118255155.8367 | 0
2012-10-01 | 12 | 171287.4198 | 351791.0012 |  | 102452025.2687 | 0
2012-11-01 | 12 | 146580.6687 | 276004.1268 |  | 81481775.262 | 0
2012-12-01 | 12 | 135253.078 | 226174.6786 |  | 73918971.4382 | 0
2013-01-01 | 13 | 167463.1927 | 259067.294 |  | 82020757.4535 | 0
2013-02-01 | 13 | 159246.4148 | 282143.131 |  | 81175180.3784 | 0
2013-03-01 | 13 | 139837.5558 | 267266.0274 |  | 87238661.5298 | 0
2013-04-01 | 14 | 148782.485 | 311503.2053 |  | 91675257.5947 | 0
2013-05-01 | 14 | 256250.255 | 312280.0792 |  | 102060580.1993 | 0
2013-06-01 | 14 | 190484.8398 | 385543.0915 |  | 130399696.91 | 0
2013-07-01 | 15 | 332842.2904 | 404416.867 |  | 147406723.1058 | 0
2013-08-01 | 15 | 339362.1607 | 417334.5195 |  | #N/A | 0
2013-09-01 | 15 | 312146.039 | 452950.5572 |  | 142279805.9962 | 0
2013-10-01 | 16 | 183327.1723 | 377976.0184 |  | 110608662.1661 | 0
2013-11-01 | 16 | 156401.8343 | 295690.7585 |  | 87909092.6979 | 0
2013-12-01 | 16 | 144207.8821 | 241521.3131 |  | 79742351.582 | 0
2014-01-01 | 17 | 164120.1695 | 253127.7838 |  | 81425993.2094 | 0
2014-02-01 | 17 | 155986.1994 | 277403.8834 |  | 80657802.9018 | 0
2014-03-01 | 17 | 136887.5903 | 262611.7598 |  | 86646092.2201 | 0
2014-04-01 | 18 | 145141.6118 | 305373.5076 |  | 90743596.8326 | 0
2014-05-01 | 18 | 251219.1578 | 306251.412 |  | 101029453.4815 | 0
2014-06-01 | 18 | 189900.9658 | 382248.9947 |  | 130133678.5819 | 0
2014-07-01 | 19 | 329546.6479 | 399685.1624 |  | 146569651.9567 | 0
2014-08-01 | 19 | 335726.6457 | 412285.9966 |  | #N/A | 0
2014-09-01 | 19 | 308833.7306 | 447791.8785 |  | 141448999.9101 | 0
2014-10-01 | 20 | 176752.002 | 369105.3099 |  | 108822581.2982 | 0
2014-11-01 | 20 | 149810.9145 | 287140.386 |  | 86262917.6542 | 0
2014-12-01 | 20 | 137732.5901 | 233159.4494 |  | 78156203.1718 | 0
2015-01-01 | 21 | 156860.1851 | 243404.177 |  | 79762717.1599 | 0
2015-02-01 | 21 | 148842.5843 | 268561.3831 |  | 79082144.6196 | 0
2015-03-01 | 21 | 130116.6698 | 253847.4385 |  | 84991444.2237 | 0
2015-04-01 | 22 | 139100.3083 | 297231.3931 |  | 89381996.212 | 0
2015-05-01 | 22 | 244242.5734 | 298198.464 |  | 99590415.2279 | 0
2015-06-01 | 22 | 185058.4084 | 375215.2536 |  | 128838794.0895 | 0
2015-07-01 | 23 | 323657.5319 | 392631.0848 |  | 145218156.0619 | 0
2015-08-01 | 23 | 329681.6225 | 405177.7198 |  | #N/A | 0
2015-09-01 | 23 | 302899.9604 | 440568.7839 |  | 140124181.5719 | 0
2015-10-01 | 24 | 171078.0528 | 362575.5283 |  | 107916606.0591 | 0
2015-11-01 | 24 | 144219.2186 | 280713.4096 |  | 85333233.0846 | 0
2015-12-01 | 24 | 132203.4988 | 226790.4403 |  | 77220180.1537 | 0

## Input
| SCE PlannerTOU(1000)1e2.xls |  |  |  | Program Budget ($) |  |  | NPV Factor for lump-sum admin costs: | 100%
a. Administrative Costs
| Proposer General Information |  |  |  | a.i. Overhead and G&A | 36607185.0336 | d. Incentives and Rebates ($) | Nominal | NPV
| Proposer Name |  | Southern California Edison |  | a.ii. Other Admin costs | 42146880.4392 | d.i. User Input Incentive | 3033851.37 | 3033851.37
| Program Name |  | SCE Third Party Roll-up E3 Calculator - With Carbon Adder - Proposed Program Plan |  | b. Marketing/Outreach | 57322658.2439 | d.ii. Rebate | 139611096.6241 | 118380226.373
| Service Territory |  | SCE |  | c. Direct Implementation (non incentive) |  | d.iii. Direct Install Labor | 67979815.6121 | 59200167.8477
| First Year of Program Implementation |  |  | 2010 | c.i. Activity | 124865293.7022 | d.iv. Direct Install Materials | 61871008.0639 | 53958003.6149
| Contact Information |  |  |  | c.ii. Installation | 0 | d.v. Upstream payments | 35920845.0694 | 29923340.1336
| Name |  | Don Arambula |  | c.iii. Hardware & Materials | 0 | Subtotal Direct Install | 308416616.7394 | 264495589.3391
| Address |  | 6042 N. Irwindale Ave, Blg. A |  | c.iv. Rebate Processing and Inspection | 1179868
| ZIP code |  | 91702 |  | d. Total Incentives and Rebates | 308416616.7394
| Telephone |  | 626-633-3146 |  | e. EM&V | 40792429.8671 | f. Costs recovered from other sources |  | 0
| Email |  | don.arambula@sce.com |  | Total | 611330932.0254 | Program Budget w/ Other Costs (a to f) | 611330932.0254 | 567409904.6251
Quarterly Installation Schedule
| Program Inputs |  |  |  | CO2 Cost Scenario | 2 | (1 = 2006 Adopted costs, 2 = $30/tonne Scearnio) |  |  |  |  | Transfer | Admin | Admin | Admin | [9 empty] | Placeholders, not currently used | [7 empty] | Annual Installation Schedule | [7 empty] | 2010 |  |  |  | 2011 |  |  |  | 2012 |  |  |  | 2013 |  |  |  | 2014 |  |  |  | 2015 |  |  |  | 2016
| Measure Name | DEER RunID | Climate Zone | Target sector | Measure Electric End Use Shape | CZ, Sector, Measure combination found? | Measure Type (To Look up Measure Life) | Program Type (To look up Net-to-gross Ratio) | Unit Definition (e.g. homes) | Program Type (NEW/ROB or Early Repl(RET)) | Gross Measure Cost ($/unit) | Rebate to end use customer or its assignee ($/unit) | Incentives to entities other than the end use customer or its assignee($/unit) | Direct Install Labor ($/unit) | Direct Install Material ($/unit) | Participant cost ($/unit) | Gross Unit Annual Electricity Savings (kwh/unit) | Electric Rate Schedule | Demand Scaler | User Entered kW Savings per unit (kW/unit) | Gross Unit Annual Gas Savings (therm/unit) | Gas Sector | Gas Rate Schedule | Gas Savings Profile | Avg remaining life on replaced units (yrs) | Early retrofit incremental kWh savings (kWh/unit) | Early retrofit incremental kW savings (kW/unit) | Early retrofit incremental Th savings (Th/unit) | Combustion Type | Effective Useful Life (years) | Net-to-Gross Ratio | % Eligible for TOU AC adjustment | 2010 | 2011 | 2012 | 2013 | 2014 | 2015 | 2016 |  | Qtr 1 | Qtr 2 | Qtr 3 | Qtr 4 | Qtr 1 | Qtr 2 | Qtr 3 | Qtr 4 | Qtr 1 | Qtr 2 | Qtr 3 | Qtr 4 | Qtr 1 | Qtr 2 | Qtr 3 | Qtr 4 | Qtr 1 | Qtr 2 | Qtr 3 | Qtr 4 | Qtr 1 | Qtr 2 | Qtr 3 | Qtr 4 | Qtr 1 | Qtr 2 | Qtr 3 | Qtr 4 | Total Number of Units | Comments
SCE Third Party Roll-up E3 Calculator - With Carbon Adder - Proposed Program Plan | RESIDENTIAL | [16 empty] | System | #N/A | [21 empty] | 0 | 0 | 0 | 0 | 0 | 0 | 0 | 0 | 0 | 0 | 0 | 0 | 0 | 0 | 0 | 0 | 0 | 0 | 0 | 0 | 0 | 0 | 0 | 0 | 0 | 0 | 0 | 0 | 0
SCE Third Party Roll-up E3 Calculator - With Carbon Adder - Proposed Program Plan | DEEMED MEASURES | [16 empty] | System | #N/A | [21 empty] | 0 | 0 | 0 | 0 | 0 | 0 | 0 | 0 | 0 | 0 | 0 | 0 | 0 | 0 | 0 | 0 | 0 | 0 | 0 | 0 | 0 | 0 | 0 | 0 | 0 | 0 | 0 | 0 | 0
SCE Third Party Roll-up E3 Calculator - With Carbon Adder - Proposed Program Plan | Appliances | [16 empty] | System | #N/A | [21 empty] | 0 | 0 | 0 | 0 | 0 | 0 | 0 | 0 | 0 | 0 | 0 | 0 | 0 | 0 | 0 | 0 | 0 | 0 | 0 | 0 | 0 | 0 | 0 | 0 | 0 | 0 | 0 | 0 | 0
SCE Third Party Roll-up E3 Calculator - With Carbon Adder - Proposed Program Plan | Laundry & Kitchen | DEER 2008 or SCE Workpaper | System | Residential | HorizAxisClothesWasher-RC | TRUE | 11 | 80.26% | Unit | NEW/ROB/RET | 597.1869 | 31.3919 | 5.1786 | 0 | 0 | 560.6165 | 44.8865 | System | kW | 0.023 | [9 empty] | 11 | 80.26% | 0% | 943.5454 | 1179.3144 | 235.7689 | 0 | 0 | 0 | 0 |  | 235.8864 | 235.8864 | 235.8864 | 235.8864 | 294.8286 | 294.8286 | 294.8286 | 294.8286 | 58.9422 | 58.9422 | 58.9422 | 58.9422 | 0 | 0 | 0 | 0 | 0 | 0 | 0 | 0 | 0 | 0 | 0 | 0 | 0 | 0 | 0 | 0 | 2358.6288
SCE Third Party Roll-up E3 Calculator - With Carbon Adder - Proposed Program Plan | Refrigerators | DEER 2008 or SCE Workpaper | System | RES | DEER:RefgFrzr_HighEff | TRUE | 14 | 75% | Unit | NEW/ROB/RET | 131.93 | 50 | 6.6915 | 0 | 0 | 75.2385 | 190.65 | System | kWh | 0.0385 | [9 empty] | 14 | 75% | 0% | 82.1904 | 102.8554 | 20.665 | 0 | 0 | 0 | 0 |  | 20.5476 | 20.5476 | 20.5476 | 20.5476 | 25.7138 | 25.7138 | 25.7138 | 25.7138 | 5.1663 | 5.1663 | 5.1663 | 5.1663 | 0 | 0 | 0 | 0 | 0 | 0 | 0 | 0 | 0 | 0 | 0 | 0 | 0 | 0 | 0 | 0 | 205.7108
SCE Third Party Roll-up E3 Calculator - With Carbon Adder - Proposed Program Plan | Appliances Recycling | [16 empty] | System | #N/A | [21 empty] | 0 | 0 | 0 | 0 | 0 | 0 | 0 | 0 | 0 | 0 | 0 | 0 | 0 | 0 | 0 | 0 | 0 | 0 | 0 | 0 | 0 | 0 | 0 | 0 | 0 | 0 | 0 | 0 | 0
SCE Third Party Roll-up E3 Calculator - With Carbon Adder - Proposed Program Plan | Refrigerators/Freezers | DEER 2008 or SCE Workpaper | System | RES | DEER:RefgFrzr_Recycling | TRUE | 10 | 62.34% | Unit | NEW/ROB/RET | 138.57 | 50 | 0 | 88.57 | 0 | 0 | 1448.164 | System | kWh | 0.22317 | [9 empty] | 10 | 62.34% | 0% | 65000 | 75000 | 70000 | 0 | 0 | 0 | 0 |  | 16250 | 16250 | 16250 | 16250 | 18750 | 18750 | 18750 | 18750 | 17500 | 17500 | 17500 | 17500 | 0 | 0 | 0 | 0 | 0 | 0 | 0 | 0 | 0 | 0 | 0 | 0 | 0 | 0 | 0 | 0 | 210000
SCE Third Party Roll-up E3 Calculator - With Carbon Adder - Proposed Program Plan | Room A/C | [16 empty] | System | #N/A | [21 empty] | 0 | 0 | 0 | 0 | 0 | 0 | 0 | 0 | 0 | 0 | 0 | 0 | 0 | 0 | 0 | 0 | 0 | 0 | 0 | 0 | 0 | 0 | 0 | 0 | 0 | 0 | 0 | 0 | 0
SCE Third Party Roll-up E3 Calculator - With Carbon Adder - Proposed Program Plan | Other | [16 empty] | System | #N/A | [21 empty] | 0 | 0 | 0 | 0 | 0 | 0 | 0 | 0 | 0 | 0 | 0 | 0 | 0 | 0 | 0 | 0 | 0 | 0 | 0 | 0 | 0 | 0 | 0 | 0 | 0 | 0 | 0 | 0 | 0
SCE Third Party Roll-up E3 Calculator - With Carbon Adder - Proposed Program Plan | Residential Audits | DEER 2008 or SCE Workpaper | System | RES | DEER:Indoor_CFL_Ltg | TRUE | 3 | 80% | Unit | NEW/ROB/RET | 40.83 | 0 | 0 | 0 | 0 | 40.83 | 166.438 | System | kWh | 0.06066 | [9 empty] | 3 | 80% | 0% | 37500 | 43750 | 43750 | 0 | 0 | 0 | 0 |  | 9375 | 9375 | 9375 | 9375 | 10937.5 | 10937.5 | 10937.5 | 10937.5 | 10937.5 | 10937.5 | 10937.5 | 10937.5 | 0 | 0 | 0 | 0 | 0 | 0 | 0 | 0 | 0 | 0 | 0 | 0 | 0 | 0 | 0 | 0 | 125000
SCE Third Party Roll-up E3 Calculator - With Carbon Adder - Proposed Program Plan | Consumer Electronics | [16 empty] | System | #N/A | [21 empty] | 0 | 0 | 0 | 0 | 0 | 0 | 0 | 0 | 0 | 0 | 0 | 0 | 0 | 0 | 0 | 0 | 0 | 0 | 0 | 0 | 0 | 0 | 0 | 0 | 0 | 0 | 0 | 0 | 0
SCE Third Party Roll-up E3 Calculator - With Carbon Adder - Proposed Program Plan | Entertainment | [16 empty] | System | #N/A | [21 empty] | 0 | 0 | 0 | 0 | 0 | 0 | 0 | 0 | 0 | 0 | 0 | 0 | 0 | 0 | 0 | 0 | 0 | 0 | 0 | 0 | 0 | 0 | 0 | 0 | 0 | 0 | 0 | 0 | 0
SCE Third Party Roll-up E3 Calculator - With Carbon Adder - Proposed Program Plan | Home Office | [16 empty] | System | #N/A | [21 empty] | 0 | 0 | 0 | 0 | 0 | 0 | 0 | 0 | 0 | 0 | 0 | 0 | 0 | 0 | 0 | 0 | 0 | 0 | 0 | 0 | 0 | 0 | 0 | 0 | 0 | 0 | 0 | 0 | 0
SCE Third Party Roll-up E3 Calculator - With Carbon Adder - Proposed Program Plan | Other | [16 empty] | System | #N/A | [21 empty] | 0 | 0 | 0 | 0 | 0 | 0 | 0 | 0 | 0 | 0 | 0 | 0 | 0 | 0 | 0 | 0 | 0 | 0 | 0 | 0 | 0 | 0 | 0 | 0 | 0 | 0 | 0 | 0 | 0
SCE Third Party Roll-up E3 Calculator - With Carbon Adder - Proposed Program Plan | Water Heating | [16 empty] | System | #N/A | [21 empty] | 0 | 0 | 0 | 0 | 0 | 0 | 0 | 0 | 0 | 0 | 0 | 0 | 0 | 0 | 0 | 0 | 0 | 0 | 0 | 0 | 0 | 0 | 0 | 0 | 0 | 0 | 0 | 0 | 0
SCE Third Party Roll-up E3 Calculator - With Carbon Adder - Proposed Program Plan | Efficiency | [16 empty] | System | #N/A | [21 empty] | 0 | 0 | 0 | 0 | 0 | 0 | 0 | 0 | 0 | 0 | 0 | 0 | 0 | 0 | 0 | 0 | 0 | 0 | 0 | 0 | 0 | 0 | 0 | 0 | 0 | 0 | 0 | 0 | 0
SCE Third Party Roll-up E3 Calculator - With Carbon Adder - Proposed Program Plan | Use Reduction | DEER 2008 or SCE Workpaper | System | Residential | HeatPump_WtrHt-RC | TRUE | 10 | 85% | Unit | NEW/ROB/RET | 4.4467 | 0 | 0 | 0 | 4.4467 | 0 | 100.6142 | System | kW | 0.022135 | [9 empty] | 10 | 85% | 0% | 1500 | 1800 | 1500 | 0 | 0 | 0 | 0 |  | 375 | 375 | 375 | 375 | 450 | 450 | 450 | 450 | 375 | 375 | 375 | 375 | 0 | 0 | 0 | 0 | 0 | 0 | 0 | 0 | 0 | 0 | 0 | 0 | 0 | 0 | 0 | 0 | 4800
SCE Third Party Roll-up E3 Calculator - With Carbon Adder - Proposed Program Plan | Pool Pump | [16 empty] | System | #N/A | [21 empty] | 0 | 0 | 0 | 0 | 0 | 0 | 0 | 0 | 0 | 0 | 0 | 0 | 0 | 0 | 0 | 0 | 0 | 0 | 0 | 0 | 0 | 0 | 0 | 0 | 0 | 0 | 0 | 0 | 0
SCE Third Party Roll-up E3 Calculator - With Carbon Adder - Proposed Program Plan | Residential Other | [16 empty] | System | #N/A | [21 empty] | 0 | 0 | 0 | 0 | 0 | 0 | 0 | 0 | 0 | 0 | 0 | 0 | 0 | 0 | 0 | 0 | 0 | 0 | 0 | 0 | 0 | 0 | 0 | 0 | 0 | 0 | 0 | 0 | 0
SCE Third Party Roll-up E3 Calculator - With Carbon Adder - Proposed Program Plan | HVAC | [16 empty] | System | #N/A | [21 empty] | 0 | 0 | 0 | 0 | 0 | 0 | 0 | 0 | 0 | 0 | 0 | 0 | 0 | 0 | 0 | 0 | 0 | 0 | 0 | 0 | 0 | 0 | 0 | 0 | 0 | 0 | 0 | 0 | 0
SCE Third Party Roll-up E3 Calculator - With Carbon Adder - Proposed Program Plan | New Room AC | [16 empty] | System | #N/A | [21 empty] | 0 | 0 | 0 | 0 | 0 | 0 | 0 | 0 | 0 | 0 | 0 | 0 | 0 | 0 | 0 | 0 | 0 | 0 | 0 | 0 | 0 | 0 | 0 | 0 | 0 | 0 | 0 | 0 | 0
SCE Third Party Roll-up E3 Calculator - With Carbon Adder - Proposed Program Plan | New Package, Split System AC, etc. | DEER 2008 or SCE Workpaper | System | RES | DEER:HVAC_Eff_AC | TRUE | 15 | 80% | Unit | NEW/ROB/RET | 225 | 0 | 150 | 0 | 0 | 75 | 207 | System | kWh | 0.16 | [9 empty] | 15 | 80% | 0% | 750 | 1250 | 1500 | 0 | 0 | 0 | 0 |  | 187.5 | 187.5 | 187.5 | 187.5 | 312.5 | 312.5 | 312.5 | 312.5 | 375 | 375 | 375 | 375 | 0 | 0 | 0 | 0 | 0 | 0 | 0 | 0 | 0 | 0 | 0 | 0 | 0 | 0 | 0 | 0 | 3500
SCE Third Party Roll-up E3 Calculator - With Carbon Adder - Proposed Program Plan | Repair & Maintenance | DEER 2008 or SCE Workpaper | System | RES | DEER:HVAC_Refrig_Charge | TRUE | 7.5 | 78.18% | Unit | NEW/ROB/RET | 43.9561 | 0 | 37.7279 | 3.5271 | 2.7012 | -4.4409e-15 | 157.214 | System | kWh | 0.15445 | [9 empty] | 7.5 | 78.18% | 0% | 59726.96 | 76201.98 | 77775.06 | 0 | 0 | 0 | 0 |  | 14931.74 | 14931.74 | 14931.74 | 14931.74 | 19050.495 | 19050.495 | 19050.495 | 19050.495 | 19443.765 | 19443.765 | 19443.765 | 19443.765 | 0 | 0 | 0 | 0 | 0 | 0 | 0 | 0 | 0 | 0 | 0 | 0 | 0 | 0 | 0 | 0 | 213704
SCE Third Party Roll-up E3 Calculator - With Carbon Adder - Proposed Program Plan | HVAC Ducts | DEER 2008 or SCE Workpaper | System | RES | DEER:HVAC_Duct_Sealing | TRUE | 18 | 78% | Unit | NEW/ROB/RET | 229.8416 | 0 | 40.9091 | 104.1364 | 82.5909 | 2.2052 | 546.6084 | System | kWh | 0.55775 | [9 empty] | 18 | 78% | 0% | 2037 | 2124.75 | 2438.25 | 0 | 0 | 0 | 0 |  | 509.25 | 509.25 | 509.25 | 509.25 | 531.1875 | 531.1875 | 531.1875 | 531.1875 | 609.5625 | 609.5625 | 609.5625 | 609.5625 | 0 | 0 | 0 | 0 | 0 | 0 | 0 | 0 | 0 | 0 | 0 | 0 | 0 | 0 | 0 | 0 | 6600
SCE Third Party Roll-up E3 Calculator - With Carbon Adder - Proposed Program Plan | HVAC Envelope | DEER 2008 or SCE Workpaper | System | Residential | AC_Cooling-RC | TRUE | 20 | 123% | Unit | NEW/ROB/RET | 150 | 150 | 3.6918 | 0 | 0 | -3.6918 | 32 | System | kW | 0.025 | [9 empty] | 20 | 123% | 0% | 56.3591 | 70.4489 | 14.0898 | 0 | 0 | 0 | 0 |  | 14.0898 | 14.0898 | 14.0898 | 14.0898 | 17.6122 | 17.6122 | 17.6122 | 17.6122 | 3.5224 | 3.5224 | 3.5224 | 3.5224 | 0 | 0 | 0 | 0 | 0 | 0 | 0 | 0 | 0 | 0 | 0 | 0 | 0 | 0 | 0 | 0 | 140.8978
SCE Third Party Roll-up E3 Calculator - With Carbon Adder - Proposed Program Plan | HVAC Install - Operation | [16 empty] | System | #N/A | [21 empty] | 0 | 0 | 0 | 0 | 0 | 0 | 0 | 0 | 0 | 0 | 0 | 0 | 0 | 0 | 0 | 0 | 0 | 0 | 0 | 0 | 0 | 0 | 0 | 0 | 0 | 0 | 0 | 0 | 0
SCE Third Party Roll-up E3 Calculator - With Carbon Adder - Proposed Program Plan | HVAC Controls | [16 empty] | System | #N/A | [21 empty] | 0 | 0 | 0 | 0 | 0 | 0 | 0 | 0 | 0 | 0 | 0 | 0 | 0 | 0 | 0 | 0 | 0 | 0 | 0 | 0 | 0 | 0 | 0 | 0 | 0 | 0 | 0 | 0 | 0
SCE Third Party Roll-up E3 Calculator - With Carbon Adder - Proposed Program Plan | New Evap Coolers & Whole House Fans | [16 empty] | System | #N/A | [21 empty] | 0 | 0 | 0 | 0 | 0 | 0 | 0 | 0 | 0 | 0 | 0 | 0 | 0 | 0 | 0 | 0 | 0 | 0 | 0 | 0 | 0 | 0 | 0 | 0 | 0 | 0 | 0 | 0 | 0
SCE Third Party Roll-up E3 Calculator - With Carbon Adder - Proposed Program Plan | Lighting | [16 empty] | System | #N/A | [21 empty] | 0 | 0 | 0 | 0 | 0 | 0 | 0 | 0 | 0 | 0 | 0 | 0 | 0 | 0 | 0 | 0 | 0 | 0 | 0 | 0 | 0 | 0 | 0 | 0 | 0 | 0 | 0 | 0 | 0
SCE Third Party Roll-up E3 Calculator - With Carbon Adder - Proposed Program Plan | Screw-in CFL Interior (Downstream) | DEER 2008 or SCE Workpaper | System | RES | DEER:Indoor_CFL_Ltg | TRUE | 6.3 | 70% | Unit | NEW/ROB/RET | 18.9123 | 10 | 8.9123 | 0 | 0 | -1.7764e-15 | 39.4915 | System | kWh | 0.007088 | [9 empty] | 6.3 | 70% | 0% | 699.0878 | 854.545 | 0 | 0 | 0 | 0 | 0 |  | 174.7719 | 174.7719 | 174.7719 | 174.7719 | 213.6363 | 213.6363 | 213.6363 | 213.6363 | 0 | 0 | 0 | 0 | 0 | 0 | 0 | 0 | 0 | 0 | 0 | 0 | 0 | 0 | 0 | 0 | 0 | 0 | 0 | 0 | 1553.6328
SCE Third Party Roll-up E3 Calculator - With Carbon Adder - Proposed Program Plan | Screw-in CFL Interior (Upstream - Traditional) | [16 empty] | System | #N/A | [21 empty] | 0 | 0 | 0 | 0 | 0 | 0 | 0 | 0 | 0 | 0 | 0 | 0 | 0 | 0 | 0 | 0 | 0 | 0 | 0 | 0 | 0 | 0 | 0 | 0 | 0 | 0 | 0 | 0 | 0
SCE Third Party Roll-up E3 Calculator - With Carbon Adder - Proposed Program Plan | Screw-in CFL Interior (Upstream - Specialty) | [16 empty] | System | #N/A | [21 empty] | 0 | 0 | 0 | 0 | 0 | 0 | 0 | 0 | 0 | 0 | 0 | 0 | 0 | 0 | 0 | 0 | 0 | 0 | 0 | 0 | 0 | 0 | 0 | 0 | 0 | 0 | 0 | 0 | 0
SCE Third Party Roll-up E3 Calculator - With Carbon Adder - Proposed Program Plan | Screw-in CFL Interior (Direct Install) | DEER 2008 or SCE Workpaper | System | RES | DEER:Indoor_CFL_Ltg | TRUE | 6.3 | 85% | Unit | NEW/ROB/RET | 6.9439 | 0 | 0 | 2.4436 | 4.5003 | 0 | 53.7451 | System | kWh | 0.0089598 | [9 empty] | 6.3 | 85% | 0% | 106500 | 115313 | 0 | 0 | 0 | 0 | 0 |  | 26625 | 26625 | 26625 | 26625 | 28828.25 | 28828.25 | 28828.25 | 28828.25 | 0 | 0 | 0 | 0 | 0 | 0 | 0 | 0 | 0 | 0 | 0 | 0 | 0 | 0 | 0 | 0 | 0 | 0 | 0 | 0 | 221813
SCE Third Party Roll-up E3 Calculator - With Carbon Adder - Proposed Program Plan | Screw-in CFL Interior (Midstream) | [16 empty] | System | #N/A | [21 empty] | 0 | 0 | 0 | 0 | 0 | 0 | 0 | 0 | 0 | 0 | 0 | 0 | 0 | 0 | 0 | 0 | 0 | 0 | 0 | 0 | 0 | 0 | 0 | 0 | 0 | 0 | 0 | 0 | 0
SCE Third Party Roll-up E3 Calculator - With Carbon Adder - Proposed Program Plan | Screw-in CFL Interior (Giveaway) | DEER 2008 or SCE Workpaper | System | RES | DEER:Indoor_CFL_Ltg | TRUE | 6.3 | 85% | Unit | NEW/ROB/RET | 3.7919 | 0 | 1.4599 | 0 | 2.186 | 0.14599 | 48.6817 | System | kWh | 0.0082717 | [9 empty] | 6.3 | 85% | 0% | 26057.74 | 31244.4 | 0 | 0 | 0 | 0 | 0 |  | 6514.435 | 6514.435 | 6514.435 | 6514.435 | 7811.1 | 7811.1 | 7811.1 | 7811.1 | 0 | 0 | 0 | 0 | 0 | 0 | 0 | 0 | 0 | 0 | 0 | 0 | 0 | 0 | 0 | 0 | 0 | 0 | 0 | 0 | 57302.14
SCE Third Party Roll-up E3 Calculator - With Carbon Adder - Proposed Program Plan | CFL Fixture Interior (Midstream) | [16 empty] | System | #N/A | [21 empty] | 0 | 0 | 0 | 0 | 0 | 0 | 0 | 0 | 0 | 0 | 0 | 0 | 0 | 0 | 0 | 0 | 0 | 0 | 0 | 0 | 0 | 0 | 0 | 0 | 0 | 0 | 0 | 0 | 0
SCE Third Party Roll-up E3 Calculator - With Carbon Adder - Proposed Program Plan | CFL Fixture Interior (Upstream) | [16 empty] | System | #N/A | [21 empty] | 0 | 0 | 0 | 0 | 0 | 0 | 0 | 0 | 0 | 0 | 0 | 0 | 0 | 0 | 0 | 0 | 0 | 0 | 0 | 0 | 0 | 0 | 0 | 0 | 0 | 0 | 0 | 0 | 0
SCE Third Party Roll-up E3 Calculator - With Carbon Adder - Proposed Program Plan | CFL Fixture Interior (Direct Install) | DEER 2008 or SCE Workpaper | System | RES | DEER:Indoor_CFL_Ltg | TRUE | 15.5 | 85% | Unit | NEW/ROB/RET | 53.41 | 0 | 0 | 27.14 | 26.27 | 0 | 71.9424 | System | kWh | 0.012869 | [9 empty] | 15.5 | 85% | 0% | 9300 | 9300 | 9300 | 0 | 0 | 0 | 0 |  | 2325 | 2325 | 2325 | 2325 | 2325 | 2325 | 2325 | 2325 | 2325 | 2325 | 2325 | 2325 | 0 | 0 | 0 | 0 | 0 | 0 | 0 | 0 | 0 | 0 | 0 | 0 | 0 | 0 | 0 | 0 | 27900
SCE Third Party Roll-up E3 Calculator - With Carbon Adder - Proposed Program Plan | CFL Fixture Interior (Giveaway) | DEER 2008 or SCE Workpaper | System | RES | DEER:Indoor_CFL_Ltg | TRUE | 16 | 85% | Unit | NEW/ROB/RET | 28.805 | 0 | 0 | 0 | 28.805 | 0 | 88.885 | System | kWh | 0.0076544 | [9 empty] | 16 | 85% | 0% | 27484.2282 | 45089.35 | 47497.3675 | 0 | 0 | 0 | 0 |  | 6871.0571 | 6871.0571 | 6871.0571 | 6871.0571 | 11272.3375 | 11272.3375 | 11272.3375 | 11272.3375 | 11874.3419 | 11874.3419 | 11874.3419 | 11874.3419 | 0 | 0 | 0 | 0 | 0 | 0 | 0 | 0 | 0 | 0 | 0 | 0 | 0 | 0 | 0 | 0 | 120070.9457
SCE Third Party Roll-up E3 Calculator - With Carbon Adder - Proposed Program Plan | CFL Exterior | DEER 2008 or SCE Workpaper | System | Misc._Commercial | Outdoor Lt | TRUE | 2.2 | 85% | Unit | NEW/ROB/RET | 10.0669 | 0 | 0 | 3.77 | 6.2969 | 0 | 319.4424 | System | kW | 0 | [9 empty] | 2.2 | 85% | 0% | 2175 | 2175 | 0 | 0 | 0 | 0 | 0 |  | 543.75 | 543.75 | 543.75 | 543.75 | 543.75 | 543.75 | 543.75 | 543.75 | 0 | 0 | 0 | 0 | 0 | 0 | 0 | 0 | 0 | 0 | 0 | 0 | 0 | 0 | 0 | 0 | 0 | 0 | 0 | 0 | 4350
SCE Third Party Roll-up E3 Calculator - With Carbon Adder - Proposed Program Plan | CFL Fixture Exterior (Midstream) | [16 empty] | System | #N/A | [21 empty] | 0 | 0 | 0 | 0 | 0 | 0 | 0 | 0 | 0 | 0 | 0 | 0 | 0 | 0 | 0 | 0 | 0 | 0 | 0 | 0 | 0 | 0 | 0 | 0 | 0 | 0 | 0 | 0 | 0
SCE Third Party Roll-up E3 Calculator - With Carbon Adder - Proposed Program Plan | CFL Fixture Exterior (Upstream) | [16 empty] | System | #N/A | [21 empty] | 0 | 0 | 0 | 0 | 0 | 0 | 0 | 0 | 0 | 0 | 0 | 0 | 0 | 0 | 0 | 0 | 0 | 0 | 0 | 0 | 0 | 0 | 0 | 0 | 0 | 0 | 0 | 0 | 0
SCE Third Party Roll-up E3 Calculator - With Carbon Adder - Proposed Program Plan | CFL Fixture Exterior (Direct Install) | DEER 2008 or SCE Workpaper | System | Misc._Commercial | Outdoor Lt | TRUE | 16 | 85% | Unit | NEW/ROB/RET | 47.491 | 0 | 0 | 27.14 | 20.351 | 0 | 254.11 | System | kW | 0 | [9 empty] | 16 | 85% | 0% | 7100 | 7100 | 7100 | 0 | 0 | 0 | 0 |  | 1775 | 1775 | 1775 | 1775 | 1775 | 1775 | 1775 | 1775 | 1775 | 1775 | 1775 | 1775 | 0 | 0 | 0 | 0 | 0 | 0 | 0 | 0 | 0 | 0 | 0 | 0 | 0 | 0 | 0 | 0 | 21300
SCE Third Party Roll-up E3 Calculator - With Carbon Adder - Proposed Program Plan | LED Interior | DEER 2008 or SCE Workpaper | System | RES | DEER:Indoor_CFL_Ltg | TRUE | 8 | 85% | Unit | NEW/ROB/RET | 3.2405 | 0 | 0 | 0 | 3.2405 | 0 | 29.346 | System | kWh | 0 | [9 empty] | 8 | 85% | 0% | 37819.3761 | 44350 | 44250 | 0 | 0 | 0 | 0 |  | 9454.844 | 9454.844 | 9454.844 | 9454.844 | 11087.5 | 11087.5 | 11087.5 | 11087.5 | 11062.5 | 11062.5 | 11062.5 | 11062.5 | 0 | 0 | 0 | 0 | 0 | 0 | 0 | 0 | 0 | 0 | 0 | 0 | 0 | 0 | 0 | 0 | 126419.3761
SCE Third Party Roll-up E3 Calculator - With Carbon Adder - Proposed Program Plan | Interior Controls | DEER 2008 or SCE Workpaper | System | RES | DEER:Indoor_CFL_Ltg | TRUE | 8 | 85% | Unit | NEW/ROB/RET | 77 | 0 | 0 | 42 | 35 | 0 | 390.8769 | System | kWh | 0.053231 | [9 empty] | 8 | 85% | 0% | 3250 | 3250 | 3250 | 0 | 0 | 0 | 0 |  | 812.5 | 812.5 | 812.5 | 812.5 | 812.5 | 812.5 | 812.5 | 812.5 | 812.5 | 812.5 | 812.5 | 812.5 | 0 | 0 | 0 | 0 | 0 | 0 | 0 | 0 | 0 | 0 | 0 | 0 | 0 | 0 | 0 | 0 | 9750
SCE Third Party Roll-up E3 Calculator - With Carbon Adder - Proposed Program Plan | Interior Exit Signs | DEER 2008 or SCE Workpaper | System | RES | DEER:Indoor_CFL_Ltg | TRUE | 16 | 85% | Unit | NEW/ROB/RET | 45 | 0 | 0 | 25 | 20 | 0 | 316.448 | System | kWh | 0.044038 | [9 empty] | 16 | 85% | 0% | 250 | 250 | 250 | 0 | 0 | 0 | 0 |  | 62.5 | 62.5 | 62.5 | 62.5 | 62.5 | 62.5 | 62.5 | 62.5 | 62.5 | 62.5 | 62.5 | 62.5 | 0 | 0 | 0 | 0 | 0 | 0 | 0 | 0 | 0 | 0 | 0 | 0 | 0 | 0 | 0 | 0 | 750
SCE Third Party Roll-up E3 Calculator - With Carbon Adder - Proposed Program Plan | Linear Flourescents Interior | DEER 2008 or SCE Workpaper | System | RES | DEER:Indoor_CFL_Ltg | TRUE | 11.4 | 85% | Unit | NEW/ROB/RET | 50.8649 | 0 | 0 | 27.6757 | 23.1892 | 0 | 81.9531 | System | kWh | 0.01033 | [9 empty] | 11.4 | 85% | 0% | 1850 | 1850 | 1850 | 0 | 0 | 0 | 0 |  | 462.5 | 462.5 | 462.5 | 462.5 | 462.5 | 462.5 | 462.5 | 462.5 | 462.5 | 462.5 | 462.5 | 462.5 | 0 | 0 | 0 | 0 | 0 | 0 | 0 | 0 | 0 | 0 | 0 | 0 | 0 | 0 | 0 | 0 | 5550
SCE Third Party Roll-up E3 Calculator - With Carbon Adder - Proposed Program Plan | Linear Flourescents (parking structures) Exterior | [16 empty] | System | #N/A | [21 empty] | 0 | 0 | 0 | 0 | 0 | 0 | 0 | 0 | 0 | 0 | 0 | 0 | 0 | 0 | 0 | 0 | 0 | 0 | 0 | 0 | 0 | 0 | 0 | 0 | 0 | 0 | 0 | 0 | 0
SCE Third Party Roll-up E3 Calculator - With Carbon Adder - Proposed Program Plan | Other Interior Lighting | [16 empty] | System | #N/A | [21 empty] | 0 | 0 | 0 | 0 | 0 | 0 | 0 | 0 | 0 | 0 | 0 | 0 | 0 | 0 | 0 | 0 | 0 | 0 | 0 | 0 | 0 | 0 | 0 | 0 | 0 | 0 | 0 | 0 | 0
SCE Third Party Roll-up E3 Calculator - With Carbon Adder - Proposed Program Plan | Other Exterior Lighting | DEER 2008 or SCE Workpaper | System | Misc._Commercial | Outdoor Lt | TRUE | 16 | 85% | Unit | NEW/ROB/RET | 16.69 | 0 | 0 | 0 | 16.69 | 0 | 57 | System | kW | 0 | [9 empty] | 16 | 85% | 0% | 1973.7442 | 3245 | 3407 | 0 | 0 | 0 | 0 |  | 493.436 | 493.436 | 493.436 | 493.436 | 811.25 | 811.25 | 811.25 | 811.25 | 851.75 | 851.75 | 851.75 | 851.75 | 0 | 0 | 0 | 0 | 0 | 0 | 0 | 0 | 0 | 0 | 0 | 0 | 0 | 0 | 0 | 0 | 8625.7442
SCE Third Party Roll-up E3 Calculator - With Carbon Adder - Proposed Program Plan | Refrigeration | DEER 2008 or SCE Workpaper | System | Residential | Refrig-RC | TRUE | 5 | 85% | Unit | NEW/ROB/RET | 220 | 0 | 0 | 101.25 | 118.75 | 0 | 1305.75 | System | kW | 0 | [9 empty] | 5 | 85% | 0% | 200 | 200 | 200 | 0 | 0 | 0 | 0 |  | 50 | 50 | 50 | 50 | 50 | 50 | 50 | 50 | 50 | 50 | 50 | 50 | 0 | 0 | 0 | 0 | 0 | 0 | 0 | 0 | 0 | 0 | 0 | 0 | 0 | 0 | 0 | 0 | 600
SCE Third Party Roll-up E3 Calculator - With Carbon Adder - Proposed Program Plan | CUSTOMIZED MEASURES | [16 empty] | System | #N/A | [21 empty] | 0 | 0 | 0 | 0 | 0 | 0 | 0 | 0 | 0 | 0 | 0 | 0 | 0 | 0 | 0 | 0 | 0 | 0 | 0 | 0 | 0 | 0 | 0 | 0 | 0 | 0 | 0 | 0 | 0
SCE Third Party Roll-up E3 Calculator - With Carbon Adder - Proposed Program Plan | HVAC Equipment | [16 empty] | System | #N/A | [21 empty] | 0 | 0 | 0 | 0 | 0 | 0 | 0 | 0 | 0 | 0 | 0 | 0 | 0 | 0 | 0 | 0 | 0 | 0 | 0 | 0 | 0 | 0 | 0 | 0 | 0 | 0 | 0 | 0 | 0
SCE Third Party Roll-up E3 Calculator - With Carbon Adder - Proposed Program Plan | HVAC Envelope | DEER 2008 or SCE Workpaper | System | Residential | AC_Cooling-RC | TRUE | 15 | 70.32% | Unit | NEW/ROB/RET | 1085.4968 | 596.6003 | 62.7279 | 0 | 0 | 426.1685 | 753.9218 | System | kW | 0.74882 | [9 empty] | 15 | 70.32% | 0% | 538.75 | 839.5 | 1309.25 | 0 | 0 | 0 | 0 |  | 134.6875 | 134.6875 | 134.6875 | 134.6875 | 209.875 | 209.875 | 209.875 | 209.875 | 327.3125 | 327.3125 | 327.3125 | 327.3125 | 0 | 0 | 0 | 0 | 0 | 0 | 0 | 0 | 0 | 0 | 0 | 0 | 0 | 0 | 0 | 0 | 2687.5
SCE Third Party Roll-up E3 Calculator - With Carbon Adder - Proposed Program Plan | Interior Lighting | DEER 2008 or SCE Workpaper | System | RES | DEER:Indoor_CFL_Ltg | TRUE | 6.3 | 70% | Unit | NEW/ROB/RET | 0.12946 | 0.46 | 0.4 | 0 | 0 | -0.73054 | 1 | System | kWh | 0.00012715 | [9 empty] | 6.3 | 70% | 0% | 358.9956 | 20941.4124 | 99920.4536 | 153709.9673 | 158436.7433 | 59856.54 | 0 |  | 89.7489 | 89.7489 | 89.7489 | 89.7489 | 5235.3531 | 5235.3531 | 5235.3531 | 5235.3531 | 24980.1134 | 24980.1134 | 24980.1134 | 24980.1134 | 38427.4918 | 38427.4918 | 38427.4918 | 38427.4918 | 39609.1858 | 39609.1858 | 39609.1858 | 39609.1858 | 14964.135 | 14964.135 | 14964.135 | 14964.135 | 0 | 0 | 0 | 0 | 493224.1123
SCE Third Party Roll-up E3 Calculator - With Carbon Adder - Proposed Program Plan | Exterior Lighting | [16 empty] | System | #N/A | [21 empty] | 0 | 0 | 0 | 0 | 0 | 0 | 0 | 0 | 0 | 0 | 0 | 0 | 0 | 0 | 0 | 0 | 0 | 0 | 0 | 0 | 0 | 0 | 0 | 0 | 0 | 0 | 0 | 0 | 0
SCE Third Party Roll-up E3 Calculator - With Carbon Adder - Proposed Program Plan | Whole Building | DEER 2008 or SCE Workpaper | System | Residential | AC_Cooling-RC | TRUE | 15 | 115.8% | Unit | NEW/ROB/RET | 4.7064 | 1.0589 | 0.52024 | 0 | 0 | 3.1272 | 1.5164 | System | kW | 0.0014155 | [9 empty] | 15 | 115.8% | 0% | 10496.187 | 451574.3317 | 2138559.9584 | 3288714.4226 | 3389847.5374 | 1280666.3266 | 0 |  | 2624.0468 | 2624.0468 | 2624.0468 | 2624.0468 | 112893.5829 | 112893.5829 | 112893.5829 | 112893.5829 | 534639.9896 | 534639.9896 | 534639.9896 | 534639.9896 | 822178.6057 | 822178.6057 | 822178.6057 | 822178.6057 | 847461.8844 | 847461.8844 | 847461.8844 | 847461.8844 | 320166.5817 | 320166.5817 | 320166.5817 | 320166.5817 | 0 | 0 | 0 | 0 | 10559858.7638
SCE Third Party Roll-up E3 Calculator - With Carbon Adder - Proposed Program Plan | Other | DEER 2008 or SCE Workpaper | System | Residential | HorizAxisClothesWasher-RC | TRUE | 11.3 | 79.81% | Unit | NEW/ROB/RET | 7.7701 | 0.46 | 0.4 | 0 | 0 | 6.9101 | 1 | System | kW | 0.00048299 | [9 empty] | 11.3 | 79.81% | 0% | 456.819 | 26647.7779 | 127147.9688 | 195594.6898 | 201609.474 | 76166.9629 | 0 |  | 114.2048 | 114.2048 | 114.2048 | 114.2048 | 6661.9445 | 6661.9445 | 6661.9445 | 6661.9445 | 31786.9922 | 31786.9922 | 31786.9922 | 31786.9922 | 48898.6724 | 48898.6724 | 48898.6724 | 48898.6724 | 50402.3685 | 50402.3685 | 50402.3685 | 50402.3685 | 19041.7407 | 19041.7407 | 19041.7407 | 19041.7407 | 0 | 0 | 0 | 0 | 627623.6924
SCE Third Party Roll-up E3 Calculator - With Carbon Adder - Proposed Program Plan | NONRESIDENTIAL | [16 empty] | System | #N/A | [21 empty] | 0 | 0 | 0 | 0 | 0 | 0 | 0 | 0 | 0 | 0 | 0 | 0 | 0 | 0 | 0 | 0 | 0 | 0 | 0 | 0 | 0 | 0 | 0 | 0 | 0 | 0 | 0 | 0 | 0
SCE Third Party Roll-up E3 Calculator - With Carbon Adder - Proposed Program Plan | DEEMED MEASURES | [16 empty] | System | #N/A | [21 empty] | 0 | 0 | 0 | 0 | 0 | 0 | 0 | 0 | 0 | 0 | 0 | 0 | 0 | 0 | 0 | 0 | 0 | 0 | 0 | 0 | 0 | 0 | 0 | 0 | 0 | 0 | 0 | 0 | 0
SCE Third Party Roll-up E3 Calculator - With Carbon Adder - Proposed Program Plan | Nonresidential Audits | [16 empty] | System | #N/A | [21 empty] | 0 | 0 | 0 | 0 | 0 | 0 | 0 | 0 | 0 | 0 | 0 | 0 | 0 | 0 | 0 | 0 | 0 | 0 | 0 | 0 | 0 | 0 | 0 | 0 | 0 | 0 | 0 | 0 | 0
SCE Third Party Roll-up E3 Calculator - With Carbon Adder - Proposed Program Plan | Food Service | DEER 2008 or SCE Workpaper | System | Misc._Commercial | Commercial Whole Building | TRUE | 12 | 70% | Unit | NEW/ROB/RET | 3408.1429 | 250 | 0 | 0 | 0 | 3158.1429 | 1539.7857 | System | kW | 0.3 | [9 empty] | 12 | 70% | 0% | 42 | 56 | 42 | 0 | 0 | 0 | 0 |  | 10.5 | 10.5 | 10.5 | 10.5 | 14 | 14 | 14 | 14 | 10.5 | 10.5 | 10.5 | 10.5 | 0 | 0 | 0 | 0 | 0 | 0 | 0 | 0 | 0 | 0 | 0 | 0 | 0 | 0 | 0 | 0 | 140
SCE Third Party Roll-up E3 Calculator - With Carbon Adder - Proposed Program Plan | Laundry General | [16 empty] | System | #N/A | [21 empty] | 0 | 0 | 0 | 0 | 0 | 0 | 0 | 0 | 0 | 0 | 0 | 0 | 0 | 0 | 0 | 0 | 0 | 0 | 0 | 0 | 0 | 0 | 0 | 0 | 0 | 0 | 0 | 0 | 0
SCE Third Party Roll-up E3 Calculator - With Carbon Adder - Proposed Program Plan | Agricultural | [16 empty] | System | #N/A | [21 empty] | 0 | 0 | 0 | 0 | 0 | 0 | 0 | 0 | 0 | 0 | 0 | 0 | 0 | 0 | 0 | 0 | 0 | 0 | 0 | 0 | 0 | 0 | 0 | 0 | 0 | 0 | 0 | 0 | 0
SCE Third Party Roll-up E3 Calculator - With Carbon Adder - Proposed Program Plan | Greenhouse | [16 empty] | System | #N/A | [21 empty] | 0 | 0 | 0 | 0 | 0 | 0 | 0 | 0 | 0 | 0 | 0 | 0 | 0 | 0 | 0 | 0 | 0 | 0 | 0 | 0 | 0 | 0 | 0 | 0 | 0 | 0 | 0 | 0 | 0
SCE Third Party Roll-up E3 Calculator - With Carbon Adder - Proposed Program Plan | Process | [16 empty] | System | #N/A | [21 empty] | 0 | 0 | 0 | 0 | 0 | 0 | 0 | 0 | 0 | 0 | 0 | 0 | 0 | 0 | 0 | 0 | 0 | 0 | 0 | 0 | 0 | 0 | 0 | 0 | 0 | 0 | 0 | 0 | 0
SCE Third Party Roll-up E3 Calculator - With Carbon Adder - Proposed Program Plan | Pumping | [16 empty] | System | #N/A | [21 empty] | 0 | 0 | 0 | 0 | 0 | 0 | 0 | 0 | 0 | 0 | 0 | 0 | 0 | 0 | 0 | 0 | 0 | 0 | 0 | 0 | 0 | 0 | 0 | 0 | 0 | 0 | 0 | 0 | 0
SCE Third Party Roll-up E3 Calculator - With Carbon Adder - Proposed Program Plan | Municipal Water | [16 empty] | System | #N/A | [21 empty] | 0 | 0 | 0 | 0 | 0 | 0 | 0 | 0 | 0 | 0 | 0 | 0 | 0 | 0 | 0 | 0 | 0 | 0 | 0 | 0 | 0 | 0 | 0 | 0 | 0 | 0 | 0 | 0 | 0
SCE Third Party Roll-up E3 Calculator - With Carbon Adder - Proposed Program Plan | Process | [16 empty] | System | #N/A | [21 empty] | 0 | 0 | 0 | 0 | 0 | 0 | 0 | 0 | 0 | 0 | 0 | 0 | 0 | 0 | 0 | 0 | 0 | 0 | 0 | 0 | 0 | 0 | 0 | 0 | 0 | 0 | 0 | 0 | 0
SCE Third Party Roll-up E3 Calculator - With Carbon Adder - Proposed Program Plan | Pumping | [16 empty] | System | #N/A | [21 empty] | 0 | 0 | 0 | 0 | 0 | 0 | 0 | 0 | 0 | 0 | 0 | 0 | 0 | 0 | 0 | 0 | 0 | 0 | 0 | 0 | 0 | 0 | 0 | 0 | 0 | 0 | 0 | 0 | 0
SCE Third Party Roll-up E3 Calculator - With Carbon Adder - Proposed Program Plan | Refrigeration | [16 empty] | System | #N/A | [21 empty] | 0 | 0 | 0 | 0 | 0 | 0 | 0 | 0 | 0 | 0 | 0 | 0 | 0 | 0 | 0 | 0 | 0 | 0 | 0 | 0 | 0 | 0 | 0 | 0 | 0 | 0 | 0 | 0 | 0
SCE Third Party Roll-up E3 Calculator - With Carbon Adder - Proposed Program Plan | Casework | DEER 2008 or SCE Workpaper | System | Misc._Commercial | Refrigeration | TRUE | 5 | 70% | Unit | NEW/ROB/RET | 38.3594 | 9 | 0 | 0 | 0 | 29.3594 | 58.5509 | System | kW | -1.1679 | [9 empty] | 5 | 70% | 0% | 190 | 257 | 190 | 0 | 0 | 0 | 0 |  | 47.5 | 47.5 | 47.5 | 47.5 | 64.25 | 64.25 | 64.25 | 64.25 | 47.5 | 47.5 | 47.5 | 47.5 | 0 | 0 | 0 | 0 | 0 | 0 | 0 | 0 | 0 | 0 | 0 | 0 | 0 | 0 | 0 | 0 | 637
SCE Third Party Roll-up E3 Calculator - With Carbon Adder - Proposed Program Plan | Compressors | [16 empty] | System | #N/A | [21 empty] | 0 | 0 | 0 | 0 | 0 | 0 | 0 | 0 | 0 | 0 | 0 | 0 | 0 | 0 | 0 | 0 | 0 | 0 | 0 | 0 | 0 | 0 | 0 | 0 | 0 | 0 | 0 | 0 | 0
SCE Third Party Roll-up E3 Calculator - With Carbon Adder - Proposed Program Plan | Condenser | [16 empty] | System | #N/A | [21 empty] | 0 | 0 | 0 | 0 | 0 | 0 | 0 | 0 | 0 | 0 | 0 | 0 | 0 | 0 | 0 | 0 | 0 | 0 | 0 | 0 | 0 | 0 | 0 | 0 | 0 | 0 | 0 | 0 | 0
SCE Third Party Roll-up E3 Calculator - With Carbon Adder - Proposed Program Plan | Controls & VSDs | DEER 2008 or SCE Workpaper | System | Misc._Commercial | Refrigeration | TRUE | 10.4 | 84.34% | Unit | NEW/ROB/RET | 65.7513 | 0.58016 | 0 | 15.58 | 46.2078 | 3.3834 | 451.2816 | System | kW | 0.0063476 | [9 empty] | 10.4 | 84.34% | 0% | 23345.2747 | 23926.832 | 23681.9726 | 0 | 0 | 0 | 0 |  | 5836.3187 | 5836.3187 | 5836.3187 | 5836.3187 | 5981.708 | 5981.708 | 5981.708 | 5981.708 | 5920.4931 | 5920.4931 | 5920.4931 | 5920.4931 | 0 | 0 | 0 | 0 | 0 | 0 | 0 | 0 | 0 | 0 | 0 | 0 | 0 | 0 | 0 | 0 | 70954.0793
SCE Third Party Roll-up E3 Calculator - With Carbon Adder - Proposed Program Plan | Dist to others | DEER 2008 or SCE Workpaper | System | Misc._Commercial | Refrigeration | TRUE | 6 | 84.99% | Unit | NEW/ROB/RET | 11.7279 | 0.00174 | 0 | 6.0759 | 5.6502 | 2.8999e-05 | 105.1494 | System | kW | 0.0087337 | [9 empty] | 6 | 84.99% | 0% | 14942.2035 | 14944.2035 | 14942.2035 | 0 | 0 | 0 | 0 |  | 3735.5509 | 3735.5509 | 3735.5509 | 3735.5509 | 3736.0509 | 3736.0509 | 3736.0509 | 3736.0509 | 3735.5509 | 3735.5509 | 3735.5509 | 3735.5509 | 0 | 0 | 0 | 0 | 0 | 0 | 0 | 0 | 0 | 0 | 0 | 0 | 0 | 0 | 0 | 0 | 44828.6106
SCE Third Party Roll-up E3 Calculator - With Carbon Adder - Proposed Program Plan | Nonresidential Other (Downstream) | [16 empty] | System | #N/A | [21 empty] | 0 | 0 | 0 | 0 | 0 | 0 | 0 | 0 | 0 | 0 | 0 | 0 | 0 | 0 | 0 | 0 | 0 | 0 | 0 | 0 | 0 | 0 | 0 | 0 | 0 | 0 | 0 | 0 | 0
SCE Third Party Roll-up E3 Calculator - With Carbon Adder - Proposed Program Plan | Nonresidential Other (Upstream) | [16 empty] | System | #N/A | [21 empty] | 0 | 0 | 0 | 0 | 0 | 0 | 0 | 0 | 0 | 0 | 0 | 0 | 0 | 0 | 0 | 0 | 0 | 0 | 0 | 0 | 0 | 0 | 0 | 0 | 0 | 0 | 0 | 0 | 0
SCE Third Party Roll-up E3 Calculator - With Carbon Adder - Proposed Program Plan | Nonresidential Other (Direct Install) | DEER 2008 or SCE Workpaper | System | Misc._Commercial | Occupancy Sensor | TRUE | 10 | 78.67% | Unit | NEW/ROB/RET | 87.1298 | 0 | 0 | 80.6946 | 6.4351 | 0 | 1795.4606 | System | kW | 0.65473 | [9 empty] | 10 | 78.67% | 0% | 521 | 828 | 724 | 0 | 0 | 0 | 0 |  | 130.25 | 130.25 | 130.25 | 130.25 | 207 | 207 | 207 | 207 | 181 | 181 | 181 | 181 | 0 | 0 | 0 | 0 | 0 | 0 | 0 | 0 | 0 | 0 | 0 | 0 | 0 | 0 | 0 | 0 | 2073
SCE Third Party Roll-up E3 Calculator - With Carbon Adder - Proposed Program Plan | Nonresidential Other (Pump Tests) | [16 empty] | System | #N/A | [21 empty] | 0 | 0 | 0 | 0 | 0 | 0 | 0 | 0 | 0 | 0 | 0 | 0 | 0 | 0 | 0 | 0 | 0 | 0 | 0 | 0 | 0 | 0 | 0 | 0 | 0 | 0 | 0 | 0 | 0
SCE Third Party Roll-up E3 Calculator - With Carbon Adder - Proposed Program Plan | HVAC | [16 empty] | System | #N/A | [21 empty] | 0 | 0 | 0 | 0 | 0 | 0 | 0 | 0 | 0 | 0 | 0 | 0 | 0 | 0 | 0 | 0 | 0 | 0 | 0 | 0 | 0 | 0 | 0 | 0 | 0 | 0 | 0 | 0 | 0
SCE Third Party Roll-up E3 Calculator - With Carbon Adder - Proposed Program Plan | Commissioning | [16 empty] | System | #N/A | [21 empty] | 0 | 0 | 0 | 0 | 0 | 0 | 0 | 0 | 0 | 0 | 0 | 0 | 0 | 0 | 0 | 0 | 0 | 0 | 0 | 0 | 0 | 0 | 0 | 0 | 0 | 0 | 0 | 0 | 0
SCE Third Party Roll-up E3 Calculator - With Carbon Adder - Proposed Program Plan | Retrocommissioing | DEER 2008 or SCE Workpaper | System | Misc._Commercial | New_AC-Ret | TRUE | 8 | 70% | Unit | NEW/ROB/RET | 270 | 81.19 | 0 | 0 | 0 | 188.81 | 1157.7 | System | kW | 0 | [9 empty] | 8 | 70% | 0% | 475 | 760 | 665 | 0 | 0 | 0 | 0 |  | 118.75 | 118.75 | 118.75 | 118.75 | 190 | 190 | 190 | 190 | 166.25 | 166.25 | 166.25 | 166.25 | 0 | 0 | 0 | 0 | 0 | 0 | 0 | 0 | 0 | 0 | 0 | 0 | 0 | 0 | 0 | 0 | 1900
SCE Third Party Roll-up E3 Calculator - With Carbon Adder - Proposed Program Plan | New AC Equipment: packaged, split, etc. (Downstream) | DEER 2008 or SCE Workpaper | System | NON_RES | DEER:HVAC_Split-Package_AC | TRUE | 17.6 | 70% | Unit | NEW/ROB/RET | 494.8254 | 62.7675 | 0 | 0 | 0 | 432.0579 | 481.632 | System | kWh | 0.08355 | [9 empty] | 17.6 | 70% | 0% | 93122.7861 | 297588.7762 | 180252.1584 | 0 | 0 | 0 | 0 |  | 23280.6965 | 23280.6965 | 23280.6965 | 23280.6965 | 74397.194 | 74397.194 | 74397.194 | 74397.194 | 45063.0396 | 45063.0396 | 45063.0396 | 45063.0396 | 0 | 0 | 0 | 0 | 0 | 0 | 0 | 0 | 0 | 0 | 0 | 0 | 0 | 0 | 0 | 0 | 570963.7207
SCE Third Party Roll-up E3 Calculator - With Carbon Adder - Proposed Program Plan | New AC Equipment: packaged, split, etc. (Upstream) | DEER 2008 or SCE Workpaper | System | NON_RES | DEER:HVAC_Split-Package_AC | TRUE | 15 | 70% | Unit | NEW/ROB/RET | 263.3333 | 0 | 162.1528 | 0 | 0 | 101.1806 | 286.7087 | System | kWh | 0.30907 | [9 empty] | 15 | 70% | 0% | 6300 | 7500 | 7800 | 0 | 0 | 0 | 0 |  | 1575 | 1575 | 1575 | 1575 | 1875 | 1875 | 1875 | 1875 | 1950 | 1950 | 1950 | 1950 | 0 | 0 | 0 | 0 | 0 | 0 | 0 | 0 | 0 | 0 | 0 | 0 | 0 | 0 | 0 | 0 | 21600
SCE Third Party Roll-up E3 Calculator - With Carbon Adder - Proposed Program Plan | New AC Equipment: packaged, split, etc. (Direct Install) | DEER 2008 or SCE Workpaper | System | NON_RES | DEER:HVAC_Split-Package_AC | TRUE | 15 | 85% | Unit | NEW/ROB/RET | 397.4991 | 0 | 0 | 99.3748 | 298.1244 | 0 | 1557 | System | kWh | 0.685 | [9 empty] | 15 | 85% | 0% | 847.9561 | 847.9561 | 847.9561 | 0 | 0 | 0 | 0 |  | 211.989 | 211.989 | 211.989 | 211.989 | 211.989 | 211.989 | 211.989 | 211.989 | 211.989 | 211.989 | 211.989 | 211.989 | 0 | 0 | 0 | 0 | 0 | 0 | 0 | 0 | 0 | 0 | 0 | 0 | 0 | 0 | 0 | 0 | 2543.8684
SCE Third Party Roll-up E3 Calculator - With Carbon Adder - Proposed Program Plan | Chillers | DEER 2008 or SCE Workpaper | System | NON_RES | DEER:HVAC_Chillers | TRUE | 20 | 69.99% | Unit | NEW/ROB/RET | 154.8964 | 23.494 | 0 | 0 | 0 | 131.4024 | 202.228 | System | kWh | 0.092341 | [9 empty] | 20 | 69.99% | 0% | 42622.4075 | 184388.6713 | 88588.3253 | 0 | 0 | 0 | 0 |  | 10655.6019 | 10655.6019 | 10655.6019 | 10655.6019 | 46097.1678 | 46097.1678 | 46097.1678 | 46097.1678 | 22147.0813 | 22147.0813 | 22147.0813 | 22147.0813 | 0 | 0 | 0 | 0 | 0 | 0 | 0 | 0 | 0 | 0 | 0 | 0 | 0 | 0 | 0 | 0 | 315599.404
SCE Third Party Roll-up E3 Calculator - With Carbon Adder - Proposed Program Plan | Controls & VSDs | DEER 2008 or SCE Workpaper | System | Misc._Commercial | New_AC-Ret | TRUE | 11.7 | 63.13% | Unit | NEW/ROB/RET | 34.3632 | 5.234 | 6.4295 | 4.1783 | 4.3439 | 14.1776 | 124.7807 | System | kW | 0.032132 | [9 empty] | 11.7 | 63.13% | 0% | 33695.9 | 95514.9 | 5845.6 | 0 | 0 | 0 | 0 |  | 8423.975 | 8423.975 | 8423.975 | 8423.975 | 23878.725 | 23878.725 | 23878.725 | 23878.725 | 1461.4 | 1461.4 | 1461.4 | 1461.4 | 0 | 0 | 0 | 0 | 0 | 0 | 0 | 0 | 0 | 0 | 0 | 0 | 0 | 0 | 0 | 0 | 135056.4
SCE Third Party Roll-up E3 Calculator - With Carbon Adder - Proposed Program Plan | Cooling Towers | [16 empty] | System | #N/A | [21 empty] | 0 | 0 | 0 | 0 | 0 | 0 | 0 | 0 | 0 | 0 | 0 | 0 | 0 | 0 | 0 | 0 | 0 | 0 | 0 | 0 | 0 | 0 | 0 | 0 | 0 | 0 | 0 | 0 | 0
SCE Third Party Roll-up E3 Calculator - With Carbon Adder - Proposed Program Plan | RCA (Direct Install) | DEER 2008 or SCE Workpaper | System | NON_RES | DEER:HVAC_Refrig_Charge | TRUE | 10 | 70.67% | Unit | NEW/ROB/RET | 118.1776 | 0 | 0 | 100.6084 | 17.5692 | 0 | 113.6525 | System | kWh | 0.090241 | [9 empty] | 10 | 70.67% | 0% | 21694.8348 | 22421.4348 | 21863.4348 | 0 | 0 | 0 | 0 |  | 5423.7087 | 5423.7087 | 5423.7087 | 5423.7087 | 5605.3587 | 5605.3587 | 5605.3587 | 5605.3587 | 5465.8587 | 5465.8587 | 5465.8587 | 5465.8587 | 0 | 0 | 0 | 0 | 0 | 0 | 0 | 0 | 0 | 0 | 0 | 0 | 0 | 0 | 0 | 0 | 65979.7045
SCE Third Party Roll-up E3 Calculator - With Carbon Adder - Proposed Program Plan | RCA (Midstream) | DEER 2008 or SCE Workpaper | System | NON_RES | DEER:HVAC_Refrig_Charge | TRUE | 10 | 70% | Unit | NEW/ROB/RET | 29.932 | 0 | 23.5039 | 0 | 0 | 6.4281 | 65.6396 | System | kWh | 0.050082 | [9 empty] | 10 | 70% | 0% | 64534.32 | 99490.41 | 104868.27 | 0 | 0 | 0 | 0 |  | 16133.58 | 16133.58 | 16133.58 | 16133.58 | 24872.6025 | 24872.6025 | 24872.6025 | 24872.6025 | 26217.0675 | 26217.0675 | 26217.0675 | 26217.0675 | 0 | 0 | 0 | 0 | 0 | 0 | 0 | 0 | 0 | 0 | 0 | 0 | 0 | 0 | 0 | 0 | 268893
SCE Third Party Roll-up E3 Calculator - With Carbon Adder - Proposed Program Plan | Fans | DEER 2008 or SCE Workpaper | System | Misc._Commercial | New_AC-Ret | TRUE | 15 | 70% | Unit | NEW/ROB/RET | 288.36 | 128.16 | 0 | 0 | 0 | 160.2 | 1602 | System | kW | 0.188 | [9 empty] | 15 | 70% | 0% | 417 | 417 | 836 | 0 | 0 | 0 | 0 |  | 104.25 | 104.25 | 104.25 | 104.25 | 104.25 | 104.25 | 104.25 | 104.25 | 209 | 209 | 209 | 209 | 0 | 0 | 0 | 0 | 0 | 0 | 0 | 0 | 0 | 0 | 0 | 0 | 0 | 0 | 0 | 0 | 1670
SCE Third Party Roll-up E3 Calculator - With Carbon Adder - Proposed Program Plan | Ducts | [16 empty] | System | #N/A | [21 empty] | 0 | 0 | 0 | 0 | 0 | 0 | 0 | 0 | 0 | 0 | 0 | 0 | 0 | 0 | 0 | 0 | 0 | 0 | 0 | 0 | 0 | 0 | 0 | 0 | 0 | 0 | 0 | 0 | 0
SCE Third Party Roll-up E3 Calculator - With Carbon Adder - Proposed Program Plan | Other Ventilation | [16 empty] | System | #N/A | [21 empty] | 0 | 0 | 0 | 0 | 0 | 0 | 0 | 0 | 0 | 0 | 0 | 0 | 0 | 0 | 0 | 0 | 0 | 0 | 0 | 0 | 0 | 0 | 0 | 0 | 0 | 0 | 0 | 0 | 0
SCE Third Party Roll-up E3 Calculator - With Carbon Adder - Proposed Program Plan | Economizers | DEER 2008 or SCE Workpaper | System | Misc._Commercial | New_AC-Ret | TRUE | 5.1 | 70.28% | Unit | NEW/ROB/RET | 44.5267 | 0.85886 | 13.0687 | 8.8344 | 4.1821 | 17.5826 | 218.1048 | System | kW | 0.0038548 | [9 empty] | 5.1 | 70.28% | 0% | 5911.92 | 9655.91 | 8708.57 | 0 | 0 | 0 | 0 |  | 1477.98 | 1477.98 | 1477.98 | 1477.98 | 2413.9775 | 2413.9775 | 2413.9775 | 2413.9775 | 2177.1425 | 2177.1425 | 2177.1425 | 2177.1425 | 0 | 0 | 0 | 0 | 0 | 0 | 0 | 0 | 0 | 0 | 0 | 0 | 0 | 0 | 0 | 0 | 24276.4
SCE Third Party Roll-up E3 Calculator - With Carbon Adder - Proposed Program Plan | Envelope (Downsteam) | DEER 2008 or SCE Workpaper | System | Misc._Commercial | New_AC-Ret | TRUE | 10 | 70% | Unit | NEW/ROB/RET | 7.182 | 1.5105 | 0 | 0.00029285 | 0 | 5.6711 | 14.4917 | System | kW | 0.0064695 | [9 empty] | 10 | 70% | 0% | 48251 | 115812 | 28966 | 0 | 0 | 0 | 0 |  | 12062.75 | 12062.75 | 12062.75 | 12062.75 | 28953 | 28953 | 28953 | 28953 | 7241.5 | 7241.5 | 7241.5 | 7241.5 | 0 | 0 | 0 | 0 | 0 | 0 | 0 | 0 | 0 | 0 | 0 | 0 | 0 | 0 | 0 | 0 | 193029
SCE Third Party Roll-up E3 Calculator - With Carbon Adder - Proposed Program Plan | Envelope (Direct Install) | DEER 2008 or SCE Workpaper | System | Misc._Commercial | New_AC-Ret | TRUE | 10 | 85% | Unit | NEW/ROB/RET | 5.4015 | 0 | 0 | 2.8707 | 2.5308 | 0 | 28.5015 | System | kW | 0.0079233 | [9 empty] | 10 | 85% | 0% | 295152.8286 | 295062.8286 | 294927.8286 | 0 | 0 | 0 | 0 |  | 73788.2071 | 73788.2071 | 73788.2071 | 73788.2071 | 73765.7071 | 73765.7071 | 73765.7071 | 73765.7071 | 73731.9571 | 73731.9571 | 73731.9571 | 73731.9571 | 0 | 0 | 0 | 0 | 0 | 0 | 0 | 0 | 0 | 0 | 0 | 0 | 0 | 0 | 0 | 0 | 885143.4858
SCE Third Party Roll-up E3 Calculator - With Carbon Adder - Proposed Program Plan | HVAC Other (Downstream) | DEER 2008 or SCE Workpaper | System | Misc._Commercial | New_AC-Ret | TRUE | 8.2 | 70% | Unit | NEW/ROB/RET | 1557.1239 | 2.6778 | 203.5434 | 0.15229 | 0 | 1350.7503 | 1714.3863 | System | kW | 0.19718 | [9 empty] | 8.2 | 70% | 0% | 621 | 1791 | 216 | 0 | 0 | 0 | 0 |  | 155.25 | 155.25 | 155.25 | 155.25 | 447.75 | 447.75 | 447.75 | 447.75 | 54 | 54 | 54 | 54 | 0 | 0 | 0 | 0 | 0 | 0 | 0 | 0 | 0 | 0 | 0 | 0 | 0 | 0 | 0 | 0 | 2628
SCE Third Party Roll-up E3 Calculator - With Carbon Adder - Proposed Program Plan | HVAC Other (Direct Install) | DEER 2008 or SCE Workpaper | System | Misc._Commercial | New_AC-Ret | TRUE | 2.8 | 76.18% | Unit | NEW/ROB/RET | 28.7206 | 0 | 0 | 22.5492 | 6.1714 | -3.8192e-14 | 57.4151 | System | kW | 0.069642 | [9 empty] | 2.8 | 76.18% | 0% | 26715.8319 | 41249.0319 | 36413.0319 | 0 | 0 | 0 | 0 |  | 6678.958 | 6678.958 | 6678.958 | 6678.958 | 10312.258 | 10312.258 | 10312.258 | 10312.258 | 9103.258 | 9103.258 | 9103.258 | 9103.258 | 0 | 0 | 0 | 0 | 0 | 0 | 0 | 0 | 0 | 0 | 0 | 0 | 0 | 0 | 0 | 0 | 104377.8957
SCE Third Party Roll-up E3 Calculator - With Carbon Adder - Proposed Program Plan | HVAC Other (Midstream) | DEER 2008 or SCE Workpaper | System | Misc._Commercial | New_AC-Ret | TRUE | 3 | 70% | Unit | NEW/ROB/RET | 35.11 | 0 | 18 | 0 | 0 | 17.11 | 155.3796 | System | kW | 0.12326 | [9 empty] | 3 | 70% | 0% | 46671.12 | 71951.31 | 75840.57 | 0 | 0 | 0 | 0 |  | 11667.78 | 11667.78 | 11667.78 | 11667.78 | 17987.8275 | 17987.8275 | 17987.8275 | 17987.8275 | 18960.1425 | 18960.1425 | 18960.1425 | 18960.1425 | 0 | 0 | 0 | 0 | 0 | 0 | 0 | 0 | 0 | 0 | 0 | 0 | 0 | 0 | 0 | 0 | 194463
SCE Third Party Roll-up E3 Calculator - With Carbon Adder - Proposed Program Plan | Lighting | [16 empty] | System | #N/A | [21 empty] | 0 | 0 | 0 | 0 | 0 | 0 | 0 | 0 | 0 | 0 | 0 | 0 | 0 | 0 | 0 | 0 | 0 | 0 | 0 | 0 | 0 | 0 | 0 | 0 | 0 | 0 | 0 | 0 | 0
SCE Third Party Roll-up E3 Calculator - With Carbon Adder - Proposed Program Plan | Screw-in CFL Interior (Downstream) | DEER 2008 or SCE Workpaper | System | NON_RES | DEER:Indoor_CFL_Ltg | TRUE | 7.5 | 71.32% | Unit | NEW/ROB/RET | 7.2227 | 4.8829 | 0 | 0 | 0 | 2.3398 | 138.9433 | System | kWh | 0.032819 | [9 empty] | 7.5 | 71.32% | 0% | 5746.0492 | 11616.132 | 0 | 0 | 0 | 0 | 0 |  | 1436.5123 | 1436.5123 | 1436.5123 | 1436.5123 | 2904.033 | 2904.033 | 2904.033 | 2904.033 | 0 | 0 | 0 | 0 | 0 | 0 | 0 | 0 | 0 | 0 | 0 | 0 | 0 | 0 | 0 | 0 | 0 | 0 | 0 | 0 | 17362.1812
SCE Third Party Roll-up E3 Calculator - With Carbon Adder - Proposed Program Plan | Screw-in CFL Interior (Upstream - Traditional) | [16 empty] | System | #N/A | [21 empty] | 0 | 0 | 0 | 0 | 0 | 0 | 0 | 0 | 0 | 0 | 0 | 0 | 0 | 0 | 0 | 0 | 0 | 0 | 0 | 0 | 0 | 0 | 0 | 0 | 0 | 0 | 0 | 0 | 0
SCE Third Party Roll-up E3 Calculator - With Carbon Adder - Proposed Program Plan | Screw-in CFL Interior (Upstream - Specialty) | [16 empty] | System | #N/A | [21 empty] | 0 | 0 | 0 | 0 | 0 | 0 | 0 | 0 | 0 | 0 | 0 | 0 | 0 | 0 | 0 | 0 | 0 | 0 | 0 | 0 | 0 | 0 | 0 | 0 | 0 | 0 | 0 | 0 | 0
SCE Third Party Roll-up E3 Calculator - With Carbon Adder - Proposed Program Plan | Screw-in CFL Interior (Direct Install) | DEER 2008 or SCE Workpaper | System | NON_RES | DEER:Indoor_CFL_Ltg | TRUE | 2.7 | 84.68% | Unit | NEW/ROB/RET | 10.6731 | 0 | 0 | 4.2532 | 6.4199 | 7.1054e-15 | 188.7677 | System | kWh | 0.034939 | [9 empty] | 2.7 | 84.68% | 0% | 97200.332 | 98224.544 | 0 | 0 | 0 | 0 | 0 |  | 24300.083 | 24300.083 | 24300.083 | 24300.083 | 24556.136 | 24556.136 | 24556.136 | 24556.136 | 0 | 0 | 0 | 0 | 0 | 0 | 0 | 0 | 0 | 0 | 0 | 0 | 0 | 0 | 0 | 0 | 0 | 0 | 0 | 0 | 195424.876
SCE Third Party Roll-up E3 Calculator - With Carbon Adder - Proposed Program Plan | CFL Fixture Interior | DEER 2008 or SCE Workpaper | System | NON_RES | DEER:Indoor_CFL_Ltg | TRUE | 11.7 | 80.9% | Unit | NEW/ROB/RET | 28.5042 | 11.741 | 0 | 0 | 0 | 16.7632 | 222.3963 | System | kWh | 0.053676 | [9 empty] | 11.7 | 80.9% | 0% | 287.1962 | 989.6865 | 1548.0788 | 0 | 0 | 0 | 0 |  | 71.799 | 71.799 | 71.799 | 71.799 | 247.4216 | 247.4216 | 247.4216 | 247.4216 | 387.0197 | 387.0197 | 387.0197 | 387.0197 | 0 | 0 | 0 | 0 | 0 | 0 | 0 | 0 | 0 | 0 | 0 | 0 | 0 | 0 | 0 | 0 | 2824.9615
SCE Third Party Roll-up E3 Calculator - With Carbon Adder - Proposed Program Plan | Interior Exit Signs | DEER 2008 or SCE Workpaper | System | NON_RES | DEER:Indoor_Non-CFL_Ltg | TRUE | 16 | 78.21% | Unit | NEW/ROB/RET | 57.0488 | 3.4967 | 0 | 24.1325 | 26.3203 | 3.0993 | 265.414 | System | kWh | 0.036659 | [9 empty] | 16 | 78.21% | 0% | 6180.2659 | 7777.0684 | 6558.7517 | 0 | 0 | 0 | 0 |  | 1545.0665 | 1545.0665 | 1545.0665 | 1545.0665 | 1944.2671 | 1944.2671 | 1944.2671 | 1944.2671 | 1639.6879 | 1639.6879 | 1639.6879 | 1639.6879 | 0 | 0 | 0 | 0 | 0 | 0 | 0 | 0 | 0 | 0 | 0 | 0 | 0 | 0 | 0 | 0 | 20516.086
SCE Third Party Roll-up E3 Calculator - With Carbon Adder - Proposed Program Plan | Linear Flourescents Interior (Downstream) | DEER 2008 or SCE Workpaper | System | NON_RES | DEER:Indoor_Non-CFL_Ltg | TRUE | 11.2 | 78.23% | Unit | NEW/ROB/RET | 51.7445 | 8.6985 | 0 | 0 | 0 | 43.046 | 131.8979 | System | kWh | 0.036445 | [9 empty] | 11.2 | 78.23% | 0% | 66616.7482 | 178844.7524 | 144194.135 | 0 | 0 | 0 | 0 |  | 16654.187 | 16654.187 | 16654.187 | 16654.187 | 44711.1881 | 44711.1881 | 44711.1881 | 44711.1881 | 36048.5337 | 36048.5337 | 36048.5337 | 36048.5337 | 0 | 0 | 0 | 0 | 0 | 0 | 0 | 0 | 0 | 0 | 0 | 0 | 0 | 0 | 0 | 0 | 389655.6356
SCE Third Party Roll-up E3 Calculator - With Carbon Adder - Proposed Program Plan | Linear Flourescents Interior (Direct Install) | DEER 2008 or SCE Workpaper | System | NON_RES | DEER:Indoor_Non-CFL_Ltg | TRUE | 11.1 | 85% | Unit | NEW/ROB/RET | 64.4266 | 0 | 0 | 25.6092 | 38.8174 | 0 | 197.6209 | System | kWh | 0.03775 | [9 empty] | 11.1 | 85% | 0% | 368515.2588 | 365675.2588 | 361415.2588 | 0 | 0 | 0 | 0 |  | 92128.8147 | 92128.8147 | 92128.8147 | 92128.8147 | 91418.8147 | 91418.8147 | 91418.8147 | 91418.8147 | 90353.8147 | 90353.8147 | 90353.8147 | 90353.8147 | 0 | 0 | 0 | 0 | 0 | 0 | 0 | 0 | 0 | 0 | 0 | 0 | 0 | 0 | 0 | 0 | 1095605.7763
SCE Third Party Roll-up E3 Calculator - With Carbon Adder - Proposed Program Plan | HID Interior | DEER 2008 or SCE Workpaper | System | NON_RES | DEER:Indoor_Non-CFL_Ltg | TRUE | 15 | 70% | Unit | NEW/ROB/RET | 206.7421 | 40 | 0 | 0 | 0 | 166.7421 | 1209.036 | System | kWh | 0.33382 | [9 empty] | 15 | 70% | 0% | 0 | 1 | 0 | 0 | 0 | 0 | 0 |  | 0 | 0 | 0 | 0 | 0.25 | 0.25 | 0.25 | 0.25 | 0 | 0 | 0 | 0 | 0 | 0 | 0 | 0 | 0 | 0 | 0 | 0 | 0 | 0 | 0 | 0 | 0 | 0 | 0 | 0 | 1
SCE Third Party Roll-up E3 Calculator - With Carbon Adder - Proposed Program Plan | LED Interior | DEER 2008 or SCE Workpaper | System | NON_RES | DEER:Indoor_Non-CFL_Ltg | TRUE | 16 | 85% | Unit | NEW/ROB/RET | 46.5228 | 0 | 0 | 18.6091 | 27.9137 | 0 | 229.6935 | System | kWh | 0.040625 | [9 empty] | 16 | 85% | 0% | 1268.7448 | 1268.7448 | 1268.7448 | 0 | 0 | 0 | 0 |  | 317.1862 | 317.1862 | 317.1862 | 317.1862 | 317.1862 | 317.1862 | 317.1862 | 317.1862 | 317.1862 | 317.1862 | 317.1862 | 317.1862 | 0 | 0 | 0 | 0 | 0 | 0 | 0 | 0 | 0 | 0 | 0 | 0 | 0 | 0 | 0 | 0 | 3806.2343
SCE Third Party Roll-up E3 Calculator - With Carbon Adder - Proposed Program Plan | Interior Controls (Downstream) | DEER 2008 or SCE Workpaper | System | NON_RES | DEER:Indoor_Non-CFL_Ltg | TRUE | 8.3 | 79.02% | Unit | NEW/ROB/RET | 140.9386 | 23.2311 | 0 | 0 | 0 | 117.7075 | 450.5824 | System | kWh | 0.099251 | [9 empty] | 8.3 | 79.02% | 0% | 4929.2763 | 8201.0631 | 6560.7658 | 0 | 0 | 0 | 0 |  | 1232.3191 | 1232.3191 | 1232.3191 | 1232.3191 | 2050.2658 | 2050.2658 | 2050.2658 | 2050.2658 | 1640.1914 | 1640.1914 | 1640.1914 | 1640.1914 | 0 | 0 | 0 | 0 | 0 | 0 | 0 | 0 | 0 | 0 | 0 | 0 | 0 | 0 | 0 | 0 | 19691.1051
SCE Third Party Roll-up E3 Calculator - With Carbon Adder - Proposed Program Plan | Interior Controls (Direct Install) | DEER 2008 or SCE Workpaper | System | NON_RES | DEER:Indoor_Non-CFL_Ltg | TRUE | 8 | 84.13% | Unit | NEW/ROB/RET | 75.9185 | 0 | 0 | 40.7489 | 35.1696 | 0 | 213.759 | System | kWh | 0.17617 | [9 empty] | 8 | 84.13% | 0% | 2951.2319 | 2841.2319 | 2676.2319 | 0 | 0 | 0 | 0 |  | 737.808 | 737.808 | 737.808 | 737.808 | 710.308 | 710.308 | 710.308 | 710.308 | 669.058 | 669.058 | 669.058 | 669.058 | 0 | 0 | 0 | 0 | 0 | 0 | 0 | 0 | 0 | 0 | 0 | 0 | 0 | 0 | 0 | 0 | 8468.6957
SCE Third Party Roll-up E3 Calculator - With Carbon Adder - Proposed Program Plan | Interior Day Lighting | [16 empty] | System | #N/A | [21 empty] | 0 | 0 | 0 | 0 | 0 | 0 | 0 | 0 | 0 | 0 | 0 | 0 | 0 | 0 | 0 | 0 | 0 | 0 | 0 | 0 | 0 | 0 | 0 | 0 | 0 | 0 | 0 | 0 | 0
SCE Third Party Roll-up E3 Calculator - With Carbon Adder - Proposed Program Plan | Other Interior Lighting | DEER 2008 or SCE Workpaper | System | NON_RES | DEER:Indoor_Non-CFL_Ltg | TRUE | 11 | 74% | Unit | NEW/ROB/RET | 158.1685 | 24.7436 | 0 | 8.0905 | 4.9102 | 120.4243 | 625.5518 | System | kWh | 0.12233 | [9 empty] | 11 | 74% | 0% | 950.4955 | 1845.2342 | 1265.2252 | 0 | 0 | 0 | 0 |  | 237.6239 | 237.6239 | 237.6239 | 237.6239 | 461.3086 | 461.3086 | 461.3086 | 461.3086 | 316.3063 | 316.3063 | 316.3063 | 316.3063 | 0 | 0 | 0 | 0 | 0 | 0 | 0 | 0 | 0 | 0 | 0 | 0 | 0 | 0 | 0 | 0 | 4060.955
SCE Third Party Roll-up E3 Calculator - With Carbon Adder - Proposed Program Plan | CFL Lamp Exterior | [16 empty] | System | #N/A | [21 empty] | 0 | 0 | 0 | 0 | 0 | 0 | 0 | 0 | 0 | 0 | 0 | 0 | 0 | 0 | 0 | 0 | 0 | 0 | 0 | 0 | 0 | 0 | 0 | 0 | 0 | 0 | 0 | 0 | 0
SCE Third Party Roll-up E3 Calculator - With Carbon Adder - Proposed Program Plan | CFL Fixture Exterior | [16 empty] | System | #N/A | [21 empty] | 0 | 0 | 0 | 0 | 0 | 0 | 0 | 0 | 0 | 0 | 0 | 0 | 0 | 0 | 0 | 0 | 0 | 0 | 0 | 0 | 0 | 0 | 0 | 0 | 0 | 0 | 0 | 0 | 0
SCE Third Party Roll-up E3 Calculator - With Carbon Adder - Proposed Program Plan | Other Exterior Lighting | DEER 2008 or SCE Workpaper | System | Misc._Commercial | Outdoor Lt | TRUE | 13.5 | 76.93% | Unit | NEW/ROB/RET | 137.9982 | 43.8176 | 0 | 0 | 0 | 94.1806 | 685.6363 | System | kW | 0.0015457 | [9 empty] | 13.5 | 76.93% | 0% | 42.9946 | 128.4809 | 191.47 | 0 | 0 | 0 | 0 |  | 10.7486 | 10.7486 | 10.7486 | 10.7486 | 32.1202 | 32.1202 | 32.1202 | 32.1202 | 47.8675 | 47.8675 | 47.8675 | 47.8675 | 0 | 0 | 0 | 0 | 0 | 0 | 0 | 0 | 0 | 0 | 0 | 0 | 0 | 0 | 0 | 0 | 362.9455
SCE Third Party Roll-up E3 Calculator - With Carbon Adder - Proposed Program Plan | Process | [16 empty] | System | #N/A | [21 empty] | 0 | 0 | 0 | 0 | 0 | 0 | 0 | 0 | 0 | 0 | 0 | 0 | 0 | 0 | 0 | 0 | 0 | 0 | 0 | 0 | 0 | 0 | 0 | 0 | 0 | 0 | 0 | 0 | 0
SCE Third Party Roll-up E3 Calculator - With Carbon Adder - Proposed Program Plan | Compressed Air | DEER 2008 or SCE Workpaper | System | Industrial | Industrial | TRUE | 15 | 69.86% | Unit | NEW/ROB/RET | 451.6698 | 113.686 | 0 | 0 | 0 | 337.9838 | 1421.0754 | System | kW | 0.094102 | [9 empty] | 15 | 69.86% | 0% | 2824.9393 | 3224.9393 | 5649.8786 | 0 | 0 | 0 | 0 |  | 706.2348 | 706.2348 | 706.2348 | 706.2348 | 806.2348 | 806.2348 | 806.2348 | 806.2348 | 1412.4697 | 1412.4697 | 1412.4697 | 1412.4697 | 0 | 0 | 0 | 0 | 0 | 0 | 0 | 0 | 0 | 0 | 0 | 0 | 0 | 0 | 0 | 0 | 11699.7572
SCE Third Party Roll-up E3 Calculator - With Carbon Adder - Proposed Program Plan | Controls | [16 empty] | System | #N/A | [21 empty] | 0 | 0 | 0 | 0 | 0 | 0 | 0 | 0 | 0 | 0 | 0 | 0 | 0 | 0 | 0 | 0 | 0 | 0 | 0 | 0 | 0 | 0 | 0 | 0 | 0 | 0 | 0 | 0 | 0
SCE Third Party Roll-up E3 Calculator - With Carbon Adder - Proposed Program Plan | VSD | DEER 2008 or SCE Workpaper | System | Industrial | Industrial | TRUE | 10 | 50% | Unit | NEW/ROB/RET | 242.85 | 186.152 | 0 | 0 | 0 | 56.698 | 2326.9 | System | kW | 0.3 | [9 empty] | 10 | 50% | 0% | 3000 | 3500 | 3750 | 0 | 0 | 0 | 0 |  | 750 | 750 | 750 | 750 | 875 | 875 | 875 | 875 | 937.5 | 937.5 | 937.5 | 937.5 | 0 | 0 | 0 | 0 | 0 | 0 | 0 | 0 | 0 | 0 | 0 | 0 | 0 | 0 | 0 | 0 | 10250
SCE Third Party Roll-up E3 Calculator - With Carbon Adder - Proposed Program Plan | Oil Well Pump-Off Controllers | [16 empty] | System | #N/A | [21 empty] | 0 | 0 | 0 | 0 | 0 | 0 | 0 | 0 | 0 | 0 | 0 | 0 | 0 | 0 | 0 | 0 | 0 | 0 | 0 | 0 | 0 | 0 | 0 | 0 | 0 | 0 | 0 | 0 | 0
SCE Third Party Roll-up E3 Calculator - With Carbon Adder - Proposed Program Plan | Custom | DEER 2008 or SCE Workpaper | System | Industrial | Industrial | TRUE | 17.9 | 69.35% | Unit | NEW/ROB/RET | 1129.7093 | 379.4891 | 0 | 0 | 0 | 750.2202 | 4743.6139 | System | kW | 0.59356 | [9 empty] | 17.9 | 69.35% | 0% | 225.6288 | 3526.8257 | 451.2575 | 0 | 0 | 0 | 0 |  | 56.4072 | 56.4072 | 56.4072 | 56.4072 | 881.7064 | 881.7064 | 881.7064 | 881.7064 | 112.8144 | 112.8144 | 112.8144 | 112.8144 | 0 | 0 | 0 | 0 | 0 | 0 | 0 | 0 | 0 | 0 | 0 | 0 | 0 | 0 | 0 | 0 | 4203.712
SCE Third Party Roll-up E3 Calculator - With Carbon Adder - Proposed Program Plan | Cooling & Motors | DEER 2008 or SCE Workpaper | System | Misc._Commercial | New_AC-Ret | TRUE | 15 | 69.59% | Unit | NEW/ROB/RET | 32.26 | 5.328 | 0 | 0 | 0 | 26.932 | 66.6 | System | kW | 0.0077965 | [9 empty] | 15 | 69.59% | 0% | 2896.9695 | 2896.9695 | 5793.9391 | 0 | 0 | 0 | 0 |  | 724.2424 | 724.2424 | 724.2424 | 724.2424 | 724.2424 | 724.2424 | 724.2424 | 724.2424 | 1448.4848 | 1448.4848 | 1448.4848 | 1448.4848 | 0 | 0 | 0 | 0 | 0 | 0 | 0 | 0 | 0 | 0 | 0 | 0 | 0 | 0 | 0 | 0 | 11587.8782
SCE Third Party Roll-up E3 Calculator - With Carbon Adder - Proposed Program Plan | Pumps & Vacuum | DEER 2008 or SCE Workpaper | System | Industrial | Industrial | TRUE | 15 | 69.55% | Unit | NEW/ROB/RET | 288.36 | 128.16 | 0 | 0 | 0 | 160.2 | 1602 | System | kW | 0.18799 | [9 empty] | 15 | 69.55% | 0% | 1655.106 | 1655.106 | 3312.2119 | 0 | 0 | 0 | 0 |  | 413.7765 | 413.7765 | 413.7765 | 413.7765 | 413.7765 | 413.7765 | 413.7765 | 413.7765 | 828.053 | 828.053 | 828.053 | 828.053 | 0 | 0 | 0 | 0 | 0 | 0 | 0 | 0 | 0 | 0 | 0 | 0 | 0 | 0 | 0 | 0 | 6622.4239
SCE Third Party Roll-up E3 Calculator - With Carbon Adder - Proposed Program Plan | Water Heating | [16 empty] | System | #N/A | [21 empty] | 0 | 0 | 0 | 0 | 0 | 0 | 0 | 0 | 0 | 0 | 0 | 0 | 0 | 0 | 0 | 0 | 0 | 0 | 0 | 0 | 0 | 0 | 0 | 0 | 0 | 0 | 0 | 0 | 0
SCE Third Party Roll-up E3 Calculator - With Carbon Adder - Proposed Program Plan | Efficiency | DEER 2008 or SCE Workpaper | System | Misc._Commercial | DHW HtPmp | TRUE | 10 | 50% | Unit | NEW/ROB/RET | 800.151 | 27.399 | 0 | 0 | 0 | 772.752 | 342.4878 | System | kW | 0.12233 | [9 empty] | 10 | 50% | 0% | 450 | 1350 | 0 | 0 | 0 | 0 | 0 |  | 112.5 | 112.5 | 112.5 | 112.5 | 337.5 | 337.5 | 337.5 | 337.5 | 0 | 0 | 0 | 0 | 0 | 0 | 0 | 0 | 0 | 0 | 0 | 0 | 0 | 0 | 0 | 0 | 0 | 0 | 0 | 0 | 1800
SCE Third Party Roll-up E3 Calculator - With Carbon Adder - Proposed Program Plan | Use Reduction | [16 empty] | System | #N/A | [21 empty] | 0 | 0 | 0 | 0 | 0 | 0 | 0 | 0 | 0 | 0 | 0 | 0 | 0 | 0 | 0 | 0 | 0 | 0 | 0 | 0 | 0 | 0 | 0 | 0 | 0 | 0 | 0 | 0 | 0
SCE Third Party Roll-up E3 Calculator - With Carbon Adder - Proposed Program Plan | CUSTOMIZED MEASURES | [16 empty] | System | #N/A | [21 empty] | 0 | 0 | 0 | 0 | 0 | 0 | 0 | 0 | 0 | 0 | 0 | 0 | 0 | 0 | 0 | 0 | 0 | 0 | 0 | 0 | 0 | 0 | 0 | 0 | 0 | 0 | 0 | 0 | 0
SCE Third Party Roll-up E3 Calculator - With Carbon Adder - Proposed Program Plan | HVAC | [16 empty] | System | #N/A | [21 empty] | 0 | 0 | 0 | 0 | 0 | 0 | 0 | 0 | 0 | 0 | 0 | 0 | 0 | 0 | 0 | 0 | 0 | 0 | 0 | 0 | 0 | 0 | 0 | 0 | 0 | 0 | 0 | 0 | 0
SCE Third Party Roll-up E3 Calculator - With Carbon Adder - Proposed Program Plan | Chillers | DEER 2008 or SCE Workpaper | System | NON_RES | DEER:HVAC_Chillers | TRUE | 19.3 | 69.78% | Unit | NEW/ROB/RET | 0.37919 | 0.11452 | 0 | 0.0136 | 0 | 0.25108 | 0.945 | System | kWh | 0.0003774 | [9 empty] | 19.3 | 69.78% | 0% | 10270831.6294 | 10833041.8553 | 9470411.1777 | 0 | 0 | 0 | 0 |  | 2567707.9074 | 2567707.9074 | 2567707.9074 | 2567707.9074 | 2708260.4638 | 2708260.4638 | 2708260.4638 | 2708260.4638 | 2367602.7944 | 2367602.7944 | 2367602.7944 | 2367602.7944 | 0 | 0 | 0 | 0 | 0 | 0 | 0 | 0 | 0 | 0 | 0 | 0 | 0 | 0 | 0 | 0 | 30574284.6624
SCE Third Party Roll-up E3 Calculator - With Carbon Adder - Proposed Program Plan | Controls & VSDs | DEER 2008 or SCE Workpaper | System | Misc._Commercial | New_AC-Ret | TRUE | 14.5 | 69% | Unit | NEW/ROB/RET | 0.35875 | 0.11166 | 0 | 0 | 0 | 0.24708 | 0.78991 | System | kW | 9.2236e-05 | [9 empty] | 14.5 | 69% | 0% | 4605277.6854 | 5263174.4976 | 3289484.061 | 0 | 0 | 0 | 0 |  | 1151319.4213 | 1151319.4213 | 1151319.4213 | 1151319.4213 | 1315793.6244 | 1315793.6244 | 1315793.6244 | 1315793.6244 | 822371.0153 | 822371.0153 | 822371.0153 | 822371.0153 | 0 | 0 | 0 | 0 | 0 | 0 | 0 | 0 | 0 | 0 | 0 | 0 | 0 | 0 | 0 | 0 | 13157936.244
SCE Third Party Roll-up E3 Calculator - With Carbon Adder - Proposed Program Plan | Cool Roofs | [16 empty] | System | #N/A | [21 empty] | 0 | 0 | 0 | 0 | 0 | 0 | 0 | 0 | 0 | 0 | 0 | 0 | 0 | 0 | 0 | 0 | 0 | 0 | 0 | 0 | 0 | 0 | 0 | 0 | 0 | 0 | 0 | 0 | 0
SCE Third Party Roll-up E3 Calculator - With Carbon Adder - Proposed Program Plan | Cooling Towers | DEER 2008 or SCE Workpaper | System | Misc._Commercial | New_AC-Ret | TRUE | 14.4 | 69% | Unit | NEW/ROB/RET | 1.0552 | 0.11461 | 0 | 0 | 0 | 0.94058 | 0.78994 | System | kW | 6.0551e-05 | [9 empty] | 14.4 | 69% | 0% | 2449052.2937 | 3039262.0105 | 2951048.584 | 0 | 0 | 0 | 0 |  | 612263.0734 | 612263.0734 | 612263.0734 | 612263.0734 | 759815.5026 | 759815.5026 | 759815.5026 | 759815.5026 | 737762.146 | 737762.146 | 737762.146 | 737762.146 | 0 | 0 | 0 | 0 | 0 | 0 | 0 | 0 | 0 | 0 | 0 | 0 | 0 | 0 | 0 | 0 | 8439362.8882
SCE Third Party Roll-up E3 Calculator - With Carbon Adder - Proposed Program Plan | Fans | DEER 2008 or SCE Workpaper | System | Misc._Commercial | New_AC-Ret | TRUE | 15 | 69% | Unit | NEW/ROB/RET | 0.25358 | 0.11561 | 0 | 0 | 0 | 0.13797 | 0.78988 | System | kW | 0.00012342 | [9 empty] | 15 | 69% | 0% | 176427.5625 | 201631.5 | 126019.6875 | 0 | 0 | 0 | 0 |  | 44106.8906 | 44106.8906 | 44106.8906 | 44106.8906 | 50407.875 | 50407.875 | 50407.875 | 50407.875 | 31504.9219 | 31504.9219 | 31504.9219 | 31504.9219 | 0 | 0 | 0 | 0 | 0 | 0 | 0 | 0 | 0 | 0 | 0 | 0 | 0 | 0 | 0 | 0 | 504078.75
SCE Third Party Roll-up E3 Calculator - With Carbon Adder - Proposed Program Plan | HVAC Other | DEER 2008 or SCE Workpaper | System | Misc._Commercial | New_AC-Ret | TRUE | 13.6 | 69.13% | Unit | NEW/ROB/RET | 0.34592 | 0.14559 | 0.004343 | 0.0032266 | 0.0010318 | 0.19173 | 1.1147 | System | kW | 0.00020459 | [9 empty] | 13.6 | 69.13% | 0% | 13800146.2536 | 26225694.8513 | 17155774.6101 | 0 | 0 | 0 | 0 |  | 3450036.5634 | 3450036.5634 | 3450036.5634 | 3450036.5634 | 6556423.7128 | 6556423.7128 | 6556423.7128 | 6556423.7128 | 4288943.6525 | 4288943.6525 | 4288943.6525 | 4288943.6525 | 0 | 0 | 0 | 0 | 0 | 0 | 0 | 0 | 0 | 0 | 0 | 0 | 0 | 0 | 0 | 0 | 57181615.715
SCE Third Party Roll-up E3 Calculator - With Carbon Adder - Proposed Program Plan | New AC Equipment: packaged, split, etc. | [16 empty] | System | #N/A | [21 empty] | 0 | 0 | 0 | 0 | 0 | 0 | 0 | 0 | 0 | 0 | 0 | 0 | 0 | 0 | 0 | 0 | 0 | 0 | 0 | 0 | 0 | 0 | 0 | 0 | 0 | 0 | 0 | 0 | 0
SCE Third Party Roll-up E3 Calculator - With Carbon Adder - Proposed Program Plan | Other Ventilation | DEER 2008 or SCE Workpaper | System | Misc._Commercial | New_AC-Ret | TRUE | 13.4 | 70% | Unit | NEW/ROB/RET | 0.46883 | 0.21318 | 0 | 0 | 0 | 0.25565 | 0.96118 | System | kW | 6.6513e-05 | [9 empty] | 13.4 | 70% | 0% | 741018.2581 | 968573.0325 | 1001136.936 | 0 | 0 | 0 | 0 |  | 185254.5645 | 185254.5645 | 185254.5645 | 185254.5645 | 242143.2581 | 242143.2581 | 242143.2581 | 242143.2581 | 250284.234 | 250284.234 | 250284.234 | 250284.234 | 0 | 0 | 0 | 0 | 0 | 0 | 0 | 0 | 0 | 0 | 0 | 0 | 0 | 0 | 0 | 0 | 2710728.2267
SCE Third Party Roll-up E3 Calculator - With Carbon Adder - Proposed Program Plan | RCA | [16 empty] | System | #N/A | [21 empty] | 0 | 0 | 0 | 0 | 0 | 0 | 0 | 0 | 0 | 0 | 0 | 0 | 0 | 0 | 0 | 0 | 0 | 0 | 0 | 0 | 0 | 0 | 0 | 0 | 0 | 0 | 0 | 0 | 0
SCE Third Party Roll-up E3 Calculator - With Carbon Adder - Proposed Program Plan | Retrocommissioing | DEER 2008 or SCE Workpaper | System | Misc._Commercial | New_AC-Ret | TRUE | 8 | 87.15% | Unit | NEW/ROB/RET | 0.45518 | 0.089006 | 0.10432 | 0.011159 | 0 | 0.2507 | 1.5072 | System | kW | 3.3153e-05 | [9 empty] | 8 | 87.15% | 0% | 2171652.3117 | 11248790.0601 | 29881864.4755 | 2443180.0986 | 1571358.9373 | 0 | 0 |  | 542913.0779 | 542913.0779 | 542913.0779 | 542913.0779 | 2812197.515 | 2812197.515 | 2812197.515 | 2812197.515 | 7470466.1189 | 7470466.1189 | 7470466.1189 | 7470466.1189 | 610795.0246 | 610795.0246 | 610795.0246 | 610795.0246 | 392839.7343 | 392839.7343 | 392839.7343 | 392839.7343 | 0 | 0 | 0 | 0 | 0 | 0 | 0 | 0 | 47316845.8831
SCE Third Party Roll-up E3 Calculator - With Carbon Adder - Proposed Program Plan | Space Conditioning | DEER 2008 or SCE Workpaper | System | Misc._Commercial | New_AC-Ret | TRUE | 10.6 | 64.65% | Unit | NEW/ROB/RET | 0.10037 | 0.17639 | 0 | 0 | 0 | -0.07602 | 0.96673 | System | kW | 0.00041329 | [9 empty] | 10.6 | 64.65% | 0% | 198540.3392 | 1084900.3015 | 4002163.1179 | 2199918.3503 | 0 | 0 | 0 |  | 49635.0848 | 49635.0848 | 49635.0848 | 49635.0848 | 271225.0754 | 271225.0754 | 271225.0754 | 271225.0754 | 1000540.7795 | 1000540.7795 | 1000540.7795 | 1000540.7795 | 549979.5876 | 549979.5876 | 549979.5876 | 549979.5876 | 0 | 0 | 0 | 0 | 0 | 0 | 0 | 0 | 0 | 0 | 0 | 0 | 7485522.1089
SCE Third Party Roll-up E3 Calculator - With Carbon Adder - Proposed Program Plan | Exterior Lighting | [16 empty] | System | #N/A | [21 empty] | 0 | 0 | 0 | 0 | 0 | 0 | 0 | 0 | 0 | 0 | 0 | 0 | 0 | 0 | 0 | 0 | 0 | 0 | 0 | 0 | 0 | 0 | 0 | 0 | 0 | 0 | 0 | 0 | 0
SCE Third Party Roll-up E3 Calculator - With Carbon Adder - Proposed Program Plan | Customized Exterior Lighting | [16 empty] | System | #N/A | [21 empty] | 0 | 0 | 0 | 0 | 0 | 0 | 0 | 0 | 0 | 0 | 0 | 0 | 0 | 0 | 0 | 0 | 0 | 0 | 0 | 0 | 0 | 0 | 0 | 0 | 0 | 0 | 0 | 0 | 0
SCE Third Party Roll-up E3 Calculator - With Carbon Adder - Proposed Program Plan | Exterior Lighting Controls | [16 empty] | System | #N/A | [21 empty] | 0 | 0 | 0 | 0 | 0 | 0 | 0 | 0 | 0 | 0 | 0 | 0 | 0 | 0 | 0 | 0 | 0 | 0 | 0 | 0 | 0 | 0 | 0 | 0 | 0 | 0 | 0 | 0 | 0
SCE Third Party Roll-up E3 Calculator - With Carbon Adder - Proposed Program Plan | Interior Lighting | [16 empty] | System | #N/A | [21 empty] | 0 | 0 | 0 | 0 | 0 | 0 | 0 | 0 | 0 | 0 | 0 | 0 | 0 | 0 | 0 | 0 | 0 | 0 | 0 | 0 | 0 | 0 | 0 | 0 | 0 | 0 | 0 | 0 | 0
SCE Third Party Roll-up E3 Calculator - With Carbon Adder - Proposed Program Plan | Customized Interior Lighting | DEER 2008 or SCE Workpaper | System | NON_RES | DEER:Indoor_Non-CFL_Ltg | TRUE | 10.9 | 67.9% | Unit | NEW/ROB/RET | 0.40856 | 0.11136 | 0 | 0.0007701 | 0 | 0.29643 | 1.0568 | System | kWh | 0.00019161 | [9 empty] | 10.9 | 67.9% | 0% | 11056275.2397 | 20107200.6959 | 22943262.6865 | 6599755.051 | 0 | 0 | 0 |  | 2764068.8099 | 2764068.8099 | 2764068.8099 | 2764068.8099 | 5026800.174 | 5026800.174 | 5026800.174 | 5026800.174 | 5735815.6716 | 5735815.6716 | 5735815.6716 | 5735815.6716 | 1649938.7627 | 1649938.7627 | 1649938.7627 | 1649938.7627 | 0 | 0 | 0 | 0 | 0 | 0 | 0 | 0 | 0 | 0 | 0 | 0 | 60706493.6731
SCE Third Party Roll-up E3 Calculator - With Carbon Adder - Proposed Program Plan | Daylighting | DEER 2008 or SCE Workpaper | System | NON_RES | DEER:Indoor_Non-CFL_Ltg | TRUE | 13.4 | 70% | Unit | NEW/ROB/RET | 0.15588 | 0.076892 | 0 | 0.013446 | 0 | 0.065542 | 1 | System | kWh | 0.00023793 | [9 empty] | 13.4 | 70% | 0% | 969740.4258 | 1185240.4258 | 969740.4258 | 0 | 0 | 0 | 0 |  | 242435.1064 | 242435.1064 | 242435.1064 | 242435.1064 | 296310.1064 | 296310.1064 | 296310.1064 | 296310.1064 | 242435.1064 | 242435.1064 | 242435.1064 | 242435.1064 | 0 | 0 | 0 | 0 | 0 | 0 | 0 | 0 | 0 | 0 | 0 | 0 | 0 | 0 | 0 | 0 | 3124721.2774
SCE Third Party Roll-up E3 Calculator - With Carbon Adder - Proposed Program Plan | Interior Lighting System Modification | [16 empty] | System | #N/A | [21 empty] | 0 | 0 | 0 | 0 | 0 | 0 | 0 | 0 | 0 | 0 | 0 | 0 | 0 | 0 | 0 | 0 | 0 | 0 | 0 | 0 | 0 | 0 | 0 | 0 | 0 | 0 | 0 | 0 | 0
SCE Third Party Roll-up E3 Calculator - With Carbon Adder - Proposed Program Plan | Interior Lighting System Replacement | DEER 2008 or SCE Workpaper | System | NON_RES | DEER:Indoor_Non-CFL_Ltg | TRUE | 11 | 69% | Unit | NEW/ROB/RET | 0.1038 | 0.082 | 0 | 0 | 0 | 0.0218 | 0.78991 | System | kWh | 9.4868e-05 | [9 empty] | 11 | 69% | 0% | 341119.9722 | 511679.9583 | 852799.9305 | 0 | 0 | 0 | 0 |  | 85279.9931 | 85279.9931 | 85279.9931 | 85279.9931 | 127919.9896 | 127919.9896 | 127919.9896 | 127919.9896 | 213199.9826 | 213199.9826 | 213199.9826 | 213199.9826 | 0 | 0 | 0 | 0 | 0 | 0 | 0 | 0 | 0 | 0 | 0 | 0 | 0 | 0 | 0 | 0 | 1705599.8611
SCE Third Party Roll-up E3 Calculator - With Carbon Adder - Proposed Program Plan | Interior Controls | DEER 2008 or SCE Workpaper | System | NON_RES | DEER:Indoor_Non-CFL_Ltg | TRUE | 12 | 69.5% | Unit | NEW/ROB/RET | 0.245 | 0.092141 | 0 | 0 | 0 | 0.15286 | 0.7898 | System | kWh | 0.00019974 | [9 empty] | 12 | 69.5% | 0% | 89301.5146 | 332562.4874 | 571187.0754 | 0 | 0 | 0 | 0 |  | 22325.3786 | 22325.3786 | 22325.3786 | 22325.3786 | 83140.6218 | 83140.6218 | 83140.6218 | 83140.6218 | 142796.7688 | 142796.7688 | 142796.7688 | 142796.7688 | 0 | 0 | 0 | 0 | 0 | 0 | 0 | 0 | 0 | 0 | 0 | 0 | 0 | 0 | 0 | 0 | 993051.0773
SCE Third Party Roll-up E3 Calculator - With Carbon Adder - Proposed Program Plan | LED Interior | DEER 2008 or SCE Workpaper | System | NON_RES | DEER:Indoor_Non-CFL_Ltg | TRUE | 16 | 69% | Unit | NEW/ROB/RET | 0.1038 | 0.084481 | 0 | 0 | 0 | 0.019317 | 0.78989 | System | kWh | 0.00011448 | [9 empty] | 16 | 69% | 0% | 12321.7855 | 43126.2493 | 67769.8203 | 0 | 0 | 0 | 0 |  | 3080.4464 | 3080.4464 | 3080.4464 | 3080.4464 | 10781.5623 | 10781.5623 | 10781.5623 | 10781.5623 | 16942.4551 | 16942.4551 | 16942.4551 | 16942.4551 | 0 | 0 | 0 | 0 | 0 | 0 | 0 | 0 | 0 | 0 | 0 | 0 | 0 | 0 | 0 | 0 | 123217.8551
SCE Third Party Roll-up E3 Calculator - With Carbon Adder - Proposed Program Plan | SBD - Light Power Density | DEER 2008 or SCE Workpaper | System | NON_RES | DEER:Indoor_Non-CFL_Ltg | TRUE | 11 | 70% | Unit | NEW/ROB/RET | 0.11 | 0.09 | 0 | 0.02 | 0 | 3.4694e-18 | 1 | System | kWh | 0.00023205 | [9 empty] | 11 | 70% | 0% | 2717028.4245 | 2717028.4245 | 2717028.4245 | 0 | 0 | 0 | 0 |  | 679257.1061 | 679257.1061 | 679257.1061 | 679257.1061 | 679257.1061 | 679257.1061 | 679257.1061 | 679257.1061 | 679257.1061 | 679257.1061 | 679257.1061 | 679257.1061 | 0 | 0 | 0 | 0 | 0 | 0 | 0 | 0 | 0 | 0 | 0 | 0 | 0 | 0 | 0 | 0 | 8151085.2734
SCE Third Party Roll-up E3 Calculator - With Carbon Adder - Proposed Program Plan | Refrigeration | DEER 2008 or SCE Workpaper | System | Misc._Commercial | Refrigeration | TRUE | 15.3 | 69% | Unit | NEW/ROB/RET | 0.1606 | 0.16345 | 0 | 0 | 0 | -0.0028507 | 0.78993 | System | kW | 7.4559e-05 | [9 empty] | 15.3 | 69% | 0% | 4361530.5513 | 4631452.5569 | 1349610.0281 | 0 | 0 | 0 | 0 |  | 1090382.6378 | 1090382.6378 | 1090382.6378 | 1090382.6378 | 1157863.1392 | 1157863.1392 | 1157863.1392 | 1157863.1392 | 337402.507 | 337402.507 | 337402.507 | 337402.507 | 0 | 0 | 0 | 0 | 0 | 0 | 0 | 0 | 0 | 0 | 0 | 0 | 0 | 0 | 0 | 0 | 10342593.1364
SCE Third Party Roll-up E3 Calculator - With Carbon Adder - Proposed Program Plan | Process | [16 empty] | System | #N/A | [21 empty] | 0 | 0 | 0 | 0 | 0 | 0 | 0 | 0 | 0 | 0 | 0 | 0 | 0 | 0 | 0 | 0 | 0 | 0 | 0 | 0 | 0 | 0 | 0 | 0 | 0 | 0 | 0 | 0 | 0
SCE Third Party Roll-up E3 Calculator - With Carbon Adder - Proposed Program Plan | Compressed Air | DEER 2008 or SCE Workpaper | System | Industrial | Industrial | TRUE | 15 | 69.01% | Unit | NEW/ROB/RET | 0.32344 | 0.10968 | 0 | 0 | 0 | 0.21376 | 0.7899 | System | kW | 0.00010237 | [9 empty] | 15 | 69.01% | 0% | 14494968.6085 | 15772530.3512 | 6267790.5259 | 0 | 0 | 0 | 0 |  | 3623742.1521 | 3623742.1521 | 3623742.1521 | 3623742.1521 | 3943132.5878 | 3943132.5878 | 3943132.5878 | 3943132.5878 | 1566947.6315 | 1566947.6315 | 1566947.6315 | 1566947.6315 | 0 | 0 | 0 | 0 | 0 | 0 | 0 | 0 | 0 | 0 | 0 | 0 | 0 | 0 | 0 | 0 | 36535289.4855
SCE Third Party Roll-up E3 Calculator - With Carbon Adder - Proposed Program Plan | Controls | DEER 2008 or SCE Workpaper | System | Industrial | Industrial | TRUE | 15 | 69% | Unit | NEW/ROB/RET | 0.36874 | 0.13401 | 0 | 0 | 0 | 0.23473 | 1.1208 | System | kW | 0.000122 | [9 empty] | 15 | 69% | 0% | 8824726.0969 | 8824726.0969 | 2 | 0 | 0 | 0 | 0 |  | 2206181.5242 | 2206181.5242 | 2206181.5242 | 2206181.5242 | 2206181.5242 | 2206181.5242 | 2206181.5242 | 2206181.5242 | 0.5 | 0.5 | 0.5 | 0.5 | 0 | 0 | 0 | 0 | 0 | 0 | 0 | 0 | 0 | 0 | 0 | 0 | 0 | 0 | 0 | 0 | 17649454.1938
SCE Third Party Roll-up E3 Calculator - With Carbon Adder - Proposed Program Plan | Cooling & Motors | DEER 2008 or SCE Workpaper | System | Misc._Commercial | New_AC-Ret | TRUE | 15 | 69.32% | Unit | NEW/ROB/RET | 0.42535 | 0.11877 | 0 | 0.0034815 | 0 | 0.3031 | 0.8264 | System | kW | 0.00019774 | [9 empty] | 15 | 69.32% | 0% | 6648628.7936 | 8335525.0423 | 7934360.6988 | 0 | 0 | 0 | 0 |  | 1662157.1984 | 1662157.1984 | 1662157.1984 | 1662157.1984 | 2083881.2606 | 2083881.2606 | 2083881.2606 | 2083881.2606 | 1983590.1747 | 1983590.1747 | 1983590.1747 | 1983590.1747 | 0 | 0 | 0 | 0 | 0 | 0 | 0 | 0 | 0 | 0 | 0 | 0 | 0 | 0 | 0 | 0 | 22918514.5348
SCE Third Party Roll-up E3 Calculator - With Carbon Adder - Proposed Program Plan | Custom | DEER 2008 or SCE Workpaper | System | Industrial | Industrial | TRUE | 14.2 | 67.41% | Unit | NEW/ROB/RET | 0.25886 | 0.13244 | 0.00041635 | 2.5017e-06 | 0 | 0.126 | 0.87961 | System | kW | 0.00014912 | [9 empty] | 14.2 | 67.41% | 0% | 30601957.1504 | 41128340.4269 | 46982646.1683 | 13199510.102 | 0 | 0 | 0 |  | 7650489.2876 | 7650489.2876 | 7650489.2876 | 7650489.2876 | 10282085.1067 | 10282085.1067 | 10282085.1067 | 10282085.1067 | 11745661.5421 | 11745661.5421 | 11745661.5421 | 11745661.5421 | 3299877.5255 | 3299877.5255 | 3299877.5255 | 3299877.5255 | 0 | 0 | 0 | 0 | 0 | 0 | 0 | 0 | 0 | 0 | 0 | 0 | 131912453.8476
SCE Third Party Roll-up E3 Calculator - With Carbon Adder - Proposed Program Plan | Oil Well Pump-Off Controllers | DEER 2008 or SCE Workpaper | System | Industrial | Industrial | TRUE | 15 | 69% | Unit | NEW/ROB/RET | 0.058665 | 0.10113 | 0 | 0 | 0 | -0.042464 | 0.78991 | System | kW | 8.7996e-05 | [9 empty] | 15 | 69% | 0% | 7520109.3878 | 7520109.3878 | 0 | 0 | 0 | 0 | 0 |  | 1880027.3469 | 1880027.3469 | 1880027.3469 | 1880027.3469 | 1880027.3469 | 1880027.3469 | 1880027.3469 | 1880027.3469 | 0 | 0 | 0 | 0 | 0 | 0 | 0 | 0 | 0 | 0 | 0 | 0 | 0 | 0 | 0 | 0 | 0 | 0 | 0 | 0 | 15040218.7756
SCE Third Party Roll-up E3 Calculator - With Carbon Adder - Proposed Program Plan | Pumps & Vacuums | DEER 2008 or SCE Workpaper | System | Industrial | Industrial | TRUE | 11.6 | 69.27% | Unit | NEW/ROB/RET | 0.28722 | 0.10646 | 0 | 0 | 0 | 0.18076 | 0.78989 | System | kW | 0.0001145 | [9 empty] | 11.6 | 69.27% | 0% | 3089328.3468 | 3726868.7019 | 1807497.4254 | 0 | 0 | 0 | 0 |  | 772332.0867 | 772332.0867 | 772332.0867 | 772332.0867 | 931717.1755 | 931717.1755 | 931717.1755 | 931717.1755 | 451874.3564 | 451874.3564 | 451874.3564 | 451874.3564 | 0 | 0 | 0 | 0 | 0 | 0 | 0 | 0 | 0 | 0 | 0 | 0 | 0 | 0 | 0 | 0 | 8623694.4741
SCE Third Party Roll-up E3 Calculator - With Carbon Adder - Proposed Program Plan | VSD | DEER 2008 or SCE Workpaper | System | Industrial | Industrial | TRUE | 14.9 | 69% | Unit | NEW/ROB/RET | 0.53006 | 0.10551 | 0 | 0 | 0 | 0.42454 | 0.78995 | System | kW | 5.3994e-05 | [9 empty] | 14.9 | 69% | 0% | 4443522.2296 | 5751943.6717 | 6272586.0547 | 0 | 0 | 0 | 0 |  | 1110880.5574 | 1110880.5574 | 1110880.5574 | 1110880.5574 | 1437985.9179 | 1437985.9179 | 1437985.9179 | 1437985.9179 | 1568146.5137 | 1568146.5137 | 1568146.5137 | 1568146.5137 | 0 | 0 | 0 | 0 | 0 | 0 | 0 | 0 | 0 | 0 | 0 | 0 | 0 | 0 | 0 | 0 | 16468051.956
SCE Third Party Roll-up E3 Calculator - With Carbon Adder - Proposed Program Plan | Whole Building | DEER 2008 or SCE Workpaper | System | Misc._Commercial | Commercial Whole Building | TRUE | 15 | 70% | Unit | NEW/ROB/RET | 271943.625 | 21875 | 69769.1312 | 0 | 0 | 180299.4938 | 362591.5 | System | kW | 81.25 | [9 empty] | 15 | 70% | 0% | 4 | 2 | 2 | 0 | 0 | 0 | 0 |  | 1 | 1 | 1 | 1 | 0.5 | 0.5 | 0.5 | 0.5 | 0.5 | 0.5 | 0.5 | 0.5 | 0 | 0 | 0 | 0 | 0 | 0 | 0 | 0 | 0 | 0 | 0 | 0 | 0 | 0 | 0 | 0 | 8
SCE Third Party Roll-up E3 Calculator - With Carbon Adder - Proposed Program Plan | CODES & STANDARDS | [16 empty] | System | #N/A | [21 empty] | 0 | 0 | 0 | 0 | 0 | 0 | 0 | 0 | 0 | 0 | 0 | 0 | 0 | 0 | 0 | 0 | 0 | 0 | 0 | 0 | 0 | 0 | 0 | 0 | 0 | 0 | 0 | 0 | 0
SCE Third Party Roll-up E3 Calculator - With Carbon Adder - Proposed Program Plan | 2008 Title 24 | [16 empty] | System | #N/A | [21 empty] | 0 | 0 | 0 | 0 | 0 | 0 | 0 | 0 | 0 | 0 | 0 | 0 | 0 | 0 | 0 | 0 | 0 | 0 | 0 | 0 | 0 | 0 | 0 | 0 | 0 | 0 | 0 | 0 | 0
SCE Third Party Roll-up E3 Calculator - With Carbon Adder - Proposed Program Plan | 2008 Title 20 | [16 empty] | System | #N/A | [21 empty] | 0 | 0 | 0 | 0 | 0 | 0 | 0 | 0 | 0 | 0 | 0 | 0 | 0 | 0 | 0 | 0 | 0 | 0 | 0 | 0 | 0 | 0 | 0 | 0 | 0 | 0 | 0 | 0 | 0
SCE Third Party Roll-up E3 Calculator - With Carbon Adder - Proposed Program Plan | 2009 Title 20 | [16 empty] | System | #N/A | [21 empty] | 0 | 0 | 0 | 0 | 0 | 0 | 0 | 0 | 0 | 0 | 0 | 0 | 0 | 0 | 0 | 0 | 0 | 0 | 0 | 0 | 0 | 0 | 0 | 0 | 0 | 0 | 0 | 0 | 0
SCE Third Party Roll-up E3 Calculator - With Carbon Adder - Proposed Program Plan | [17 empty] | System | #N/A | [21 empty] | 0 | 0 | 0 | 0 | 0 | 0 | 0 | 0 | 0 | 0 | 0 | 0 | 0 | 0 | 0 | 0 | 0 | 0 | 0 | 0 | 0 | 0 | 0 | 0 | 0 | 0 | 0 | 0 | 0
SCE Third Party Roll-up E3 Calculator - With Carbon Adder - Proposed Program Plan | [17 empty] | System | #N/A | [21 empty] | 0 | 0 | 0 | 0 | 0 | 0 | 0 | 0 | 0 | 0 | 0 | 0 | 0 | 0 | 0 | 0 | 0 | 0 | 0 | 0 | 0 | 0 | 0 | 0 | 0 | 0 | 0 | 0 | 0
SCE Third Party Roll-up E3 Calculator - With Carbon Adder - Proposed Program Plan | [17 empty] | System | #N/A | [21 empty] | 0 | 0 | 0 | 0 | 0 | 0 | 0 | 0 | 0 | 0 | 0 | 0 | 0 | 0 | 0 | 0 | 0 | 0 | 0 | 0 | 0 | 0 | 0 | 0 | 0 | 0 | 0 | 0 | 0
SCE Third Party Roll-up E3 Calculator - With Carbon Adder - Proposed Program Plan | [17 empty] | System | #N/A | [21 empty] | 0 | 0 | 0 | 0 | 0 | 0 | 0 | 0 | 0 | 0 | 0 | 0 | 0 | 0 | 0 | 0 | 0 | 0 | 0 | 0 | 0 | 0 | 0 | 0 | 0 | 0 | 0 | 0 | 0
SCE Third Party Roll-up E3 Calculator - With Carbon Adder - Proposed Program Plan | [17 empty] | System | #N/A | [21 empty] | 0 | 0 | 0 | 0 | 0 | 0 | 0 | 0 | 0 | 0 | 0 | 0 | 0 | 0 | 0 | 0 | 0 | 0 | 0 | 0 | 0 | 0 | 0 | 0 | 0 | 0 | 0 | 0 | 0
SCE Third Party Roll-up E3 Calculator - With Carbon Adder - Proposed Program Plan | [17 empty] | System | #N/A | [21 empty] | 0 | 0 | 0 | 0 | 0 | 0 | 0 | 0 | 0 | 0 | 0 | 0 | 0 | 0 | 0 | 0 | 0 | 0 | 0 | 0 | 0 | 0 | 0 | 0 | 0 | 0 | 0 | 0 | 0
SCE Third Party Roll-up E3 Calculator - With Carbon Adder - Proposed Program Plan | [17 empty] | System | #N/A | [21 empty] | 0 | 0 | 0 | 0 | 0 | 0 | 0 | 0 | 0 | 0 | 0 | 0 | 0 | 0 | 0 | 0 | 0 | 0 | 0 | 0 | 0 | 0 | 0 | 0 | 0 | 0 | 0 | 0 | 0
SCE Third Party Roll-up E3 Calculator - With Carbon Adder - Proposed Program Plan | [17 empty] | System | #N/A | [21 empty] | 0 | 0 | 0 | 0 | 0 | 0 | 0 | 0 | 0 | 0 | 0 | 0 | 0 | 0 | 0 | 0 | 0 | 0 | 0 | 0 | 0 | 0 | 0 | 0 | 0 | 0 | 0 | 0 | 0
SCE Third Party Roll-up E3 Calculator - With Carbon Adder - Proposed Program Plan | [17 empty] | System | #N/A | [21 empty] | 0 | 0 | 0 | 0 | 0 | 0 | 0 | 0 | 0 | 0 | 0 | 0 | 0 | 0 | 0 | 0 | 0 | 0 | 0 | 0 | 0 | 0 | 0 | 0 | 0 | 0 | 0 | 0 | 0
SCE Third Party Roll-up E3 Calculator - With Carbon Adder - Proposed Program Plan | [17 empty] | System | #N/A | [21 empty] | 0 | 0 | 0 | 0 | 0 | 0 | 0 | 0 | 0 | 0 | 0 | 0 | 0 | 0 | 0 | 0 | 0 | 0 | 0 | 0 | 0 | 0 | 0 | 0 | 0 | 0 | 0 | 0 | 0
SCE Third Party Roll-up E3 Calculator - With Carbon Adder - Proposed Program Plan | [17 empty] | System | #N/A | [21 empty] | 0 | 0 | 0 | 0 | 0 | 0 | 0 | 0 | 0 | 0 | 0 | 0 | 0 | 0 | 0 | 0 | 0 | 0 | 0 | 0 | 0 | 0 | 0 | 0 | 0 | 0 | 0 | 0 | 0
SCE Third Party Roll-up E3 Calculator - With Carbon Adder - Proposed Program Plan | [17 empty] | System | #N/A | [21 empty] | 0 | 0 | 0 | 0 | 0 | 0 | 0 | 0 | 0 | 0 | 0 | 0 | 0 | 0 | 0 | 0 | 0 | 0 | 0 | 0 | 0 | 0 | 0 | 0 | 0 | 0 | 0 | 0 | 0
SCE Third Party Roll-up E3 Calculator - With Carbon Adder - Proposed Program Plan | [17 empty] | System | #N/A | [21 empty] | 0 | 0 | 0 | 0 | 0 | 0 | 0 | 0 | 0 | 0 | 0 | 0 | 0 | 0 | 0 | 0 | 0 | 0 | 0 | 0 | 0 | 0 | 0 | 0 | 0 | 0 | 0 | 0 | 0
SCE Third Party Roll-up E3 Calculator - With Carbon Adder - Proposed Program Plan | [17 empty] | System | #N/A | [21 empty] | 0 | 0 | 0 | 0 | 0 | 0 | 0 | 0 | 0 | 0 | 0 | 0 | 0 | 0 | 0 | 0 | 0 | 0 | 0 | 0 | 0 | 0 | 0 | 0 | 0 | 0 | 0 | 0 | 0
SCE Third Party Roll-up E3 Calculator - With Carbon Adder - Proposed Program Plan | [17 empty] | System | #N/A | [21 empty] | 0 | 0 | 0 | 0 | 0 | 0 | 0 | 0 | 0 | 0 | 0 | 0 | 0 | 0 | 0 | 0 | 0 | 0 | 0 | 0 | 0 | 0 | 0 | 0 | 0 | 0 | 0 | 0 | 0
SCE Third Party Roll-up E3 Calculator - With Carbon Adder - Proposed Program Plan | [17 empty] | System | #N/A | [21 empty] | 0 | 0 | 0 | 0 | 0 | 0 | 0 | 0 | 0 | 0 | 0 | 0 | 0 | 0 | 0 | 0 | 0 | 0 | 0 | 0 | 0 | 0 | 0 | 0 | 0 | 0 | 0 | 0 | 0
SCE Third Party Roll-up E3 Calculator - With Carbon Adder - Proposed Program Plan | [17 empty] | System | #N/A | [21 empty] | 0 | 0 | 0 | 0 | 0 | 0 | 0 | 0 | 0 | 0 | 0 | 0 | 0 | 0 | 0 | 0 | 0 | 0 | 0 | 0 | 0 | 0 | 0 | 0 | 0 | 0 | 0 | 0 | 0
SCE Third Party Roll-up E3 Calculator - With Carbon Adder - Proposed Program Plan | [17 empty] | System | #N/A | [21 empty] | 0 | 0 | 0 | 0 | 0 | 0 | 0 | 0 | 0 | 0 | 0 | 0 | 0 | 0 | 0 | 0 | 0 | 0 | 0 | 0 | 0 | 0 | 0 | 0 | 0 | 0 | 0 | 0 | 0
SCE Third Party Roll-up E3 Calculator - With Carbon Adder - Proposed Program Plan | [17 empty] | System | #N/A | [21 empty] | 0 | 0 | 0 | 0 | 0 | 0 | 0 | 0 | 0 | 0 | 0 | 0 | 0 | 0 | 0 | 0 | 0 | 0 | 0 | 0 | 0 | 0 | 0 | 0 | 0 | 0 | 0 | 0 | 0
SCE Third Party Roll-up E3 Calculator - With Carbon Adder - Proposed Program Plan | [17 empty] | System | #N/A | [21 empty] | 0 | 0 | 0 | 0 | 0 | 0 | 0 | 0 | 0 | 0 | 0 | 0 | 0 | 0 | 0 | 0 | 0 | 0 | 0 | 0 | 0 | 0 | 0 | 0 | 0 | 0 | 0 | 0 | 0
SCE Third Party Roll-up E3 Calculator - With Carbon Adder - Proposed Program Plan | [17 empty] | System | #N/A | [21 empty] | 0 | 0 | 0 | 0 | 0 | 0 | 0 | 0 | 0 | 0 | 0 | 0 | 0 | 0 | 0 | 0 | 0 | 0 | 0 | 0 | 0 | 0 | 0 | 0 | 0 | 0 | 0 | 0 | 0
SCE Third Party Roll-up E3 Calculator - With Carbon Adder - Proposed Program Plan | [17 empty] | System | #N/A | [21 empty] | 0 | 0 | 0 | 0 | 0 | 0 | 0 | 0 | 0 | 0 | 0 | 0 | 0 | 0 | 0 | 0 | 0 | 0 | 0 | 0 | 0 | 0 | 0 | 0 | 0 | 0 | 0 | 0 | 0
SCE Third Party Roll-up E3 Calculator - With Carbon Adder - Proposed Program Plan | [17 empty] | System | #N/A | [21 empty] | 0 | 0 | 0 | 0 | 0 | 0 | 0 | 0 | 0 | 0 | 0 | 0 | 0 | 0 | 0 | 0 | 0 | 0 | 0 | 0 | 0 | 0 | 0 | 0 | 0 | 0 | 0 | 0 | 0
SCE Third Party Roll-up E3 Calculator - With Carbon Adder - Proposed Program Plan | [17 empty] | System | #N/A | [21 empty] | 0 | 0 | 0 | 0 | 0 | 0 | 0 | 0 | 0 | 0 | 0 | 0 | 0 | 0 | 0 | 0 | 0 | 0 | 0 | 0 | 0 | 0 | 0 | 0 | 0 | 0 | 0 | 0 | 0
SCE Third Party Roll-up E3 Calculator - With Carbon Adder - Proposed Program Plan | [17 empty] | System | #N/A | [21 empty] | 0 | 0 | 0 | 0 | 0 | 0 | 0 | 0 | 0 | 0 | 0 | 0 | 0 | 0 | 0 | 0 | 0 | 0 | 0 | 0 | 0 | 0 | 0 | 0 | 0 | 0 | 0 | 0 | 0
SCE Third Party Roll-up E3 Calculator - With Carbon Adder - Proposed Program Plan | [17 empty] | System | #N/A | [21 empty] | 0 | 0 | 0 | 0 | 0 | 0 | 0 | 0 | 0 | 0 | 0 | 0 | 0 | 0 | 0 | 0 | 0 | 0 | 0 | 0 | 0 | 0 | 0 | 0 | 0 | 0 | 0 | 0 | 0
SCE Third Party Roll-up E3 Calculator - With Carbon Adder - Proposed Program Plan | [17 empty] | System | #N/A | [21 empty] | 0 | 0 | 0 | 0 | 0 | 0 | 0 | 0 | 0 | 0 | 0 | 0 | 0 | 0 | 0 | 0 | 0 | 0 | 0 | 0 | 0 | 0 | 0 | 0 | 0 | 0 | 0 | 0 | 0
SCE Third Party Roll-up E3 Calculator - With Carbon Adder - Proposed Program Plan | [17 empty] | System | #N/A | [21 empty] | 0 | 0 | 0 | 0 | 0 | 0 | 0 | 0 | 0 | 0 | 0 | 0 | 0 | 0 | 0 | 0 | 0 | 0 | 0 | 0 | 0 | 0 | 0 | 0 | 0 | 0 | 0 | 0 | 0
SCE Third Party Roll-up E3 Calculator - With Carbon Adder - Proposed Program Plan | [17 empty] | System | #N/A | [21 empty] | 0 | 0 | 0 | 0 | 0 | 0 | 0 | 0 | 0 | 0 | 0 | 0 | 0 | 0 | 0 | 0 | 0 | 0 | 0 | 0 | 0 | 0 | 0 | 0 | 0 | 0 | 0 | 0 | 0
SCE Third Party Roll-up E3 Calculator - With Carbon Adder - Proposed Program Plan | [17 empty] | System | #N/A | [21 empty] | 0 | 0 | 0 | 0 | 0 | 0 | 0 | 0 | 0 | 0 | 0 | 0 | 0 | 0 | 0 | 0 | 0 | 0 | 0 | 0 | 0 | 0 | 0 | 0 | 0 | 0 | 0 | 0 | 0
SCE Third Party Roll-up E3 Calculator - With Carbon Adder - Proposed Program Plan | [17 empty] | System | #N/A | [21 empty] | 0 | 0 | 0 | 0 | 0 | 0 | 0 | 0 | 0 | 0 | 0 | 0 | 0 | 0 | 0 | 0 | 0 | 0 | 0 | 0 | 0 | 0 | 0 | 0 | 0 | 0 | 0 | 0 | 0
SCE Third Party Roll-up E3 Calculator - With Carbon Adder - Proposed Program Plan | [17 empty] | System | #N/A | [21 empty] | 0 | 0 | 0 | 0 | 0 | 0 | 0 | 0 | 0 | 0 | 0 | 0 | 0 | 0 | 0 | 0 | 0 | 0 | 0 | 0 | 0 | 0 | 0 | 0 | 0 | 0 | 0 | 0 | 0
SCE Third Party Roll-up E3 Calculator - With Carbon Adder - Proposed Program Plan | [17 empty] | System | #N/A | [21 empty] | 0 | 0 | 0 | 0 | 0 | 0 | 0 | 0 | 0 | 0 | 0 | 0 | 0 | 0 | 0 | 0 | 0 | 0 | 0 | 0 | 0 | 0 | 0 | 0 | 0 | 0 | 0 | 0 | 0
SCE Third Party Roll-up E3 Calculator - With Carbon Adder - Proposed Program Plan | [17 empty] | System | #N/A | [21 empty] | 0 | 0 | 0 | 0 | 0 | 0 | 0 | 0 | 0 | 0 | 0 | 0 | 0 | 0 | 0 | 0 | 0 | 0 | 0 | 0 | 0 | 0 | 0 | 0 | 0 | 0 | 0 | 0 | 0
SCE Third Party Roll-up E3 Calculator - With Carbon Adder - Proposed Program Plan | [17 empty] | System | #N/A | [21 empty] | 0 | 0 | 0 | 0 | 0 | 0 | 0 | 0 | 0 | 0 | 0 | 0 | 0 | 0 | 0 | 0 | 0 | 0 | 0 | 0 | 0 | 0 | 0 | 0 | 0 | 0 | 0 | 0 | 0
SCE Third Party Roll-up E3 Calculator - With Carbon Adder - Proposed Program Plan | [17 empty] | System | #N/A | [21 empty] | 0 | 0 | 0 | 0 | 0 | 0 | 0 | 0 | 0 | 0 | 0 | 0 | 0 | 0 | 0 | 0 | 0 | 0 | 0 | 0 | 0 | 0 | 0 | 0 | 0 | 0 | 0 | 0 | 0
SCE Third Party Roll-up E3 Calculator - With Carbon Adder - Proposed Program Plan | [17 empty] | System | #N/A | [21 empty] | 0 | 0 | 0 | 0 | 0 | 0 | 0 | 0 | 0 | 0 | 0 | 0 | 0 | 0 | 0 | 0 | 0 | 0 | 0 | 0 | 0 | 0 | 0 | 0 | 0 | 0 | 0 | 0 | 0
SCE Third Party Roll-up E3 Calculator - With Carbon Adder - Proposed Program Plan | [17 empty] | System | #N/A | [21 empty] | 0 | 0 | 0 | 0 | 0 | 0 | 0 | 0 | 0 | 0 | 0 | 0 | 0 | 0 | 0 | 0 | 0 | 0 | 0 | 0 | 0 | 0 | 0 | 0 | 0 | 0 | 0 | 0 | 0
SCE Third Party Roll-up E3 Calculator - With Carbon Adder - Proposed Program Plan | [17 empty] | System | #N/A | [21 empty] | 0 | 0 | 0 | 0 | 0 | 0 | 0 | 0 | 0 | 0 | 0 | 0 | 0 | 0 | 0 | 0 | 0 | 0 | 0 | 0 | 0 | 0 | 0 | 0 | 0 | 0 | 0 | 0 | 0
SCE Third Party Roll-up E3 Calculator - With Carbon Adder - Proposed Program Plan | [17 empty] | System | #N/A | [21 empty] | 0 | 0 | 0 | 0 | 0 | 0 | 0 | 0 | 0 | 0 | 0 | 0 | 0 | 0 | 0 | 0 | 0 | 0 | 0 | 0 | 0 | 0 | 0 | 0 | 0 | 0 | 0 | 0 | 0
SCE Third Party Roll-up E3 Calculator - With Carbon Adder - Proposed Program Plan | [17 empty] | System | #N/A | [21 empty] | 0 | 0 | 0 | 0 | 0 | 0 | 0 | 0 | 0 | 0 | 0 | 0 | 0 | 0 | 0 | 0 | 0 | 0 | 0 | 0 | 0 | 0 | 0 | 0 | 0 | 0 | 0 | 0 | 0
SCE Third Party Roll-up E3 Calculator - With Carbon Adder - Proposed Program Plan | [17 empty] | System | #N/A | [21 empty] | 0 | 0 | 0 | 0 | 0 | 0 | 0 | 0 | 0 | 0 | 0 | 0 | 0 | 0 | 0 | 0 | 0 | 0 | 0 | 0 | 0 | 0 | 0 | 0 | 0 | 0 | 0 | 0 | 0
SCE Third Party Roll-up E3 Calculator - With Carbon Adder - Proposed Program Plan | [17 empty] | System | #N/A | [21 empty] | 0 | 0 | 0 | 0 | 0 | 0 | 0 | 0 | 0 | 0 | 0 | 0 | 0 | 0 | 0 | 0 | 0 | 0 | 0 | 0 | 0 | 0 | 0 | 0 | 0 | 0 | 0 | 0 | 0
SCE Third Party Roll-up E3 Calculator - With Carbon Adder - Proposed Program Plan | [17 empty] | System | #N/A | [21 empty] | 0 | 0 | 0 | 0 | 0 | 0 | 0 | 0 | 0 | 0 | 0 | 0 | 0 | 0 | 0 | 0 | 0 | 0 | 0 | 0 | 0 | 0 | 0 | 0 | 0 | 0 | 0 | 0 | 0
SCE Third Party Roll-up E3 Calculator - With Carbon Adder - Proposed Program Plan | [17 empty] | System | #N/A | [21 empty] | 0 | 0 | 0 | 0 | 0 | 0 | 0 | 0 | 0 | 0 | 0 | 0 | 0 | 0 | 0 | 0 | 0 | 0 | 0 | 0 | 0 | 0 | 0 | 0 | 0 | 0 | 0 | 0 | 0
SCE Third Party Roll-up E3 Calculator - With Carbon Adder - Proposed Program Plan | [17 empty] | System | #N/A | [21 empty] | 0 | 0 | 0 | 0 | 0 | 0 | 0 | 0 | 0 | 0 | 0 | 0 | 0 | 0 | 0 | 0 | 0 | 0 | 0 | 0 | 0 | 0 | 0 | 0 | 0 | 0 | 0 | 0 | 0
SCE Third Party Roll-up E3 Calculator - With Carbon Adder - Proposed Program Plan | [17 empty] | System | #N/A | [21 empty] | 0 | 0 | 0 | 0 | 0 | 0 | 0 | 0 | 0 | 0 | 0 | 0 | 0 | 0 | 0 | 0 | 0 | 0 | 0 | 0 | 0 | 0 | 0 | 0 | 0 | 0 | 0 | 0 | 0
SCE Third Party Roll-up E3 Calculator - With Carbon Adder - Proposed Program Plan | [17 empty] | System | #N/A | [21 empty] | 0 | 0 | 0 | 0 | 0 | 0 | 0 | 0 | 0 | 0 | 0 | 0 | 0 | 0 | 0 | 0 | 0 | 0 | 0 | 0 | 0 | 0 | 0 | 0 | 0 | 0 | 0 | 0 | 0
SCE Third Party Roll-up E3 Calculator - With Carbon Adder - Proposed Program Plan | [17 empty] | System | #N/A | [21 empty] | 0 | 0 | 0 | 0 | 0 | 0 | 0 | 0 | 0 | 0 | 0 | 0 | 0 | 0 | 0 | 0 | 0 | 0 | 0 | 0 | 0 | 0 | 0 | 0 | 0 | 0 | 0 | 0 | 0
SCE Third Party Roll-up E3 Calculator - With Carbon Adder - Proposed Program Plan | [17 empty] | System | #N/A | [21 empty] | 0 | 0 | 0 | 0 | 0 | 0 | 0 | 0 | 0 | 0 | 0 | 0 | 0 | 0 | 0 | 0 | 0 | 0 | 0 | 0 | 0 | 0 | 0 | 0 | 0 | 0 | 0 | 0 | 0
SCE Third Party Roll-up E3 Calculator - With Carbon Adder - Proposed Program Plan | [17 empty] | System | #N/A | [21 empty] | 0 | 0 | 0 | 0 | 0 | 0 | 0 | 0 | 0 | 0 | 0 | 0 | 0 | 0 | 0 | 0 | 0 | 0 | 0 | 0 | 0 | 0 | 0 | 0 | 0 | 0 | 0 | 0 | 0
SCE Third Party Roll-up E3 Calculator - With Carbon Adder - Proposed Program Plan | [17 empty] | System | #N/A | [21 empty] | 0 | 0 | 0 | 0 | 0 | 0 | 0 | 0 | 0 | 0 | 0 | 0 | 0 | 0 | 0 | 0 | 0 | 0 | 0 | 0 | 0 | 0 | 0 | 0 | 0 | 0 | 0 | 0 | 0
SCE Third Party Roll-up E3 Calculator - With Carbon Adder - Proposed Program Plan | [17 empty] | System | #N/A | [21 empty] | 0 | 0 | 0 | 0 | 0 | 0 | 0 | 0 | 0 | 0 | 0 | 0 | 0 | 0 | 0 | 0 | 0 | 0 | 0 | 0 | 0 | 0 | 0 | 0 | 0 | 0 | 0 | 0 | 0
SCE Third Party Roll-up E3 Calculator - With Carbon Adder - Proposed Program Plan | [17 empty] | System | #N/A | [21 empty] | 0 | 0 | 0 | 0 | 0 | 0 | 0 | 0 | 0 | 0 | 0 | 0 | 0 | 0 | 0 | 0 | 0 | 0 | 0 | 0 | 0 | 0 | 0 | 0 | 0 | 0 | 0 | 0 | 0
SCE Third Party Roll-up E3 Calculator - With Carbon Adder - Proposed Program Plan | [17 empty] | System | #N/A | [21 empty] | 0 | 0 | 0 | 0 | 0 | 0 | 0 | 0 | 0 | 0 | 0 | 0 | 0 | 0 | 0 | 0 | 0 | 0 | 0 | 0 | 0 | 0 | 0 | 0 | 0 | 0 | 0 | 0 | 0
SCE Third Party Roll-up E3 Calculator - With Carbon Adder - Proposed Program Plan | [17 empty] | System | #N/A | [21 empty] | 0 | 0 | 0 | 0 | 0 | 0 | 0 | 0 | 0 | 0 | 0 | 0 | 0 | 0 | 0 | 0 | 0 | 0 | 0 | 0 | 0 | 0 | 0 | 0 | 0 | 0 | 0 | 0 | 0
SCE Third Party Roll-up E3 Calculator - With Carbon Adder - Proposed Program Plan | [17 empty] | System | #N/A | [21 empty] | 0 | 0 | 0 | 0 | 0 | 0 | 0 | 0 | 0 | 0 | 0 | 0 | 0 | 0 | 0 | 0 | 0 | 0 | 0 | 0 | 0 | 0 | 0 | 0 | 0 | 0 | 0 | 0 | 0
SCE Third Party Roll-up E3 Calculator - With Carbon Adder - Proposed Program Plan | [17 empty] | System | #N/A | [21 empty] | 0 | 0 | 0 | 0 | 0 | 0 | 0 | 0 | 0 | 0 | 0 | 0 | 0 | 0 | 0 | 0 | 0 | 0 | 0 | 0 | 0 | 0 | 0 | 0 | 0 | 0 | 0 | 0 | 0
SCE Third Party Roll-up E3 Calculator - With Carbon Adder - Proposed Program Plan | [17 empty] | System | #N/A | [21 empty] | 0 | 0 | 0 | 0 | 0 | 0 | 0 | 0 | 0 | 0 | 0 | 0 | 0 | 0 | 0 | 0 | 0 | 0 | 0 | 0 | 0 | 0 | 0 | 0 | 0 | 0 | 0 | 0 | 0
SCE Third Party Roll-up E3 Calculator - With Carbon Adder - Proposed Program Plan | [17 empty] | System | #N/A | [21 empty] | 0 | 0 | 0 | 0 | 0 | 0 | 0 | 0 | 0 | 0 | 0 | 0 | 0 | 0 | 0 | 0 | 0 | 0 | 0 | 0 | 0 | 0 | 0 | 0 | 0 | 0 | 0 | 0 | 0
SCE Third Party Roll-up E3 Calculator - With Carbon Adder - Proposed Program Plan | [17 empty] | System | #N/A | [21 empty] | 0 | 0 | 0 | 0 | 0 | 0 | 0 | 0 | 0 | 0 | 0 | 0 | 0 | 0 | 0 | 0 | 0 | 0 | 0 | 0 | 0 | 0 | 0 | 0 | 0 | 0 | 0 | 0 | 0
SCE Third Party Roll-up E3 Calculator - With Carbon Adder - Proposed Program Plan | [17 empty] | System | #N/A | [21 empty] | 0 | 0 | 0 | 0 | 0 | 0 | 0 | 0 | 0 | 0 | 0 | 0 | 0 | 0 | 0 | 0 | 0 | 0 | 0 | 0 | 0 | 0 | 0 | 0 | 0 | 0 | 0 | 0 | 0
SCE Third Party Roll-up E3 Calculator - With Carbon Adder - Proposed Program Plan | [17 empty] | System | #N/A | [21 empty] | 0 | 0 | 0 | 0 | 0 | 0 | 0 | 0 | 0 | 0 | 0 | 0 | 0 | 0 | 0 | 0 | 0 | 0 | 0 | 0 | 0 | 0 | 0 | 0 | 0 | 0 | 0 | 0 | 0
SCE Third Party Roll-up E3 Calculator - With Carbon Adder - Proposed Program Plan | [17 empty] | System | #N/A | [21 empty] | 0 | 0 | 0 | 0 | 0 | 0 | 0 | 0 | 0 | 0 | 0 | 0 | 0 | 0 | 0 | 0 | 0 | 0 | 0 | 0 | 0 | 0 | 0 | 0 | 0 | 0 | 0 | 0 | 0
SCE Third Party Roll-up E3 Calculator - With Carbon Adder - Proposed Program Plan | [17 empty] | System | #N/A | [21 empty] | 0 | 0 | 0 | 0 | 0 | 0 | 0 | 0 | 0 | 0 | 0 | 0 | 0 | 0 | 0 | 0 | 0 | 0 | 0 | 0 | 0 | 0 | 0 | 0 | 0 | 0 | 0 | 0 | 0
SCE Third Party Roll-up E3 Calculator - With Carbon Adder - Proposed Program Plan | [17 empty] | System | #N/A | [21 empty] | 0 | 0 | 0 | 0 | 0 | 0 | 0 | 0 | 0 | 0 | 0 | 0 | 0 | 0 | 0 | 0 | 0 | 0 | 0 | 0 | 0 | 0 | 0 | 0 | 0 | 0 | 0 | 0 | 0
SCE Third Party Roll-up E3 Calculator - With Carbon Adder - Proposed Program Plan | [17 empty] | System | #N/A | [21 empty] | 0 | 0 | 0 | 0 | 0 | 0 | 0 | 0 | 0 | 0 | 0 | 0 | 0 | 0 | 0 | 0 | 0 | 0 | 0 | 0 | 0 | 0 | 0 | 0 | 0 | 0 | 0 | 0 | 0
SCE Third Party Roll-up E3 Calculator - With Carbon Adder - Proposed Program Plan | [17 empty] | System | #N/A | [21 empty] | 0 | 0 | 0 | 0 | 0 | 0 | 0 | 0 | 0 | 0 | 0 | 0 | 0 | 0 | 0 | 0 | 0 | 0 | 0 | 0 | 0 | 0 | 0 | 0 | 0 | 0 | 0 | 0 | 0
SCE Third Party Roll-up E3 Calculator - With Carbon Adder - Proposed Program Plan | [17 empty] | System | #N/A | [21 empty] | 0 | 0 | 0 | 0 | 0 | 0 | 0 | 0 | 0 | 0 | 0 | 0 | 0 | 0 | 0 | 0 | 0 | 0 | 0 | 0 | 0 | 0 | 0 | 0 | 0 | 0 | 0 | 0 | 0
SCE Third Party Roll-up E3 Calculator - With Carbon Adder - Proposed Program Plan | [17 empty] | System | #N/A | [21 empty] | 0 | 0 | 0 | 0 | 0 | 0 | 0 | 0 | 0 | 0 | 0 | 0 | 0 | 0 | 0 | 0 | 0 | 0 | 0 | 0 | 0 | 0 | 0 | 0 | 0 | 0 | 0 | 0 | 0
SCE Third Party Roll-up E3 Calculator - With Carbon Adder - Proposed Program Plan | [17 empty] | System | #N/A | [21 empty] | 0 | 0 | 0 | 0 | 0 | 0 | 0 | 0 | 0 | 0 | 0 | 0 | 0 | 0 | 0 | 0 | 0 | 0 | 0 | 0 | 0 | 0 | 0 | 0 | 0 | 0 | 0 | 0 | 0
SCE Third Party Roll-up E3 Calculator - With Carbon Adder - Proposed Program Plan | [17 empty] | System | #N/A | [21 empty] | 0 | 0 | 0 | 0 | 0 | 0 | 0 | 0 | 0 | 0 | 0 | 0 | 0 | 0 | 0 | 0 | 0 | 0 | 0 | 0 | 0 | 0 | 0 | 0 | 0 | 0 | 0 | 0 | 0
SCE Third Party Roll-up E3 Calculator - With Carbon Adder - Proposed Program Plan | [17 empty] | System | #N/A | [21 empty] | 0 | 0 | 0 | 0 | 0 | 0 | 0 | 0 | 0 | 0 | 0 | 0 | 0 | 0 | 0 | 0 | 0 | 0 | 0 | 0 | 0 | 0 | 0 | 0 | 0 | 0 | 0 | 0 | 0
SCE Third Party Roll-up E3 Calculator - With Carbon Adder - Proposed Program Plan | [17 empty] | System | #N/A | [21 empty] | 0 | 0 | 0 | 0 | 0 | 0 | 0 | 0 | 0 | 0 | 0 | 0 | 0 | 0 | 0 | 0 | 0 | 0 | 0 | 0 | 0 | 0 | 0 | 0 | 0 | 0 | 0 | 0 | 0
SCE Third Party Roll-up E3 Calculator - With Carbon Adder - Proposed Program Plan | [17 empty] | System | #N/A | [21 empty] | 0 | 0 | 0 | 0 | 0 | 0 | 0 | 0 | 0 | 0 | 0 | 0 | 0 | 0 | 0 | 0 | 0 | 0 | 0 | 0 | 0 | 0 | 0 | 0 | 0 | 0 | 0 | 0 | 0
SCE Third Party Roll-up E3 Calculator - With Carbon Adder - Proposed Program Plan | [17 empty] | System | #N/A | [21 empty] | 0 | 0 | 0 | 0 | 0 | 0 | 0 | 0 | 0 | 0 | 0 | 0 | 0 | 0 | 0 | 0 | 0 | 0 | 0 | 0 | 0 | 0 | 0 | 0 | 0 | 0 | 0 | 0 | 0
SCE Third Party Roll-up E3 Calculator - With Carbon Adder - Proposed Program Plan | [17 empty] | System | #N/A | [21 empty] | 0 | 0 | 0 | 0 | 0 | 0 | 0 | 0 | 0 | 0 | 0 | 0 | 0 | 0 | 0 | 0 | 0 | 0 | 0 | 0 | 0 | 0 | 0 | 0 | 0 | 0 | 0 | 0 | 0
SCE Third Party Roll-up E3 Calculator - With Carbon Adder - Proposed Program Plan | [17 empty] | System | #N/A | [21 empty] | 0 | 0 | 0 | 0 | 0 | 0 | 0 | 0 | 0 | 0 | 0 | 0 | 0 | 0 | 0 | 0 | 0 | 0 | 0 | 0 | 0 | 0 | 0 | 0 | 0 | 0 | 0 | 0 | 0
SCE Third Party Roll-up E3 Calculator - With Carbon Adder - Proposed Program Plan | [17 empty] | System | #N/A | [21 empty] | 0 | 0 | 0 | 0 | 0 | 0 | 0 | 0 | 0 | 0 | 0 | 0 | 0 | 0 | 0 | 0 | 0 | 0 | 0 | 0 | 0 | 0 | 0 | 0 | 0 | 0 | 0 | 0 | 0
SCE Third Party Roll-up E3 Calculator - With Carbon Adder - Proposed Program Plan | [17 empty] | System | #N/A | [21 empty] | 0 | 0 | 0 | 0 | 0 | 0 | 0 | 0 | 0 | 0 | 0 | 0 | 0 | 0 | 0 | 0 | 0 | 0 | 0 | 0 | 0 | 0 | 0 | 0 | 0 | 0 | 0 | 0 | 0
SCE Third Party Roll-up E3 Calculator - With Carbon Adder - Proposed Program Plan | [17 empty] | System | #N/A | [21 empty] | 0 | 0 | 0 | 0 | 0 | 0 | 0 | 0 | 0 | 0 | 0 | 0 | 0 | 0 | 0 | 0 | 0 | 0 | 0 | 0 | 0 | 0 | 0 | 0 | 0 | 0 | 0 | 0 | 0
SCE Third Party Roll-up E3 Calculator - With Carbon Adder - Proposed Program Plan | [17 empty] | System | #N/A | [21 empty] | 0 | 0 | 0 | 0 | 0 | 0 | 0 | 0 | 0 | 0 | 0 | 0 | 0 | 0 | 0 | 0 | 0 | 0 | 0 | 0 | 0 | 0 | 0 | 0 | 0 | 0 | 0 | 0 | 0
SCE Third Party Roll-up E3 Calculator - With Carbon Adder - Proposed Program Plan | [17 empty] | System | #N/A | [21 empty] | 0 | 0 | 0 | 0 | 0 | 0 | 0 | 0 | 0 | 0 | 0 | 0 | 0 | 0 | 0 | 0 | 0 | 0 | 0 | 0 | 0 | 0 | 0 | 0 | 0 | 0 | 0 | 0 | 0
SCE Third Party Roll-up E3 Calculator - With Carbon Adder - Proposed Program Plan | [17 empty] | System | #N/A | [21 empty] | 0 | 0 | 0 | 0 | 0 | 0 | 0 | 0 | 0 | 0 | 0 | 0 | 0 | 0 | 0 | 0 | 0 | 0 | 0 | 0 | 0 | 0 | 0 | 0 | 0 | 0 | 0 | 0 | 0
SCE Third Party Roll-up E3 Calculator - With Carbon Adder - Proposed Program Plan | [17 empty] | System | #N/A | [21 empty] | 0 | 0 | 0 | 0 | 0 | 0 | 0 | 0 | 0 | 0 | 0 | 0 | 0 | 0 | 0 | 0 | 0 | 0 | 0 | 0 | 0 | 0 | 0 | 0 | 0 | 0 | 0 | 0 | 0
SCE Third Party Roll-up E3 Calculator - With Carbon Adder - Proposed Program Plan | [17 empty] | System | #N/A | [21 empty] | 0 | 0 | 0 | 0 | 0 | 0 | 0 | 0 | 0 | 0 | 0 | 0 | 0 | 0 | 0 | 0 | 0 | 0 | 0 | 0 | 0 | 0 | 0 | 0 | 0 | 0 | 0 | 0 | 0
SCE Third Party Roll-up E3 Calculator - With Carbon Adder - Proposed Program Plan | [17 empty] | System | #N/A | [21 empty] | 0 | 0 | 0 | 0 | 0 | 0 | 0 | 0 | 0 | 0 | 0 | 0 | 0 | 0 | 0 | 0 | 0 | 0 | 0 | 0 | 0 | 0 | 0 | 0 | 0 | 0 | 0 | 0 | 0
SCE Third Party Roll-up E3 Calculator - With Carbon Adder - Proposed Program Plan | [17 empty] | System | #N/A | [21 empty] | 0 | 0 | 0 | 0 | 0 | 0 | 0 | 0 | 0 | 0 | 0 | 0 | 0 | 0 | 0 | 0 | 0 | 0 | 0 | 0 | 0 | 0 | 0 | 0 | 0 | 0 | 0 | 0 | 0
SCE Third Party Roll-up E3 Calculator - With Carbon Adder - Proposed Program Plan | [17 empty] | System | #N/A | [21 empty] | 0 | 0 | 0 | 0 | 0 | 0 | 0 | 0 | 0 | 0 | 0 | 0 | 0 | 0 | 0 | 0 | 0 | 0 | 0 | 0 | 0 | 0 | 0 | 0 | 0 | 0 | 0 | 0 | 0
SCE Third Party Roll-up E3 Calculator - With Carbon Adder - Proposed Program Plan | [17 empty] | System | #N/A | [21 empty] | 0 | 0 | 0 | 0 | 0 | 0 | 0 | 0 | 0 | 0 | 0 | 0 | 0 | 0 | 0 | 0 | 0 | 0 | 0 | 0 | 0 | 0 | 0 | 0 | 0 | 0 | 0 | 0 | 0
SCE Third Party Roll-up E3 Calculator - With Carbon Adder - Proposed Program Plan | [17 empty] | System | #N/A | [21 empty] | 0 | 0 | 0 | 0 | 0 | 0 | 0 | 0 | 0 | 0 | 0 | 0 | 0 | 0 | 0 | 0 | 0 | 0 | 0 | 0 | 0 | 0 | 0 | 0 | 0 | 0 | 0 | 0 | 0
SCE Third Party Roll-up E3 Calculator - With Carbon Adder - Proposed Program Plan | [17 empty] | System | #N/A | [21 empty] | 0 | 0 | 0 | 0 | 0 | 0 | 0 | 0 | 0 | 0 | 0 | 0 | 0 | 0 | 0 | 0 | 0 | 0 | 0 | 0 | 0 | 0 | 0 | 0 | 0 | 0 | 0 | 0 | 0
SCE Third Party Roll-up E3 Calculator - With Carbon Adder - Proposed Program Plan | [17 empty] | System | #N/A | [21 empty] | 0 | 0 | 0 | 0 | 0 | 0 | 0 | 0 | 0 | 0 | 0 | 0 | 0 | 0 | 0 | 0 | 0 | 0 | 0 | 0 | 0 | 0 | 0 | 0 | 0 | 0 | 0 | 0 | 0
SCE Third Party Roll-up E3 Calculator - With Carbon Adder - Proposed Program Plan | [17 empty] | System | #N/A | [21 empty] | 0 | 0 | 0 | 0 | 0 | 0 | 0 | 0 | 0 | 0 | 0 | 0 | 0 | 0 | 0 | 0 | 0 | 0 | 0 | 0 | 0 | 0 | 0 | 0 | 0 | 0 | 0 | 0 | 0
SCE Third Party Roll-up E3 Calculator - With Carbon Adder - Proposed Program Plan | [17 empty] | System | #N/A | [21 empty] | 0 | 0 | 0 | 0 | 0 | 0 | 0 | 0 | 0 | 0 | 0 | 0 | 0 | 0 | 0 | 0 | 0 | 0 | 0 | 0 | 0 | 0 | 0 | 0 | 0 | 0 | 0 | 0 | 0
SCE Third Party Roll-up E3 Calculator - With Carbon Adder - Proposed Program Plan | [17 empty] | System | #N/A | [21 empty] | 0 | 0 | 0 | 0 | 0 | 0 | 0 | 0 | 0 | 0 | 0 | 0 | 0 | 0 | 0 | 0 | 0 | 0 | 0 | 0 | 0 | 0 | 0 | 0 | 0 | 0 | 0 | 0 | 0
SCE Third Party Roll-up E3 Calculator - With Carbon Adder - Proposed Program Plan | [17 empty] | System | #N/A | [21 empty] | 0 | 0 | 0 | 0 | 0 | 0 | 0 | 0 | 0 | 0 | 0 | 0 | 0 | 0 | 0 | 0 | 0 | 0 | 0 | 0 | 0 | 0 | 0 | 0 | 0 | 0 | 0 | 0 | 0
SCE Third Party Roll-up E3 Calculator - With Carbon Adder - Proposed Program Plan | [17 empty] | System | #N/A | [21 empty] | 0 | 0 | 0 | 0 | 0 | 0 | 0 | 0 | 0 | 0 | 0 | 0 | 0 | 0 | 0 | 0 | 0 | 0 | 0 | 0 | 0 | 0 | 0 | 0 | 0 | 0 | 0 | 0 | 0
SCE Third Party Roll-up E3 Calculator - With Carbon Adder - Proposed Program Plan | [17 empty] | System | #N/A | [21 empty] | 0 | 0 | 0 | 0 | 0 | 0 | 0 | 0 | 0 | 0 | 0 | 0 | 0 | 0 | 0 | 0 | 0 | 0 | 0 | 0 | 0 | 0 | 0 | 0 | 0 | 0 | 0 | 0 | 0
SCE Third Party Roll-up E3 Calculator - With Carbon Adder - Proposed Program Plan | [17 empty] | System | #N/A | [21 empty] | 0 | 0 | 0 | 0 | 0 | 0 | 0 | 0 | 0 | 0 | 0 | 0 | 0 | 0 | 0 | 0 | 0 | 0 | 0 | 0 | 0 | 0 | 0 | 0 | 0 | 0 | 0 | 0 | 0
SCE Third Party Roll-up E3 Calculator - With Carbon Adder - Proposed Program Plan | [17 empty] | System | #N/A | [21 empty] | 0 | 0 | 0 | 0 | 0 | 0 | 0 | 0 | 0 | 0 | 0 | 0 | 0 | 0 | 0 | 0 | 0 | 0 | 0 | 0 | 0 | 0 | 0 | 0 | 0 | 0 | 0 | 0 | 0
SCE Third Party Roll-up E3 Calculator - With Carbon Adder - Proposed Program Plan | [17 empty] | System | #N/A | [21 empty] | 0 | 0 | 0 | 0 | 0 | 0 | 0 | 0 | 0 | 0 | 0 | 0 | 0 | 0 | 0 | 0 | 0 | 0 | 0 | 0 | 0 | 0 | 0 | 0 | 0 | 0 | 0 | 0 | 0
SCE Third Party Roll-up E3 Calculator - With Carbon Adder - Proposed Program Plan | [17 empty] | System | #N/A | [21 empty] | 0 | 0 | 0 | 0 | 0 | 0 | 0 | 0 | 0 | 0 | 0 | 0 | 0 | 0 | 0 | 0 | 0 | 0 | 0 | 0 | 0 | 0 | 0 | 0 | 0 | 0 | 0 | 0 | 0
SCE Third Party Roll-up E3 Calculator - With Carbon Adder - Proposed Program Plan | [17 empty] | System | #N/A | [21 empty] | 0 | 0 | 0 | 0 | 0 | 0 | 0 | 0 | 0 | 0 | 0 | 0 | 0 | 0 | 0 | 0 | 0 | 0 | 0 | 0 | 0 | 0 | 0 | 0 | 0 | 0 | 0 | 0 | 0
SCE Third Party Roll-up E3 Calculator - With Carbon Adder - Proposed Program Plan | [17 empty] | System | #N/A | [21 empty] | 0 | 0 | 0 | 0 | 0 | 0 | 0 | 0 | 0 | 0 | 0 | 0 | 0 | 0 | 0 | 0 | 0 | 0 | 0 | 0 | 0 | 0 | 0 | 0 | 0 | 0 | 0 | 0 | 0
SCE Third Party Roll-up E3 Calculator - With Carbon Adder - Proposed Program Plan | [17 empty] | System | #N/A | [21 empty] | 0 | 0 | 0 | 0 | 0 | 0 | 0 | 0 | 0 | 0 | 0 | 0 | 0 | 0 | 0 | 0 | 0 | 0 | 0 | 0 | 0 | 0 | 0 | 0 | 0 | 0 | 0 | 0 | 0
SCE Third Party Roll-up E3 Calculator - With Carbon Adder - Proposed Program Plan | [17 empty] | System | #N/A | [21 empty] | 0 | 0 | 0 | 0 | 0 | 0 | 0 | 0 | 0 | 0 | 0 | 0 | 0 | 0 | 0 | 0 | 0 | 0 | 0 | 0 | 0 | 0 | 0 | 0 | 0 | 0 | 0 | 0 | 0
SCE Third Party Roll-up E3 Calculator - With Carbon Adder - Proposed Program Plan | [17 empty] | System | #N/A | [21 empty] | 0 | 0 | 0 | 0 | 0 | 0 | 0 | 0 | 0 | 0 | 0 | 0 | 0 | 0 | 0 | 0 | 0 | 0 | 0 | 0 | 0 | 0 | 0 | 0 | 0 | 0 | 0 | 0 | 0
SCE Third Party Roll-up E3 Calculator - With Carbon Adder - Proposed Program Plan | [17 empty] | System | #N/A | [21 empty] | 0 | 0 | 0 | 0 | 0 | 0 | 0 | 0 | 0 | 0 | 0 | 0 | 0 | 0 | 0 | 0 | 0 | 0 | 0 | 0 | 0 | 0 | 0 | 0 | 0 | 0 | 0 | 0 | 0
SCE Third Party Roll-up E3 Calculator - With Carbon Adder - Proposed Program Plan | [17 empty] | System | #N/A | [21 empty] | 0 | 0 | 0 | 0 | 0 | 0 | 0 | 0 | 0 | 0 | 0 | 0 | 0 | 0 | 0 | 0 | 0 | 0 | 0 | 0 | 0 | 0 | 0 | 0 | 0 | 0 | 0 | 0 | 0
SCE Third Party Roll-up E3 Calculator - With Carbon Adder - Proposed Program Plan | [17 empty] | System | #N/A | [21 empty] | 0 | 0 | 0 | 0 | 0 | 0 | 0 | 0 | 0 | 0 | 0 | 0 | 0 | 0 | 0 | 0 | 0 | 0 | 0 | 0 | 0 | 0 | 0 | 0 | 0 | 0 | 0 | 0 | 0
SCE Third Party Roll-up E3 Calculator - With Carbon Adder - Proposed Program Plan | [17 empty] | System | #N/A | [21 empty] | 0 | 0 | 0 | 0 | 0 | 0 | 0 | 0 | 0 | 0 | 0 | 0 | 0 | 0 | 0 | 0 | 0 | 0 | 0 | 0 | 0 | 0 | 0 | 0 | 0 | 0 | 0 | 0 | 0
SCE Third Party Roll-up E3 Calculator - With Carbon Adder - Proposed Program Plan | [17 empty] | System | #N/A | [21 empty] | 0 | 0 | 0 | 0 | 0 | 0 | 0 | 0 | 0 | 0 | 0 | 0 | 0 | 0 | 0 | 0 | 0 | 0 | 0 | 0 | 0 | 0 | 0 | 0 | 0 | 0 | 0 | 0 | 0
SCE Third Party Roll-up E3 Calculator - With Carbon Adder - Proposed Program Plan | [17 empty] | System | #N/A | [21 empty] | 0 | 0 | 0 | 0 | 0 | 0 | 0 | 0 | 0 | 0 | 0 | 0 | 0 | 0 | 0 | 0 | 0 | 0 | 0 | 0 | 0 | 0 | 0 | 0 | 0 | 0 | 0 | 0 | 0
SCE Third Party Roll-up E3 Calculator - With Carbon Adder - Proposed Program Plan | [17 empty] | System | #N/A | [21 empty] | 0 | 0 | 0 | 0 | 0 | 0 | 0 | 0 | 0 | 0 | 0 | 0 | 0 | 0 | 0 | 0 | 0 | 0 | 0 | 0 | 0 | 0 | 0 | 0 | 0 | 0 | 0 | 0 | 0
SCE Third Party Roll-up E3 Calculator - With Carbon Adder - Proposed Program Plan | [17 empty] | System | #N/A | [21 empty] | 0 | 0 | 0 | 0 | 0 | 0 | 0 | 0 | 0 | 0 | 0 | 0 | 0 | 0 | 0 | 0 | 0 | 0 | 0 | 0 | 0 | 0 | 0 | 0 | 0 | 0 | 0 | 0 | 0
SCE Third Party Roll-up E3 Calculator - With Carbon Adder - Proposed Program Plan | [17 empty] | System | #N/A | [21 empty] | 0 | 0 | 0 | 0 | 0 | 0 | 0 | 0 | 0 | 0 | 0 | 0 | 0 | 0 | 0 | 0 | 0 | 0 | 0 | 0 | 0 | 0 | 0 | 0 | 0 | 0 | 0 | 0 | 0
SCE Third Party Roll-up E3 Calculator - With Carbon Adder - Proposed Program Plan | [17 empty] | System | #N/A | [21 empty] | 0 | 0 | 0 | 0 | 0 | 0 | 0 | 0 | 0 | 0 | 0 | 0 | 0 | 0 | 0 | 0 | 0 | 0 | 0 | 0 | 0 | 0 | 0 | 0 | 0 | 0 | 0 | 0 | 0
SCE Third Party Roll-up E3 Calculator - With Carbon Adder - Proposed Program Plan | [17 empty] | System | #N/A | [21 empty] | 0 | 0 | 0 | 0 | 0 | 0 | 0 | 0 | 0 | 0 | 0 | 0 | 0 | 0 | 0 | 0 | 0 | 0 | 0 | 0 | 0 | 0 | 0 | 0 | 0 | 0 | 0 | 0 | 0
SCE Third Party Roll-up E3 Calculator - With Carbon Adder - Proposed Program Plan | [17 empty] | System | #N/A | [21 empty] | 0 | 0 | 0 | 0 | 0 | 0 | 0 | 0 | 0 | 0 | 0 | 0 | 0 | 0 | 0 | 0 | 0 | 0 | 0 | 0 | 0 | 0 | 0 | 0 | 0 | 0 | 0 | 0 | 0
SCE Third Party Roll-up E3 Calculator - With Carbon Adder - Proposed Program Plan | [17 empty] | System | #N/A | [21 empty] | 0 | 0 | 0 | 0 | 0 | 0 | 0 | 0 | 0 | 0 | 0 | 0 | 0 | 0 | 0 | 0 | 0 | 0 | 0 | 0 | 0 | 0 | 0 | 0 | 0 | 0 | 0 | 0 | 0
SCE Third Party Roll-up E3 Calculator - With Carbon Adder - Proposed Program Plan | [17 empty] | System | #N/A | [21 empty] | 0 | 0 | 0 | 0 | 0 | 0 | 0 | 0 | 0 | 0 | 0 | 0 | 0 | 0 | 0 | 0 | 0 | 0 | 0 | 0 | 0 | 0 | 0 | 0 | 0 | 0 | 0 | 0 | 0
SCE Third Party Roll-up E3 Calculator - With Carbon Adder - Proposed Program Plan | [17 empty] | System | #N/A | [21 empty] | 0 | 0 | 0 | 0 | 0 | 0 | 0 | 0 | 0 | 0 | 0 | 0 | 0 | 0 | 0 | 0 | 0 | 0 | 0 | 0 | 0 | 0 | 0 | 0 | 0 | 0 | 0 | 0 | 0
SCE Third Party Roll-up E3 Calculator - With Carbon Adder - Proposed Program Plan | [17 empty] | System | #N/A | [21 empty] | 0 | 0 | 0 | 0 | 0 | 0 | 0 | 0 | 0 | 0 | 0 | 0 | 0 | 0 | 0 | 0 | 0 | 0 | 0 | 0 | 0 | 0 | 0 | 0 | 0 | 0 | 0 | 0 | 0
SCE Third Party Roll-up E3 Calculator - With Carbon Adder - Proposed Program Plan | [17 empty] | System | #N/A | [21 empty] | 0 | 0 | 0 | 0 | 0 | 0 | 0 | 0 | 0 | 0 | 0 | 0 | 0 | 0 | 0 | 0 | 0 | 0 | 0 | 0 | 0 | 0 | 0 | 0 | 0 | 0 | 0 | 0 | 0
SCE Third Party Roll-up E3 Calculator - With Carbon Adder - Proposed Program Plan | [17 empty] | System | #N/A | [21 empty] | 0 | 0 | 0 | 0 | 0 | 0 | 0 | 0 | 0 | 0 | 0 | 0 | 0 | 0 | 0 | 0 | 0 | 0 | 0 | 0 | 0 | 0 | 0 | 0 | 0 | 0 | 0 | 0 | 0
SCE Third Party Roll-up E3 Calculator - With Carbon Adder - Proposed Program Plan | [17 empty] | System | #N/A | [21 empty] | 0 | 0 | 0 | 0 | 0 | 0 | 0 | 0 | 0 | 0 | 0 | 0 | 0 | 0 | 0 | 0 | 0 | 0 | 0 | 0 | 0 | 0 | 0 | 0 | 0 | 0 | 0 | 0 | 0
SCE Third Party Roll-up E3 Calculator - With Carbon Adder - Proposed Program Plan | [17 empty] | System | #N/A | [21 empty] | 0 | 0 | 0 | 0 | 0 | 0 | 0 | 0 | 0 | 0 | 0 | 0 | 0 | 0 | 0 | 0 | 0 | 0 | 0 | 0 | 0 | 0 | 0 | 0 | 0 | 0 | 0 | 0 | 0
SCE Third Party Roll-up E3 Calculator - With Carbon Adder - Proposed Program Plan | [17 empty] | System | #N/A | [21 empty] | 0 | 0 | 0 | 0 | 0 | 0 | 0 | 0 | 0 | 0 | 0 | 0 | 0 | 0 | 0 | 0 | 0 | 0 | 0 | 0 | 0 | 0 | 0 | 0 | 0 | 0 | 0 | 0 | 0
SCE Third Party Roll-up E3 Calculator - With Carbon Adder - Proposed Program Plan | [17 empty] | System | #N/A | [21 empty] | 0 | 0 | 0 | 0 | 0 | 0 | 0 | 0 | 0 | 0 | 0 | 0 | 0 | 0 | 0 | 0 | 0 | 0 | 0 | 0 | 0 | 0 | 0 | 0 | 0 | 0 | 0 | 0 | 0
SCE Third Party Roll-up E3 Calculator - With Carbon Adder - Proposed Program Plan | [17 empty] | System | #N/A | [21 empty] | 0 | 0 | 0 | 0 | 0 | 0 | 0 | 0 | 0 | 0 | 0 | 0 | 0 | 0 | 0 | 0 | 0 | 0 | 0 | 0 | 0 | 0 | 0 | 0 | 0 | 0 | 0 | 0 | 0
SCE Third Party Roll-up E3 Calculator - With Carbon Adder - Proposed Program Plan | [17 empty] | System | #N/A | [21 empty] | 0 | 0 | 0 | 0 | 0 | 0 | 0 | 0 | 0 | 0 | 0 | 0 | 0 | 0 | 0 | 0 | 0 | 0 | 0 | 0 | 0 | 0 | 0 | 0 | 0 | 0 | 0 | 0 | 0
SCE Third Party Roll-up E3 Calculator - With Carbon Adder - Proposed Program Plan | [17 empty] | System | #N/A | [21 empty] | 0 | 0 | 0 | 0 | 0 | 0 | 0 | 0 | 0 | 0 | 0 | 0 | 0 | 0 | 0 | 0 | 0 | 0 | 0 | 0 | 0 | 0 | 0 | 0 | 0 | 0 | 0 | 0 | 0
SCE Third Party Roll-up E3 Calculator - With Carbon Adder - Proposed Program Plan | [17 empty] | System | #N/A | [21 empty] | 0 | 0 | 0 | 0 | 0 | 0 | 0 | 0 | 0 | 0 | 0 | 0 | 0 | 0 | 0 | 0 | 0 | 0 | 0 | 0 | 0 | 0 | 0 | 0 | 0 | 0 | 0 | 0 | 0
SCE Third Party Roll-up E3 Calculator - With Carbon Adder - Proposed Program Plan | [17 empty] | System | #N/A | [21 empty] | 0 | 0 | 0 | 0 | 0 | 0 | 0 | 0 | 0 | 0 | 0 | 0 | 0 | 0 | 0 | 0 | 0 | 0 | 0 | 0 | 0 | 0 | 0 | 0 | 0 | 0 | 0 | 0 | 0
SCE Third Party Roll-up E3 Calculator - With Carbon Adder - Proposed Program Plan | [17 empty] | System | #N/A | [21 empty] | 0 | 0 | 0 | 0 | 0 | 0 | 0 | 0 | 0 | 0 | 0 | 0 | 0 | 0 | 0 | 0 | 0 | 0 | 0 | 0 | 0 | 0 | 0 | 0 | 0 | 0 | 0 | 0 | 0
SCE Third Party Roll-up E3 Calculator - With Carbon Adder - Proposed Program Plan | [17 empty] | System | #N/A | [21 empty] | 0 | 0 | 0 | 0 | 0 | 0 | 0 | 0 | 0 | 0 | 0 | 0 | 0 | 0 | 0 | 0 | 0 | 0 | 0 | 0 | 0 | 0 | 0 | 0 | 0 | 0 | 0 | 0 | 0
SCE Third Party Roll-up E3 Calculator - With Carbon Adder - Proposed Program Plan | [17 empty] | System | #N/A | [21 empty] | 0 | 0 | 0 | 0 | 0 | 0 | 0 | 0 | 0 | 0 | 0 | 0 | 0 | 0 | 0 | 0 | 0 | 0 | 0 | 0 | 0 | 0 | 0 | 0 | 0 | 0 | 0 | 0 | 0
SCE Third Party Roll-up E3 Calculator - With Carbon Adder - Proposed Program Plan | [17 empty] | System | #N/A | [21 empty] | 0 | 0 | 0 | 0 | 0 | 0 | 0 | 0 | 0 | 0 | 0 | 0 | 0 | 0 | 0 | 0 | 0 | 0 | 0 | 0 | 0 | 0 | 0 | 0 | 0 | 0 | 0 | 0 | 0
SCE Third Party Roll-up E3 Calculator - With Carbon Adder - Proposed Program Plan | [17 empty] | System | #N/A | [21 empty] | 0 | 0 | 0 | 0 | 0 | 0 | 0 | 0 | 0 | 0 | 0 | 0 | 0 | 0 | 0 | 0 | 0 | 0 | 0 | 0 | 0 | 0 | 0 | 0 | 0 | 0 | 0 | 0 | 0
SCE Third Party Roll-up E3 Calculator - With Carbon Adder - Proposed Program Plan | [17 empty] | System | #N/A | [21 empty] | 0 | 0 | 0 | 0 | 0 | 0 | 0 | 0 | 0 | 0 | 0 | 0 | 0 | 0 | 0 | 0 | 0 | 0 | 0 | 0 | 0 | 0 | 0 | 0 | 0 | 0 | 0 | 0 | 0
SCE Third Party Roll-up E3 Calculator - With Carbon Adder - Proposed Program Plan | [17 empty] | System | #N/A | [21 empty] | 0 | 0 | 0 | 0 | 0 | 0 | 0 | 0 | 0 | 0 | 0 | 0 | 0 | 0 | 0 | 0 | 0 | 0 | 0 | 0 | 0 | 0 | 0 | 0 | 0 | 0 | 0 | 0 | 0
SCE Third Party Roll-up E3 Calculator - With Carbon Adder - Proposed Program Plan | [17 empty] | System | #N/A | [21 empty] | 0 | 0 | 0 | 0 | 0 | 0 | 0 | 0 | 0 | 0 | 0 | 0 | 0 | 0 | 0 | 0 | 0 | 0 | 0 | 0 | 0 | 0 | 0 | 0 | 0 | 0 | 0 | 0 | 0
SCE Third Party Roll-up E3 Calculator - With Carbon Adder - Proposed Program Plan | [17 empty] | System | #N/A | [21 empty] | 0 | 0 | 0 | 0 | 0 | 0 | 0 | 0 | 0 | 0 | 0 | 0 | 0 | 0 | 0 | 0 | 0 | 0 | 0 | 0 | 0 | 0 | 0 | 0 | 0 | 0 | 0 | 0 | 0
SCE Third Party Roll-up E3 Calculator - With Carbon Adder - Proposed Program Plan | [17 empty] | System | #N/A | [21 empty] | 0 | 0 | 0 | 0 | 0 | 0 | 0 | 0 | 0 | 0 | 0 | 0 | 0 | 0 | 0 | 0 | 0 | 0 | 0 | 0 | 0 | 0 | 0 | 0 | 0 | 0 | 0 | 0 | 0
SCE Third Party Roll-up E3 Calculator - With Carbon Adder - Proposed Program Plan | [17 empty] | System | #N/A | [21 empty] | 0 | 0 | 0 | 0 | 0 | 0 | 0 | 0 | 0 | 0 | 0 | 0 | 0 | 0 | 0 | 0 | 0 | 0 | 0 | 0 | 0 | 0 | 0 | 0 | 0 | 0 | 0 | 0 | 0
SCE Third Party Roll-up E3 Calculator - With Carbon Adder - Proposed Program Plan | [17 empty] | System | #N/A | [21 empty] | 0 | 0 | 0 | 0 | 0 | 0 | 0 | 0 | 0 | 0 | 0 | 0 | 0 | 0 | 0 | 0 | 0 | 0 | 0 | 0 | 0 | 0 | 0 | 0 | 0 | 0 | 0 | 0 | 0
SCE Third Party Roll-up E3 Calculator - With Carbon Adder - Proposed Program Plan | [17 empty] | System | #N/A | [21 empty] | 0 | 0 | 0 | 0 | 0 | 0 | 0 | 0 | 0 | 0 | 0 | 0 | 0 | 0 | 0 | 0 | 0 | 0 | 0 | 0 | 0 | 0 | 0 | 0 | 0 | 0 | 0 | 0 | 0
SCE Third Party Roll-up E3 Calculator - With Carbon Adder - Proposed Program Plan | [17 empty] | System | #N/A | [21 empty] | 0 | 0 | 0 | 0 | 0 | 0 | 0 | 0 | 0 | 0 | 0 | 0 | 0 | 0 | 0 | 0 | 0 | 0 | 0 | 0 | 0 | 0 | 0 | 0 | 0 | 0 | 0 | 0 | 0
SCE Third Party Roll-up E3 Calculator - With Carbon Adder - Proposed Program Plan | [17 empty] | System | #N/A | [21 empty] | 0 | 0 | 0 | 0 | 0 | 0 | 0 | 0 | 0 | 0 | 0 | 0 | 0 | 0 | 0 | 0 | 0 | 0 | 0 | 0 | 0 | 0 | 0 | 0 | 0 | 0 | 0 | 0 | 0
SCE Third Party Roll-up E3 Calculator - With Carbon Adder - Proposed Program Plan | [17 empty] | System | #N/A | [21 empty] | 0 | 0 | 0 | 0 | 0 | 0 | 0 | 0 | 0 | 0 | 0 | 0 | 0 | 0 | 0 | 0 | 0 | 0 | 0 | 0 | 0 | 0 | 0 | 0 | 0 | 0 | 0 | 0 | 0
SCE Third Party Roll-up E3 Calculator - With Carbon Adder - Proposed Program Plan | [17 empty] | System | #N/A | [21 empty] | 0 | 0 | 0 | 0 | 0 | 0 | 0 | 0 | 0 | 0 | 0 | 0 | 0 | 0 | 0 | 0 | 0 | 0 | 0 | 0 | 0 | 0 | 0 | 0 | 0 | 0 | 0 | 0 | 0
SCE Third Party Roll-up E3 Calculator - With Carbon Adder - Proposed Program Plan | [17 empty] | System | #N/A | [21 empty] | 0 | 0 | 0 | 0 | 0 | 0 | 0 | 0 | 0 | 0 | 0 | 0 | 0 | 0 | 0 | 0 | 0 | 0 | 0 | 0 | 0 | 0 | 0 | 0 | 0 | 0 | 0 | 0 | 0
SCE Third Party Roll-up E3 Calculator - With Carbon Adder - Proposed Program Plan | [17 empty] | System | #N/A | [21 empty] | 0 | 0 | 0 | 0 | 0 | 0 | 0 | 0 | 0 | 0 | 0 | 0 | 0 | 0 | 0 | 0 | 0 | 0 | 0 | 0 | 0 | 0 | 0 | 0 | 0 | 0 | 0 | 0 | 0
SCE Third Party Roll-up E3 Calculator - With Carbon Adder - Proposed Program Plan | [17 empty] | System | #N/A | [21 empty] | 0 | 0 | 0 | 0 | 0 | 0 | 0 | 0 | 0 | 0 | 0 | 0 | 0 | 0 | 0 | 0 | 0 | 0 | 0 | 0 | 0 | 0 | 0 | 0 | 0 | 0 | 0 | 0 | 0
SCE Third Party Roll-up E3 Calculator - With Carbon Adder - Proposed Program Plan | [17 empty] | System | #N/A | [21 empty] | 0 | 0 | 0 | 0 | 0 | 0 | 0 | 0 | 0 | 0 | 0 | 0 | 0 | 0 | 0 | 0 | 0 | 0 | 0 | 0 | 0 | 0 | 0 | 0 | 0 | 0 | 0 | 0 | 0
SCE Third Party Roll-up E3 Calculator - With Carbon Adder - Proposed Program Plan | [17 empty] | System | #N/A | [21 empty] | 0 | 0 | 0 | 0 | 0 | 0 | 0 | 0 | 0 | 0 | 0 | 0 | 0 | 0 | 0 | 0 | 0 | 0 | 0 | 0 | 0 | 0 | 0 | 0 | 0 | 0 | 0 | 0 | 0
SCE Third Party Roll-up E3 Calculator - With Carbon Adder - Proposed Program Plan | [17 empty] | System | #N/A | [21 empty] | 0 | 0 | 0 | 0 | 0 | 0 | 0 | 0 | 0 | 0 | 0 | 0 | 0 | 0 | 0 | 0 | 0 | 0 | 0 | 0 | 0 | 0 | 0 | 0 | 0 | 0 | 0 | 0 | 0
SCE Third Party Roll-up E3 Calculator - With Carbon Adder - Proposed Program Plan | [17 empty] | System | #N/A | [21 empty] | 0 | 0 | 0 | 0 | 0 | 0 | 0 | 0 | 0 | 0 | 0 | 0 | 0 | 0 | 0 | 0 | 0 | 0 | 0 | 0 | 0 | 0 | 0 | 0 | 0 | 0 | 0 | 0 | 0
SCE Third Party Roll-up E3 Calculator - With Carbon Adder - Proposed Program Plan | [17 empty] | System | #N/A | [21 empty] | 0 | 0 | 0 | 0 | 0 | 0 | 0 | 0 | 0 | 0 | 0 | 0 | 0 | 0 | 0 | 0 | 0 | 0 | 0 | 0 | 0 | 0 | 0 | 0 | 0 | 0 | 0 | 0 | 0
SCE Third Party Roll-up E3 Calculator - With Carbon Adder - Proposed Program Plan | [17 empty] | System | #N/A | [21 empty] | 0 | 0 | 0 | 0 | 0 | 0 | 0 | 0 | 0 | 0 | 0 | 0 | 0 | 0 | 0 | 0 | 0 | 0 | 0 | 0 | 0 | 0 | 0 | 0 | 0 | 0 | 0 | 0 | 0
SCE Third Party Roll-up E3 Calculator - With Carbon Adder - Proposed Program Plan | [17 empty] | System | #N/A | [21 empty] | 0 | 0 | 0 | 0 | 0 | 0 | 0 | 0 | 0 | 0 | 0 | 0 | 0 | 0 | 0 | 0 | 0 | 0 | 0 | 0 | 0 | 0 | 0 | 0 | 0 | 0 | 0 | 0 | 0
SCE Third Party Roll-up E3 Calculator - With Carbon Adder - Proposed Program Plan | [17 empty] | System | #N/A | [21 empty] | 0 | 0 | 0 | 0 | 0 | 0 | 0 | 0 | 0 | 0 | 0 | 0 | 0 | 0 | 0 | 0 | 0 | 0 | 0 | 0 | 0 | 0 | 0 | 0 | 0 | 0 | 0 | 0 | 0
SCE Third Party Roll-up E3 Calculator - With Carbon Adder - Proposed Program Plan | [17 empty] | System | #N/A | [21 empty] | 0 | 0 | 0 | 0 | 0 | 0 | 0 | 0 | 0 | 0 | 0 | 0 | 0 | 0 | 0 | 0 | 0 | 0 | 0 | 0 | 0 | 0 | 0 | 0 | 0 | 0 | 0 | 0 | 0
SCE Third Party Roll-up E3 Calculator - With Carbon Adder - Proposed Program Plan | [17 empty] | System | #N/A | [21 empty] | 0 | 0 | 0 | 0 | 0 | 0 | 0 | 0 | 0 | 0 | 0 | 0 | 0 | 0 | 0 | 0 | 0 | 0 | 0 | 0 | 0 | 0 | 0 | 0 | 0 | 0 | 0 | 0 | 0
SCE Third Party Roll-up E3 Calculator - With Carbon Adder - Proposed Program Plan | [17 empty] | System | #N/A | [21 empty] | 0 | 0 | 0 | 0 | 0 | 0 | 0 | 0 | 0 | 0 | 0 | 0 | 0 | 0 | 0 | 0 | 0 | 0 | 0 | 0 | 0 | 0 | 0 | 0 | 0 | 0 | 0 | 0 | 0
SCE Third Party Roll-up E3 Calculator - With Carbon Adder - Proposed Program Plan | [17 empty] | System | #N/A | [21 empty] | 0 | 0 | 0 | 0 | 0 | 0 | 0 | 0 | 0 | 0 | 0 | 0 | 0 | 0 | 0 | 0 | 0 | 0 | 0 | 0 | 0 | 0 | 0 | 0 | 0 | 0 | 0 | 0 | 0
SCE Third Party Roll-up E3 Calculator - With Carbon Adder - Proposed Program Plan | [17 empty] | System | #N/A | [21 empty] | 0 | 0 | 0 | 0 | 0 | 0 | 0 | 0 | 0 | 0 | 0 | 0 | 0 | 0 | 0 | 0 | 0 | 0 | 0 | 0 | 0 | 0 | 0 | 0 | 0 | 0 | 0 | 0 | 0
SCE Third Party Roll-up E3 Calculator - With Carbon Adder - Proposed Program Plan | [17 empty] | System | #N/A | [21 empty] | 0 | 0 | 0 | 0 | 0 | 0 | 0 | 0 | 0 | 0 | 0 | 0 | 0 | 0 | 0 | 0 | 0 | 0 | 0 | 0 | 0 | 0 | 0 | 0 | 0 | 0 | 0 | 0 | 0
SCE Third Party Roll-up E3 Calculator - With Carbon Adder - Proposed Program Plan | [17 empty] | System | #N/A | [21 empty] | 0 | 0 | 0 | 0 | 0 | 0 | 0 | 0 | 0 | 0 | 0 | 0 | 0 | 0 | 0 | 0 | 0 | 0 | 0 | 0 | 0 | 0 | 0 | 0 | 0 | 0 | 0 | 0 | 0
SCE Third Party Roll-up E3 Calculator - With Carbon Adder - Proposed Program Plan | [17 empty] | System | #N/A | [21 empty] | 0 | 0 | 0 | 0 | 0 | 0 | 0 | 0 | 0 | 0 | 0 | 0 | 0 | 0 | 0 | 0 | 0 | 0 | 0 | 0 | 0 | 0 | 0 | 0 | 0 | 0 | 0 | 0 | 0
SCE Third Party Roll-up E3 Calculator - With Carbon Adder - Proposed Program Plan | [17 empty] | System | #N/A | [21 empty] | 0 | 0 | 0 | 0 | 0 | 0 | 0 | 0 | 0 | 0 | 0 | 0 | 0 | 0 | 0 | 0 | 0 | 0 | 0 | 0 | 0 | 0 | 0 | 0 | 0 | 0 | 0 | 0 | 0
SCE Third Party Roll-up E3 Calculator - With Carbon Adder - Proposed Program Plan | [17 empty] | System | #N/A | [21 empty] | 0 | 0 | 0 | 0 | 0 | 0 | 0 | 0 | 0 | 0 | 0 | 0 | 0 | 0 | 0 | 0 | 0 | 0 | 0 | 0 | 0 | 0 | 0 | 0 | 0 | 0 | 0 | 0 | 0
SCE Third Party Roll-up E3 Calculator - With Carbon Adder - Proposed Program Plan | [17 empty] | System | #N/A | [21 empty] | 0 | 0 | 0 | 0 | 0 | 0 | 0 | 0 | 0 | 0 | 0 | 0 | 0 | 0 | 0 | 0 | 0 | 0 | 0 | 0 | 0 | 0 | 0 | 0 | 0 | 0 | 0 | 0 | 0
SCE Third Party Roll-up E3 Calculator - With Carbon Adder - Proposed Program Plan | [17 empty] | System | #N/A | [21 empty] | 0 | 0 | 0 | 0 | 0 | 0 | 0 | 0 | 0 | 0 | 0 | 0 | 0 | 0 | 0 | 0 | 0 | 0 | 0 | 0 | 0 | 0 | 0 | 0 | 0 | 0 | 0 | 0 | 0
SCE Third Party Roll-up E3 Calculator - With Carbon Adder - Proposed Program Plan | [17 empty] | System | #N/A | [21 empty] | 0 | 0 | 0 | 0 | 0 | 0 | 0 | 0 | 0 | 0 | 0 | 0 | 0 | 0 | 0 | 0 | 0 | 0 | 0 | 0 | 0 | 0 | 0 | 0 | 0 | 0 | 0 | 0 | 0
SCE Third Party Roll-up E3 Calculator - With Carbon Adder - Proposed Program Plan | [17 empty] | System | #N/A | [21 empty] | 0 | 0 | 0 | 0 | 0 | 0 | 0 | 0 | 0 | 0 | 0 | 0 | 0 | 0 | 0 | 0 | 0 | 0 | 0 | 0 | 0 | 0 | 0 | 0 | 0 | 0 | 0 | 0 | 0
SCE Third Party Roll-up E3 Calculator - With Carbon Adder - Proposed Program Plan | [17 empty] | System | #N/A | [21 empty] | 0 | 0 | 0 | 0 | 0 | 0 | 0 | 0 | 0 | 0 | 0 | 0 | 0 | 0 | 0 | 0 | 0 | 0 | 0 | 0 | 0 | 0 | 0 | 0 | 0 | 0 | 0 | 0 | 0
SCE Third Party Roll-up E3 Calculator - With Carbon Adder - Proposed Program Plan | [17 empty] | System | #N/A | [21 empty] | 0 | 0 | 0 | 0 | 0 | 0 | 0 | 0 | 0 | 0 | 0 | 0 | 0 | 0 | 0 | 0 | 0 | 0 | 0 | 0 | 0 | 0 | 0 | 0 | 0 | 0 | 0 | 0 | 0
SCE Third Party Roll-up E3 Calculator - With Carbon Adder - Proposed Program Plan | [17 empty] | System | #N/A | [21 empty] | 0 | 0 | 0 | 0 | 0 | 0 | 0 | 0 | 0 | 0 | 0 | 0 | 0 | 0 | 0 | 0 | 0 | 0 | 0 | 0 | 0 | 0 | 0 | 0 | 0 | 0 | 0 | 0 | 0
SCE Third Party Roll-up E3 Calculator - With Carbon Adder - Proposed Program Plan | [17 empty] | System | #N/A | [21 empty] | 0 | 0 | 0 | 0 | 0 | 0 | 0 | 0 | 0 | 0 | 0 | 0 | 0 | 0 | 0 | 0 | 0 | 0 | 0 | 0 | 0 | 0 | 0 | 0 | 0 | 0 | 0 | 0 | 0
SCE Third Party Roll-up E3 Calculator - With Carbon Adder - Proposed Program Plan | [17 empty] | System | #N/A | [21 empty] | 0 | 0 | 0 | 0 | 0 | 0 | 0 | 0 | 0 | 0 | 0 | 0 | 0 | 0 | 0 | 0 | 0 | 0 | 0 | 0 | 0 | 0 | 0 | 0 | 0 | 0 | 0 | 0 | 0
SCE Third Party Roll-up E3 Calculator - With Carbon Adder - Proposed Program Plan | [17 empty] | System | #N/A | [21 empty] | 0 | 0 | 0 | 0 | 0 | 0 | 0 | 0 | 0 | 0 | 0 | 0 | 0 | 0 | 0 | 0 | 0 | 0 | 0 | 0 | 0 | 0 | 0 | 0 | 0 | 0 | 0 | 0 | 0
SCE Third Party Roll-up E3 Calculator - With Carbon Adder - Proposed Program Plan | [17 empty] | System | #N/A | [21 empty] | 0 | 0 | 0 | 0 | 0 | 0 | 0 | 0 | 0 | 0 | 0 | 0 | 0 | 0 | 0 | 0 | 0 | 0 | 0 | 0 | 0 | 0 | 0 | 0 | 0 | 0 | 0 | 0 | 0
SCE Third Party Roll-up E3 Calculator - With Carbon Adder - Proposed Program Plan | [17 empty] | System | #N/A | [21 empty] | 0 | 0 | 0 | 0 | 0 | 0 | 0 | 0 | 0 | 0 | 0 | 0 | 0 | 0 | 0 | 0 | 0 | 0 | 0 | 0 | 0 | 0 | 0 | 0 | 0 | 0 | 0 | 0 | 0
SCE Third Party Roll-up E3 Calculator - With Carbon Adder - Proposed Program Plan | [17 empty] | System | #N/A | [21 empty] | 0 | 0 | 0 | 0 | 0 | 0 | 0 | 0 | 0 | 0 | 0 | 0 | 0 | 0 | 0 | 0 | 0 | 0 | 0 | 0 | 0 | 0 | 0 | 0 | 0 | 0 | 0 | 0 | 0
SCE Third Party Roll-up E3 Calculator - With Carbon Adder - Proposed Program Plan | [17 empty] | System | #N/A | [21 empty] | 0 | 0 | 0 | 0 | 0 | 0 | 0 | 0 | 0 | 0 | 0 | 0 | 0 | 0 | 0 | 0 | 0 | 0 | 0 | 0 | 0 | 0 | 0 | 0 | 0 | 0 | 0 | 0 | 0
SCE Third Party Roll-up E3 Calculator - With Carbon Adder - Proposed Program Plan | [17 empty] | System | #N/A | [21 empty] | 0 | 0 | 0 | 0 | 0 | 0 | 0 | 0 | 0 | 0 | 0 | 0 | 0 | 0 | 0 | 0 | 0 | 0 | 0 | 0 | 0 | 0 | 0 | 0 | 0 | 0 | 0 | 0 | 0
SCE Third Party Roll-up E3 Calculator - With Carbon Adder - Proposed Program Plan | [17 empty] | System | #N/A | [21 empty] | 0 | 0 | 0 | 0 | 0 | 0 | 0 | 0 | 0 | 0 | 0 | 0 | 0 | 0 | 0 | 0 | 0 | 0 | 0 | 0 | 0 | 0 | 0 | 0 | 0 | 0 | 0 | 0 | 0
SCE Third Party Roll-up E3 Calculator - With Carbon Adder - Proposed Program Plan | [17 empty] | System | #N/A | [21 empty] | 0 | 0 | 0 | 0 | 0 | 0 | 0 | 0 | 0 | 0 | 0 | 0 | 0 | 0 | 0 | 0 | 0 | 0 | 0 | 0 | 0 | 0 | 0 | 0 | 0 | 0 | 0 | 0 | 0
SCE Third Party Roll-up E3 Calculator - With Carbon Adder - Proposed Program Plan | [17 empty] | System | #N/A | [21 empty] | 0 | 0 | 0 | 0 | 0 | 0 | 0 | 0 | 0 | 0 | 0 | 0 | 0 | 0 | 0 | 0 | 0 | 0 | 0 | 0 | 0 | 0 | 0 | 0 | 0 | 0 | 0 | 0 | 0
SCE Third Party Roll-up E3 Calculator - With Carbon Adder - Proposed Program Plan | [17 empty] | System | #N/A | [21 empty] | 0 | 0 | 0 | 0 | 0 | 0 | 0 | 0 | 0 | 0 | 0 | 0 | 0 | 0 | 0 | 0 | 0 | 0 | 0 | 0 | 0 | 0 | 0 | 0 | 0 | 0 | 0 | 0 | 0
SCE Third Party Roll-up E3 Calculator - With Carbon Adder - Proposed Program Plan | [17 empty] | System | #N/A | [21 empty] | 0 | 0 | 0 | 0 | 0 | 0 | 0 | 0 | 0 | 0 | 0 | 0 | 0 | 0 | 0 | 0 | 0 | 0 | 0 | 0 | 0 | 0 | 0 | 0 | 0 | 0 | 0 | 0 | 0
SCE Third Party Roll-up E3 Calculator - With Carbon Adder - Proposed Program Plan | [17 empty] | System | #N/A | [21 empty] | 0 | 0 | 0 | 0 | 0 | 0 | 0 | 0 | 0 | 0 | 0 | 0 | 0 | 0 | 0 | 0 | 0 | 0 | 0 | 0 | 0 | 0 | 0 | 0 | 0 | 0 | 0 | 0 | 0
SCE Third Party Roll-up E3 Calculator - With Carbon Adder - Proposed Program Plan | [17 empty] | System | #N/A | [21 empty] | 0 | 0 | 0 | 0 | 0 | 0 | 0 | 0 | 0 | 0 | 0 | 0 | 0 | 0 | 0 | 0 | 0 | 0 | 0 | 0 | 0 | 0 | 0 | 0 | 0 | 0 | 0 | 0 | 0
SCE Third Party Roll-up E3 Calculator - With Carbon Adder - Proposed Program Plan | [17 empty] | System | #N/A | [21 empty] | 0 | 0 | 0 | 0 | 0 | 0 | 0 | 0 | 0 | 0 | 0 | 0 | 0 | 0 | 0 | 0 | 0 | 0 | 0 | 0 | 0 | 0 | 0 | 0 | 0 | 0 | 0 | 0 | 0
SCE Third Party Roll-up E3 Calculator - With Carbon Adder - Proposed Program Plan | [17 empty] | System | #N/A | [21 empty] | 0 | 0 | 0 | 0 | 0 | 0 | 0 | 0 | 0 | 0 | 0 | 0 | 0 | 0 | 0 | 0 | 0 | 0 | 0 | 0 | 0 | 0 | 0 | 0 | 0 | 0 | 0 | 0 | 0
SCE Third Party Roll-up E3 Calculator - With Carbon Adder - Proposed Program Plan | [17 empty] | System | #N/A | [21 empty] | 0 | 0 | 0 | 0 | 0 | 0 | 0 | 0 | 0 | 0 | 0 | 0 | 0 | 0 | 0 | 0 | 0 | 0 | 0 | 0 | 0 | 0 | 0 | 0 | 0 | 0 | 0 | 0 | 0
SCE Third Party Roll-up E3 Calculator - With Carbon Adder - Proposed Program Plan | [17 empty] | System | #N/A | [21 empty] | 0 | 0 | 0 | 0 | 0 | 0 | 0 | 0 | 0 | 0 | 0 | 0 | 0 | 0 | 0 | 0 | 0 | 0 | 0 | 0 | 0 | 0 | 0 | 0 | 0 | 0 | 0 | 0 | 0
SCE Third Party Roll-up E3 Calculator - With Carbon Adder - Proposed Program Plan | [17 empty] | System | #N/A | [21 empty] | 0 | 0 | 0 | 0 | 0 | 0 | 0 | 0 | 0 | 0 | 0 | 0 | 0 | 0 | 0 | 0 | 0 | 0 | 0 | 0 | 0 | 0 | 0 | 0 | 0 | 0 | 0 | 0 | 0
SCE Third Party Roll-up E3 Calculator - With Carbon Adder - Proposed Program Plan | [17 empty] | System | #N/A | [21 empty] | 0 | 0 | 0 | 0 | 0 | 0 | 0 | 0 | 0 | 0 | 0 | 0 | 0 | 0 | 0 | 0 | 0 | 0 | 0 | 0 | 0 | 0 | 0 | 0 | 0 | 0 | 0 | 0 | 0
SCE Third Party Roll-up E3 Calculator - With Carbon Adder - Proposed Program Plan | [17 empty] | System | #N/A | [21 empty] | 0 | 0 | 0 | 0 | 0 | 0 | 0 | 0 | 0 | 0 | 0 | 0 | 0 | 0 | 0 | 0 | 0 | 0 | 0 | 0 | 0 | 0 | 0 | 0 | 0 | 0 | 0 | 0 | 0
SCE Third Party Roll-up E3 Calculator - With Carbon Adder - Proposed Program Plan | [17 empty] | System | #N/A | [21 empty] | 0 | 0 | 0 | 0 | 0 | 0 | 0 | 0 | 0 | 0 | 0 | 0 | 0 | 0 | 0 | 0 | 0 | 0 | 0 | 0 | 0 | 0 | 0 | 0 | 0 | 0 | 0 | 0 | 0
SCE Third Party Roll-up E3 Calculator - With Carbon Adder - Proposed Program Plan | [17 empty] | System | #N/A | [21 empty] | 0 | 0 | 0 | 0 | 0 | 0 | 0 | 0 | 0 | 0 | 0 | 0 | 0 | 0 | 0 | 0 | 0 | 0 | 0 | 0 | 0 | 0 | 0 | 0 | 0 | 0 | 0 | 0 | 0
SCE Third Party Roll-up E3 Calculator - With Carbon Adder - Proposed Program Plan | [17 empty] | System | #N/A | [21 empty] | 0 | 0 | 0 | 0 | 0 | 0 | 0 | 0 | 0 | 0 | 0 | 0 | 0 | 0 | 0 | 0 | 0 | 0 | 0 | 0 | 0 | 0 | 0 | 0 | 0 | 0 | 0 | 0 | 0
SCE Third Party Roll-up E3 Calculator - With Carbon Adder - Proposed Program Plan | [17 empty] | System | #N/A | [21 empty] | 0 | 0 | 0 | 0 | 0 | 0 | 0 | 0 | 0 | 0 | 0 | 0 | 0 | 0 | 0 | 0 | 0 | 0 | 0 | 0 | 0 | 0 | 0 | 0 | 0 | 0 | 0 | 0 | 0
SCE Third Party Roll-up E3 Calculator - With Carbon Adder - Proposed Program Plan | [17 empty] | System | #N/A | [21 empty] | 0 | 0 | 0 | 0 | 0 | 0 | 0 | 0 | 0 | 0 | 0 | 0 | 0 | 0 | 0 | 0 | 0 | 0 | 0 | 0 | 0 | 0 | 0 | 0 | 0 | 0 | 0 | 0 | 0
SCE Third Party Roll-up E3 Calculator - With Carbon Adder - Proposed Program Plan | [17 empty] | System | #N/A | [21 empty] | 0 | 0 | 0 | 0 | 0 | 0 | 0 | 0 | 0 | 0 | 0 | 0 | 0 | 0 | 0 | 0 | 0 | 0 | 0 | 0 | 0 | 0 | 0 | 0 | 0 | 0 | 0 | 0 | 0
SCE Third Party Roll-up E3 Calculator - With Carbon Adder - Proposed Program Plan | [17 empty] | System | #N/A | [21 empty] | 0 | 0 | 0 | 0 | 0 | 0 | 0 | 0 | 0 | 0 | 0 | 0 | 0 | 0 | 0 | 0 | 0 | 0 | 0 | 0 | 0 | 0 | 0 | 0 | 0 | 0 | 0 | 0 | 0
SCE Third Party Roll-up E3 Calculator - With Carbon Adder - Proposed Program Plan | [17 empty] | System | #N/A | [21 empty] | 0 | 0 | 0 | 0 | 0 | 0 | 0 | 0 | 0 | 0 | 0 | 0 | 0 | 0 | 0 | 0 | 0 | 0 | 0 | 0 | 0 | 0 | 0 | 0 | 0 | 0 | 0 | 0 | 0
SCE Third Party Roll-up E3 Calculator - With Carbon Adder - Proposed Program Plan | [17 empty] | System | #N/A | [21 empty] | 0 | 0 | 0 | 0 | 0 | 0 | 0 | 0 | 0 | 0 | 0 | 0 | 0 | 0 | 0 | 0 | 0 | 0 | 0 | 0 | 0 | 0 | 0 | 0 | 0 | 0 | 0 | 0 | 0
SCE Third Party Roll-up E3 Calculator - With Carbon Adder - Proposed Program Plan | [17 empty] | System | #N/A | [21 empty] | 0 | 0 | 0 | 0 | 0 | 0 | 0 | 0 | 0 | 0 | 0 | 0 | 0 | 0 | 0 | 0 | 0 | 0 | 0 | 0 | 0 | 0 | 0 | 0 | 0 | 0 | 0 | 0 | 0
SCE Third Party Roll-up E3 Calculator - With Carbon Adder - Proposed Program Plan | [17 empty] | System | #N/A | [21 empty] | 0 | 0 | 0 | 0 | 0 | 0 | 0 | 0 | 0 | 0 | 0 | 0 | 0 | 0 | 0 | 0 | 0 | 0 | 0 | 0 | 0 | 0 | 0 | 0 | 0 | 0 | 0 | 0 | 0
SCE Third Party Roll-up E3 Calculator - With Carbon Adder - Proposed Program Plan | [17 empty] | System | #N/A | [21 empty] | 0 | 0 | 0 | 0 | 0 | 0 | 0 | 0 | 0 | 0 | 0 | 0 | 0 | 0 | 0 | 0 | 0 | 0 | 0 | 0 | 0 | 0 | 0 | 0 | 0 | 0 | 0 | 0 | 0
SCE Third Party Roll-up E3 Calculator - With Carbon Adder - Proposed Program Plan | [17 empty] | System | #N/A | [21 empty] | 0 | 0 | 0 | 0 | 0 | 0 | 0 | 0 | 0 | 0 | 0 | 0 | 0 | 0 | 0 | 0 | 0 | 0 | 0 | 0 | 0 | 0 | 0 | 0 | 0 | 0 | 0 | 0 | 0
SCE Third Party Roll-up E3 Calculator - With Carbon Adder - Proposed Program Plan | [17 empty] | System | #N/A | [21 empty] | 0 | 0 | 0 | 0 | 0 | 0 | 0 | 0 | 0 | 0 | 0 | 0 | 0 | 0 | 0 | 0 | 0 | 0 | 0 | 0 | 0 | 0 | 0 | 0 | 0 | 0 | 0 | 0 | 0
SCE Third Party Roll-up E3 Calculator - With Carbon Adder - Proposed Program Plan | [17 empty] | System | #N/A | [21 empty] | 0 | 0 | 0 | 0 | 0 | 0 | 0 | 0 | 0 | 0 | 0 | 0 | 0 | 0 | 0 | 0 | 0 | 0 | 0 | 0 | 0 | 0 | 0 | 0 | 0 | 0 | 0 | 0 | 0
SCE Third Party Roll-up E3 Calculator - With Carbon Adder - Proposed Program Plan | [17 empty] | System | #N/A | [21 empty] | 0 | 0 | 0 | 0 | 0 | 0 | 0 | 0 | 0 | 0 | 0 | 0 | 0 | 0 | 0 | 0 | 0 | 0 | 0 | 0 | 0 | 0 | 0 | 0 | 0 | 0 | 0 | 0 | 0
SCE Third Party Roll-up E3 Calculator - With Carbon Adder - Proposed Program Plan | [17 empty] | System | #N/A | [21 empty] | 0 | 0 | 0 | 0 | 0 | 0 | 0 | 0 | 0 | 0 | 0 | 0 | 0 | 0 | 0 | 0 | 0 | 0 | 0 | 0 | 0 | 0 | 0 | 0 | 0 | 0 | 0 | 0 | 0
SCE Third Party Roll-up E3 Calculator - With Carbon Adder - Proposed Program Plan | [17 empty] | System | #N/A | [21 empty] | 0 | 0 | 0 | 0 | 0 | 0 | 0 | 0 | 0 | 0 | 0 | 0 | 0 | 0 | 0 | 0 | 0 | 0 | 0 | 0 | 0 | 0 | 0 | 0 | 0 | 0 | 0 | 0 | 0
SCE Third Party Roll-up E3 Calculator - With Carbon Adder - Proposed Program Plan | [17 empty] | System | #N/A | [21 empty] | 0 | 0 | 0 | 0 | 0 | 0 | 0 | 0 | 0 | 0 | 0 | 0 | 0 | 0 | 0 | 0 | 0 | 0 | 0 | 0 | 0 | 0 | 0 | 0 | 0 | 0 | 0 | 0 | 0
SCE Third Party Roll-up E3 Calculator - With Carbon Adder - Proposed Program Plan | [17 empty] | System | #N/A | [21 empty] | 0 | 0 | 0 | 0 | 0 | 0 | 0 | 0 | 0 | 0 | 0 | 0 | 0 | 0 | 0 | 0 | 0 | 0 | 0 | 0 | 0 | 0 | 0 | 0 | 0 | 0 | 0 | 0 | 0
SCE Third Party Roll-up E3 Calculator - With Carbon Adder - Proposed Program Plan | [17 empty] | System | #N/A | [21 empty] | 0 | 0 | 0 | 0 | 0 | 0 | 0 | 0 | 0 | 0 | 0 | 0 | 0 | 0 | 0 | 0 | 0 | 0 | 0 | 0 | 0 | 0 | 0 | 0 | 0 | 0 | 0 | 0 | 0
SCE Third Party Roll-up E3 Calculator - With Carbon Adder - Proposed Program Plan | [17 empty] | System | #N/A | [21 empty] | 0 | 0 | 0 | 0 | 0 | 0 | 0 | 0 | 0 | 0 | 0 | 0 | 0 | 0 | 0 | 0 | 0 | 0 | 0 | 0 | 0 | 0 | 0 | 0 | 0 | 0 | 0 | 0 | 0
SCE Third Party Roll-up E3 Calculator - With Carbon Adder - Proposed Program Plan | [17 empty] | System | #N/A | [21 empty] | 0 | 0 | 0 | 0 | 0 | 0 | 0 | 0 | 0 | 0 | 0 | 0 | 0 | 0 | 0 | 0 | 0 | 0 | 0 | 0 | 0 | 0 | 0 | 0 | 0 | 0 | 0 | 0 | 0
SCE Third Party Roll-up E3 Calculator - With Carbon Adder - Proposed Program Plan | [17 empty] | System | #N/A | [21 empty] | 0 | 0 | 0 | 0 | 0 | 0 | 0 | 0 | 0 | 0 | 0 | 0 | 0 | 0 | 0 | 0 | 0 | 0 | 0 | 0 | 0 | 0 | 0 | 0 | 0 | 0 | 0 | 0 | 0
SCE Third Party Roll-up E3 Calculator - With Carbon Adder - Proposed Program Plan | [17 empty] | System | #N/A | [21 empty] | 0 | 0 | 0 | 0 | 0 | 0 | 0 | 0 | 0 | 0 | 0 | 0 | 0 | 0 | 0 | 0 | 0 | 0 | 0 | 0 | 0 | 0 | 0 | 0 | 0 | 0 | 0 | 0 | 0
SCE Third Party Roll-up E3 Calculator - With Carbon Adder - Proposed Program Plan | [17 empty] | System | #N/A | [21 empty] | 0 | 0 | 0 | 0 | 0 | 0 | 0 | 0 | 0 | 0 | 0 | 0 | 0 | 0 | 0 | 0 | 0 | 0 | 0 | 0 | 0 | 0 | 0 | 0 | 0 | 0 | 0 | 0 | 0
SCE Third Party Roll-up E3 Calculator - With Carbon Adder - Proposed Program Plan | [17 empty] | System | #N/A | [21 empty] | 0 | 0 | 0 | 0 | 0 | 0 | 0 | 0 | 0 | 0 | 0 | 0 | 0 | 0 | 0 | 0 | 0 | 0 | 0 | 0 | 0 | 0 | 0 | 0 | 0 | 0 | 0 | 0 | 0
SCE Third Party Roll-up E3 Calculator - With Carbon Adder - Proposed Program Plan | [17 empty] | System | #N/A | [21 empty] | 0 | 0 | 0 | 0 | 0 | 0 | 0 | 0 | 0 | 0 | 0 | 0 | 0 | 0 | 0 | 0 | 0 | 0 | 0 | 0 | 0 | 0 | 0 | 0 | 0 | 0 | 0 | 0 | 0
SCE Third Party Roll-up E3 Calculator - With Carbon Adder - Proposed Program Plan | [17 empty] | System | #N/A | [21 empty] | 0 | 0 | 0 | 0 | 0 | 0 | 0 | 0 | 0 | 0 | 0 | 0 | 0 | 0 | 0 | 0 | 0 | 0 | 0 | 0 | 0 | 0 | 0 | 0 | 0 | 0 | 0 | 0 | 0
SCE Third Party Roll-up E3 Calculator - With Carbon Adder - Proposed Program Plan | [17 empty] | System | #N/A | [21 empty] | 0 | 0 | 0 | 0 | 0 | 0 | 0 | 0 | 0 | 0 | 0 | 0 | 0 | 0 | 0 | 0 | 0 | 0 | 0 | 0 | 0 | 0 | 0 | 0 | 0 | 0 | 0 | 0 | 0
SCE Third Party Roll-up E3 Calculator - With Carbon Adder - Proposed Program Plan | [17 empty] | System | #N/A | [21 empty] | 0 | 0 | 0 | 0 | 0 | 0 | 0 | 0 | 0 | 0 | 0 | 0 | 0 | 0 | 0 | 0 | 0 | 0 | 0 | 0 | 0 | 0 | 0 | 0 | 0 | 0 | 0 | 0 | 0
SCE Third Party Roll-up E3 Calculator - With Carbon Adder - Proposed Program Plan | [17 empty] | System | #N/A | [21 empty] | 0 | 0 | 0 | 0 | 0 | 0 | 0 | 0 | 0 | 0 | 0 | 0 | 0 | 0 | 0 | 0 | 0 | 0 | 0 | 0 | 0 | 0 | 0 | 0 | 0 | 0 | 0 | 0 | 0
SCE Third Party Roll-up E3 Calculator - With Carbon Adder - Proposed Program Plan | [17 empty] | System | #N/A | [21 empty] | 0 | 0 | 0 | 0 | 0 | 0 | 0 | 0 | 0 | 0 | 0 | 0 | 0 | 0 | 0 | 0 | 0 | 0 | 0 | 0 | 0 | 0 | 0 | 0 | 0 | 0 | 0 | 0 | 0
SCE Third Party Roll-up E3 Calculator - With Carbon Adder - Proposed Program Plan | [17 empty] | System | #N/A | [21 empty] | 0 | 0 | 0 | 0 | 0 | 0 | 0 | 0 | 0 | 0 | 0 | 0 | 0 | 0 | 0 | 0 | 0 | 0 | 0 | 0 | 0 | 0 | 0 | 0 | 0 | 0 | 0 | 0 | 0
SCE Third Party Roll-up E3 Calculator - With Carbon Adder - Proposed Program Plan | [17 empty] | System | #N/A | [21 empty] | 0 | 0 | 0 | 0 | 0 | 0 | 0 | 0 | 0 | 0 | 0 | 0 | 0 | 0 | 0 | 0 | 0 | 0 | 0 | 0 | 0 | 0 | 0 | 0 | 0 | 0 | 0 | 0 | 0
SCE Third Party Roll-up E3 Calculator - With Carbon Adder - Proposed Program Plan | [17 empty] | System | #N/A | [21 empty] | 0 | 0 | 0 | 0 | 0 | 0 | 0 | 0 | 0 | 0 | 0 | 0 | 0 | 0 | 0 | 0 | 0 | 0 | 0 | 0 | 0 | 0 | 0 | 0 | 0 | 0 | 0 | 0 | 0
SCE Third Party Roll-up E3 Calculator - With Carbon Adder - Proposed Program Plan | [17 empty] | System | #N/A | [21 empty] | 0 | 0 | 0 | 0 | 0 | 0 | 0 | 0 | 0 | 0 | 0 | 0 | 0 | 0 | 0 | 0 | 0 | 0 | 0 | 0 | 0 | 0 | 0 | 0 | 0 | 0 | 0 | 0 | 0
SCE Third Party Roll-up E3 Calculator - With Carbon Adder - Proposed Program Plan | [17 empty] | System | #N/A | [21 empty] | 0 | 0 | 0 | 0 | 0 | 0 | 0 | 0 | 0 | 0 | 0 | 0 | 0 | 0 | 0 | 0 | 0 | 0 | 0 | 0 | 0 | 0 | 0 | 0 | 0 | 0 | 0 | 0 | 0
SCE Third Party Roll-up E3 Calculator - With Carbon Adder - Proposed Program Plan | [17 empty] | System | #N/A | [21 empty] | 0 | 0 | 0 | 0 | 0 | 0 | 0 | 0 | 0 | 0 | 0 | 0 | 0 | 0 | 0 | 0 | 0 | 0 | 0 | 0 | 0 | 0 | 0 | 0 | 0 | 0 | 0 | 0 | 0
SCE Third Party Roll-up E3 Calculator - With Carbon Adder - Proposed Program Plan | [17 empty] | System | #N/A | [21 empty] | 0 | 0 | 0 | 0 | 0 | 0 | 0 | 0 | 0 | 0 | 0 | 0 | 0 | 0 | 0 | 0 | 0 | 0 | 0 | 0 | 0 | 0 | 0 | 0 | 0 | 0 | 0 | 0 | 0
SCE Third Party Roll-up E3 Calculator - With Carbon Adder - Proposed Program Plan | [17 empty] | System | #N/A | [21 empty] | 0 | 0 | 0 | 0 | 0 | 0 | 0 | 0 | 0 | 0 | 0 | 0 | 0 | 0 | 0 | 0 | 0 | 0 | 0 | 0 | 0 | 0 | 0 | 0 | 0 | 0 | 0 | 0 | 0
SCE Third Party Roll-up E3 Calculator - With Carbon Adder - Proposed Program Plan | [17 empty] | System | #N/A | [21 empty] | 0 | 0 | 0 | 0 | 0 | 0 | 0 | 0 | 0 | 0 | 0 | 0 | 0 | 0 | 0 | 0 | 0 | 0 | 0 | 0 | 0 | 0 | 0 | 0 | 0 | 0 | 0 | 0 | 0
SCE Third Party Roll-up E3 Calculator - With Carbon Adder - Proposed Program Plan | [17 empty] | System | #N/A | [21 empty] | 0 | 0 | 0 | 0 | 0 | 0 | 0 | 0 | 0 | 0 | 0 | 0 | 0 | 0 | 0 | 0 | 0 | 0 | 0 | 0 | 0 | 0 | 0 | 0 | 0 | 0 | 0 | 0 | 0
SCE Third Party Roll-up E3 Calculator - With Carbon Adder - Proposed Program Plan | [17 empty] | System | #N/A | [21 empty] | 0 | 0 | 0 | 0 | 0 | 0 | 0 | 0 | 0 | 0 | 0 | 0 | 0 | 0 | 0 | 0 | 0 | 0 | 0 | 0 | 0 | 0 | 0 | 0 | 0 | 0 | 0 | 0 | 0
SCE Third Party Roll-up E3 Calculator - With Carbon Adder - Proposed Program Plan | [17 empty] | System | #N/A | [21 empty] | 0 | 0 | 0 | 0 | 0 | 0 | 0 | 0 | 0 | 0 | 0 | 0 | 0 | 0 | 0 | 0 | 0 | 0 | 0 | 0 | 0 | 0 | 0 | 0 | 0 | 0 | 0 | 0 | 0
SCE Third Party Roll-up E3 Calculator - With Carbon Adder - Proposed Program Plan | [17 empty] | System | #N/A | [21 empty] | 0 | 0 | 0 | 0 | 0 | 0 | 0 | 0 | 0 | 0 | 0 | 0 | 0 | 0 | 0 | 0 | 0 | 0 | 0 | 0 | 0 | 0 | 0 | 0 | 0 | 0 | 0 | 0 | 0
SCE Third Party Roll-up E3 Calculator - With Carbon Adder - Proposed Program Plan | [17 empty] | System | #N/A | [21 empty] | 0 | 0 | 0 | 0 | 0 | 0 | 0 | 0 | 0 | 0 | 0 | 0 | 0 | 0 | 0 | 0 | 0 | 0 | 0 | 0 | 0 | 0 | 0 | 0 | 0 | 0 | 0 | 0 | 0
SCE Third Party Roll-up E3 Calculator - With Carbon Adder - Proposed Program Plan | [17 empty] | System | #N/A | [21 empty] | 0 | 0 | 0 | 0 | 0 | 0 | 0 | 0 | 0 | 0 | 0 | 0 | 0 | 0 | 0 | 0 | 0 | 0 | 0 | 0 | 0 | 0 | 0 | 0 | 0 | 0 | 0 | 0 | 0
SCE Third Party Roll-up E3 Calculator - With Carbon Adder - Proposed Program Plan | [17 empty] | System | #N/A | [21 empty] | 0 | 0 | 0 | 0 | 0 | 0 | 0 | 0 | 0 | 0 | 0 | 0 | 0 | 0 | 0 | 0 | 0 | 0 | 0 | 0 | 0 | 0 | 0 | 0 | 0 | 0 | 0 | 0 | 0
SCE Third Party Roll-up E3 Calculator - With Carbon Adder - Proposed Program Plan | [17 empty] | System | #N/A | [21 empty] | 0 | 0 | 0 | 0 | 0 | 0 | 0 | 0 | 0 | 0 | 0 | 0 | 0 | 0 | 0 | 0 | 0 | 0 | 0 | 0 | 0 | 0 | 0 | 0 | 0 | 0 | 0 | 0 | 0
SCE Third Party Roll-up E3 Calculator - With Carbon Adder - Proposed Program Plan | [17 empty] | System | #N/A | [21 empty] | 0 | 0 | 0 | 0 | 0 | 0 | 0 | 0 | 0 | 0 | 0 | 0 | 0 | 0 | 0 | 0 | 0 | 0 | 0 | 0 | 0 | 0 | 0 | 0 | 0 | 0 | 0 | 0 | 0
SCE Third Party Roll-up E3 Calculator - With Carbon Adder - Proposed Program Plan | [17 empty] | System | #N/A | [21 empty] | 0 | 0 | 0 | 0 | 0 | 0 | 0 | 0 | 0 | 0 | 0 | 0 | 0 | 0 | 0 | 0 | 0 | 0 | 0 | 0 | 0 | 0 | 0 | 0 | 0 | 0 | 0 | 0 | 0
SCE Third Party Roll-up E3 Calculator - With Carbon Adder - Proposed Program Plan | [17 empty] | System | #N/A | [21 empty] | 0 | 0 | 0 | 0 | 0 | 0 | 0 | 0 | 0 | 0 | 0 | 0 | 0 | 0 | 0 | 0 | 0 | 0 | 0 | 0 | 0 | 0 | 0 | 0 | 0 | 0 | 0 | 0 | 0
SCE Third Party Roll-up E3 Calculator - With Carbon Adder - Proposed Program Plan | [17 empty] | System | #N/A | [21 empty] | 0 | 0 | 0 | 0 | 0 | 0 | 0 | 0 | 0 | 0 | 0 | 0 | 0 | 0 | 0 | 0 | 0 | 0 | 0 | 0 | 0 | 0 | 0 | 0 | 0 | 0 | 0 | 0 | 0
SCE Third Party Roll-up E3 Calculator - With Carbon Adder - Proposed Program Plan | [17 empty] | System | #N/A | [21 empty] | 0 | 0 | 0 | 0 | 0 | 0 | 0 | 0 | 0 | 0 | 0 | 0 | 0 | 0 | 0 | 0 | 0 | 0 | 0 | 0 | 0 | 0 | 0 | 0 | 0 | 0 | 0 | 0 | 0
SCE Third Party Roll-up E3 Calculator - With Carbon Adder - Proposed Program Plan | [17 empty] | System | #N/A | [21 empty] | 0 | 0 | 0 | 0 | 0 | 0 | 0 | 0 | 0 | 0 | 0 | 0 | 0 | 0 | 0 | 0 | 0 | 0 | 0 | 0 | 0 | 0 | 0 | 0 | 0 | 0 | 0 | 0 | 0
SCE Third Party Roll-up E3 Calculator - With Carbon Adder - Proposed Program Plan | [17 empty] | System | #N/A | [21 empty] | 0 | 0 | 0 | 0 | 0 | 0 | 0 | 0 | 0 | 0 | 0 | 0 | 0 | 0 | 0 | 0 | 0 | 0 | 0 | 0 | 0 | 0 | 0 | 0 | 0 | 0 | 0 | 0 | 0
SCE Third Party Roll-up E3 Calculator - With Carbon Adder - Proposed Program Plan | [17 empty] | System | #N/A | [21 empty] | 0 | 0 | 0 | 0 | 0 | 0 | 0 | 0 | 0 | 0 | 0 | 0 | 0 | 0 | 0 | 0 | 0 | 0 | 0 | 0 | 0 | 0 | 0 | 0 | 0 | 0 | 0 | 0 | 0
SCE Third Party Roll-up E3 Calculator - With Carbon Adder - Proposed Program Plan | [17 empty] | System | #N/A | [21 empty] | 0 | 0 | 0 | 0 | 0 | 0 | 0 | 0 | 0 | 0 | 0 | 0 | 0 | 0 | 0 | 0 | 0 | 0 | 0 | 0 | 0 | 0 | 0 | 0 | 0 | 0 | 0 | 0 | 0
SCE Third Party Roll-up E3 Calculator - With Carbon Adder - Proposed Program Plan | [17 empty] | System | #N/A | [21 empty] | 0 | 0 | 0 | 0 | 0 | 0 | 0 | 0 | 0 | 0 | 0 | 0 | 0 | 0 | 0 | 0 | 0 | 0 | 0 | 0 | 0 | 0 | 0 | 0 | 0 | 0 | 0 | 0 | 0
SCE Third Party Roll-up E3 Calculator - With Carbon Adder - Proposed Program Plan | [17 empty] | System | #N/A | [21 empty] | 0 | 0 | 0 | 0 | 0 | 0 | 0 | 0 | 0 | 0 | 0 | 0 | 0 | 0 | 0 | 0 | 0 | 0 | 0 | 0 | 0 | 0 | 0 | 0 | 0 | 0 | 0 | 0 | 0
SCE Third Party Roll-up E3 Calculator - With Carbon Adder - Proposed Program Plan | [17 empty] | System | #N/A | [21 empty] | 0 | 0 | 0 | 0 | 0 | 0 | 0 | 0 | 0 | 0 | 0 | 0 | 0 | 0 | 0 | 0 | 0 | 0 | 0 | 0 | 0 | 0 | 0 | 0 | 0 | 0 | 0 | 0 | 0
SCE Third Party Roll-up E3 Calculator - With Carbon Adder - Proposed Program Plan | [17 empty] | System | #N/A | [21 empty] | 0 | 0 | 0 | 0 | 0 | 0 | 0 | 0 | 0 | 0 | 0 | 0 | 0 | 0 | 0 | 0 | 0 | 0 | 0 | 0 | 0 | 0 | 0 | 0 | 0 | 0 | 0 | 0 | 0
SCE Third Party Roll-up E3 Calculator - With Carbon Adder - Proposed Program Plan | [17 empty] | System | #N/A | [21 empty] | 0 | 0 | 0 | 0 | 0 | 0 | 0 | 0 | 0 | 0 | 0 | 0 | 0 | 0 | 0 | 0 | 0 | 0 | 0 | 0 | 0 | 0 | 0 | 0 | 0 | 0 | 0 | 0 | 0
SCE Third Party Roll-up E3 Calculator - With Carbon Adder - Proposed Program Plan | [17 empty] | System | #N/A | [21 empty] | 0 | 0 | 0 | 0 | 0 | 0 | 0 | 0 | 0 | 0 | 0 | 0 | 0 | 0 | 0 | 0 | 0 | 0 | 0 | 0 | 0 | 0 | 0 | 0 | 0 | 0 | 0 | 0 | 0
SCE Third Party Roll-up E3 Calculator - With Carbon Adder - Proposed Program Plan | [17 empty] | System | #N/A | [21 empty] | 0 | 0 | 0 | 0 | 0 | 0 | 0 | 0 | 0 | 0 | 0 | 0 | 0 | 0 | 0 | 0 | 0 | 0 | 0 | 0 | 0 | 0 | 0 | 0 | 0 | 0 | 0 | 0 | 0
SCE Third Party Roll-up E3 Calculator - With Carbon Adder - Proposed Program Plan | [17 empty] | System | #N/A | [21 empty] | 0 | 0 | 0 | 0 | 0 | 0 | 0 | 0 | 0 | 0 | 0 | 0 | 0 | 0 | 0 | 0 | 0 | 0 | 0 | 0 | 0 | 0 | 0 | 0 | 0 | 0 | 0 | 0 | 0
SCE Third Party Roll-up E3 Calculator - With Carbon Adder - Proposed Program Plan | [17 empty] | System | #N/A | [21 empty] | 0 | 0 | 0 | 0 | 0 | 0 | 0 | 0 | 0 | 0 | 0 | 0 | 0 | 0 | 0 | 0 | 0 | 0 | 0 | 0 | 0 | 0 | 0 | 0 | 0 | 0 | 0 | 0 | 0
SCE Third Party Roll-up E3 Calculator - With Carbon Adder - Proposed Program Plan | [17 empty] | System | #N/A | [21 empty] | 0 | 0 | 0 | 0 | 0 | 0 | 0 | 0 | 0 | 0 | 0 | 0 | 0 | 0 | 0 | 0 | 0 | 0 | 0 | 0 | 0 | 0 | 0 | 0 | 0 | 0 | 0 | 0 | 0
SCE Third Party Roll-up E3 Calculator - With Carbon Adder - Proposed Program Plan | [17 empty] | System | #N/A | [21 empty] | 0 | 0 | 0 | 0 | 0 | 0 | 0 | 0 | 0 | 0 | 0 | 0 | 0 | 0 | 0 | 0 | 0 | 0 | 0 | 0 | 0 | 0 | 0 | 0 | 0 | 0 | 0 | 0 | 0
SCE Third Party Roll-up E3 Calculator - With Carbon Adder - Proposed Program Plan | [17 empty] | System | #N/A | [21 empty] | 0 | 0 | 0 | 0 | 0 | 0 | 0 | 0 | 0 | 0 | 0 | 0 | 0 | 0 | 0 | 0 | 0 | 0 | 0 | 0 | 0 | 0 | 0 | 0 | 0 | 0 | 0 | 0 | 0
SCE Third Party Roll-up E3 Calculator - With Carbon Adder - Proposed Program Plan | [17 empty] | System | #N/A | [21 empty] | 0 | 0 | 0 | 0 | 0 | 0 | 0 | 0 | 0 | 0 | 0 | 0 | 0 | 0 | 0 | 0 | 0 | 0 | 0 | 0 | 0 | 0 | 0 | 0 | 0 | 0 | 0 | 0 | 0
SCE Third Party Roll-up E3 Calculator - With Carbon Adder - Proposed Program Plan | [17 empty] | System | #N/A | [21 empty] | 0 | 0 | 0 | 0 | 0 | 0 | 0 | 0 | 0 | 0 | 0 | 0 | 0 | 0 | 0 | 0 | 0 | 0 | 0 | 0 | 0 | 0 | 0 | 0 | 0 | 0 | 0 | 0 | 0
SCE Third Party Roll-up E3 Calculator - With Carbon Adder - Proposed Program Plan | [17 empty] | System | #N/A | [21 empty] | 0 | 0 | 0 | 0 | 0 | 0 | 0 | 0 | 0 | 0 | 0 | 0 | 0 | 0 | 0 | 0 | 0 | 0 | 0 | 0 | 0 | 0 | 0 | 0 | 0 | 0 | 0 | 0 | 0
SCE Third Party Roll-up E3 Calculator - With Carbon Adder - Proposed Program Plan | [17 empty] | System | #N/A | [21 empty] | 0 | 0 | 0 | 0 | 0 | 0 | 0 | 0 | 0 | 0 | 0 | 0 | 0 | 0 | 0 | 0 | 0 | 0 | 0 | 0 | 0 | 0 | 0 | 0 | 0 | 0 | 0 | 0 | 0
SCE Third Party Roll-up E3 Calculator - With Carbon Adder - Proposed Program Plan | [17 empty] | System | #N/A | [21 empty] | 0 | 0 | 0 | 0 | 0 | 0 | 0 | 0 | 0 | 0 | 0 | 0 | 0 | 0 | 0 | 0 | 0 | 0 | 0 | 0 | 0 | 0 | 0 | 0 | 0 | 0 | 0 | 0 | 0
SCE Third Party Roll-up E3 Calculator - With Carbon Adder - Proposed Program Plan | [17 empty] | System | #N/A | [21 empty] | 0 | 0 | 0 | 0 | 0 | 0 | 0 | 0 | 0 | 0 | 0 | 0 | 0 | 0 | 0 | 0 | 0 | 0 | 0 | 0 | 0 | 0 | 0 | 0 | 0 | 0 | 0 | 0 | 0
SCE Third Party Roll-up E3 Calculator - With Carbon Adder - Proposed Program Plan | [17 empty] | System | #N/A | [21 empty] | 0 | 0 | 0 | 0 | 0 | 0 | 0 | 0 | 0 | 0 | 0 | 0 | 0 | 0 | 0 | 0 | 0 | 0 | 0 | 0 | 0 | 0 | 0 | 0 | 0 | 0 | 0 | 0 | 0
SCE Third Party Roll-up E3 Calculator - With Carbon Adder - Proposed Program Plan | [17 empty] | System | #N/A | [21 empty] | 0 | 0 | 0 | 0 | 0 | 0 | 0 | 0 | 0 | 0 | 0 | 0 | 0 | 0 | 0 | 0 | 0 | 0 | 0 | 0 | 0 | 0 | 0 | 0 | 0 | 0 | 0 | 0 | 0
SCE Third Party Roll-up E3 Calculator - With Carbon Adder - Proposed Program Plan | [17 empty] | System | #N/A | [21 empty] | 0 | 0 | 0 | 0 | 0 | 0 | 0 | 0 | 0 | 0 | 0 | 0 | 0 | 0 | 0 | 0 | 0 | 0 | 0 | 0 | 0 | 0 | 0 | 0 | 0 | 0 | 0 | 0 | 0
SCE Third Party Roll-up E3 Calculator - With Carbon Adder - Proposed Program Plan | [17 empty] | System | #N/A | [21 empty] | 0 | 0 | 0 | 0 | 0 | 0 | 0 | 0 | 0 | 0 | 0 | 0 | 0 | 0 | 0 | 0 | 0 | 0 | 0 | 0 | 0 | 0 | 0 | 0 | 0 | 0 | 0 | 0 | 0
SCE Third Party Roll-up E3 Calculator - With Carbon Adder - Proposed Program Plan | [17 empty] | System | #N/A | [21 empty] | 0 | 0 | 0 | 0 | 0 | 0 | 0 | 0 | 0 | 0 | 0 | 0 | 0 | 0 | 0 | 0 | 0 | 0 | 0 | 0 | 0 | 0 | 0 | 0 | 0 | 0 | 0 | 0 | 0
SCE Third Party Roll-up E3 Calculator - With Carbon Adder - Proposed Program Plan | [17 empty] | System | #N/A | [21 empty] | 0 | 0 | 0 | 0 | 0 | 0 | 0 | 0 | 0 | 0 | 0 | 0 | 0 | 0 | 0 | 0 | 0 | 0 | 0 | 0 | 0 | 0 | 0 | 0 | 0 | 0 | 0 | 0 | 0
SCE Third Party Roll-up E3 Calculator - With Carbon Adder - Proposed Program Plan | [17 empty] | System | #N/A | [21 empty] | 0 | 0 | 0 | 0 | 0 | 0 | 0 | 0 | 0 | 0 | 0 | 0 | 0 | 0 | 0 | 0 | 0 | 0 | 0 | 0 | 0 | 0 | 0 | 0 | 0 | 0 | 0 | 0 | 0
SCE Third Party Roll-up E3 Calculator - With Carbon Adder - Proposed Program Plan | [17 empty] | System | #N/A | [21 empty] | 0 | 0 | 0 | 0 | 0 | 0 | 0 | 0 | 0 | 0 | 0 | 0 | 0 | 0 | 0 | 0 | 0 | 0 | 0 | 0 | 0 | 0 | 0 | 0 | 0 | 0 | 0 | 0 | 0
SCE Third Party Roll-up E3 Calculator - With Carbon Adder - Proposed Program Plan | [17 empty] | System | #N/A | [21 empty] | 0 | 0 | 0 | 0 | 0 | 0 | 0 | 0 | 0 | 0 | 0 | 0 | 0 | 0 | 0 | 0 | 0 | 0 | 0 | 0 | 0 | 0 | 0 | 0 | 0 | 0 | 0 | 0 | 0
SCE Third Party Roll-up E3 Calculator - With Carbon Adder - Proposed Program Plan | [17 empty] | System | #N/A | [21 empty] | 0 | 0 | 0 | 0 | 0 | 0 | 0 | 0 | 0 | 0 | 0 | 0 | 0 | 0 | 0 | 0 | 0 | 0 | 0 | 0 | 0 | 0 | 0 | 0 | 0 | 0 | 0 | 0 | 0
SCE Third Party Roll-up E3 Calculator - With Carbon Adder - Proposed Program Plan | [17 empty] | System | #N/A | [21 empty] | 0 | 0 | 0 | 0 | 0 | 0 | 0 | 0 | 0 | 0 | 0 | 0 | 0 | 0 | 0 | 0 | 0 | 0 | 0 | 0 | 0 | 0 | 0 | 0 | 0 | 0 | 0 | 0 | 0
SCE Third Party Roll-up E3 Calculator - With Carbon Adder - Proposed Program Plan | [17 empty] | System | #N/A | [21 empty] | 0 | 0 | 0 | 0 | 0 | 0 | 0 | 0 | 0 | 0 | 0 | 0 | 0 | 0 | 0 | 0 | 0 | 0 | 0 | 0 | 0 | 0 | 0 | 0 | 0 | 0 | 0 | 0 | 0
SCE Third Party Roll-up E3 Calculator - With Carbon Adder - Proposed Program Plan | [17 empty] | System | #N/A | [21 empty] | 0 | 0 | 0 | 0 | 0 | 0 | 0 | 0 | 0 | 0 | 0 | 0 | 0 | 0 | 0 | 0 | 0 | 0 | 0 | 0 | 0 | 0 | 0 | 0 | 0 | 0 | 0 | 0 | 0
SCE Third Party Roll-up E3 Calculator - With Carbon Adder - Proposed Program Plan | [17 empty] | System | #N/A | [21 empty] | 0 | 0 | 0 | 0 | 0 | 0 | 0 | 0 | 0 | 0 | 0 | 0 | 0 | 0 | 0 | 0 | 0 | 0 | 0 | 0 | 0 | 0 | 0 | 0 | 0 | 0 | 0 | 0 | 0
SCE Third Party Roll-up E3 Calculator - With Carbon Adder - Proposed Program Plan | [17 empty] | System | #N/A | [21 empty] | 0 | 0 | 0 | 0 | 0 | 0 | 0 | 0 | 0 | 0 | 0 | 0 | 0 | 0 | 0 | 0 | 0 | 0 | 0 | 0 | 0 | 0 | 0 | 0 | 0 | 0 | 0 | 0 | 0
SCE Third Party Roll-up E3 Calculator - With Carbon Adder - Proposed Program Plan | [17 empty] | System | #N/A | [21 empty] | 0 | 0 | 0 | 0 | 0 | 0 | 0 | 0 | 0 | 0 | 0 | 0 | 0 | 0 | 0 | 0 | 0 | 0 | 0 | 0 | 0 | 0 | 0 | 0 | 0 | 0 | 0 | 0 | 0
SCE Third Party Roll-up E3 Calculator - With Carbon Adder - Proposed Program Plan | [17 empty] | System | #N/A | [21 empty] | 0 | 0 | 0 | 0 | 0 | 0 | 0 | 0 | 0 | 0 | 0 | 0 | 0 | 0 | 0 | 0 | 0 | 0 | 0 | 0 | 0 | 0 | 0 | 0 | 0 | 0 | 0 | 0 | 0
SCE Third Party Roll-up E3 Calculator - With Carbon Adder - Proposed Program Plan | [17 empty] | System | #N/A | [21 empty] | 0 | 0 | 0 | 0 | 0 | 0 | 0 | 0 | 0 | 0 | 0 | 0 | 0 | 0 | 0 | 0 | 0 | 0 | 0 | 0 | 0 | 0 | 0 | 0 | 0 | 0 | 0 | 0 | 0
SCE Third Party Roll-up E3 Calculator - With Carbon Adder - Proposed Program Plan | [17 empty] | System | #N/A | [21 empty] | 0 | 0 | 0 | 0 | 0 | 0 | 0 | 0 | 0 | 0 | 0 | 0 | 0 | 0 | 0 | 0 | 0 | 0 | 0 | 0 | 0 | 0 | 0 | 0 | 0 | 0 | 0 | 0 | 0
SCE Third Party Roll-up E3 Calculator - With Carbon Adder - Proposed Program Plan | [17 empty] | System | #N/A | [21 empty] | 0 | 0 | 0 | 0 | 0 | 0 | 0 | 0 | 0 | 0 | 0 | 0 | 0 | 0 | 0 | 0 | 0 | 0 | 0 | 0 | 0 | 0 | 0 | 0 | 0 | 0 | 0 | 0 | 0
SCE Third Party Roll-up E3 Calculator - With Carbon Adder - Proposed Program Plan | [17 empty] | System | #N/A | [21 empty] | 0 | 0 | 0 | 0 | 0 | 0 | 0 | 0 | 0 | 0 | 0 | 0 | 0 | 0 | 0 | 0 | 0 | 0 | 0 | 0 | 0 | 0 | 0 | 0 | 0 | 0 | 0 | 0 | 0
SCE Third Party Roll-up E3 Calculator - With Carbon Adder - Proposed Program Plan | [17 empty] | System | #N/A | [21 empty] | 0 | 0 | 0 | 0 | 0 | 0 | 0 | 0 | 0 | 0 | 0 | 0 | 0 | 0 | 0 | 0 | 0 | 0 | 0 | 0 | 0 | 0 | 0 | 0 | 0 | 0 | 0 | 0 | 0
SCE Third Party Roll-up E3 Calculator - With Carbon Adder - Proposed Program Plan | [17 empty] | System | #N/A | [21 empty] | 0 | 0 | 0 | 0 | 0 | 0 | 0 | 0 | 0 | 0 | 0 | 0 | 0 | 0 | 0 | 0 | 0 | 0 | 0 | 0 | 0 | 0 | 0 | 0 | 0 | 0 | 0 | 0 | 0
SCE Third Party Roll-up E3 Calculator - With Carbon Adder - Proposed Program Plan | [17 empty] | System | #N/A | [21 empty] | 0 | 0 | 0 | 0 | 0 | 0 | 0 | 0 | 0 | 0 | 0 | 0 | 0 | 0 | 0 | 0 | 0 | 0 | 0 | 0 | 0 | 0 | 0 | 0 | 0 | 0 | 0 | 0 | 0
SCE Third Party Roll-up E3 Calculator - With Carbon Adder - Proposed Program Plan | [17 empty] | System | #N/A | [21 empty] | 0 | 0 | 0 | 0 | 0 | 0 | 0 | 0 | 0 | 0 | 0 | 0 | 0 | 0 | 0 | 0 | 0 | 0 | 0 | 0 | 0 | 0 | 0 | 0 | 0 | 0 | 0 | 0 | 0
SCE Third Party Roll-up E3 Calculator - With Carbon Adder - Proposed Program Plan | [17 empty] | System | #N/A | [21 empty] | 0 | 0 | 0 | 0 | 0 | 0 | 0 | 0 | 0 | 0 | 0 | 0 | 0 | 0 | 0 | 0 | 0 | 0 | 0 | 0 | 0 | 0 | 0 | 0 | 0 | 0 | 0 | 0 | 0
SCE Third Party Roll-up E3 Calculator - With Carbon Adder - Proposed Program Plan | [17 empty] | System | #N/A | [21 empty] | 0 | 0 | 0 | 0 | 0 | 0 | 0 | 0 | 0 | 0 | 0 | 0 | 0 | 0 | 0 | 0 | 0 | 0 | 0 | 0 | 0 | 0 | 0 | 0 | 0 | 0 | 0 | 0 | 0
SCE Third Party Roll-up E3 Calculator - With Carbon Adder - Proposed Program Plan | [17 empty] | System | #N/A | [21 empty] | 0 | 0 | 0 | 0 | 0 | 0 | 0 | 0 | 0 | 0 | 0 | 0 | 0 | 0 | 0 | 0 | 0 | 0 | 0 | 0 | 0 | 0 | 0 | 0 | 0 | 0 | 0 | 0 | 0
SCE Third Party Roll-up E3 Calculator - With Carbon Adder - Proposed Program Plan | [17 empty] | System | #N/A | [21 empty] | 0 | 0 | 0 | 0 | 0 | 0 | 0 | 0 | 0 | 0 | 0 | 0 | 0 | 0 | 0 | 0 | 0 | 0 | 0 | 0 | 0 | 0 | 0 | 0 | 0 | 0 | 0 | 0 | 0
SCE Third Party Roll-up E3 Calculator - With Carbon Adder - Proposed Program Plan | [17 empty] | System | #N/A | [21 empty] | 0 | 0 | 0 | 0 | 0 | 0 | 0 | 0 | 0 | 0 | 0 | 0 | 0 | 0 | 0 | 0 | 0 | 0 | 0 | 0 | 0 | 0 | 0 | 0 | 0 | 0 | 0 | 0 | 0
SCE Third Party Roll-up E3 Calculator - With Carbon Adder - Proposed Program Plan | [17 empty] | System | #N/A | [21 empty] | 0 | 0 | 0 | 0 | 0 | 0 | 0 | 0 | 0 | 0 | 0 | 0 | 0 | 0 | 0 | 0 | 0 | 0 | 0 | 0 | 0 | 0 | 0 | 0 | 0 | 0 | 0 | 0 | 0
SCE Third Party Roll-up E3 Calculator - With Carbon Adder - Proposed Program Plan | [17 empty] | System | #N/A | [21 empty] | 0 | 0 | 0 | 0 | 0 | 0 | 0 | 0 | 0 | 0 | 0 | 0 | 0 | 0 | 0 | 0 | 0 | 0 | 0 | 0 | 0 | 0 | 0 | 0 | 0 | 0 | 0 | 0 | 0
SCE Third Party Roll-up E3 Calculator - With Carbon Adder - Proposed Program Plan | [17 empty] | System | #N/A | [21 empty] | 0 | 0 | 0 | 0 | 0 | 0 | 0 | 0 | 0 | 0 | 0 | 0 | 0 | 0 | 0 | 0 | 0 | 0 | 0 | 0 | 0 | 0 | 0 | 0 | 0 | 0 | 0 | 0 | 0
SCE Third Party Roll-up E3 Calculator - With Carbon Adder - Proposed Program Plan | [17 empty] | System | #N/A | [21 empty] | 0 | 0 | 0 | 0 | 0 | 0 | 0 | 0 | 0 | 0 | 0 | 0 | 0 | 0 | 0 | 0 | 0 | 0 | 0 | 0 | 0 | 0 | 0 | 0 | 0 | 0 | 0 | 0 | 0
SCE Third Party Roll-up E3 Calculator - With Carbon Adder - Proposed Program Plan | [17 empty] | System | #N/A | [21 empty] | 0 | 0 | 0 | 0 | 0 | 0 | 0 | 0 | 0 | 0 | 0 | 0 | 0 | 0 | 0 | 0 | 0 | 0 | 0 | 0 | 0 | 0 | 0 | 0 | 0 | 0 | 0 | 0 | 0
SCE Third Party Roll-up E3 Calculator - With Carbon Adder - Proposed Program Plan | [17 empty] | System | #N/A | [21 empty] | 0 | 0 | 0 | 0 | 0 | 0 | 0 | 0 | 0 | 0 | 0 | 0 | 0 | 0 | 0 | 0 | 0 | 0 | 0 | 0 | 0 | 0 | 0 | 0 | 0 | 0 | 0 | 0 | 0
SCE Third Party Roll-up E3 Calculator - With Carbon Adder - Proposed Program Plan | [17 empty] | System | #N/A | [21 empty] | 0 | 0 | 0 | 0 | 0 | 0 | 0 | 0 | 0 | 0 | 0 | 0 | 0 | 0 | 0 | 0 | 0 | 0 | 0 | 0 | 0 | 0 | 0 | 0 | 0 | 0 | 0 | 0 | 0
SCE Third Party Roll-up E3 Calculator - With Carbon Adder - Proposed Program Plan | [17 empty] | System | #N/A | [21 empty] | 0 | 0 | 0 | 0 | 0 | 0 | 0 | 0 | 0 | 0 | 0 | 0 | 0 | 0 | 0 | 0 | 0 | 0 | 0 | 0 | 0 | 0 | 0 | 0 | 0 | 0 | 0 | 0 | 0
SCE Third Party Roll-up E3 Calculator - With Carbon Adder - Proposed Program Plan | [17 empty] | System | #N/A | [21 empty] | 0 | 0 | 0 | 0 | 0 | 0 | 0 | 0 | 0 | 0 | 0 | 0 | 0 | 0 | 0 | 0 | 0 | 0 | 0 | 0 | 0 | 0 | 0 | 0 | 0 | 0 | 0 | 0 | 0
SCE Third Party Roll-up E3 Calculator - With Carbon Adder - Proposed Program Plan | [17 empty] | System | #N/A | [21 empty] | 0 | 0 | 0 | 0 | 0 | 0 | 0 | 0 | 0 | 0 | 0 | 0 | 0 | 0 | 0 | 0 | 0 | 0 | 0 | 0 | 0 | 0 | 0 | 0 | 0 | 0 | 0 | 0 | 0
SCE Third Party Roll-up E3 Calculator - With Carbon Adder - Proposed Program Plan | [17 empty] | System | #N/A | [21 empty] | 0 | 0 | 0 | 0 | 0 | 0 | 0 | 0 | 0 | 0 | 0 | 0 | 0 | 0 | 0 | 0 | 0 | 0 | 0 | 0 | 0 | 0 | 0 | 0 | 0 | 0 | 0 | 0 | 0
SCE Third Party Roll-up E3 Calculator - With Carbon Adder - Proposed Program Plan | [17 empty] | System | #N/A | [21 empty] | 0 | 0 | 0 | 0 | 0 | 0 | 0 | 0 | 0 | 0 | 0 | 0 | 0 | 0 | 0 | 0 | 0 | 0 | 0 | 0 | 0 | 0 | 0 | 0 | 0 | 0 | 0 | 0 | 0
SCE Third Party Roll-up E3 Calculator - With Carbon Adder - Proposed Program Plan | [17 empty] | System | #N/A | [21 empty] | 0 | 0 | 0 | 0 | 0 | 0 | 0 | 0 | 0 | 0 | 0 | 0 | 0 | 0 | 0 | 0 | 0 | 0 | 0 | 0 | 0 | 0 | 0 | 0 | 0 | 0 | 0 | 0 | 0
SCE Third Party Roll-up E3 Calculator - With Carbon Adder - Proposed Program Plan | [17 empty] | System | #N/A | [21 empty] | 0 | 0 | 0 | 0 | 0 | 0 | 0 | 0 | 0 | 0 | 0 | 0 | 0 | 0 | 0 | 0 | 0 | 0 | 0 | 0 | 0 | 0 | 0 | 0 | 0 | 0 | 0 | 0 | 0
SCE Third Party Roll-up E3 Calculator - With Carbon Adder - Proposed Program Plan | [17 empty] | System | #N/A | [21 empty] | 0 | 0 | 0 | 0 | 0 | 0 | 0 | 0 | 0 | 0 | 0 | 0 | 0 | 0 | 0 | 0 | 0 | 0 | 0 | 0 | 0 | 0 | 0 | 0 | 0 | 0 | 0 | 0 | 0
SCE Third Party Roll-up E3 Calculator - With Carbon Adder - Proposed Program Plan | [17 empty] | System | #N/A | [21 empty] | 0 | 0 | 0 | 0 | 0 | 0 | 0 | 0 | 0 | 0 | 0 | 0 | 0 | 0 | 0 | 0 | 0 | 0 | 0 | 0 | 0 | 0 | 0 | 0 | 0 | 0 | 0 | 0 | 0
SCE Third Party Roll-up E3 Calculator - With Carbon Adder - Proposed Program Plan | [17 empty] | System | #N/A | [21 empty] | 0 | 0 | 0 | 0 | 0 | 0 | 0 | 0 | 0 | 0 | 0 | 0 | 0 | 0 | 0 | 0 | 0 | 0 | 0 | 0 | 0 | 0 | 0 | 0 | 0 | 0 | 0 | 0 | 0
SCE Third Party Roll-up E3 Calculator - With Carbon Adder - Proposed Program Plan | [17 empty] | System | #N/A | [21 empty] | 0 | 0 | 0 | 0 | 0 | 0 | 0 | 0 | 0 | 0 | 0 | 0 | 0 | 0 | 0 | 0 | 0 | 0 | 0 | 0 | 0 | 0 | 0 | 0 | 0 | 0 | 0 | 0 | 0
SCE Third Party Roll-up E3 Calculator - With Carbon Adder - Proposed Program Plan | [17 empty] | System | #N/A | [21 empty] | 0 | 0 | 0 | 0 | 0 | 0 | 0 | 0 | 0 | 0 | 0 | 0 | 0 | 0 | 0 | 0 | 0 | 0 | 0 | 0 | 0 | 0 | 0 | 0 | 0 | 0 | 0 | 0 | 0
SCE Third Party Roll-up E3 Calculator - With Carbon Adder - Proposed Program Plan | [17 empty] | System | #N/A | [21 empty] | 0 | 0 | 0 | 0 | 0 | 0 | 0 | 0 | 0 | 0 | 0 | 0 | 0 | 0 | 0 | 0 | 0 | 0 | 0 | 0 | 0 | 0 | 0 | 0 | 0 | 0 | 0 | 0 | 0
SCE Third Party Roll-up E3 Calculator - With Carbon Adder - Proposed Program Plan | [17 empty] | System | #N/A | [21 empty] | 0 | 0 | 0 | 0 | 0 | 0 | 0 | 0 | 0 | 0 | 0 | 0 | 0 | 0 | 0 | 0 | 0 | 0 | 0 | 0 | 0 | 0 | 0 | 0 | 0 | 0 | 0 | 0 | 0
SCE Third Party Roll-up E3 Calculator - With Carbon Adder - Proposed Program Plan | [17 empty] | System | #N/A | [21 empty] | 0 | 0 | 0 | 0 | 0 | 0 | 0 | 0 | 0 | 0 | 0 | 0 | 0 | 0 | 0 | 0 | 0 | 0 | 0 | 0 | 0 | 0 | 0 | 0 | 0 | 0 | 0 | 0 | 0
SCE Third Party Roll-up E3 Calculator - With Carbon Adder - Proposed Program Plan | [17 empty] | System | #N/A | [21 empty] | 0 | 0 | 0 | 0 | 0 | 0 | 0 | 0 | 0 | 0 | 0 | 0 | 0 | 0 | 0 | 0 | 0 | 0 | 0 | 0 | 0 | 0 | 0 | 0 | 0 | 0 | 0 | 0 | 0
SCE Third Party Roll-up E3 Calculator - With Carbon Adder - Proposed Program Plan | [17 empty] | System | #N/A | [21 empty] | 0 | 0 | 0 | 0 | 0 | 0 | 0 | 0 | 0 | 0 | 0 | 0 | 0 | 0 | 0 | 0 | 0 | 0 | 0 | 0 | 0 | 0 | 0 | 0 | 0 | 0 | 0 | 0 | 0
SCE Third Party Roll-up E3 Calculator - With Carbon Adder - Proposed Program Plan | [17 empty] | System | #N/A | [21 empty] | 0 | 0 | 0 | 0 | 0 | 0 | 0 | 0 | 0 | 0 | 0 | 0 | 0 | 0 | 0 | 0 | 0 | 0 | 0 | 0 | 0 | 0 | 0 | 0 | 0 | 0 | 0 | 0 | 0
SCE Third Party Roll-up E3 Calculator - With Carbon Adder - Proposed Program Plan | [17 empty] | System | #N/A | [21 empty] | 0 | 0 | 0 | 0 | 0 | 0 | 0 | 0 | 0 | 0 | 0 | 0 | 0 | 0 | 0 | 0 | 0 | 0 | 0 | 0 | 0 | 0 | 0 | 0 | 0 | 0 | 0 | 0 | 0
SCE Third Party Roll-up E3 Calculator - With Carbon Adder - Proposed Program Plan | [17 empty] | System | #N/A | [21 empty] | 0 | 0 | 0 | 0 | 0 | 0 | 0 | 0 | 0 | 0 | 0 | 0 | 0 | 0 | 0 | 0 | 0 | 0 | 0 | 0 | 0 | 0 | 0 | 0 | 0 | 0 | 0 | 0 | 0
SCE Third Party Roll-up E3 Calculator - With Carbon Adder - Proposed Program Plan | [17 empty] | System | #N/A | [21 empty] | 0 | 0 | 0 | 0 | 0 | 0 | 0 | 0 | 0 | 0 | 0 | 0 | 0 | 0 | 0 | 0 | 0 | 0 | 0 | 0 | 0 | 0 | 0 | 0 | 0 | 0 | 0 | 0 | 0
SCE Third Party Roll-up E3 Calculator - With Carbon Adder - Proposed Program Plan | [17 empty] | System | #N/A | [21 empty] | 0 | 0 | 0 | 0 | 0 | 0 | 0 | 0 | 0 | 0 | 0 | 0 | 0 | 0 | 0 | 0 | 0 | 0 | 0 | 0 | 0 | 0 | 0 | 0 | 0 | 0 | 0 | 0 | 0
SCE Third Party Roll-up E3 Calculator - With Carbon Adder - Proposed Program Plan | [17 empty] | System | #N/A | [21 empty] | 0 | 0 | 0 | 0 | 0 | 0 | 0 | 0 | 0 | 0 | 0 | 0 | 0 | 0 | 0 | 0 | 0 | 0 | 0 | 0 | 0 | 0 | 0 | 0 | 0 | 0 | 0 | 0 | 0
SCE Third Party Roll-up E3 Calculator - With Carbon Adder - Proposed Program Plan | [17 empty] | System | #N/A | [21 empty] | 0 | 0 | 0 | 0 | 0 | 0 | 0 | 0 | 0 | 0 | 0 | 0 | 0 | 0 | 0 | 0 | 0 | 0 | 0 | 0 | 0 | 0 | 0 | 0 | 0 | 0 | 0 | 0 | 0
SCE Third Party Roll-up E3 Calculator - With Carbon Adder - Proposed Program Plan | [17 empty] | System | #N/A | [21 empty] | 0 | 0 | 0 | 0 | 0 | 0 | 0 | 0 | 0 | 0 | 0 | 0 | 0 | 0 | 0 | 0 | 0 | 0 | 0 | 0 | 0 | 0 | 0 | 0 | 0 | 0 | 0 | 0 | 0
SCE Third Party Roll-up E3 Calculator - With Carbon Adder - Proposed Program Plan | [17 empty] | System | #N/A | [21 empty] | 0 | 0 | 0 | 0 | 0 | 0 | 0 | 0 | 0 | 0 | 0 | 0 | 0 | 0 | 0 | 0 | 0 | 0 | 0 | 0 | 0 | 0 | 0 | 0 | 0 | 0 | 0 | 0 | 0
SCE Third Party Roll-up E3 Calculator - With Carbon Adder - Proposed Program Plan | [17 empty] | System | #N/A | [21 empty] | 0 | 0 | 0 | 0 | 0 | 0 | 0 | 0 | 0 | 0 | 0 | 0 | 0 | 0 | 0 | 0 | 0 | 0 | 0 | 0 | 0 | 0 | 0 | 0 | 0 | 0 | 0 | 0 | 0
SCE Third Party Roll-up E3 Calculator - With Carbon Adder - Proposed Program Plan | [17 empty] | System | #N/A | [21 empty] | 0 | 0 | 0 | 0 | 0 | 0 | 0 | 0 | 0 | 0 | 0 | 0 | 0 | 0 | 0 | 0 | 0 | 0 | 0 | 0 | 0 | 0 | 0 | 0 | 0 | 0 | 0 | 0 | 0
SCE Third Party Roll-up E3 Calculator - With Carbon Adder - Proposed Program Plan | [17 empty] | System | #N/A | [21 empty] | 0 | 0 | 0 | 0 | 0 | 0 | 0 | 0 | 0 | 0 | 0 | 0 | 0 | 0 | 0 | 0 | 0 | 0 | 0 | 0 | 0 | 0 | 0 | 0 | 0 | 0 | 0 | 0 | 0
SCE Third Party Roll-up E3 Calculator - With Carbon Adder - Proposed Program Plan | [17 empty] | System | #N/A | [21 empty] | 0 | 0 | 0 | 0 | 0 | 0 | 0 | 0 | 0 | 0 | 0 | 0 | 0 | 0 | 0 | 0 | 0 | 0 | 0 | 0 | 0 | 0 | 0 | 0 | 0 | 0 | 0 | 0 | 0
SCE Third Party Roll-up E3 Calculator - With Carbon Adder - Proposed Program Plan | [17 empty] | System | #N/A | [21 empty] | 0 | 0 | 0 | 0 | 0 | 0 | 0 | 0 | 0 | 0 | 0 | 0 | 0 | 0 | 0 | 0 | 0 | 0 | 0 | 0 | 0 | 0 | 0 | 0 | 0 | 0 | 0 | 0 | 0
SCE Third Party Roll-up E3 Calculator - With Carbon Adder - Proposed Program Plan | [17 empty] | System | #N/A | [21 empty] | 0 | 0 | 0 | 0 | 0 | 0 | 0 | 0 | 0 | 0 | 0 | 0 | 0 | 0 | 0 | 0 | 0 | 0 | 0 | 0 | 0 | 0 | 0 | 0 | 0 | 0 | 0 | 0 | 0
SCE Third Party Roll-up E3 Calculator - With Carbon Adder - Proposed Program Plan | [17 empty] | System | #N/A | [21 empty] | 0 | 0 | 0 | 0 | 0 | 0 | 0 | 0 | 0 | 0 | 0 | 0 | 0 | 0 | 0 | 0 | 0 | 0 | 0 | 0 | 0 | 0 | 0 | 0 | 0 | 0 | 0 | 0 | 0
SCE Third Party Roll-up E3 Calculator - With Carbon Adder - Proposed Program Plan | [17 empty] | System | #N/A | [21 empty] | 0 | 0 | 0 | 0 | 0 | 0 | 0 | 0 | 0 | 0 | 0 | 0 | 0 | 0 | 0 | 0 | 0 | 0 | 0 | 0 | 0 | 0 | 0 | 0 | 0 | 0 | 0 | 0 | 0
SCE Third Party Roll-up E3 Calculator - With Carbon Adder - Proposed Program Plan | [17 empty] | System | #N/A | [21 empty] | 0 | 0 | 0 | 0 | 0 | 0 | 0 | 0 | 0 | 0 | 0 | 0 | 0 | 0 | 0 | 0 | 0 | 0 | 0 | 0 | 0 | 0 | 0 | 0 | 0 | 0 | 0 | 0 | 0
SCE Third Party Roll-up E3 Calculator - With Carbon Adder - Proposed Program Plan | [17 empty] | System | #N/A | [21 empty] | 0 | 0 | 0 | 0 | 0 | 0 | 0 | 0 | 0 | 0 | 0 | 0 | 0 | 0 | 0 | 0 | 0 | 0 | 0 | 0 | 0 | 0 | 0 | 0 | 0 | 0 | 0 | 0 | 0
SCE Third Party Roll-up E3 Calculator - With Carbon Adder - Proposed Program Plan | [17 empty] | System | #N/A | [21 empty] | 0 | 0 | 0 | 0 | 0 | 0 | 0 | 0 | 0 | 0 | 0 | 0 | 0 | 0 | 0 | 0 | 0 | 0 | 0 | 0 | 0 | 0 | 0 | 0 | 0 | 0 | 0 | 0 | 0
SCE Third Party Roll-up E3 Calculator - With Carbon Adder - Proposed Program Plan | [17 empty] | System | #N/A | [21 empty] | 0 | 0 | 0 | 0 | 0 | 0 | 0 | 0 | 0 | 0 | 0 | 0 | 0 | 0 | 0 | 0 | 0 | 0 | 0 | 0 | 0 | 0 | 0 | 0 | 0 | 0 | 0 | 0 | 0
SCE Third Party Roll-up E3 Calculator - With Carbon Adder - Proposed Program Plan | [17 empty] | System | #N/A | [21 empty] | 0 | 0 | 0 | 0 | 0 | 0 | 0 | 0 | 0 | 0 | 0 | 0 | 0 | 0 | 0 | 0 | 0 | 0 | 0 | 0 | 0 | 0 | 0 | 0 | 0 | 0 | 0 | 0 | 0
SCE Third Party Roll-up E3 Calculator - With Carbon Adder - Proposed Program Plan | [17 empty] | System | #N/A | [21 empty] | 0 | 0 | 0 | 0 | 0 | 0 | 0 | 0 | 0 | 0 | 0 | 0 | 0 | 0 | 0 | 0 | 0 | 0 | 0 | 0 | 0 | 0 | 0 | 0 | 0 | 0 | 0 | 0 | 0
SCE Third Party Roll-up E3 Calculator - With Carbon Adder - Proposed Program Plan | [17 empty] | System | #N/A | [21 empty] | 0 | 0 | 0 | 0 | 0 | 0 | 0 | 0 | 0 | 0 | 0 | 0 | 0 | 0 | 0 | 0 | 0 | 0 | 0 | 0 | 0 | 0 | 0 | 0 | 0 | 0 | 0 | 0 | 0
SCE Third Party Roll-up E3 Calculator - With Carbon Adder - Proposed Program Plan | [17 empty] | System | #N/A | [21 empty] | 0 | 0 | 0 | 0 | 0 | 0 | 0 | 0 | 0 | 0 | 0 | 0 | 0 | 0 | 0 | 0 | 0 | 0 | 0 | 0 | 0 | 0 | 0 | 0 | 0 | 0 | 0 | 0 | 0
SCE Third Party Roll-up E3 Calculator - With Carbon Adder - Proposed Program Plan | [17 empty] | System | #N/A | [21 empty] | 0 | 0 | 0 | 0 | 0 | 0 | 0 | 0 | 0 | 0 | 0 | 0 | 0 | 0 | 0 | 0 | 0 | 0 | 0 | 0 | 0 | 0 | 0 | 0 | 0 | 0 | 0 | 0 | 0
SCE Third Party Roll-up E3 Calculator - With Carbon Adder - Proposed Program Plan | [17 empty] | System | #N/A | [21 empty] | 0 | 0 | 0 | 0 | 0 | 0 | 0 | 0 | 0 | 0 | 0 | 0 | 0 | 0 | 0 | 0 | 0 | 0 | 0 | 0 | 0 | 0 | 0 | 0 | 0 | 0 | 0 | 0 | 0
SCE Third Party Roll-up E3 Calculator - With Carbon Adder - Proposed Program Plan | [17 empty] | System | #N/A | [21 empty] | 0 | 0 | 0 | 0 | 0 | 0 | 0 | 0 | 0 | 0 | 0 | 0 | 0 | 0 | 0 | 0 | 0 | 0 | 0 | 0 | 0 | 0 | 0 | 0 | 0 | 0 | 0 | 0 | 0
SCE Third Party Roll-up E3 Calculator - With Carbon Adder - Proposed Program Plan | [17 empty] | System | #N/A | [21 empty] | 0 | 0 | 0 | 0 | 0 | 0 | 0 | 0 | 0 | 0 | 0 | 0 | 0 | 0 | 0 | 0 | 0 | 0 | 0 | 0 | 0 | 0 | 0 | 0 | 0 | 0 | 0 | 0 | 0
SCE Third Party Roll-up E3 Calculator - With Carbon Adder - Proposed Program Plan | [17 empty] | System | #N/A | [21 empty] | 0 | 0 | 0 | 0 | 0 | 0 | 0 | 0 | 0 | 0 | 0 | 0 | 0 | 0 | 0 | 0 | 0 | 0 | 0 | 0 | 0 | 0 | 0 | 0 | 0 | 0 | 0 | 0 | 0
SCE Third Party Roll-up E3 Calculator - With Carbon Adder - Proposed Program Plan | [17 empty] | System | #N/A | [21 empty] | 0 | 0 | 0 | 0 | 0 | 0 | 0 | 0 | 0 | 0 | 0 | 0 | 0 | 0 | 0 | 0 | 0 | 0 | 0 | 0 | 0 | 0 | 0 | 0 | 0 | 0 | 0 | 0 | 0
SCE Third Party Roll-up E3 Calculator - With Carbon Adder - Proposed Program Plan | [17 empty] | System | #N/A | [21 empty] | 0 | 0 | 0 | 0 | 0 | 0 | 0 | 0 | 0 | 0 | 0 | 0 | 0 | 0 | 0 | 0 | 0 | 0 | 0 | 0 | 0 | 0 | 0 | 0 | 0 | 0 | 0 | 0 | 0
SCE Third Party Roll-up E3 Calculator - With Carbon Adder - Proposed Program Plan | [17 empty] | System | #N/A | [21 empty] | 0 | 0 | 0 | 0 | 0 | 0 | 0 | 0 | 0 | 0 | 0 | 0 | 0 | 0 | 0 | 0 | 0 | 0 | 0 | 0 | 0 | 0 | 0 | 0 | 0 | 0 | 0 | 0 | 0
SCE Third Party Roll-up E3 Calculator - With Carbon Adder - Proposed Program Plan | [17 empty] | System | #N/A | [21 empty] | 0 | 0 | 0 | 0 | 0 | 0 | 0 | 0 | 0 | 0 | 0 | 0 | 0 | 0 | 0 | 0 | 0 | 0 | 0 | 0 | 0 | 0 | 0 | 0 | 0 | 0 | 0 | 0 | 0
SCE Third Party Roll-up E3 Calculator - With Carbon Adder - Proposed Program Plan | [17 empty] | System | #N/A | [21 empty] | 0 | 0 | 0 | 0 | 0 | 0 | 0 | 0 | 0 | 0 | 0 | 0 | 0 | 0 | 0 | 0 | 0 | 0 | 0 | 0 | 0 | 0 | 0 | 0 | 0 | 0 | 0 | 0 | 0
SCE Third Party Roll-up E3 Calculator - With Carbon Adder - Proposed Program Plan | [17 empty] | System | #N/A | [21 empty] | 0 | 0 | 0 | 0 | 0 | 0 | 0 | 0 | 0 | 0 | 0 | 0 | 0 | 0 | 0 | 0 | 0 | 0 | 0 | 0 | 0 | 0 | 0 | 0 | 0 | 0 | 0 | 0 | 0
SCE Third Party Roll-up E3 Calculator - With Carbon Adder - Proposed Program Plan | [17 empty] | System | #N/A | [21 empty] | 0 | 0 | 0 | 0 | 0 | 0 | 0 | 0 | 0 | 0 | 0 | 0 | 0 | 0 | 0 | 0 | 0 | 0 | 0 | 0 | 0 | 0 | 0 | 0 | 0 | 0 | 0 | 0 | 0
SCE Third Party Roll-up E3 Calculator - With Carbon Adder - Proposed Program Plan | [17 empty] | System | #N/A | [21 empty] | 0 | 0 | 0 | 0 | 0 | 0 | 0 | 0 | 0 | 0 | 0 | 0 | 0 | 0 | 0 | 0 | 0 | 0 | 0 | 0 | 0 | 0 | 0 | 0 | 0 | 0 | 0 | 0 | 0
SCE Third Party Roll-up E3 Calculator - With Carbon Adder - Proposed Program Plan | [17 empty] | System | #N/A | [21 empty] | 0 | 0 | 0 | 0 | 0 | 0 | 0 | 0 | 0 | 0 | 0 | 0 | 0 | 0 | 0 | 0 | 0 | 0 | 0 | 0 | 0 | 0 | 0 | 0 | 0 | 0 | 0 | 0 | 0
SCE Third Party Roll-up E3 Calculator - With Carbon Adder - Proposed Program Plan | [17 empty] | System | #N/A | [21 empty] | 0 | 0 | 0 | 0 | 0 | 0 | 0 | 0 | 0 | 0 | 0 | 0 | 0 | 0 | 0 | 0 | 0 | 0 | 0 | 0 | 0 | 0 | 0 | 0 | 0 | 0 | 0 | 0 | 0
SCE Third Party Roll-up E3 Calculator - With Carbon Adder - Proposed Program Plan | [17 empty] | System | #N/A | [21 empty] | 0 | 0 | 0 | 0 | 0 | 0 | 0 | 0 | 0 | 0 | 0 | 0 | 0 | 0 | 0 | 0 | 0 | 0 | 0 | 0 | 0 | 0 | 0 | 0 | 0 | 0 | 0 | 0 | 0
SCE Third Party Roll-up E3 Calculator - With Carbon Adder - Proposed Program Plan | [17 empty] | System | #N/A | [21 empty] | 0 | 0 | 0 | 0 | 0 | 0 | 0 | 0 | 0 | 0 | 0 | 0 | 0 | 0 | 0 | 0 | 0 | 0 | 0 | 0 | 0 | 0 | 0 | 0 | 0 | 0 | 0 | 0 | 0
SCE Third Party Roll-up E3 Calculator - With Carbon Adder - Proposed Program Plan | [17 empty] | System | #N/A | [21 empty] | 0 | 0 | 0 | 0 | 0 | 0 | 0 | 0 | 0 | 0 | 0 | 0 | 0 | 0 | 0 | 0 | 0 | 0 | 0 | 0 | 0 | 0 | 0 | 0 | 0 | 0 | 0 | 0 | 0
SCE Third Party Roll-up E3 Calculator - With Carbon Adder - Proposed Program Plan | [17 empty] | System | #N/A | [21 empty] | 0 | 0 | 0 | 0 | 0 | 0 | 0 | 0 | 0 | 0 | 0 | 0 | 0 | 0 | 0 | 0 | 0 | 0 | 0 | 0 | 0 | 0 | 0 | 0 | 0 | 0 | 0 | 0 | 0
SCE Third Party Roll-up E3 Calculator - With Carbon Adder - Proposed Program Plan | [17 empty] | System | #N/A | [21 empty] | 0 | 0 | 0 | 0 | 0 | 0 | 0 | 0 | 0 | 0 | 0 | 0 | 0 | 0 | 0 | 0 | 0 | 0 | 0 | 0 | 0 | 0 | 0 | 0 | 0 | 0 | 0 | 0 | 0
SCE Third Party Roll-up E3 Calculator - With Carbon Adder - Proposed Program Plan | [17 empty] | System | #N/A | [21 empty] | 0 | 0 | 0 | 0 | 0 | 0 | 0 | 0 | 0 | 0 | 0 | 0 | 0 | 0 | 0 | 0 | 0 | 0 | 0 | 0 | 0 | 0 | 0 | 0 | 0 | 0 | 0 | 0 | 0
SCE Third Party Roll-up E3 Calculator - With Carbon Adder - Proposed Program Plan | [17 empty] | System | #N/A | [21 empty] | 0 | 0 | 0 | 0 | 0 | 0 | 0 | 0 | 0 | 0 | 0 | 0 | 0 | 0 | 0 | 0 | 0 | 0 | 0 | 0 | 0 | 0 | 0 | 0 | 0 | 0 | 0 | 0 | 0
SCE Third Party Roll-up E3 Calculator - With Carbon Adder - Proposed Program Plan | [17 empty] | System | #N/A | [21 empty] | 0 | 0 | 0 | 0 | 0 | 0 | 0 | 0 | 0 | 0 | 0 | 0 | 0 | 0 | 0 | 0 | 0 | 0 | 0 | 0 | 0 | 0 | 0 | 0 | 0 | 0 | 0 | 0 | 0
SCE Third Party Roll-up E3 Calculator - With Carbon Adder - Proposed Program Plan | [17 empty] | System | #N/A | [21 empty] | 0 | 0 | 0 | 0 | 0 | 0 | 0 | 0 | 0 | 0 | 0 | 0 | 0 | 0 | 0 | 0 | 0 | 0 | 0 | 0 | 0 | 0 | 0 | 0 | 0 | 0 | 0 | 0 | 0
SCE Third Party Roll-up E3 Calculator - With Carbon Adder - Proposed Program Plan | [17 empty] | System | #N/A | [21 empty] | 0 | 0 | 0 | 0 | 0 | 0 | 0 | 0 | 0 | 0 | 0 | 0 | 0 | 0 | 0 | 0 | 0 | 0 | 0 | 0 | 0 | 0 | 0 | 0 | 0 | 0 | 0 | 0 | 0
SCE Third Party Roll-up E3 Calculator - With Carbon Adder - Proposed Program Plan | [17 empty] | System | #N/A | [21 empty] | 0 | 0 | 0 | 0 | 0 | 0 | 0 | 0 | 0 | 0 | 0 | 0 | 0 | 0 | 0 | 0 | 0 | 0 | 0 | 0 | 0 | 0 | 0 | 0 | 0 | 0 | 0 | 0 | 0
SCE Third Party Roll-up E3 Calculator - With Carbon Adder - Proposed Program Plan | [17 empty] | System | #N/A | [21 empty] | 0 | 0 | 0 | 0 | 0 | 0 | 0 | 0 | 0 | 0 | 0 | 0 | 0 | 0 | 0 | 0 | 0 | 0 | 0 | 0 | 0 | 0 | 0 | 0 | 0 | 0 | 0 | 0 | 0
SCE Third Party Roll-up E3 Calculator - With Carbon Adder - Proposed Program Plan | [17 empty] | System | #N/A | [21 empty] | 0 | 0 | 0 | 0 | 0 | 0 | 0 | 0 | 0 | 0 | 0 | 0 | 0 | 0 | 0 | 0 | 0 | 0 | 0 | 0 | 0 | 0 | 0 | 0 | 0 | 0 | 0 | 0 | 0
SCE Third Party Roll-up E3 Calculator - With Carbon Adder - Proposed Program Plan | [17 empty] | System | #N/A | [21 empty] | 0 | 0 | 0 | 0 | 0 | 0 | 0 | 0 | 0 | 0 | 0 | 0 | 0 | 0 | 0 | 0 | 0 | 0 | 0 | 0 | 0 | 0 | 0 | 0 | 0 | 0 | 0 | 0 | 0
SCE Third Party Roll-up E3 Calculator - With Carbon Adder - Proposed Program Plan | [17 empty] | System | #N/A | [21 empty] | 0 | 0 | 0 | 0 | 0 | 0 | 0 | 0 | 0 | 0 | 0 | 0 | 0 | 0 | 0 | 0 | 0 | 0 | 0 | 0 | 0 | 0 | 0 | 0 | 0 | 0 | 0 | 0 | 0
SCE Third Party Roll-up E3 Calculator - With Carbon Adder - Proposed Program Plan | [17 empty] | System | #N/A | [21 empty] | 0 | 0 | 0 | 0 | 0 | 0 | 0 | 0 | 0 | 0 | 0 | 0 | 0 | 0 | 0 | 0 | 0 | 0 | 0 | 0 | 0 | 0 | 0 | 0 | 0 | 0 | 0 | 0 | 0
SCE Third Party Roll-up E3 Calculator - With Carbon Adder - Proposed Program Plan | [17 empty] | System | #N/A | [21 empty] | 0 | 0 | 0 | 0 | 0 | 0 | 0 | 0 | 0 | 0 | 0 | 0 | 0 | 0 | 0 | 0 | 0 | 0 | 0 | 0 | 0 | 0 | 0 | 0 | 0 | 0 | 0 | 0 | 0
SCE Third Party Roll-up E3 Calculator - With Carbon Adder - Proposed Program Plan | [17 empty] | System | #N/A | [21 empty] | 0 | 0 | 0 | 0 | 0 | 0 | 0 | 0 | 0 | 0 | 0 | 0 | 0 | 0 | 0 | 0 | 0 | 0 | 0 | 0 | 0 | 0 | 0 | 0 | 0 | 0 | 0 | 0 | 0
SCE Third Party Roll-up E3 Calculator - With Carbon Adder - Proposed Program Plan | [17 empty] | System | #N/A | [21 empty] | 0 | 0 | 0 | 0 | 0 | 0 | 0 | 0 | 0 | 0 | 0 | 0 | 0 | 0 | 0 | 0 | 0 | 0 | 0 | 0 | 0 | 0 | 0 | 0 | 0 | 0 | 0 | 0 | 0
SCE Third Party Roll-up E3 Calculator - With Carbon Adder - Proposed Program Plan | [17 empty] | System | #N/A | [21 empty] | 0 | 0 | 0 | 0 | 0 | 0 | 0 | 0 | 0 | 0 | 0 | 0 | 0 | 0 | 0 | 0 | 0 | 0 | 0 | 0 | 0 | 0 | 0 | 0 | 0 | 0 | 0 | 0 | 0
SCE Third Party Roll-up E3 Calculator - With Carbon Adder - Proposed Program Plan | [17 empty] | System | #N/A | [21 empty] | 0 | 0 | 0 | 0 | 0 | 0 | 0 | 0 | 0 | 0 | 0 | 0 | 0 | 0 | 0 | 0 | 0 | 0 | 0 | 0 | 0 | 0 | 0 | 0 | 0 | 0 | 0 | 0 | 0
SCE Third Party Roll-up E3 Calculator - With Carbon Adder - Proposed Program Plan | [17 empty] | System | #N/A | [21 empty] | 0 | 0 | 0 | 0 | 0 | 0 | 0 | 0 | 0 | 0 | 0 | 0 | 0 | 0 | 0 | 0 | 0 | 0 | 0 | 0 | 0 | 0 | 0 | 0 | 0 | 0 | 0 | 0 | 0
SCE Third Party Roll-up E3 Calculator - With Carbon Adder - Proposed Program Plan | [17 empty] | System | #N/A | [21 empty] | 0 | 0 | 0 | 0 | 0 | 0 | 0 | 0 | 0 | 0 | 0 | 0 | 0 | 0 | 0 | 0 | 0 | 0 | 0 | 0 | 0 | 0 | 0 | 0 | 0 | 0 | 0 | 0 | 0
SCE Third Party Roll-up E3 Calculator - With Carbon Adder - Proposed Program Plan | [17 empty] | System | #N/A | [21 empty] | 0 | 0 | 0 | 0 | 0 | 0 | 0 | 0 | 0 | 0 | 0 | 0 | 0 | 0 | 0 | 0 | 0 | 0 | 0 | 0 | 0 | 0 | 0 | 0 | 0 | 0 | 0 | 0 | 0
SCE Third Party Roll-up E3 Calculator - With Carbon Adder - Proposed Program Plan | [17 empty] | System | #N/A | [21 empty] | 0 | 0 | 0 | 0 | 0 | 0 | 0 | 0 | 0 | 0 | 0 | 0 | 0 | 0 | 0 | 0 | 0 | 0 | 0 | 0 | 0 | 0 | 0 | 0 | 0 | 0 | 0 | 0 | 0
SCE Third Party Roll-up E3 Calculator - With Carbon Adder - Proposed Program Plan | [17 empty] | System | #N/A | [21 empty] | 0 | 0 | 0 | 0 | 0 | 0 | 0 | 0 | 0 | 0 | 0 | 0 | 0 | 0 | 0 | 0 | 0 | 0 | 0 | 0 | 0 | 0 | 0 | 0 | 0 | 0 | 0 | 0 | 0
SCE Third Party Roll-up E3 Calculator - With Carbon Adder - Proposed Program Plan | [17 empty] | System | #N/A | [21 empty] | 0 | 0 | 0 | 0 | 0 | 0 | 0 | 0 | 0 | 0 | 0 | 0 | 0 | 0 | 0 | 0 | 0 | 0 | 0 | 0 | 0 | 0 | 0 | 0 | 0 | 0 | 0 | 0 | 0
SCE Third Party Roll-up E3 Calculator - With Carbon Adder - Proposed Program Plan | [17 empty] | System | #N/A | [21 empty] | 0 | 0 | 0 | 0 | 0 | 0 | 0 | 0 | 0 | 0 | 0 | 0 | 0 | 0 | 0 | 0 | 0 | 0 | 0 | 0 | 0 | 0 | 0 | 0 | 0 | 0 | 0 | 0 | 0
SCE Third Party Roll-up E3 Calculator - With Carbon Adder - Proposed Program Plan | [17 empty] | System | #N/A | [21 empty] | 0 | 0 | 0 | 0 | 0 | 0 | 0 | 0 | 0 | 0 | 0 | 0 | 0 | 0 | 0 | 0 | 0 | 0 | 0 | 0 | 0 | 0 | 0 | 0 | 0 | 0 | 0 | 0 | 0
SCE Third Party Roll-up E3 Calculator - With Carbon Adder - Proposed Program Plan | [17 empty] | System | #N/A | [21 empty] | 0 | 0 | 0 | 0 | 0 | 0 | 0 | 0 | 0 | 0 | 0 | 0 | 0 | 0 | 0 | 0 | 0 | 0 | 0 | 0 | 0 | 0 | 0 | 0 | 0 | 0 | 0 | 0 | 0
SCE Third Party Roll-up E3 Calculator - With Carbon Adder - Proposed Program Plan | [17 empty] | System | #N/A | [21 empty] | 0 | 0 | 0 | 0 | 0 | 0 | 0 | 0 | 0 | 0 | 0 | 0 | 0 | 0 | 0 | 0 | 0 | 0 | 0 | 0 | 0 | 0 | 0 | 0 | 0 | 0 | 0 | 0 | 0
SCE Third Party Roll-up E3 Calculator - With Carbon Adder - Proposed Program Plan | [17 empty] | System | #N/A | [21 empty] | 0 | 0 | 0 | 0 | 0 | 0 | 0 | 0 | 0 | 0 | 0 | 0 | 0 | 0 | 0 | 0 | 0 | 0 | 0 | 0 | 0 | 0 | 0 | 0 | 0 | 0 | 0 | 0 | 0
SCE Third Party Roll-up E3 Calculator - With Carbon Adder - Proposed Program Plan | [17 empty] | System | #N/A | [21 empty] | 0 | 0 | 0 | 0 | 0 | 0 | 0 | 0 | 0 | 0 | 0 | 0 | 0 | 0 | 0 | 0 | 0 | 0 | 0 | 0 | 0 | 0 | 0 | 0 | 0 | 0 | 0 | 0 | 0
SCE Third Party Roll-up E3 Calculator - With Carbon Adder - Proposed Program Plan | [17 empty] | System | #N/A | [21 empty] | 0 | 0 | 0 | 0 | 0 | 0 | 0 | 0 | 0 | 0 | 0 | 0 | 0 | 0 | 0 | 0 | 0 | 0 | 0 | 0 | 0 | 0 | 0 | 0 | 0 | 0 | 0 | 0 | 0
SCE Third Party Roll-up E3 Calculator - With Carbon Adder - Proposed Program Plan | [17 empty] | System | #N/A | [21 empty] | 0 | 0 | 0 | 0 | 0 | 0 | 0 | 0 | 0 | 0 | 0 | 0 | 0 | 0 | 0 | 0 | 0 | 0 | 0 | 0 | 0 | 0 | 0 | 0 | 0 | 0 | 0 | 0 | 0
SCE Third Party Roll-up E3 Calculator - With Carbon Adder - Proposed Program Plan | [17 empty] | System | #N/A | [21 empty] | 0 | 0 | 0 | 0 | 0 | 0 | 0 | 0 | 0 | 0 | 0 | 0 | 0 | 0 | 0 | 0 | 0 | 0 | 0 | 0 | 0 | 0 | 0 | 0 | 0 | 0 | 0 | 0 | 0
SCE Third Party Roll-up E3 Calculator - With Carbon Adder - Proposed Program Plan | [17 empty] | System | #N/A | [21 empty] | 0 | 0 | 0 | 0 | 0 | 0 | 0 | 0 | 0 | 0 | 0 | 0 | 0 | 0 | 0 | 0 | 0 | 0 | 0 | 0 | 0 | 0 | 0 | 0 | 0 | 0 | 0 | 0 | 0
SCE Third Party Roll-up E3 Calculator - With Carbon Adder - Proposed Program Plan | [17 empty] | System | #N/A | [21 empty] | 0 | 0 | 0 | 0 | 0 | 0 | 0 | 0 | 0 | 0 | 0 | 0 | 0 | 0 | 0 | 0 | 0 | 0 | 0 | 0 | 0 | 0 | 0 | 0 | 0 | 0 | 0 | 0 | 0
SCE Third Party Roll-up E3 Calculator - With Carbon Adder - Proposed Program Plan | [17 empty] | System | #N/A | [21 empty] | 0 | 0 | 0 | 0 | 0 | 0 | 0 | 0 | 0 | 0 | 0 | 0 | 0 | 0 | 0 | 0 | 0 | 0 | 0 | 0 | 0 | 0 | 0 | 0 | 0 | 0 | 0 | 0 | 0
SCE Third Party Roll-up E3 Calculator - With Carbon Adder - Proposed Program Plan | [17 empty] | System | #N/A | [21 empty] | 0 | 0 | 0 | 0 | 0 | 0 | 0 | 0 | 0 | 0 | 0 | 0 | 0 | 0 | 0 | 0 | 0 | 0 | 0 | 0 | 0 | 0 | 0 | 0 | 0 | 0 | 0 | 0 | 0
SCE Third Party Roll-up E3 Calculator - With Carbon Adder - Proposed Program Plan | [17 empty] | System | #N/A | [21 empty] | 0 | 0 | 0 | 0 | 0 | 0 | 0 | 0 | 0 | 0 | 0 | 0 | 0 | 0 | 0 | 0 | 0 | 0 | 0 | 0 | 0 | 0 | 0 | 0 | 0 | 0 | 0 | 0 | 0
SCE Third Party Roll-up E3 Calculator - With Carbon Adder - Proposed Program Plan | [17 empty] | System | #N/A | [21 empty] | 0 | 0 | 0 | 0 | 0 | 0 | 0 | 0 | 0 | 0 | 0 | 0 | 0 | 0 | 0 | 0 | 0 | 0 | 0 | 0 | 0 | 0 | 0 | 0 | 0 | 0 | 0 | 0 | 0
SCE Third Party Roll-up E3 Calculator - With Carbon Adder - Proposed Program Plan | [17 empty] | System | #N/A | [21 empty] | 0 | 0 | 0 | 0 | 0 | 0 | 0 | 0 | 0 | 0 | 0 | 0 | 0 | 0 | 0 | 0 | 0 | 0 | 0 | 0 | 0 | 0 | 0 | 0 | 0 | 0 | 0 | 0 | 0
SCE Third Party Roll-up E3 Calculator - With Carbon Adder - Proposed Program Plan | [17 empty] | System | #N/A | [21 empty] | 0 | 0 | 0 | 0 | 0 | 0 | 0 | 0 | 0 | 0 | 0 | 0 | 0 | 0 | 0 | 0 | 0 | 0 | 0 | 0 | 0 | 0 | 0 | 0 | 0 | 0 | 0 | 0 | 0
SCE Third Party Roll-up E3 Calculator - With Carbon Adder - Proposed Program Plan | [17 empty] | System | #N/A | [21 empty] | 0 | 0 | 0 | 0 | 0 | 0 | 0 | 0 | 0 | 0 | 0 | 0 | 0 | 0 | 0 | 0 | 0 | 0 | 0 | 0 | 0 | 0 | 0 | 0 | 0 | 0 | 0 | 0 | 0
SCE Third Party Roll-up E3 Calculator - With Carbon Adder - Proposed Program Plan | [17 empty] | System | #N/A | [21 empty] | 0 | 0 | 0 | 0 | 0 | 0 | 0 | 0 | 0 | 0 | 0 | 0 | 0 | 0 | 0 | 0 | 0 | 0 | 0 | 0 | 0 | 0 | 0 | 0 | 0 | 0 | 0 | 0 | 0
SCE Third Party Roll-up E3 Calculator - With Carbon Adder - Proposed Program Plan | [17 empty] | System | #N/A | [21 empty] | 0 | 0 | 0 | 0 | 0 | 0 | 0 | 0 | 0 | 0 | 0 | 0 | 0 | 0 | 0 | 0 | 0 | 0 | 0 | 0 | 0 | 0 | 0 | 0 | 0 | 0 | 0 | 0 | 0
SCE Third Party Roll-up E3 Calculator - With Carbon Adder - Proposed Program Plan | [17 empty] | System | #N/A | [21 empty] | 0 | 0 | 0 | 0 | 0 | 0 | 0 | 0 | 0 | 0 | 0 | 0 | 0 | 0 | 0 | 0 | 0 | 0 | 0 | 0 | 0 | 0 | 0 | 0 | 0 | 0 | 0 | 0 | 0
SCE Third Party Roll-up E3 Calculator - With Carbon Adder - Proposed Program Plan | [17 empty] | System | #N/A | [21 empty] | 0 | 0 | 0 | 0 | 0 | 0 | 0 | 0 | 0 | 0 | 0 | 0 | 0 | 0 | 0 | 0 | 0 | 0 | 0 | 0 | 0 | 0 | 0 | 0 | 0 | 0 | 0 | 0 | 0
SCE Third Party Roll-up E3 Calculator - With Carbon Adder - Proposed Program Plan | [17 empty] | System | #N/A | [21 empty] | 0 | 0 | 0 | 0 | 0 | 0 | 0 | 0 | 0 | 0 | 0 | 0 | 0 | 0 | 0 | 0 | 0 | 0 | 0 | 0 | 0 | 0 | 0 | 0 | 0 | 0 | 0 | 0 | 0
SCE Third Party Roll-up E3 Calculator - With Carbon Adder - Proposed Program Plan | [17 empty] | System | #N/A | [21 empty] | 0 | 0 | 0 | 0 | 0 | 0 | 0 | 0 | 0 | 0 | 0 | 0 | 0 | 0 | 0 | 0 | 0 | 0 | 0 | 0 | 0 | 0 | 0 | 0 | 0 | 0 | 0 | 0 | 0
SCE Third Party Roll-up E3 Calculator - With Carbon Adder - Proposed Program Plan | [17 empty] | System | #N/A | [21 empty] | 0 | 0 | 0 | 0 | 0 | 0 | 0 | 0 | 0 | 0 | 0 | 0 | 0 | 0 | 0 | 0 | 0 | 0 | 0 | 0 | 0 | 0 | 0 | 0 | 0 | 0 | 0 | 0 | 0
SCE Third Party Roll-up E3 Calculator - With Carbon Adder - Proposed Program Plan | [17 empty] | System | #N/A | [21 empty] | 0 | 0 | 0 | 0 | 0 | 0 | 0 | 0 | 0 | 0 | 0 | 0 | 0 | 0 | 0 | 0 | 0 | 0 | 0 | 0 | 0 | 0 | 0 | 0 | 0 | 0 | 0 | 0 | 0
SCE Third Party Roll-up E3 Calculator - With Carbon Adder - Proposed Program Plan | [17 empty] | System | #N/A | [21 empty] | 0 | 0 | 0 | 0 | 0 | 0 | 0 | 0 | 0 | 0 | 0 | 0 | 0 | 0 | 0 | 0 | 0 | 0 | 0 | 0 | 0 | 0 | 0 | 0 | 0 | 0 | 0 | 0 | 0
SCE Third Party Roll-up E3 Calculator - With Carbon Adder - Proposed Program Plan | [17 empty] | System | #N/A | [21 empty] | 0 | 0 | 0 | 0 | 0 | 0 | 0 | 0 | 0 | 0 | 0 | 0 | 0 | 0 | 0 | 0 | 0 | 0 | 0 | 0 | 0 | 0 | 0 | 0 | 0 | 0 | 0 | 0 | 0
SCE Third Party Roll-up E3 Calculator - With Carbon Adder - Proposed Program Plan | [17 empty] | System | #N/A | [21 empty] | 0 | 0 | 0 | 0 | 0 | 0 | 0 | 0 | 0 | 0 | 0 | 0 | 0 | 0 | 0 | 0 | 0 | 0 | 0 | 0 | 0 | 0 | 0 | 0 | 0 | 0 | 0 | 0 | 0
SCE Third Party Roll-up E3 Calculator - With Carbon Adder - Proposed Program Plan | [17 empty] | System | #N/A | [21 empty] | 0 | 0 | 0 | 0 | 0 | 0 | 0 | 0 | 0 | 0 | 0 | 0 | 0 | 0 | 0 | 0 | 0 | 0 | 0 | 0 | 0 | 0 | 0 | 0 | 0 | 0 | 0 | 0 | 0
SCE Third Party Roll-up E3 Calculator - With Carbon Adder - Proposed Program Plan | [17 empty] | System | #N/A | [21 empty] | 0 | 0 | 0 | 0 | 0 | 0 | 0 | 0 | 0 | 0 | 0 | 0 | 0 | 0 | 0 | 0 | 0 | 0 | 0 | 0 | 0 | 0 | 0 | 0 | 0 | 0 | 0 | 0 | 0
SCE Third Party Roll-up E3 Calculator - With Carbon Adder - Proposed Program Plan | [17 empty] | System | #N/A | [21 empty] | 0 | 0 | 0 | 0 | 0 | 0 | 0 | 0 | 0 | 0 | 0 | 0 | 0 | 0 | 0 | 0 | 0 | 0 | 0 | 0 | 0 | 0 | 0 | 0 | 0 | 0 | 0 | 0 | 0
SCE Third Party Roll-up E3 Calculator - With Carbon Adder - Proposed Program Plan | [17 empty] | System | #N/A | [21 empty] | 0 | 0 | 0 | 0 | 0 | 0 | 0 | 0 | 0 | 0 | 0 | 0 | 0 | 0 | 0 | 0 | 0 | 0 | 0 | 0 | 0 | 0 | 0 | 0 | 0 | 0 | 0 | 0 | 0
SCE Third Party Roll-up E3 Calculator - With Carbon Adder - Proposed Program Plan | [17 empty] | System | #N/A | [21 empty] | 0 | 0 | 0 | 0 | 0 | 0 | 0 | 0 | 0 | 0 | 0 | 0 | 0 | 0 | 0 | 0 | 0 | 0 | 0 | 0 | 0 | 0 | 0 | 0 | 0 | 0 | 0 | 0 | 0
SCE Third Party Roll-up E3 Calculator - With Carbon Adder - Proposed Program Plan | [17 empty] | System | #N/A | [21 empty] | 0 | 0 | 0 | 0 | 0 | 0 | 0 | 0 | 0 | 0 | 0 | 0 | 0 | 0 | 0 | 0 | 0 | 0 | 0 | 0 | 0 | 0 | 0 | 0 | 0 | 0 | 0 | 0 | 0
SCE Third Party Roll-up E3 Calculator - With Carbon Adder - Proposed Program Plan | [17 empty] | System | #N/A | [21 empty] | 0 | 0 | 0 | 0 | 0 | 0 | 0 | 0 | 0 | 0 | 0 | 0 | 0 | 0 | 0 | 0 | 0 | 0 | 0 | 0 | 0 | 0 | 0 | 0 | 0 | 0 | 0 | 0 | 0
SCE Third Party Roll-up E3 Calculator - With Carbon Adder - Proposed Program Plan | [17 empty] | System | #N/A | [21 empty] | 0 | 0 | 0 | 0 | 0 | 0 | 0 | 0 | 0 | 0 | 0 | 0 | 0 | 0 | 0 | 0 | 0 | 0 | 0 | 0 | 0 | 0 | 0 | 0 | 0 | 0 | 0 | 0 | 0
SCE Third Party Roll-up E3 Calculator - With Carbon Adder - Proposed Program Plan | [17 empty] | System | #N/A | [21 empty] | 0 | 0 | 0 | 0 | 0 | 0 | 0 | 0 | 0 | 0 | 0 | 0 | 0 | 0 | 0 | 0 | 0 | 0 | 0 | 0 | 0 | 0 | 0 | 0 | 0 | 0 | 0 | 0 | 0
SCE Third Party Roll-up E3 Calculator - With Carbon Adder - Proposed Program Plan | [17 empty] | System | #N/A | [21 empty] | 0 | 0 | 0 | 0 | 0 | 0 | 0 | 0 | 0 | 0 | 0 | 0 | 0 | 0 | 0 | 0 | 0 | 0 | 0 | 0 | 0 | 0 | 0 | 0 | 0 | 0 | 0 | 0 | 0
SCE Third Party Roll-up E3 Calculator - With Carbon Adder - Proposed Program Plan | [17 empty] | System | #N/A | [21 empty] | 0 | 0 | 0 | 0 | 0 | 0 | 0 | 0 | 0 | 0 | 0 | 0 | 0 | 0 | 0 | 0 | 0 | 0 | 0 | 0 | 0 | 0 | 0 | 0 | 0 | 0 | 0 | 0 | 0
SCE Third Party Roll-up E3 Calculator - With Carbon Adder - Proposed Program Plan | [17 empty] | System | #N/A | [21 empty] | 0 | 0 | 0 | 0 | 0 | 0 | 0 | 0 | 0 | 0 | 0 | 0 | 0 | 0 | 0 | 0 | 0 | 0 | 0 | 0 | 0 | 0 | 0 | 0 | 0 | 0 | 0 | 0 | 0
SCE Third Party Roll-up E3 Calculator - With Carbon Adder - Proposed Program Plan | [17 empty] | System | #N/A | [21 empty] | 0 | 0 | 0 | 0 | 0 | 0 | 0 | 0 | 0 | 0 | 0 | 0 | 0 | 0 | 0 | 0 | 0 | 0 | 0 | 0 | 0 | 0 | 0 | 0 | 0 | 0 | 0 | 0 | 0
SCE Third Party Roll-up E3 Calculator - With Carbon Adder - Proposed Program Plan | [17 empty] | System | #N/A | [21 empty] | 0 | 0 | 0 | 0 | 0 | 0 | 0 | 0 | 0 | 0 | 0 | 0 | 0 | 0 | 0 | 0 | 0 | 0 | 0 | 0 | 0 | 0 | 0 | 0 | 0 | 0 | 0 | 0 | 0
SCE Third Party Roll-up E3 Calculator - With Carbon Adder - Proposed Program Plan | [17 empty] | System | #N/A | [21 empty] | 0 | 0 | 0 | 0 | 0 | 0 | 0 | 0 | 0 | 0 | 0 | 0 | 0 | 0 | 0 | 0 | 0 | 0 | 0 | 0 | 0 | 0 | 0 | 0 | 0 | 0 | 0 | 0 | 0
SCE Third Party Roll-up E3 Calculator - With Carbon Adder - Proposed Program Plan | [17 empty] | System | #N/A | [21 empty] | 0 | 0 | 0 | 0 | 0 | 0 | 0 | 0 | 0 | 0 | 0 | 0 | 0 | 0 | 0 | 0 | 0 | 0 | 0 | 0 | 0 | 0 | 0 | 0 | 0 | 0 | 0 | 0 | 0
SCE Third Party Roll-up E3 Calculator - With Carbon Adder - Proposed Program Plan | [17 empty] | System | #N/A | [21 empty] | 0 | 0 | 0 | 0 | 0 | 0 | 0 | 0 | 0 | 0 | 0 | 0 | 0 | 0 | 0 | 0 | 0 | 0 | 0 | 0 | 0 | 0 | 0 | 0 | 0 | 0 | 0 | 0 | 0
SCE Third Party Roll-up E3 Calculator - With Carbon Adder - Proposed Program Plan | [17 empty] | System | #N/A | [21 empty] | 0 | 0 | 0 | 0 | 0 | 0 | 0 | 0 | 0 | 0 | 0 | 0 | 0 | 0 | 0 | 0 | 0 | 0 | 0 | 0 | 0 | 0 | 0 | 0 | 0 | 0 | 0 | 0 | 0
SCE Third Party Roll-up E3 Calculator - With Carbon Adder - Proposed Program Plan | [17 empty] | System | #N/A | [21 empty] | 0 | 0 | 0 | 0 | 0 | 0 | 0 | 0 | 0 | 0 | 0 | 0 | 0 | 0 | 0 | 0 | 0 | 0 | 0 | 0 | 0 | 0 | 0 | 0 | 0 | 0 | 0 | 0 | 0
SCE Third Party Roll-up E3 Calculator - With Carbon Adder - Proposed Program Plan | [17 empty] | System | #N/A | [21 empty] | 0 | 0 | 0 | 0 | 0 | 0 | 0 | 0 | 0 | 0 | 0 | 0 | 0 | 0 | 0 | 0 | 0 | 0 | 0 | 0 | 0 | 0 | 0 | 0 | 0 | 0 | 0 | 0 | 0
SCE Third Party Roll-up E3 Calculator - With Carbon Adder - Proposed Program Plan | [17 empty] | System | #N/A | [21 empty] | 0 | 0 | 0 | 0 | 0 | 0 | 0 | 0 | 0 | 0 | 0 | 0 | 0 | 0 | 0 | 0 | 0 | 0 | 0 | 0 | 0 | 0 | 0 | 0 | 0 | 0 | 0 | 0 | 0
SCE Third Party Roll-up E3 Calculator - With Carbon Adder - Proposed Program Plan | [17 empty] | System | #N/A | [21 empty] | 0 | 0 | 0 | 0 | 0 | 0 | 0 | 0 | 0 | 0 | 0 | 0 | 0 | 0 | 0 | 0 | 0 | 0 | 0 | 0 | 0 | 0 | 0 | 0 | 0 | 0 | 0 | 0 | 0
SCE Third Party Roll-up E3 Calculator - With Carbon Adder - Proposed Program Plan | [17 empty] | System | #N/A | [21 empty] | 0 | 0 | 0 | 0 | 0 | 0 | 0 | 0 | 0 | 0 | 0 | 0 | 0 | 0 | 0 | 0 | 0 | 0 | 0 | 0 | 0 | 0 | 0 | 0 | 0 | 0 | 0 | 0 | 0
SCE Third Party Roll-up E3 Calculator - With Carbon Adder - Proposed Program Plan | [17 empty] | System | #N/A | [21 empty] | 0 | 0 | 0 | 0 | 0 | 0 | 0 | 0 | 0 | 0 | 0 | 0 | 0 | 0 | 0 | 0 | 0 | 0 | 0 | 0 | 0 | 0 | 0 | 0 | 0 | 0 | 0 | 0 | 0
SCE Third Party Roll-up E3 Calculator - With Carbon Adder - Proposed Program Plan | [17 empty] | System | #N/A | [21 empty] | 0 | 0 | 0 | 0 | 0 | 0 | 0 | 0 | 0 | 0 | 0 | 0 | 0 | 0 | 0 | 0 | 0 | 0 | 0 | 0 | 0 | 0 | 0 | 0 | 0 | 0 | 0 | 0 | 0
SCE Third Party Roll-up E3 Calculator - With Carbon Adder - Proposed Program Plan | [17 empty] | System | #N/A | [21 empty] | 0 | 0 | 0 | 0 | 0 | 0 | 0 | 0 | 0 | 0 | 0 | 0 | 0 | 0 | 0 | 0 | 0 | 0 | 0 | 0 | 0 | 0 | 0 | 0 | 0 | 0 | 0 | 0 | 0
SCE Third Party Roll-up E3 Calculator - With Carbon Adder - Proposed Program Plan | [17 empty] | System | #N/A | [21 empty] | 0 | 0 | 0 | 0 | 0 | 0 | 0 | 0 | 0 | 0 | 0 | 0 | 0 | 0 | 0 | 0 | 0 | 0 | 0 | 0 | 0 | 0 | 0 | 0 | 0 | 0 | 0 | 0 | 0
SCE Third Party Roll-up E3 Calculator - With Carbon Adder - Proposed Program Plan | [17 empty] | System | #N/A | [21 empty] | 0 | 0 | 0 | 0 | 0 | 0 | 0 | 0 | 0 | 0 | 0 | 0 | 0 | 0 | 0 | 0 | 0 | 0 | 0 | 0 | 0 | 0 | 0 | 0 | 0 | 0 | 0 | 0 | 0
SCE Third Party Roll-up E3 Calculator - With Carbon Adder - Proposed Program Plan | [17 empty] | System | #N/A | [21 empty] | 0 | 0 | 0 | 0 | 0 | 0 | 0 | 0 | 0 | 0 | 0 | 0 | 0 | 0 | 0 | 0 | 0 | 0 | 0 | 0 | 0 | 0 | 0 | 0 | 0 | 0 | 0 | 0 | 0
SCE Third Party Roll-up E3 Calculator - With Carbon Adder - Proposed Program Plan | [17 empty] | System | #N/A | [21 empty] | 0 | 0 | 0 | 0 | 0 | 0 | 0 | 0 | 0 | 0 | 0 | 0 | 0 | 0 | 0 | 0 | 0 | 0 | 0 | 0 | 0 | 0 | 0 | 0 | 0 | 0 | 0 | 0 | 0
SCE Third Party Roll-up E3 Calculator - With Carbon Adder - Proposed Program Plan | [17 empty] | System | #N/A | [21 empty] | 0 | 0 | 0 | 0 | 0 | 0 | 0 | 0 | 0 | 0 | 0 | 0 | 0 | 0 | 0 | 0 | 0 | 0 | 0 | 0 | 0 | 0 | 0 | 0 | 0 | 0 | 0 | 0 | 0
SCE Third Party Roll-up E3 Calculator - With Carbon Adder - Proposed Program Plan | [17 empty] | System | #N/A | [21 empty] | 0 | 0 | 0 | 0 | 0 | 0 | 0 | 0 | 0 | 0 | 0 | 0 | 0 | 0 | 0 | 0 | 0 | 0 | 0 | 0 | 0 | 0 | 0 | 0 | 0 | 0 | 0 | 0 | 0
SCE Third Party Roll-up E3 Calculator - With Carbon Adder - Proposed Program Plan | [17 empty] | System | #N/A | [21 empty] | 0 | 0 | 0 | 0 | 0 | 0 | 0 | 0 | 0 | 0 | 0 | 0 | 0 | 0 | 0 | 0 | 0 | 0 | 0 | 0 | 0 | 0 | 0 | 0 | 0 | 0 | 0 | 0 | 0
SCE Third Party Roll-up E3 Calculator - With Carbon Adder - Proposed Program Plan | [17 empty] | System | #N/A | [21 empty] | 0 | 0 | 0 | 0 | 0 | 0 | 0 | 0 | 0 | 0 | 0 | 0 | 0 | 0 | 0 | 0 | 0 | 0 | 0 | 0 | 0 | 0 | 0 | 0 | 0 | 0 | 0 | 0 | 0
SCE Third Party Roll-up E3 Calculator - With Carbon Adder - Proposed Program Plan | [17 empty] | System | #N/A | [21 empty] | 0 | 0 | 0 | 0 | 0 | 0 | 0 | 0 | 0 | 0 | 0 | 0 | 0 | 0 | 0 | 0 | 0 | 0 | 0 | 0 | 0 | 0 | 0 | 0 | 0 | 0 | 0 | 0 | 0
SCE Third Party Roll-up E3 Calculator - With Carbon Adder - Proposed Program Plan | [17 empty] | System | #N/A | [21 empty] | 0 | 0 | 0 | 0 | 0 | 0 | 0 | 0 | 0 | 0 | 0 | 0 | 0 | 0 | 0 | 0 | 0 | 0 | 0 | 0 | 0 | 0 | 0 | 0 | 0 | 0 | 0 | 0 | 0
SCE Third Party Roll-up E3 Calculator - With Carbon Adder - Proposed Program Plan | [17 empty] | System | #N/A | [21 empty] | 0 | 0 | 0 | 0 | 0 | 0 | 0 | 0 | 0 | 0 | 0 | 0 | 0 | 0 | 0 | 0 | 0 | 0 | 0 | 0 | 0 | 0 | 0 | 0 | 0 | 0 | 0 | 0 | 0
SCE Third Party Roll-up E3 Calculator - With Carbon Adder - Proposed Program Plan | [17 empty] | System | #N/A | [21 empty] | 0 | 0 | 0 | 0 | 0 | 0 | 0 | 0 | 0 | 0 | 0 | 0 | 0 | 0 | 0 | 0 | 0 | 0 | 0 | 0 | 0 | 0 | 0 | 0 | 0 | 0 | 0 | 0 | 0
SCE Third Party Roll-up E3 Calculator - With Carbon Adder - Proposed Program Plan | [17 empty] | System | #N/A | [21 empty] | 0 | 0 | 0 | 0 | 0 | 0 | 0 | 0 | 0 | 0 | 0 | 0 | 0 | 0 | 0 | 0 | 0 | 0 | 0 | 0 | 0 | 0 | 0 | 0 | 0 | 0 | 0 | 0 | 0
SCE Third Party Roll-up E3 Calculator - With Carbon Adder - Proposed Program Plan | [17 empty] | System | #N/A | [21 empty] | 0 | 0 | 0 | 0 | 0 | 0 | 0 | 0 | 0 | 0 | 0 | 0 | 0 | 0 | 0 | 0 | 0 | 0 | 0 | 0 | 0 | 0 | 0 | 0 | 0 | 0 | 0 | 0 | 0
SCE Third Party Roll-up E3 Calculator - With Carbon Adder - Proposed Program Plan | [17 empty] | System | #N/A | [21 empty] | 0 | 0 | 0 | 0 | 0 | 0 | 0 | 0 | 0 | 0 | 0 | 0 | 0 | 0 | 0 | 0 | 0 | 0 | 0 | 0 | 0 | 0 | 0 | 0 | 0 | 0 | 0 | 0 | 0
SCE Third Party Roll-up E3 Calculator - With Carbon Adder - Proposed Program Plan | [17 empty] | System | #N/A | [21 empty] | 0 | 0 | 0 | 0 | 0 | 0 | 0 | 0 | 0 | 0 | 0 | 0 | 0 | 0 | 0 | 0 | 0 | 0 | 0 | 0 | 0 | 0 | 0 | 0 | 0 | 0 | 0 | 0 | 0
SCE Third Party Roll-up E3 Calculator - With Carbon Adder - Proposed Program Plan | [17 empty] | System | #N/A | [21 empty] | 0 | 0 | 0 | 0 | 0 | 0 | 0 | 0 | 0 | 0 | 0 | 0 | 0 | 0 | 0 | 0 | 0 | 0 | 0 | 0 | 0 | 0 | 0 | 0 | 0 | 0 | 0 | 0 | 0
SCE Third Party Roll-up E3 Calculator - With Carbon Adder - Proposed Program Plan | [17 empty] | System | #N/A | [21 empty] | 0 | 0 | 0 | 0 | 0 | 0 | 0 | 0 | 0 | 0 | 0 | 0 | 0 | 0 | 0 | 0 | 0 | 0 | 0 | 0 | 0 | 0 | 0 | 0 | 0 | 0 | 0 | 0 | 0
SCE Third Party Roll-up E3 Calculator - With Carbon Adder - Proposed Program Plan | [17 empty] | System | #N/A | [21 empty] | 0 | 0 | 0 | 0 | 0 | 0 | 0 | 0 | 0 | 0 | 0 | 0 | 0 | 0 | 0 | 0 | 0 | 0 | 0 | 0 | 0 | 0 | 0 | 0 | 0 | 0 | 0 | 0 | 0
SCE Third Party Roll-up E3 Calculator - With Carbon Adder - Proposed Program Plan | [17 empty] | System | #N/A | [21 empty] | 0 | 0 | 0 | 0 | 0 | 0 | 0 | 0 | 0 | 0 | 0 | 0 | 0 | 0 | 0 | 0 | 0 | 0 | 0 | 0 | 0 | 0 | 0 | 0 | 0 | 0 | 0 | 0 | 0
SCE Third Party Roll-up E3 Calculator - With Carbon Adder - Proposed Program Plan | [17 empty] | System | #N/A | [21 empty] | 0 | 0 | 0 | 0 | 0 | 0 | 0 | 0 | 0 | 0 | 0 | 0 | 0 | 0 | 0 | 0 | 0 | 0 | 0 | 0 | 0 | 0 | 0 | 0 | 0 | 0 | 0 | 0 | 0
SCE Third Party Roll-up E3 Calculator - With Carbon Adder - Proposed Program Plan | [17 empty] | System | #N/A | [21 empty] | 0 | 0 | 0 | 0 | 0 | 0 | 0 | 0 | 0 | 0 | 0 | 0 | 0 | 0 | 0 | 0 | 0 | 0 | 0 | 0 | 0 | 0 | 0 | 0 | 0 | 0 | 0 | 0 | 0
SCE Third Party Roll-up E3 Calculator - With Carbon Adder - Proposed Program Plan | [17 empty] | System | #N/A | [21 empty] | 0 | 0 | 0 | 0 | 0 | 0 | 0 | 0 | 0 | 0 | 0 | 0 | 0 | 0 | 0 | 0 | 0 | 0 | 0 | 0 | 0 | 0 | 0 | 0 | 0 | 0 | 0 | 0 | 0
SCE Third Party Roll-up E3 Calculator - With Carbon Adder - Proposed Program Plan | [17 empty] | System | #N/A | [21 empty] | 0 | 0 | 0 | 0 | 0 | 0 | 0 | 0 | 0 | 0 | 0 | 0 | 0 | 0 | 0 | 0 | 0 | 0 | 0 | 0 | 0 | 0 | 0 | 0 | 0 | 0 | 0 | 0 | 0
SCE Third Party Roll-up E3 Calculator - With Carbon Adder - Proposed Program Plan | [17 empty] | System | #N/A | [21 empty] | 0 | 0 | 0 | 0 | 0 | 0 | 0 | 0 | 0 | 0 | 0 | 0 | 0 | 0 | 0 | 0 | 0 | 0 | 0 | 0 | 0 | 0 | 0 | 0 | 0 | 0 | 0 | 0 | 0
SCE Third Party Roll-up E3 Calculator - With Carbon Adder - Proposed Program Plan | [17 empty] | System | #N/A | [21 empty] | 0 | 0 | 0 | 0 | 0 | 0 | 0 | 0 | 0 | 0 | 0 | 0 | 0 | 0 | 0 | 0 | 0 | 0 | 0 | 0 | 0 | 0 | 0 | 0 | 0 | 0 | 0 | 0 | 0
SCE Third Party Roll-up E3 Calculator - With Carbon Adder - Proposed Program Plan | [17 empty] | System | #N/A | [21 empty] | 0 | 0 | 0 | 0 | 0 | 0 | 0 | 0 | 0 | 0 | 0 | 0 | 0 | 0 | 0 | 0 | 0 | 0 | 0 | 0 | 0 | 0 | 0 | 0 | 0 | 0 | 0 | 0 | 0
SCE Third Party Roll-up E3 Calculator - With Carbon Adder - Proposed Program Plan | [17 empty] | System | #N/A | [21 empty] | 0 | 0 | 0 | 0 | 0 | 0 | 0 | 0 | 0 | 0 | 0 | 0 | 0 | 0 | 0 | 0 | 0 | 0 | 0 | 0 | 0 | 0 | 0 | 0 | 0 | 0 | 0 | 0 | 0
SCE Third Party Roll-up E3 Calculator - With Carbon Adder - Proposed Program Plan | [17 empty] | System | #N/A | [21 empty] | 0 | 0 | 0 | 0 | 0 | 0 | 0 | 0 | 0 | 0 | 0 | 0 | 0 | 0 | 0 | 0 | 0 | 0 | 0 | 0 | 0 | 0 | 0 | 0 | 0 | 0 | 0 | 0 | 0
SCE Third Party Roll-up E3 Calculator - With Carbon Adder - Proposed Program Plan | [17 empty] | System | #N/A | [21 empty] | 0 | 0 | 0 | 0 | 0 | 0 | 0 | 0 | 0 | 0 | 0 | 0 | 0 | 0 | 0 | 0 | 0 | 0 | 0 | 0 | 0 | 0 | 0 | 0 | 0 | 0 | 0 | 0 | 0
SCE Third Party Roll-up E3 Calculator - With Carbon Adder - Proposed Program Plan | [17 empty] | System | #N/A | [21 empty] | 0 | 0 | 0 | 0 | 0 | 0 | 0 | 0 | 0 | 0 | 0 | 0 | 0 | 0 | 0 | 0 | 0 | 0 | 0 | 0 | 0 | 0 | 0 | 0 | 0 | 0 | 0 | 0 | 0
SCE Third Party Roll-up E3 Calculator - With Carbon Adder - Proposed Program Plan | [17 empty] | System | #N/A | [21 empty] | 0 | 0 | 0 | 0 | 0 | 0 | 0 | 0 | 0 | 0 | 0 | 0 | 0 | 0 | 0 | 0 | 0 | 0 | 0 | 0 | 0 | 0 | 0 | 0 | 0 | 0 | 0 | 0 | 0
SCE Third Party Roll-up E3 Calculator - With Carbon Adder - Proposed Program Plan | [17 empty] | System | #N/A | [21 empty] | 0 | 0 | 0 | 0 | 0 | 0 | 0 | 0 | 0 | 0 | 0 | 0 | 0 | 0 | 0 | 0 | 0 | 0 | 0 | 0 | 0 | 0 | 0 | 0 | 0 | 0 | 0 | 0 | 0
SCE Third Party Roll-up E3 Calculator - With Carbon Adder - Proposed Program Plan | [17 empty] | System | #N/A | [21 empty] | 0 | 0 | 0 | 0 | 0 | 0 | 0 | 0 | 0 | 0 | 0 | 0 | 0 | 0 | 0 | 0 | 0 | 0 | 0 | 0 | 0 | 0 | 0 | 0 | 0 | 0 | 0 | 0 | 0
SCE Third Party Roll-up E3 Calculator - With Carbon Adder - Proposed Program Plan | [17 empty] | System | #N/A | [21 empty] | 0 | 0 | 0 | 0 | 0 | 0 | 0 | 0 | 0 | 0 | 0 | 0 | 0 | 0 | 0 | 0 | 0 | 0 | 0 | 0 | 0 | 0 | 0 | 0 | 0 | 0 | 0 | 0 | 0
SCE Third Party Roll-up E3 Calculator - With Carbon Adder - Proposed Program Plan | [17 empty] | System | #N/A | [21 empty] | 0 | 0 | 0 | 0 | 0 | 0 | 0 | 0 | 0 | 0 | 0 | 0 | 0 | 0 | 0 | 0 | 0 | 0 | 0 | 0 | 0 | 0 | 0 | 0 | 0 | 0 | 0 | 0 | 0
SCE Third Party Roll-up E3 Calculator - With Carbon Adder - Proposed Program Plan | [17 empty] | System | #N/A | [21 empty] | 0 | 0 | 0 | 0 | 0 | 0 | 0 | 0 | 0 | 0 | 0 | 0 | 0 | 0 | 0 | 0 | 0 | 0 | 0 | 0 | 0 | 0 | 0 | 0 | 0 | 0 | 0 | 0 | 0
SCE Third Party Roll-up E3 Calculator - With Carbon Adder - Proposed Program Plan | [17 empty] | System | #N/A | [21 empty] | 0 | 0 | 0 | 0 | 0 | 0 | 0 | 0 | 0 | 0 | 0 | 0 | 0 | 0 | 0 | 0 | 0 | 0 | 0 | 0 | 0 | 0 | 0 | 0 | 0 | 0 | 0 | 0 | 0
SCE Third Party Roll-up E3 Calculator - With Carbon Adder - Proposed Program Plan | [17 empty] | System | #N/A | [21 empty] | 0 | 0 | 0 | 0 | 0 | 0 | 0 | 0 | 0 | 0 | 0 | 0 | 0 | 0 | 0 | 0 | 0 | 0 | 0 | 0 | 0 | 0 | 0 | 0 | 0 | 0 | 0 | 0 | 0
SCE Third Party Roll-up E3 Calculator - With Carbon Adder - Proposed Program Plan | [17 empty] | System | #N/A | [21 empty] | 0 | 0 | 0 | 0 | 0 | 0 | 0 | 0 | 0 | 0 | 0 | 0 | 0 | 0 | 0 | 0 | 0 | 0 | 0 | 0 | 0 | 0 | 0 | 0 | 0 | 0 | 0 | 0 | 0
SCE Third Party Roll-up E3 Calculator - With Carbon Adder - Proposed Program Plan | [17 empty] | System | #N/A | [21 empty] | 0 | 0 | 0 | 0 | 0 | 0 | 0 | 0 | 0 | 0 | 0 | 0 | 0 | 0 | 0 | 0 | 0 | 0 | 0 | 0 | 0 | 0 | 0 | 0 | 0 | 0 | 0 | 0 | 0
SCE Third Party Roll-up E3 Calculator - With Carbon Adder - Proposed Program Plan | [17 empty] | System | #N/A | [21 empty] | 0 | 0 | 0 | 0 | 0 | 0 | 0 | 0 | 0 | 0 | 0 | 0 | 0 | 0 | 0 | 0 | 0 | 0 | 0 | 0 | 0 | 0 | 0 | 0 | 0 | 0 | 0 | 0 | 0
SCE Third Party Roll-up E3 Calculator - With Carbon Adder - Proposed Program Plan | [17 empty] | System | #N/A | [21 empty] | 0 | 0 | 0 | 0 | 0 | 0 | 0 | 0 | 0 | 0 | 0 | 0 | 0 | 0 | 0 | 0 | 0 | 0 | 0 | 0 | 0 | 0 | 0 | 0 | 0 | 0 | 0 | 0 | 0
SCE Third Party Roll-up E3 Calculator - With Carbon Adder - Proposed Program Plan | [17 empty] | System | #N/A | [21 empty] | 0 | 0 | 0 | 0 | 0 | 0 | 0 | 0 | 0 | 0 | 0 | 0 | 0 | 0 | 0 | 0 | 0 | 0 | 0 | 0 | 0 | 0 | 0 | 0 | 0 | 0 | 0 | 0 | 0
SCE Third Party Roll-up E3 Calculator - With Carbon Adder - Proposed Program Plan | [17 empty] | System | #N/A | [21 empty] | 0 | 0 | 0 | 0 | 0 | 0 | 0 | 0 | 0 | 0 | 0 | 0 | 0 | 0 | 0 | 0 | 0 | 0 | 0 | 0 | 0 | 0 | 0 | 0 | 0 | 0 | 0 | 0 | 0
SCE Third Party Roll-up E3 Calculator - With Carbon Adder - Proposed Program Plan | [17 empty] | System | #N/A | [21 empty] | 0 | 0 | 0 | 0 | 0 | 0 | 0 | 0 | 0 | 0 | 0 | 0 | 0 | 0 | 0 | 0 | 0 | 0 | 0 | 0 | 0 | 0 | 0 | 0 | 0 | 0 | 0 | 0 | 0
SCE Third Party Roll-up E3 Calculator - With Carbon Adder - Proposed Program Plan | [17 empty] | System | #N/A | [21 empty] | 0 | 0 | 0 | 0 | 0 | 0 | 0 | 0 | 0 | 0 | 0 | 0 | 0 | 0 | 0 | 0 | 0 | 0 | 0 | 0 | 0 | 0 | 0 | 0 | 0 | 0 | 0 | 0 | 0
SCE Third Party Roll-up E3 Calculator - With Carbon Adder - Proposed Program Plan | [17 empty] | System | #N/A | [21 empty] | 0 | 0 | 0 | 0 | 0 | 0 | 0 | 0 | 0 | 0 | 0 | 0 | 0 | 0 | 0 | 0 | 0 | 0 | 0 | 0 | 0 | 0 | 0 | 0 | 0 | 0 | 0 | 0 | 0
SCE Third Party Roll-up E3 Calculator - With Carbon Adder - Proposed Program Plan | [17 empty] | System | #N/A | [21 empty] | 0 | 0 | 0 | 0 | 0 | 0 | 0 | 0 | 0 | 0 | 0 | 0 | 0 | 0 | 0 | 0 | 0 | 0 | 0 | 0 | 0 | 0 | 0 | 0 | 0 | 0 | 0 | 0 | 0
SCE Third Party Roll-up E3 Calculator - With Carbon Adder - Proposed Program Plan | [17 empty] | System | #N/A | [21 empty] | 0 | 0 | 0 | 0 | 0 | 0 | 0 | 0 | 0 | 0 | 0 | 0 | 0 | 0 | 0 | 0 | 0 | 0 | 0 | 0 | 0 | 0 | 0 | 0 | 0 | 0 | 0 | 0 | 0
SCE Third Party Roll-up E3 Calculator - With Carbon Adder - Proposed Program Plan | [17 empty] | System | #N/A | [21 empty] | 0 | 0 | 0 | 0 | 0 | 0 | 0 | 0 | 0 | 0 | 0 | 0 | 0 | 0 | 0 | 0 | 0 | 0 | 0 | 0 | 0 | 0 | 0 | 0 | 0 | 0 | 0 | 0 | 0
SCE Third Party Roll-up E3 Calculator - With Carbon Adder - Proposed Program Plan | [17 empty] | System | #N/A | [21 empty] | 0 | 0 | 0 | 0 | 0 | 0 | 0 | 0 | 0 | 0 | 0 | 0 | 0 | 0 | 0 | 0 | 0 | 0 | 0 | 0 | 0 | 0 | 0 | 0 | 0 | 0 | 0 | 0 | 0
SCE Third Party Roll-up E3 Calculator - With Carbon Adder - Proposed Program Plan | [17 empty] | System | #N/A | [21 empty] | 0 | 0 | 0 | 0 | 0 | 0 | 0 | 0 | 0 | 0 | 0 | 0 | 0 | 0 | 0 | 0 | 0 | 0 | 0 | 0 | 0 | 0 | 0 | 0 | 0 | 0 | 0 | 0 | 0
SCE Third Party Roll-up E3 Calculator - With Carbon Adder - Proposed Program Plan | [17 empty] | System | #N/A | [21 empty] | 0 | 0 | 0 | 0 | 0 | 0 | 0 | 0 | 0 | 0 | 0 | 0 | 0 | 0 | 0 | 0 | 0 | 0 | 0 | 0 | 0 | 0 | 0 | 0 | 0 | 0 | 0 | 0 | 0
SCE Third Party Roll-up E3 Calculator - With Carbon Adder - Proposed Program Plan | [17 empty] | System | #N/A | [21 empty] | 0 | 0 | 0 | 0 | 0 | 0 | 0 | 0 | 0 | 0 | 0 | 0 | 0 | 0 | 0 | 0 | 0 | 0 | 0 | 0 | 0 | 0 | 0 | 0 | 0 | 0 | 0 | 0 | 0
SCE Third Party Roll-up E3 Calculator - With Carbon Adder - Proposed Program Plan | [17 empty] | System | #N/A | [21 empty] | 0 | 0 | 0 | 0 | 0 | 0 | 0 | 0 | 0 | 0 | 0 | 0 | 0 | 0 | 0 | 0 | 0 | 0 | 0 | 0 | 0 | 0 | 0 | 0 | 0 | 0 | 0 | 0 | 0
SCE Third Party Roll-up E3 Calculator - With Carbon Adder - Proposed Program Plan | [17 empty] | System | #N/A | [21 empty] | 0 | 0 | 0 | 0 | 0 | 0 | 0 | 0 | 0 | 0 | 0 | 0 | 0 | 0 | 0 | 0 | 0 | 0 | 0 | 0 | 0 | 0 | 0 | 0 | 0 | 0 | 0 | 0 | 0
SCE Third Party Roll-up E3 Calculator - With Carbon Adder - Proposed Program Plan | [17 empty] | System | #N/A | [21 empty] | 0 | 0 | 0 | 0 | 0 | 0 | 0 | 0 | 0 | 0 | 0 | 0 | 0 | 0 | 0 | 0 | 0 | 0 | 0 | 0 | 0 | 0 | 0 | 0 | 0 | 0 | 0 | 0 | 0
SCE Third Party Roll-up E3 Calculator - With Carbon Adder - Proposed Program Plan | [17 empty] | System | #N/A | [21 empty] | 0 | 0 | 0 | 0 | 0 | 0 | 0 | 0 | 0 | 0 | 0 | 0 | 0 | 0 | 0 | 0 | 0 | 0 | 0 | 0 | 0 | 0 | 0 | 0 | 0 | 0 | 0 | 0 | 0
SCE Third Party Roll-up E3 Calculator - With Carbon Adder - Proposed Program Plan | [17 empty] | System | #N/A | [21 empty] | 0 | 0 | 0 | 0 | 0 | 0 | 0 | 0 | 0 | 0 | 0 | 0 | 0 | 0 | 0 | 0 | 0 | 0 | 0 | 0 | 0 | 0 | 0 | 0 | 0 | 0 | 0 | 0 | 0
SCE Third Party Roll-up E3 Calculator - With Carbon Adder - Proposed Program Plan | [17 empty] | System | #N/A | [21 empty] | 0 | 0 | 0 | 0 | 0 | 0 | 0 | 0 | 0 | 0 | 0 | 0 | 0 | 0 | 0 | 0 | 0 | 0 | 0 | 0 | 0 | 0 | 0 | 0 | 0 | 0 | 0 | 0 | 0
SCE Third Party Roll-up E3 Calculator - With Carbon Adder - Proposed Program Plan | [17 empty] | System | #N/A | [21 empty] | 0 | 0 | 0 | 0 | 0 | 0 | 0 | 0 | 0 | 0 | 0 | 0 | 0 | 0 | 0 | 0 | 0 | 0 | 0 | 0 | 0 | 0 | 0 | 0 | 0 | 0 | 0 | 0 | 0
SCE Third Party Roll-up E3 Calculator - With Carbon Adder - Proposed Program Plan | [17 empty] | System | #N/A | [21 empty] | 0 | 0 | 0 | 0 | 0 | 0 | 0 | 0 | 0 | 0 | 0 | 0 | 0 | 0 | 0 | 0 | 0 | 0 | 0 | 0 | 0 | 0 | 0 | 0 | 0 | 0 | 0 | 0 | 0
SCE Third Party Roll-up E3 Calculator - With Carbon Adder - Proposed Program Plan | [17 empty] | System | #N/A | [21 empty] | 0 | 0 | 0 | 0 | 0 | 0 | 0 | 0 | 0 | 0 | 0 | 0 | 0 | 0 | 0 | 0 | 0 | 0 | 0 | 0 | 0 | 0 | 0 | 0 | 0 | 0 | 0 | 0 | 0
SCE Third Party Roll-up E3 Calculator - With Carbon Adder - Proposed Program Plan | [17 empty] | System | #N/A | [21 empty] | 0 | 0 | 0 | 0 | 0 | 0 | 0 | 0 | 0 | 0 | 0 | 0 | 0 | 0 | 0 | 0 | 0 | 0 | 0 | 0 | 0 | 0 | 0 | 0 | 0 | 0 | 0 | 0 | 0
SCE Third Party Roll-up E3 Calculator - With Carbon Adder - Proposed Program Plan | [17 empty] | System | #N/A | [21 empty] | 0 | 0 | 0 | 0 | 0 | 0 | 0 | 0 | 0 | 0 | 0 | 0 | 0 | 0 | 0 | 0 | 0 | 0 | 0 | 0 | 0 | 0 | 0 | 0 | 0 | 0 | 0 | 0 | 0
SCE Third Party Roll-up E3 Calculator - With Carbon Adder - Proposed Program Plan | [17 empty] | System | #N/A | [21 empty] | 0 | 0 | 0 | 0 | 0 | 0 | 0 | 0 | 0 | 0 | 0 | 0 | 0 | 0 | 0 | 0 | 0 | 0 | 0 | 0 | 0 | 0 | 0 | 0 | 0 | 0 | 0 | 0 | 0
SCE Third Party Roll-up E3 Calculator - With Carbon Adder - Proposed Program Plan | [17 empty] | System | #N/A | [21 empty] | 0 | 0 | 0 | 0 | 0 | 0 | 0 | 0 | 0 | 0 | 0 | 0 | 0 | 0 | 0 | 0 | 0 | 0 | 0 | 0 | 0 | 0 | 0 | 0 | 0 | 0 | 0 | 0 | 0
SCE Third Party Roll-up E3 Calculator - With Carbon Adder - Proposed Program Plan | [17 empty] | System | #N/A | [21 empty] | 0 | 0 | 0 | 0 | 0 | 0 | 0 | 0 | 0 | 0 | 0 | 0 | 0 | 0 | 0 | 0 | 0 | 0 | 0 | 0 | 0 | 0 | 0 | 0 | 0 | 0 | 0 | 0 | 0
SCE Third Party Roll-up E3 Calculator - With Carbon Adder - Proposed Program Plan | [17 empty] | System | #N/A | [21 empty] | 0 | 0 | 0 | 0 | 0 | 0 | 0 | 0 | 0 | 0 | 0 | 0 | 0 | 0 | 0 | 0 | 0 | 0 | 0 | 0 | 0 | 0 | 0 | 0 | 0 | 0 | 0 | 0 | 0
SCE Third Party Roll-up E3 Calculator - With Carbon Adder - Proposed Program Plan | [17 empty] | System | #N/A | [21 empty] | 0 | 0 | 0 | 0 | 0 | 0 | 0 | 0 | 0 | 0 | 0 | 0 | 0 | 0 | 0 | 0 | 0 | 0 | 0 | 0 | 0 | 0 | 0 | 0 | 0 | 0 | 0 | 0 | 0
SCE Third Party Roll-up E3 Calculator - With Carbon Adder - Proposed Program Plan | [17 empty] | System | #N/A | [21 empty] | 0 | 0 | 0 | 0 | 0 | 0 | 0 | 0 | 0 | 0 | 0 | 0 | 0 | 0 | 0 | 0 | 0 | 0 | 0 | 0 | 0 | 0 | 0 | 0 | 0 | 0 | 0 | 0 | 0
SCE Third Party Roll-up E3 Calculator - With Carbon Adder - Proposed Program Plan | [17 empty] | System | #N/A | [21 empty] | 0 | 0 | 0 | 0 | 0 | 0 | 0 | 0 | 0 | 0 | 0 | 0 | 0 | 0 | 0 | 0 | 0 | 0 | 0 | 0 | 0 | 0 | 0 | 0 | 0 | 0 | 0 | 0 | 0
SCE Third Party Roll-up E3 Calculator - With Carbon Adder - Proposed Program Plan | [17 empty] | System | #N/A | [21 empty] | 0 | 0 | 0 | 0 | 0 | 0 | 0 | 0 | 0 | 0 | 0 | 0 | 0 | 0 | 0 | 0 | 0 | 0 | 0 | 0 | 0 | 0 | 0 | 0 | 0 | 0 | 0 | 0 | 0
SCE Third Party Roll-up E3 Calculator - With Carbon Adder - Proposed Program Plan | [17 empty] | System | #N/A | [21 empty] | 0 | 0 | 0 | 0 | 0 | 0 | 0 | 0 | 0 | 0 | 0 | 0 | 0 | 0 | 0 | 0 | 0 | 0 | 0 | 0 | 0 | 0 | 0 | 0 | 0 | 0 | 0 | 0 | 0
SCE Third Party Roll-up E3 Calculator - With Carbon Adder - Proposed Program Plan | [17 empty] | System | #N/A | [21 empty] | 0 | 0 | 0 | 0 | 0 | 0 | 0 | 0 | 0 | 0 | 0 | 0 | 0 | 0 | 0 | 0 | 0 | 0 | 0 | 0 | 0 | 0 | 0 | 0 | 0 | 0 | 0 | 0 | 0
SCE Third Party Roll-up E3 Calculator - With Carbon Adder - Proposed Program Plan | [17 empty] | System | #N/A | [21 empty] | 0 | 0 | 0 | 0 | 0 | 0 | 0 | 0 | 0 | 0 | 0 | 0 | 0 | 0 | 0 | 0 | 0 | 0 | 0 | 0 | 0 | 0 | 0 | 0 | 0 | 0 | 0 | 0 | 0
SCE Third Party Roll-up E3 Calculator - With Carbon Adder - Proposed Program Plan | [17 empty] | System | #N/A | [21 empty] | 0 | 0 | 0 | 0 | 0 | 0 | 0 | 0 | 0 | 0 | 0 | 0 | 0 | 0 | 0 | 0 | 0 | 0 | 0 | 0 | 0 | 0 | 0 | 0 | 0 | 0 | 0 | 0 | 0
SCE Third Party Roll-up E3 Calculator - With Carbon Adder - Proposed Program Plan | [17 empty] | System | #N/A | [21 empty] | 0 | 0 | 0 | 0 | 0 | 0 | 0 | 0 | 0 | 0 | 0 | 0 | 0 | 0 | 0 | 0 | 0 | 0 | 0 | 0 | 0 | 0 | 0 | 0 | 0 | 0 | 0 | 0 | 0
SCE Third Party Roll-up E3 Calculator - With Carbon Adder - Proposed Program Plan | [17 empty] | System | #N/A | [21 empty] | 0 | 0 | 0 | 0 | 0 | 0 | 0 | 0 | 0 | 0 | 0 | 0 | 0 | 0 | 0 | 0 | 0 | 0 | 0 | 0 | 0 | 0 | 0 | 0 | 0 | 0 | 0 | 0 | 0
SCE Third Party Roll-up E3 Calculator - With Carbon Adder - Proposed Program Plan | [17 empty] | System | #N/A | [21 empty] | 0 | 0 | 0 | 0 | 0 | 0 | 0 | 0 | 0 | 0 | 0 | 0 | 0 | 0 | 0 | 0 | 0 | 0 | 0 | 0 | 0 | 0 | 0 | 0 | 0 | 0 | 0 | 0 | 0
SCE Third Party Roll-up E3 Calculator - With Carbon Adder - Proposed Program Plan | [17 empty] | System | #N/A | [21 empty] | 0 | 0 | 0 | 0 | 0 | 0 | 0 | 0 | 0 | 0 | 0 | 0 | 0 | 0 | 0 | 0 | 0 | 0 | 0 | 0 | 0 | 0 | 0 | 0 | 0 | 0 | 0 | 0 | 0
SCE Third Party Roll-up E3 Calculator - With Carbon Adder - Proposed Program Plan | [17 empty] | System | #N/A | [21 empty] | 0 | 0 | 0 | 0 | 0 | 0 | 0 | 0 | 0 | 0 | 0 | 0 | 0 | 0 | 0 | 0 | 0 | 0 | 0 | 0 | 0 | 0 | 0 | 0 | 0 | 0 | 0 | 0 | 0
SCE Third Party Roll-up E3 Calculator - With Carbon Adder - Proposed Program Plan | [17 empty] | System | #N/A | [21 empty] | 0 | 0 | 0 | 0 | 0 | 0 | 0 | 0 | 0 | 0 | 0 | 0 | 0 | 0 | 0 | 0 | 0 | 0 | 0 | 0 | 0 | 0 | 0 | 0 | 0 | 0 | 0 | 0 | 0
SCE Third Party Roll-up E3 Calculator - With Carbon Adder - Proposed Program Plan | [17 empty] | System | #N/A | [21 empty] | 0 | 0 | 0 | 0 | 0 | 0 | 0 | 0 | 0 | 0 | 0 | 0 | 0 | 0 | 0 | 0 | 0 | 0 | 0 | 0 | 0 | 0 | 0 | 0 | 0 | 0 | 0 | 0 | 0
SCE Third Party Roll-up E3 Calculator - With Carbon Adder - Proposed Program Plan | [17 empty] | System | #N/A | [21 empty] | 0 | 0 | 0 | 0 | 0 | 0 | 0 | 0 | 0 | 0 | 0 | 0 | 0 | 0 | 0 | 0 | 0 | 0 | 0 | 0 | 0 | 0 | 0 | 0 | 0 | 0 | 0 | 0 | 0
SCE Third Party Roll-up E3 Calculator - With Carbon Adder - Proposed Program Plan | [17 empty] | System | #N/A | [21 empty] | 0 | 0 | 0 | 0 | 0 | 0 | 0 | 0 | 0 | 0 | 0 | 0 | 0 | 0 | 0 | 0 | 0 | 0 | 0 | 0 | 0 | 0 | 0 | 0 | 0 | 0 | 0 | 0 | 0
SCE Third Party Roll-up E3 Calculator - With Carbon Adder - Proposed Program Plan | [17 empty] | System | #N/A | [21 empty] | 0 | 0 | 0 | 0 | 0 | 0 | 0 | 0 | 0 | 0 | 0 | 0 | 0 | 0 | 0 | 0 | 0 | 0 | 0 | 0 | 0 | 0 | 0 | 0 | 0 | 0 | 0 | 0 | 0
SCE Third Party Roll-up E3 Calculator - With Carbon Adder - Proposed Program Plan | [17 empty] | System | #N/A | [21 empty] | 0 | 0 | 0 | 0 | 0 | 0 | 0 | 0 | 0 | 0 | 0 | 0 | 0 | 0 | 0 | 0 | 0 | 0 | 0 | 0 | 0 | 0 | 0 | 0 | 0 | 0 | 0 | 0 | 0
SCE Third Party Roll-up E3 Calculator - With Carbon Adder - Proposed Program Plan | [17 empty] | System | #N/A | [21 empty] | 0 | 0 | 0 | 0 | 0 | 0 | 0 | 0 | 0 | 0 | 0 | 0 | 0 | 0 | 0 | 0 | 0 | 0 | 0 | 0 | 0 | 0 | 0 | 0 | 0 | 0 | 0 | 0 | 0
SCE Third Party Roll-up E3 Calculator - With Carbon Adder - Proposed Program Plan | [17 empty] | System | #N/A | [21 empty] | 0 | 0 | 0 | 0 | 0 | 0 | 0 | 0 | 0 | 0 | 0 | 0 | 0 | 0 | 0 | 0 | 0 | 0 | 0 | 0 | 0 | 0 | 0 | 0 | 0 | 0 | 0 | 0 | 0
SCE Third Party Roll-up E3 Calculator - With Carbon Adder - Proposed Program Plan | [17 empty] | System | #N/A | [21 empty] | 0 | 0 | 0 | 0 | 0 | 0 | 0 | 0 | 0 | 0 | 0 | 0 | 0 | 0 | 0 | 0 | 0 | 0 | 0 | 0 | 0 | 0 | 0 | 0 | 0 | 0 | 0 | 0 | 0
SCE Third Party Roll-up E3 Calculator - With Carbon Adder - Proposed Program Plan | [17 empty] | System | #N/A | [21 empty] | 0 | 0 | 0 | 0 | 0 | 0 | 0 | 0 | 0 | 0 | 0 | 0 | 0 | 0 | 0 | 0 | 0 | 0 | 0 | 0 | 0 | 0 | 0 | 0 | 0 | 0 | 0 | 0 | 0
SCE Third Party Roll-up E3 Calculator - With Carbon Adder - Proposed Program Plan | [17 empty] | System | #N/A | [21 empty] | 0 | 0 | 0 | 0 | 0 | 0 | 0 | 0 | 0 | 0 | 0 | 0 | 0 | 0 | 0 | 0 | 0 | 0 | 0 | 0 | 0 | 0 | 0 | 0 | 0 | 0 | 0 | 0 | 0
SCE Third Party Roll-up E3 Calculator - With Carbon Adder - Proposed Program Plan | [17 empty] | System | #N/A | [21 empty] | 0 | 0 | 0 | 0 | 0 | 0 | 0 | 0 | 0 | 0 | 0 | 0 | 0 | 0 | 0 | 0 | 0 | 0 | 0 | 0 | 0 | 0 | 0 | 0 | 0 | 0 | 0 | 0 | 0
SCE Third Party Roll-up E3 Calculator - With Carbon Adder - Proposed Program Plan | [17 empty] | System | #N/A | [21 empty] | 0 | 0 | 0 | 0 | 0 | 0 | 0 | 0 | 0 | 0 | 0 | 0 | 0 | 0 | 0 | 0 | 0 | 0 | 0 | 0 | 0 | 0 | 0 | 0 | 0 | 0 | 0 | 0 | 0
SCE Third Party Roll-up E3 Calculator - With Carbon Adder - Proposed Program Plan | [17 empty] | System | #N/A | [21 empty] | 0 | 0 | 0 | 0 | 0 | 0 | 0 | 0 | 0 | 0 | 0 | 0 | 0 | 0 | 0 | 0 | 0 | 0 | 0 | 0 | 0 | 0 | 0 | 0 | 0 | 0 | 0 | 0 | 0
SCE Third Party Roll-up E3 Calculator - With Carbon Adder - Proposed Program Plan | [17 empty] | System | #N/A | [21 empty] | 0 | 0 | 0 | 0 | 0 | 0 | 0 | 0 | 0 | 0 | 0 | 0 | 0 | 0 | 0 | 0 | 0 | 0 | 0 | 0 | 0 | 0 | 0 | 0 | 0 | 0 | 0 | 0 | 0
SCE Third Party Roll-up E3 Calculator - With Carbon Adder - Proposed Program Plan | [17 empty] | System | #N/A | [21 empty] | 0 | 0 | 0 | 0 | 0 | 0 | 0 | 0 | 0 | 0 | 0 | 0 | 0 | 0 | 0 | 0 | 0 | 0 | 0 | 0 | 0 | 0 | 0 | 0 | 0 | 0 | 0 | 0 | 0
SCE Third Party Roll-up E3 Calculator - With Carbon Adder - Proposed Program Plan | [17 empty] | System | #N/A | [21 empty] | 0 | 0 | 0 | 0 | 0 | 0 | 0 | 0 | 0 | 0 | 0 | 0 | 0 | 0 | 0 | 0 | 0 | 0 | 0 | 0 | 0 | 0 | 0 | 0 | 0 | 0 | 0 | 0 | 0
SCE Third Party Roll-up E3 Calculator - With Carbon Adder - Proposed Program Plan | [17 empty] | System | #N/A | [21 empty] | 0 | 0 | 0 | 0 | 0 | 0 | 0 | 0 | 0 | 0 | 0 | 0 | 0 | 0 | 0 | 0 | 0 | 0 | 0 | 0 | 0 | 0 | 0 | 0 | 0 | 0 | 0 | 0 | 0
SCE Third Party Roll-up E3 Calculator - With Carbon Adder - Proposed Program Plan | [17 empty] | System | #N/A | [21 empty] | 0 | 0 | 0 | 0 | 0 | 0 | 0 | 0 | 0 | 0 | 0 | 0 | 0 | 0 | 0 | 0 | 0 | 0 | 0 | 0 | 0 | 0 | 0 | 0 | 0 | 0 | 0 | 0 | 0
SCE Third Party Roll-up E3 Calculator - With Carbon Adder - Proposed Program Plan | [17 empty] | System | #N/A | [21 empty] | 0 | 0 | 0 | 0 | 0 | 0 | 0 | 0 | 0 | 0 | 0 | 0 | 0 | 0 | 0 | 0 | 0 | 0 | 0 | 0 | 0 | 0 | 0 | 0 | 0 | 0 | 0 | 0 | 0
SCE Third Party Roll-up E3 Calculator - With Carbon Adder - Proposed Program Plan | [17 empty] | System | #N/A | [21 empty] | 0 | 0 | 0 | 0 | 0 | 0 | 0 | 0 | 0 | 0 | 0 | 0 | 0 | 0 | 0 | 0 | 0 | 0 | 0 | 0 | 0 | 0 | 0 | 0 | 0 | 0 | 0 | 0 | 0
SCE Third Party Roll-up E3 Calculator - With Carbon Adder - Proposed Program Plan | [17 empty] | System | #N/A | [21 empty] | 0 | 0 | 0 | 0 | 0 | 0 | 0 | 0 | 0 | 0 | 0 | 0 | 0 | 0 | 0 | 0 | 0 | 0 | 0 | 0 | 0 | 0 | 0 | 0 | 0 | 0 | 0 | 0 | 0
SCE Third Party Roll-up E3 Calculator - With Carbon Adder - Proposed Program Plan | [17 empty] | System | #N/A | [21 empty] | 0 | 0 | 0 | 0 | 0 | 0 | 0 | 0 | 0 | 0 | 0 | 0 | 0 | 0 | 0 | 0 | 0 | 0 | 0 | 0 | 0 | 0 | 0 | 0 | 0 | 0 | 0 | 0 | 0
SCE Third Party Roll-up E3 Calculator - With Carbon Adder - Proposed Program Plan | [17 empty] | System | #N/A | [21 empty] | 0 | 0 | 0 | 0 | 0 | 0 | 0 | 0 | 0 | 0 | 0 | 0 | 0 | 0 | 0 | 0 | 0 | 0 | 0 | 0 | 0 | 0 | 0 | 0 | 0 | 0 | 0 | 0 | 0
SCE Third Party Roll-up E3 Calculator - With Carbon Adder - Proposed Program Plan | [17 empty] | System | #N/A | [21 empty] | 0 | 0 | 0 | 0 | 0 | 0 | 0 | 0 | 0 | 0 | 0 | 0 | 0 | 0 | 0 | 0 | 0 | 0 | 0 | 0 | 0 | 0 | 0 | 0 | 0 | 0 | 0 | 0 | 0
SCE Third Party Roll-up E3 Calculator - With Carbon Adder - Proposed Program Plan | [17 empty] | System | #N/A | [21 empty] | 0 | 0 | 0 | 0 | 0 | 0 | 0 | 0 | 0 | 0 | 0 | 0 | 0 | 0 | 0 | 0 | 0 | 0 | 0 | 0 | 0 | 0 | 0 | 0 | 0 | 0 | 0 | 0 | 0
SCE Third Party Roll-up E3 Calculator - With Carbon Adder - Proposed Program Plan | [17 empty] | System | #N/A | [21 empty] | 0 | 0 | 0 | 0 | 0 | 0 | 0 | 0 | 0 | 0 | 0 | 0 | 0 | 0 | 0 | 0 | 0 | 0 | 0 | 0 | 0 | 0 | 0 | 0 | 0 | 0 | 0 | 0 | 0
SCE Third Party Roll-up E3 Calculator - With Carbon Adder - Proposed Program Plan | [17 empty] | System | #N/A | [21 empty] | 0 | 0 | 0 | 0 | 0 | 0 | 0 | 0 | 0 | 0 | 0 | 0 | 0 | 0 | 0 | 0 | 0 | 0 | 0 | 0 | 0 | 0 | 0 | 0 | 0 | 0 | 0 | 0 | 0
SCE Third Party Roll-up E3 Calculator - With Carbon Adder - Proposed Program Plan | [17 empty] | System | #N/A | [21 empty] | 0 | 0 | 0 | 0 | 0 | 0 | 0 | 0 | 0 | 0 | 0 | 0 | 0 | 0 | 0 | 0 | 0 | 0 | 0 | 0 | 0 | 0 | 0 | 0 | 0 | 0 | 0 | 0 | 0
SCE Third Party Roll-up E3 Calculator - With Carbon Adder - Proposed Program Plan | [17 empty] | System | #N/A | [21 empty] | 0 | 0 | 0 | 0 | 0 | 0 | 0 | 0 | 0 | 0 | 0 | 0 | 0 | 0 | 0 | 0 | 0 | 0 | 0 | 0 | 0 | 0 | 0 | 0 | 0 | 0 | 0 | 0 | 0
SCE Third Party Roll-up E3 Calculator - With Carbon Adder - Proposed Program Plan | [17 empty] | System | #N/A | [21 empty] | 0 | 0 | 0 | 0 | 0 | 0 | 0 | 0 | 0 | 0 | 0 | 0 | 0 | 0 | 0 | 0 | 0 | 0 | 0 | 0 | 0 | 0 | 0 | 0 | 0 | 0 | 0 | 0 | 0
SCE Third Party Roll-up E3 Calculator - With Carbon Adder - Proposed Program Plan | [17 empty] | System | #N/A | [21 empty] | 0 | 0 | 0 | 0 | 0 | 0 | 0 | 0 | 0 | 0 | 0 | 0 | 0 | 0 | 0 | 0 | 0 | 0 | 0 | 0 | 0 | 0 | 0 | 0 | 0 | 0 | 0 | 0 | 0
SCE Third Party Roll-up E3 Calculator - With Carbon Adder - Proposed Program Plan | [17 empty] | System | #N/A | [21 empty] | 0 | 0 | 0 | 0 | 0 | 0 | 0 | 0 | 0 | 0 | 0 | 0 | 0 | 0 | 0 | 0 | 0 | 0 | 0 | 0 | 0 | 0 | 0 | 0 | 0 | 0 | 0 | 0 | 0
SCE Third Party Roll-up E3 Calculator - With Carbon Adder - Proposed Program Plan | [17 empty] | System | #N/A | [21 empty] | 0 | 0 | 0 | 0 | 0 | 0 | 0 | 0 | 0 | 0 | 0 | 0 | 0 | 0 | 0 | 0 | 0 | 0 | 0 | 0 | 0 | 0 | 0 | 0 | 0 | 0 | 0 | 0 | 0
SCE Third Party Roll-up E3 Calculator - With Carbon Adder - Proposed Program Plan | [17 empty] | System | #N/A | [21 empty] | 0 | 0 | 0 | 0 | 0 | 0 | 0 | 0 | 0 | 0 | 0 | 0 | 0 | 0 | 0 | 0 | 0 | 0 | 0 | 0 | 0 | 0 | 0 | 0 | 0 | 0 | 0 | 0 | 0
SCE Third Party Roll-up E3 Calculator - With Carbon Adder - Proposed Program Plan | [17 empty] | System | #N/A | [21 empty] | 0 | 0 | 0 | 0 | 0 | 0 | 0 | 0 | 0 | 0 | 0 | 0 | 0 | 0 | 0 | 0 | 0 | 0 | 0 | 0 | 0 | 0 | 0 | 0 | 0 | 0 | 0 | 0 | 0
SCE Third Party Roll-up E3 Calculator - With Carbon Adder - Proposed Program Plan | [17 empty] | System | #N/A | [21 empty] | 0 | 0 | 0 | 0 | 0 | 0 | 0 | 0 | 0 | 0 | 0 | 0 | 0 | 0 | 0 | 0 | 0 | 0 | 0 | 0 | 0 | 0 | 0 | 0 | 0 | 0 | 0 | 0 | 0
SCE Third Party Roll-up E3 Calculator - With Carbon Adder - Proposed Program Plan | [17 empty] | System | #N/A | [21 empty] | 0 | 0 | 0 | 0 | 0 | 0 | 0 | 0 | 0 | 0 | 0 | 0 | 0 | 0 | 0 | 0 | 0 | 0 | 0 | 0 | 0 | 0 | 0 | 0 | 0 | 0 | 0 | 0 | 0
SCE Third Party Roll-up E3 Calculator - With Carbon Adder - Proposed Program Plan | [17 empty] | System | #N/A | [21 empty] | 0 | 0 | 0 | 0 | 0 | 0 | 0 | 0 | 0 | 0 | 0 | 0 | 0 | 0 | 0 | 0 | 0 | 0 | 0 | 0 | 0 | 0 | 0 | 0 | 0 | 0 | 0 | 0 | 0
SCE Third Party Roll-up E3 Calculator - With Carbon Adder - Proposed Program Plan | [17 empty] | System | #N/A | [21 empty] | 0 | 0 | 0 | 0 | 0 | 0 | 0 | 0 | 0 | 0 | 0 | 0 | 0 | 0 | 0 | 0 | 0 | 0 | 0 | 0 | 0 | 0 | 0 | 0 | 0 | 0 | 0 | 0 | 0
SCE Third Party Roll-up E3 Calculator - With Carbon Adder - Proposed Program Plan | [17 empty] | System | #N/A | [21 empty] | 0 | 0 | 0 | 0 | 0 | 0 | 0 | 0 | 0 | 0 | 0 | 0 | 0 | 0 | 0 | 0 | 0 | 0 | 0 | 0 | 0 | 0 | 0 | 0 | 0 | 0 | 0 | 0 | 0
SCE Third Party Roll-up E3 Calculator - With Carbon Adder - Proposed Program Plan | [17 empty] | System | #N/A | [21 empty] | 0 | 0 | 0 | 0 | 0 | 0 | 0 | 0 | 0 | 0 | 0 | 0 | 0 | 0 | 0 | 0 | 0 | 0 | 0 | 0 | 0 | 0 | 0 | 0 | 0 | 0 | 0 | 0 | 0
SCE Third Party Roll-up E3 Calculator - With Carbon Adder - Proposed Program Plan | [17 empty] | System | #N/A | [21 empty] | 0 | 0 | 0 | 0 | 0 | 0 | 0 | 0 | 0 | 0 | 0 | 0 | 0 | 0 | 0 | 0 | 0 | 0 | 0 | 0 | 0 | 0 | 0 | 0 | 0 | 0 | 0 | 0 | 0
SCE Third Party Roll-up E3 Calculator - With Carbon Adder - Proposed Program Plan | [17 empty] | System | #N/A | [21 empty] | 0 | 0 | 0 | 0 | 0 | 0 | 0 | 0 | 0 | 0 | 0 | 0 | 0 | 0 | 0 | 0 | 0 | 0 | 0 | 0 | 0 | 0 | 0 | 0 | 0 | 0 | 0 | 0 | 0
SCE Third Party Roll-up E3 Calculator - With Carbon Adder - Proposed Program Plan | [17 empty] | System | #N/A | [21 empty] | 0 | 0 | 0 | 0 | 0 | 0 | 0 | 0 | 0 | 0 | 0 | 0 | 0 | 0 | 0 | 0 | 0 | 0 | 0 | 0 | 0 | 0 | 0 | 0 | 0 | 0 | 0 | 0 | 0
SCE Third Party Roll-up E3 Calculator - With Carbon Adder - Proposed Program Plan | [17 empty] | System | #N/A | [21 empty] | 0 | 0 | 0 | 0 | 0 | 0 | 0 | 0 | 0 | 0 | 0 | 0 | 0 | 0 | 0 | 0 | 0 | 0 | 0 | 0 | 0 | 0 | 0 | 0 | 0 | 0 | 0 | 0 | 0
SCE Third Party Roll-up E3 Calculator - With Carbon Adder - Proposed Program Plan | [17 empty] | System | #N/A | [21 empty] | 0 | 0 | 0 | 0 | 0 | 0 | 0 | 0 | 0 | 0 | 0 | 0 | 0 | 0 | 0 | 0 | 0 | 0 | 0 | 0 | 0 | 0 | 0 | 0 | 0 | 0 | 0 | 0 | 0
SCE Third Party Roll-up E3 Calculator - With Carbon Adder - Proposed Program Plan | [17 empty] | System | #N/A | [21 empty] | 0 | 0 | 0 | 0 | 0 | 0 | 0 | 0 | 0 | 0 | 0 | 0 | 0 | 0 | 0 | 0 | 0 | 0 | 0 | 0 | 0 | 0 | 0 | 0 | 0 | 0 | 0 | 0 | 0
SCE Third Party Roll-up E3 Calculator - With Carbon Adder - Proposed Program Plan | [17 empty] | System | #N/A | [21 empty] | 0 | 0 | 0 | 0 | 0 | 0 | 0 | 0 | 0 | 0 | 0 | 0 | 0 | 0 | 0 | 0 | 0 | 0 | 0 | 0 | 0 | 0 | 0 | 0 | 0 | 0 | 0 | 0 | 0
SCE Third Party Roll-up E3 Calculator - With Carbon Adder - Proposed Program Plan | [17 empty] | System | #N/A | [21 empty] | 0 | 0 | 0 | 0 | 0 | 0 | 0 | 0 | 0 | 0 | 0 | 0 | 0 | 0 | 0 | 0 | 0 | 0 | 0 | 0 | 0 | 0 | 0 | 0 | 0 | 0 | 0 | 0 | 0
SCE Third Party Roll-up E3 Calculator - With Carbon Adder - Proposed Program Plan | [17 empty] | System | #N/A | [21 empty] | 0 | 0 | 0 | 0 | 0 | 0 | 0 | 0 | 0 | 0 | 0 | 0 | 0 | 0 | 0 | 0 | 0 | 0 | 0 | 0 | 0 | 0 | 0 | 0 | 0 | 0 | 0 | 0 | 0
SCE Third Party Roll-up E3 Calculator - With Carbon Adder - Proposed Program Plan | [17 empty] | System | #N/A | [21 empty] | 0 | 0 | 0 | 0 | 0 | 0 | 0 | 0 | 0 | 0 | 0 | 0 | 0 | 0 | 0 | 0 | 0 | 0 | 0 | 0 | 0 | 0 | 0 | 0 | 0 | 0 | 0 | 0 | 0
SCE Third Party Roll-up E3 Calculator - With Carbon Adder - Proposed Program Plan | [17 empty] | System | #N/A | [21 empty] | 0 | 0 | 0 | 0 | 0 | 0 | 0 | 0 | 0 | 0 | 0 | 0 | 0 | 0 | 0 | 0 | 0 | 0 | 0 | 0 | 0 | 0 | 0 | 0 | 0 | 0 | 0 | 0 | 0
SCE Third Party Roll-up E3 Calculator - With Carbon Adder - Proposed Program Plan | [17 empty] | System | #N/A | [21 empty] | 0 | 0 | 0 | 0 | 0 | 0 | 0 | 0 | 0 | 0 | 0 | 0 | 0 | 0 | 0 | 0 | 0 | 0 | 0 | 0 | 0 | 0 | 0 | 0 | 0 | 0 | 0 | 0 | 0
SCE Third Party Roll-up E3 Calculator - With Carbon Adder - Proposed Program Plan | [17 empty] | System | #N/A | [21 empty] | 0 | 0 | 0 | 0 | 0 | 0 | 0 | 0 | 0 | 0 | 0 | 0 | 0 | 0 | 0 | 0 | 0 | 0 | 0 | 0 | 0 | 0 | 0 | 0 | 0 | 0 | 0 | 0 | 0
SCE Third Party Roll-up E3 Calculator - With Carbon Adder - Proposed Program Plan | [17 empty] | System | #N/A | [21 empty] | 0 | 0 | 0 | 0 | 0 | 0 | 0 | 0 | 0 | 0 | 0 | 0 | 0 | 0 | 0 | 0 | 0 | 0 | 0 | 0 | 0 | 0 | 0 | 0 | 0 | 0 | 0 | 0 | 0
SCE Third Party Roll-up E3 Calculator - With Carbon Adder - Proposed Program Plan | [17 empty] | System | #N/A | [21 empty] | 0 | 0 | 0 | 0 | 0 | 0 | 0 | 0 | 0 | 0 | 0 | 0 | 0 | 0 | 0 | 0 | 0 | 0 | 0 | 0 | 0 | 0 | 0 | 0 | 0 | 0 | 0 | 0 | 0
SCE Third Party Roll-up E3 Calculator - With Carbon Adder - Proposed Program Plan | [17 empty] | System | #N/A | [21 empty] | 0 | 0 | 0 | 0 | 0 | 0 | 0 | 0 | 0 | 0 | 0 | 0 | 0 | 0 | 0 | 0 | 0 | 0 | 0 | 0 | 0 | 0 | 0 | 0 | 0 | 0 | 0 | 0 | 0
SCE Third Party Roll-up E3 Calculator - With Carbon Adder - Proposed Program Plan | [17 empty] | System | #N/A | [21 empty] | 0 | 0 | 0 | 0 | 0 | 0 | 0 | 0 | 0 | 0 | 0 | 0 | 0 | 0 | 0 | 0 | 0 | 0 | 0 | 0 | 0 | 0 | 0 | 0 | 0 | 0 | 0 | 0 | 0
SCE Third Party Roll-up E3 Calculator - With Carbon Adder - Proposed Program Plan | [17 empty] | System | #N/A | [21 empty] | 0 | 0 | 0 | 0 | 0 | 0 | 0 | 0 | 0 | 0 | 0 | 0 | 0 | 0 | 0 | 0 | 0 | 0 | 0 | 0 | 0 | 0 | 0 | 0 | 0 | 0 | 0 | 0 | 0
SCE Third Party Roll-up E3 Calculator - With Carbon Adder - Proposed Program Plan | [17 empty] | System | #N/A | [21 empty] | 0 | 0 | 0 | 0 | 0 | 0 | 0 | 0 | 0 | 0 | 0 | 0 | 0 | 0 | 0 | 0 | 0 | 0 | 0 | 0 | 0 | 0 | 0 | 0 | 0 | 0 | 0 | 0 | 0
SCE Third Party Roll-up E3 Calculator - With Carbon Adder - Proposed Program Plan | [17 empty] | System | #N/A | [21 empty] | 0 | 0 | 0 | 0 | 0 | 0 | 0 | 0 | 0 | 0 | 0 | 0 | 0 | 0 | 0 | 0 | 0 | 0 | 0 | 0 | 0 | 0 | 0 | 0 | 0 | 0 | 0 | 0 | 0
SCE Third Party Roll-up E3 Calculator - With Carbon Adder - Proposed Program Plan | [17 empty] | System | #N/A | [21 empty] | 0 | 0 | 0 | 0 | 0 | 0 | 0 | 0 | 0 | 0 | 0 | 0 | 0 | 0 | 0 | 0 | 0 | 0 | 0 | 0 | 0 | 0 | 0 | 0 | 0 | 0 | 0 | 0 | 0
SCE Third Party Roll-up E3 Calculator - With Carbon Adder - Proposed Program Plan | [17 empty] | System | #N/A | [21 empty] | 0 | 0 | 0 | 0 | 0 | 0 | 0 | 0 | 0 | 0 | 0 | 0 | 0 | 0 | 0 | 0 | 0 | 0 | 0 | 0 | 0 | 0 | 0 | 0 | 0 | 0 | 0 | 0 | 0
SCE Third Party Roll-up E3 Calculator - With Carbon Adder - Proposed Program Plan | [17 empty] | System | #N/A | [21 empty] | 0 | 0 | 0 | 0 | 0 | 0 | 0 | 0 | 0 | 0 | 0 | 0 | 0 | 0 | 0 | 0 | 0 | 0 | 0 | 0 | 0 | 0 | 0 | 0 | 0 | 0 | 0 | 0 | 0
SCE Third Party Roll-up E3 Calculator - With Carbon Adder - Proposed Program Plan | [17 empty] | System | #N/A | [21 empty] | 0 | 0 | 0 | 0 | 0 | 0 | 0 | 0 | 0 | 0 | 0 | 0 | 0 | 0 | 0 | 0 | 0 | 0 | 0 | 0 | 0 | 0 | 0 | 0 | 0 | 0 | 0 | 0 | 0
SCE Third Party Roll-up E3 Calculator - With Carbon Adder - Proposed Program Plan | [17 empty] | System | #N/A | [21 empty] | 0 | 0 | 0 | 0 | 0 | 0 | 0 | 0 | 0 | 0 | 0 | 0 | 0 | 0 | 0 | 0 | 0 | 0 | 0 | 0 | 0 | 0 | 0 | 0 | 0 | 0 | 0 | 0 | 0
SCE Third Party Roll-up E3 Calculator - With Carbon Adder - Proposed Program Plan | [17 empty] | System | #N/A | [21 empty] | 0 | 0 | 0 | 0 | 0 | 0 | 0 | 0 | 0 | 0 | 0 | 0 | 0 | 0 | 0 | 0 | 0 | 0 | 0 | 0 | 0 | 0 | 0 | 0 | 0 | 0 | 0 | 0 | 0
SCE Third Party Roll-up E3 Calculator - With Carbon Adder - Proposed Program Plan | [17 empty] | System | #N/A | [21 empty] | 0 | 0 | 0 | 0 | 0 | 0 | 0 | 0 | 0 | 0 | 0 | 0 | 0 | 0 | 0 | 0 | 0 | 0 | 0 | 0 | 0 | 0 | 0 | 0 | 0 | 0 | 0 | 0 | 0
SCE Third Party Roll-up E3 Calculator - With Carbon Adder - Proposed Program Plan | [17 empty] | System | #N/A | [21 empty] | 0 | 0 | 0 | 0 | 0 | 0 | 0 | 0 | 0 | 0 | 0 | 0 | 0 | 0 | 0 | 0 | 0 | 0 | 0 | 0 | 0 | 0 | 0 | 0 | 0 | 0 | 0 | 0 | 0
SCE Third Party Roll-up E3 Calculator - With Carbon Adder - Proposed Program Plan | [17 empty] | System | #N/A | [21 empty] | 0 | 0 | 0 | 0 | 0 | 0 | 0 | 0 | 0 | 0 | 0 | 0 | 0 | 0 | 0 | 0 | 0 | 0 | 0 | 0 | 0 | 0 | 0 | 0 | 0 | 0 | 0 | 0 | 0
SCE Third Party Roll-up E3 Calculator - With Carbon Adder - Proposed Program Plan | [17 empty] | System | #N/A | [21 empty] | 0 | 0 | 0 | 0 | 0 | 0 | 0 | 0 | 0 | 0 | 0 | 0 | 0 | 0 | 0 | 0 | 0 | 0 | 0 | 0 | 0 | 0 | 0 | 0 | 0 | 0 | 0 | 0 | 0
SCE Third Party Roll-up E3 Calculator - With Carbon Adder - Proposed Program Plan | [17 empty] | System | #N/A | [21 empty] | 0 | 0 | 0 | 0 | 0 | 0 | 0 | 0 | 0 | 0 | 0 | 0 | 0 | 0 | 0 | 0 | 0 | 0 | 0 | 0 | 0 | 0 | 0 | 0 | 0 | 0 | 0 | 0 | 0
SCE Third Party Roll-up E3 Calculator - With Carbon Adder - Proposed Program Plan | [17 empty] | System | #N/A | [21 empty] | 0 | 0 | 0 | 0 | 0 | 0 | 0 | 0 | 0 | 0 | 0 | 0 | 0 | 0 | 0 | 0 | 0 | 0 | 0 | 0 | 0 | 0 | 0 | 0 | 0 | 0 | 0 | 0 | 0
SCE Third Party Roll-up E3 Calculator - With Carbon Adder - Proposed Program Plan | [17 empty] | System | #N/A | [21 empty] | 0 | 0 | 0 | 0 | 0 | 0 | 0 | 0 | 0 | 0 | 0 | 0 | 0 | 0 | 0 | 0 | 0 | 0 | 0 | 0 | 0 | 0 | 0 | 0 | 0 | 0 | 0 | 0 | 0
SCE Third Party Roll-up E3 Calculator - With Carbon Adder - Proposed Program Plan | [17 empty] | System | #N/A | [21 empty] | 0 | 0 | 0 | 0 | 0 | 0 | 0 | 0 | 0 | 0 | 0 | 0 | 0 | 0 | 0 | 0 | 0 | 0 | 0 | 0 | 0 | 0 | 0 | 0 | 0 | 0 | 0 | 0 | 0
SCE Third Party Roll-up E3 Calculator - With Carbon Adder - Proposed Program Plan | [17 empty] | System | #N/A | [21 empty] | 0 | 0 | 0 | 0 | 0 | 0 | 0 | 0 | 0 | 0 | 0 | 0 | 0 | 0 | 0 | 0 | 0 | 0 | 0 | 0 | 0 | 0 | 0 | 0 | 0 | 0 | 0 | 0 | 0
SCE Third Party Roll-up E3 Calculator - With Carbon Adder - Proposed Program Plan | [17 empty] | System | #N/A | [21 empty] | 0 | 0 | 0 | 0 | 0 | 0 | 0 | 0 | 0 | 0 | 0 | 0 | 0 | 0 | 0 | 0 | 0 | 0 | 0 | 0 | 0 | 0 | 0 | 0 | 0 | 0 | 0 | 0 | 0
SCE Third Party Roll-up E3 Calculator - With Carbon Adder - Proposed Program Plan | [17 empty] | System | #N/A | [21 empty] | 0 | 0 | 0 | 0 | 0 | 0 | 0 | 0 | 0 | 0 | 0 | 0 | 0 | 0 | 0 | 0 | 0 | 0 | 0 | 0 | 0 | 0 | 0 | 0 | 0 | 0 | 0 | 0 | 0
SCE Third Party Roll-up E3 Calculator - With Carbon Adder - Proposed Program Plan | [17 empty] | System | #N/A | [21 empty] | 0 | 0 | 0 | 0 | 0 | 0 | 0 | 0 | 0 | 0 | 0 | 0 | 0 | 0 | 0 | 0 | 0 | 0 | 0 | 0 | 0 | 0 | 0 | 0 | 0 | 0 | 0 | 0 | 0
SCE Third Party Roll-up E3 Calculator - With Carbon Adder - Proposed Program Plan | [17 empty] | System | #N/A | [21 empty] | 0 | 0 | 0 | 0 | 0 | 0 | 0 | 0 | 0 | 0 | 0 | 0 | 0 | 0 | 0 | 0 | 0 | 0 | 0 | 0 | 0 | 0 | 0 | 0 | 0 | 0 | 0 | 0 | 0
SCE Third Party Roll-up E3 Calculator - With Carbon Adder - Proposed Program Plan | [17 empty] | System | #N/A | [21 empty] | 0 | 0 | 0 | 0 | 0 | 0 | 0 | 0 | 0 | 0 | 0 | 0 | 0 | 0 | 0 | 0 | 0 | 0 | 0 | 0 | 0 | 0 | 0 | 0 | 0 | 0 | 0 | 0 | 0
SCE Third Party Roll-up E3 Calculator - With Carbon Adder - Proposed Program Plan | [17 empty] | System | #N/A | [21 empty] | 0 | 0 | 0 | 0 | 0 | 0 | 0 | 0 | 0 | 0 | 0 | 0 | 0 | 0 | 0 | 0 | 0 | 0 | 0 | 0 | 0 | 0 | 0 | 0 | 0 | 0 | 0 | 0 | 0
SCE Third Party Roll-up E3 Calculator - With Carbon Adder - Proposed Program Plan | [17 empty] | System | #N/A | [21 empty] | 0 | 0 | 0 | 0 | 0 | 0 | 0 | 0 | 0 | 0 | 0 | 0 | 0 | 0 | 0 | 0 | 0 | 0 | 0 | 0 | 0 | 0 | 0 | 0 | 0 | 0 | 0 | 0 | 0
SCE Third Party Roll-up E3 Calculator - With Carbon Adder - Proposed Program Plan | [17 empty] | System | #N/A | [21 empty] | 0 | 0 | 0 | 0 | 0 | 0 | 0 | 0 | 0 | 0 | 0 | 0 | 0 | 0 | 0 | 0 | 0 | 0 | 0 | 0 | 0 | 0 | 0 | 0 | 0 | 0 | 0 | 0 | 0
SCE Third Party Roll-up E3 Calculator - With Carbon Adder - Proposed Program Plan | [17 empty] | System | #N/A | [21 empty] | 0 | 0 | 0 | 0 | 0 | 0 | 0 | 0 | 0 | 0 | 0 | 0 | 0 | 0 | 0 | 0 | 0 | 0 | 0 | 0 | 0 | 0 | 0 | 0 | 0 | 0 | 0 | 0 | 0
SCE Third Party Roll-up E3 Calculator - With Carbon Adder - Proposed Program Plan | [17 empty] | System | #N/A | [21 empty] | 0 | 0 | 0 | 0 | 0 | 0 | 0 | 0 | 0 | 0 | 0 | 0 | 0 | 0 | 0 | 0 | 0 | 0 | 0 | 0 | 0 | 0 | 0 | 0 | 0 | 0 | 0 | 0 | 0
SCE Third Party Roll-up E3 Calculator - With Carbon Adder - Proposed Program Plan | [17 empty] | System | #N/A | [21 empty] | 0 | 0 | 0 | 0 | 0 | 0 | 0 | 0 | 0 | 0 | 0 | 0 | 0 | 0 | 0 | 0 | 0 | 0 | 0 | 0 | 0 | 0 | 0 | 0 | 0 | 0 | 0 | 0 | 0
SCE Third Party Roll-up E3 Calculator - With Carbon Adder - Proposed Program Plan | [17 empty] | System | #N/A | [21 empty] | 0 | 0 | 0 | 0 | 0 | 0 | 0 | 0 | 0 | 0 | 0 | 0 | 0 | 0 | 0 | 0 | 0 | 0 | 0 | 0 | 0 | 0 | 0 | 0 | 0 | 0 | 0 | 0 | 0
SCE Third Party Roll-up E3 Calculator - With Carbon Adder - Proposed Program Plan | [17 empty] | System | #N/A | [21 empty] | 0 | 0 | 0 | 0 | 0 | 0 | 0 | 0 | 0 | 0 | 0 | 0 | 0 | 0 | 0 | 0 | 0 | 0 | 0 | 0 | 0 | 0 | 0 | 0 | 0 | 0 | 0 | 0 | 0
SCE Third Party Roll-up E3 Calculator - With Carbon Adder - Proposed Program Plan | [17 empty] | System | #N/A | [21 empty] | 0 | 0 | 0 | 0 | 0 | 0 | 0 | 0 | 0 | 0 | 0 | 0 | 0 | 0 | 0 | 0 | 0 | 0 | 0 | 0 | 0 | 0 | 0 | 0 | 0 | 0 | 0 | 0 | 0
SCE Third Party Roll-up E3 Calculator - With Carbon Adder - Proposed Program Plan | [17 empty] | System | #N/A | [21 empty] | 0 | 0 | 0 | 0 | 0 | 0 | 0 | 0 | 0 | 0 | 0 | 0 | 0 | 0 | 0 | 0 | 0 | 0 | 0 | 0 | 0 | 0 | 0 | 0 | 0 | 0 | 0 | 0 | 0
SCE Third Party Roll-up E3 Calculator - With Carbon Adder - Proposed Program Plan | [17 empty] | System | #N/A | [21 empty] | 0 | 0 | 0 | 0 | 0 | 0 | 0 | 0 | 0 | 0 | 0 | 0 | 0 | 0 | 0 | 0 | 0 | 0 | 0 | 0 | 0 | 0 | 0 | 0 | 0 | 0 | 0 | 0 | 0
SCE Third Party Roll-up E3 Calculator - With Carbon Adder - Proposed Program Plan | [17 empty] | System | #N/A | [21 empty] | 0 | 0 | 0 | 0 | 0 | 0 | 0 | 0 | 0 | 0 | 0 | 0 | 0 | 0 | 0 | 0 | 0 | 0 | 0 | 0 | 0 | 0 | 0 | 0 | 0 | 0 | 0 | 0 | 0
SCE Third Party Roll-up E3 Calculator - With Carbon Adder - Proposed Program Plan | [17 empty] | System | #N/A | [21 empty] | 0 | 0 | 0 | 0 | 0 | 0 | 0 | 0 | 0 | 0 | 0 | 0 | 0 | 0 | 0 | 0 | 0 | 0 | 0 | 0 | 0 | 0 | 0 | 0 | 0 | 0 | 0 | 0 | 0
SCE Third Party Roll-up E3 Calculator - With Carbon Adder - Proposed Program Plan | [17 empty] | System | #N/A | [21 empty] | 0 | 0 | 0 | 0 | 0 | 0 | 0 | 0 | 0 | 0 | 0 | 0 | 0 | 0 | 0 | 0 | 0 | 0 | 0 | 0 | 0 | 0 | 0 | 0 | 0 | 0 | 0 | 0 | 0
SCE Third Party Roll-up E3 Calculator - With Carbon Adder - Proposed Program Plan | [17 empty] | System | #N/A | [21 empty] | 0 | 0 | 0 | 0 | 0 | 0 | 0 | 0 | 0 | 0 | 0 | 0 | 0 | 0 | 0 | 0 | 0 | 0 | 0 | 0 | 0 | 0 | 0 | 0 | 0 | 0 | 0 | 0 | 0
SCE Third Party Roll-up E3 Calculator - With Carbon Adder - Proposed Program Plan | [17 empty] | System | #N/A | [21 empty] | 0 | 0 | 0 | 0 | 0 | 0 | 0 | 0 | 0 | 0 | 0 | 0 | 0 | 0 | 0 | 0 | 0 | 0 | 0 | 0 | 0 | 0 | 0 | 0 | 0 | 0 | 0 | 0 | 0
SCE Third Party Roll-up E3 Calculator - With Carbon Adder - Proposed Program Plan | [17 empty] | System | #N/A | [21 empty] | 0 | 0 | 0 | 0 | 0 | 0 | 0 | 0 | 0 | 0 | 0 | 0 | 0 | 0 | 0 | 0 | 0 | 0 | 0 | 0 | 0 | 0 | 0 | 0 | 0 | 0 | 0 | 0 | 0
SCE Third Party Roll-up E3 Calculator - With Carbon Adder - Proposed Program Plan | [17 empty] | System | #N/A | [21 empty] | 0 | 0 | 0 | 0 | 0 | 0 | 0 | 0 | 0 | 0 | 0 | 0 | 0 | 0 | 0 | 0 | 0 | 0 | 0 | 0 | 0 | 0 | 0 | 0 | 0 | 0 | 0 | 0 | 0
SCE Third Party Roll-up E3 Calculator - With Carbon Adder - Proposed Program Plan | [17 empty] | System | #N/A | [21 empty] | 0 | 0 | 0 | 0 | 0 | 0 | 0 | 0 | 0 | 0 | 0 | 0 | 0 | 0 | 0 | 0 | 0 | 0 | 0 | 0 | 0 | 0 | 0 | 0 | 0 | 0 | 0 | 0 | 0
SCE Third Party Roll-up E3 Calculator - With Carbon Adder - Proposed Program Plan | [17 empty] | System | #N/A | [21 empty] | 0 | 0 | 0 | 0 | 0 | 0 | 0 | 0 | 0 | 0 | 0 | 0 | 0 | 0 | 0 | 0 | 0 | 0 | 0 | 0 | 0 | 0 | 0 | 0 | 0 | 0 | 0 | 0 | 0
SCE Third Party Roll-up E3 Calculator - With Carbon Adder - Proposed Program Plan | [17 empty] | System | #N/A | [21 empty] | 0 | 0 | 0 | 0 | 0 | 0 | 0 | 0 | 0 | 0 | 0 | 0 | 0 | 0 | 0 | 0 | 0 | 0 | 0 | 0 | 0 | 0 | 0 | 0 | 0 | 0 | 0 | 0 | 0
SCE Third Party Roll-up E3 Calculator - With Carbon Adder - Proposed Program Plan | [17 empty] | System | #N/A | [21 empty] | 0 | 0 | 0 | 0 | 0 | 0 | 0 | 0 | 0 | 0 | 0 | 0 | 0 | 0 | 0 | 0 | 0 | 0 | 0 | 0 | 0 | 0 | 0 | 0 | 0 | 0 | 0 | 0 | 0
SCE Third Party Roll-up E3 Calculator - With Carbon Adder - Proposed Program Plan | [17 empty] | System | #N/A | [21 empty] | 0 | 0 | 0 | 0 | 0 | 0 | 0 | 0 | 0 | 0 | 0 | 0 | 0 | 0 | 0 | 0 | 0 | 0 | 0 | 0 | 0 | 0 | 0 | 0 | 0 | 0 | 0 | 0 | 0
SCE Third Party Roll-up E3 Calculator - With Carbon Adder - Proposed Program Plan | [17 empty] | System | #N/A | [21 empty] | 0 | 0 | 0 | 0 | 0 | 0 | 0 | 0 | 0 | 0 | 0 | 0 | 0 | 0 | 0 | 0 | 0 | 0 | 0 | 0 | 0 | 0 | 0 | 0 | 0 | 0 | 0 | 0 | 0
SCE Third Party Roll-up E3 Calculator - With Carbon Adder - Proposed Program Plan | [17 empty] | System | #N/A | [21 empty] | 0 | 0 | 0 | 0 | 0 | 0 | 0 | 0 | 0 | 0 | 0 | 0 | 0 | 0 | 0 | 0 | 0 | 0 | 0 | 0 | 0 | 0 | 0 | 0 | 0 | 0 | 0 | 0 | 0
SCE Third Party Roll-up E3 Calculator - With Carbon Adder - Proposed Program Plan | [17 empty] | System | #N/A | [21 empty] | 0 | 0 | 0 | 0 | 0 | 0 | 0 | 0 | 0 | 0 | 0 | 0 | 0 | 0 | 0 | 0 | 0 | 0 | 0 | 0 | 0 | 0 | 0 | 0 | 0 | 0 | 0 | 0 | 0
SCE Third Party Roll-up E3 Calculator - With Carbon Adder - Proposed Program Plan | [17 empty] | System | #N/A | [21 empty] | 0 | 0 | 0 | 0 | 0 | 0 | 0 | 0 | 0 | 0 | 0 | 0 | 0 | 0 | 0 | 0 | 0 | 0 | 0 | 0 | 0 | 0 | 0 | 0 | 0 | 0 | 0 | 0 | 0
SCE Third Party Roll-up E3 Calculator - With Carbon Adder - Proposed Program Plan | [17 empty] | System | #N/A | [21 empty] | 0 | 0 | 0 | 0 | 0 | 0 | 0 | 0 | 0 | 0 | 0 | 0 | 0 | 0 | 0 | 0 | 0 | 0 | 0 | 0 | 0 | 0 | 0 | 0 | 0 | 0 | 0 | 0 | 0
SCE Third Party Roll-up E3 Calculator - With Carbon Adder - Proposed Program Plan | [17 empty] | System | #N/A | [21 empty] | 0 | 0 | 0 | 0 | 0 | 0 | 0 | 0 | 0 | 0 | 0 | 0 | 0 | 0 | 0 | 0 | 0 | 0 | 0 | 0 | 0 | 0 | 0 | 0 | 0 | 0 | 0 | 0 | 0
SCE Third Party Roll-up E3 Calculator - With Carbon Adder - Proposed Program Plan | [17 empty] | System | #N/A | [21 empty] | 0 | 0 | 0 | 0 | 0 | 0 | 0 | 0 | 0 | 0 | 0 | 0 | 0 | 0 | 0 | 0 | 0 | 0 | 0 | 0 | 0 | 0 | 0 | 0 | 0 | 0 | 0 | 0 | 0
SCE Third Party Roll-up E3 Calculator - With Carbon Adder - Proposed Program Plan | [17 empty] | System | #N/A | [21 empty] | 0 | 0 | 0 | 0 | 0 | 0 | 0 | 0 | 0 | 0 | 0 | 0 | 0 | 0 | 0 | 0 | 0 | 0 | 0 | 0 | 0 | 0 | 0 | 0 | 0 | 0 | 0 | 0 | 0
SCE Third Party Roll-up E3 Calculator - With Carbon Adder - Proposed Program Plan | [17 empty] | System | #N/A | [21 empty] | 0 | 0 | 0 | 0 | 0 | 0 | 0 | 0 | 0 | 0 | 0 | 0 | 0 | 0 | 0 | 0 | 0 | 0 | 0 | 0 | 0 | 0 | 0 | 0 | 0 | 0 | 0 | 0 | 0
SCE Third Party Roll-up E3 Calculator - With Carbon Adder - Proposed Program Plan | [17 empty] | System | #N/A | [21 empty] | 0 | 0 | 0 | 0 | 0 | 0 | 0 | 0 | 0 | 0 | 0 | 0 | 0 | 0 | 0 | 0 | 0 | 0 | 0 | 0 | 0 | 0 | 0 | 0 | 0 | 0 | 0 | 0 | 0
SCE Third Party Roll-up E3 Calculator - With Carbon Adder - Proposed Program Plan | [17 empty] | System | #N/A | [21 empty] | 0 | 0 | 0 | 0 | 0 | 0 | 0 | 0 | 0 | 0 | 0 | 0 | 0 | 0 | 0 | 0 | 0 | 0 | 0 | 0 | 0 | 0 | 0 | 0 | 0 | 0 | 0 | 0 | 0
SCE Third Party Roll-up E3 Calculator - With Carbon Adder - Proposed Program Plan | [17 empty] | System | #N/A | [21 empty] | 0 | 0 | 0 | 0 | 0 | 0 | 0 | 0 | 0 | 0 | 0 | 0 | 0 | 0 | 0 | 0 | 0 | 0 | 0 | 0 | 0 | 0 | 0 | 0 | 0 | 0 | 0 | 0 | 0
SCE Third Party Roll-up E3 Calculator - With Carbon Adder - Proposed Program Plan | [17 empty] | System | #N/A | [21 empty] | 0 | 0 | 0 | 0 | 0 | 0 | 0 | 0 | 0 | 0 | 0 | 0 | 0 | 0 | 0 | 0 | 0 | 0 | 0 | 0 | 0 | 0 | 0 | 0 | 0 | 0 | 0 | 0 | 0
SCE Third Party Roll-up E3 Calculator - With Carbon Adder - Proposed Program Plan | [17 empty] | System | #N/A | [21 empty] | 0 | 0 | 0 | 0 | 0 | 0 | 0 | 0 | 0 | 0 | 0 | 0 | 0 | 0 | 0 | 0 | 0 | 0 | 0 | 0 | 0 | 0 | 0 | 0 | 0 | 0 | 0 | 0 | 0
SCE Third Party Roll-up E3 Calculator - With Carbon Adder - Proposed Program Plan | [17 empty] | System | #N/A | [21 empty] | 0 | 0 | 0 | 0 | 0 | 0 | 0 | 0 | 0 | 0 | 0 | 0 | 0 | 0 | 0 | 0 | 0 | 0 | 0 | 0 | 0 | 0 | 0 | 0 | 0 | 0 | 0 | 0 | 0
SCE Third Party Roll-up E3 Calculator - With Carbon Adder - Proposed Program Plan | [17 empty] | System | #N/A | [21 empty] | 0 | 0 | 0 | 0 | 0 | 0 | 0 | 0 | 0 | 0 | 0 | 0 | 0 | 0 | 0 | 0 | 0 | 0 | 0 | 0 | 0 | 0 | 0 | 0 | 0 | 0 | 0 | 0 | 0
SCE Third Party Roll-up E3 Calculator - With Carbon Adder - Proposed Program Plan | [17 empty] | System | #N/A | [21 empty] | 0 | 0 | 0 | 0 | 0 | 0 | 0 | 0 | 0 | 0 | 0 | 0 | 0 | 0 | 0 | 0 | 0 | 0 | 0 | 0 | 0 | 0 | 0 | 0 | 0 | 0 | 0 | 0 | 0
SCE Third Party Roll-up E3 Calculator - With Carbon Adder - Proposed Program Plan | [17 empty] | System | #N/A | [21 empty] | 0 | 0 | 0 | 0 | 0 | 0 | 0 | 0 | 0 | 0 | 0 | 0 | 0 | 0 | 0 | 0 | 0 | 0 | 0 | 0 | 0 | 0 | 0 | 0 | 0 | 0 | 0 | 0 | 0
SCE Third Party Roll-up E3 Calculator - With Carbon Adder - Proposed Program Plan | [17 empty] | System | #N/A | [21 empty] | 0 | 0 | 0 | 0 | 0 | 0 | 0 | 0 | 0 | 0 | 0 | 0 | 0 | 0 | 0 | 0 | 0 | 0 | 0 | 0 | 0 | 0 | 0 | 0 | 0 | 0 | 0 | 0 | 0
SCE Third Party Roll-up E3 Calculator - With Carbon Adder - Proposed Program Plan | [17 empty] | System | #N/A | [21 empty] | 0 | 0 | 0 | 0 | 0 | 0 | 0 | 0 | 0 | 0 | 0 | 0 | 0 | 0 | 0 | 0 | 0 | 0 | 0 | 0 | 0 | 0 | 0 | 0 | 0 | 0 | 0 | 0 | 0
SCE Third Party Roll-up E3 Calculator - With Carbon Adder - Proposed Program Plan | [17 empty] | System | #N/A | [21 empty] | 0 | 0 | 0 | 0 | 0 | 0 | 0 | 0 | 0 | 0 | 0 | 0 | 0 | 0 | 0 | 0 | 0 | 0 | 0 | 0 | 0 | 0 | 0 | 0 | 0 | 0 | 0 | 0 | 0
SCE Third Party Roll-up E3 Calculator - With Carbon Adder - Proposed Program Plan | [17 empty] | System | #N/A | [21 empty] | 0 | 0 | 0 | 0 | 0 | 0 | 0 | 0 | 0 | 0 | 0 | 0 | 0 | 0 | 0 | 0 | 0 | 0 | 0 | 0 | 0 | 0 | 0 | 0 | 0 | 0 | 0 | 0 | 0
SCE Third Party Roll-up E3 Calculator - With Carbon Adder - Proposed Program Plan | [17 empty] | System | #N/A | [21 empty] | 0 | 0 | 0 | 0 | 0 | 0 | 0 | 0 | 0 | 0 | 0 | 0 | 0 | 0 | 0 | 0 | 0 | 0 | 0 | 0 | 0 | 0 | 0 | 0 | 0 | 0 | 0 | 0 | 0
SCE Third Party Roll-up E3 Calculator - With Carbon Adder - Proposed Program Plan | [17 empty] | System | #N/A | [21 empty] | 0 | 0 | 0 | 0 | 0 | 0 | 0 | 0 | 0 | 0 | 0 | 0 | 0 | 0 | 0 | 0 | 0 | 0 | 0 | 0 | 0 | 0 | 0 | 0 | 0 | 0 | 0 | 0 | 0
SCE Third Party Roll-up E3 Calculator - With Carbon Adder - Proposed Program Plan | [17 empty] | System | #N/A | [21 empty] | 0 | 0 | 0 | 0 | 0 | 0 | 0 | 0 | 0 | 0 | 0 | 0 | 0 | 0 | 0 | 0 | 0 | 0 | 0 | 0 | 0 | 0 | 0 | 0 | 0 | 0 | 0 | 0 | 0
SCE Third Party Roll-up E3 Calculator - With Carbon Adder - Proposed Program Plan | [17 empty] | System | #N/A | [21 empty] | 0 | 0 | 0 | 0 | 0 | 0 | 0 | 0 | 0 | 0 | 0 | 0 | 0 | 0 | 0 | 0 | 0 | 0 | 0 | 0 | 0 | 0 | 0 | 0 | 0 | 0 | 0 | 0 | 0
SCE Third Party Roll-up E3 Calculator - With Carbon Adder - Proposed Program Plan | [17 empty] | System | #N/A | [21 empty] | 0 | 0 | 0 | 0 | 0 | 0 | 0 | 0 | 0 | 0 | 0 | 0 | 0 | 0 | 0 | 0 | 0 | 0 | 0 | 0 | 0 | 0 | 0 | 0 | 0 | 0 | 0 | 0 | 0
SCE Third Party Roll-up E3 Calculator - With Carbon Adder - Proposed Program Plan | [17 empty] | System | #N/A | [21 empty] | 0 | 0 | 0 | 0 | 0 | 0 | 0 | 0 | 0 | 0 | 0 | 0 | 0 | 0 | 0 | 0 | 0 | 0 | 0 | 0 | 0 | 0 | 0 | 0 | 0 | 0 | 0 | 0 | 0
SCE Third Party Roll-up E3 Calculator - With Carbon Adder - Proposed Program Plan | [17 empty] | System | #N/A | [21 empty] | 0 | 0 | 0 | 0 | 0 | 0 | 0 | 0 | 0 | 0 | 0 | 0 | 0 | 0 | 0 | 0 | 0 | 0 | 0 | 0 | 0 | 0 | 0 | 0 | 0 | 0 | 0 | 0 | 0
SCE Third Party Roll-up E3 Calculator - With Carbon Adder - Proposed Program Plan | [17 empty] | System | #N/A | [21 empty] | 0 | 0 | 0 | 0 | 0 | 0 | 0 | 0 | 0 | 0 | 0 | 0 | 0 | 0 | 0 | 0 | 0 | 0 | 0 | 0 | 0 | 0 | 0 | 0 | 0 | 0 | 0 | 0 | 0
SCE Third Party Roll-up E3 Calculator - With Carbon Adder - Proposed Program Plan | [17 empty] | System | #N/A | [21 empty] | 0 | 0 | 0 | 0 | 0 | 0 | 0 | 0 | 0 | 0 | 0 | 0 | 0 | 0 | 0 | 0 | 0 | 0 | 0 | 0 | 0 | 0 | 0 | 0 | 0 | 0 | 0 | 0 | 0
SCE Third Party Roll-up E3 Calculator - With Carbon Adder - Proposed Program Plan | [17 empty] | System | #N/A | [21 empty] | 0 | 0 | 0 | 0 | 0 | 0 | 0 | 0 | 0 | 0 | 0 | 0 | 0 | 0 | 0 | 0 | 0 | 0 | 0 | 0 | 0 | 0 | 0 | 0 | 0 | 0 | 0 | 0 | 0
SCE Third Party Roll-up E3 Calculator - With Carbon Adder - Proposed Program Plan | [17 empty] | System | #N/A | [21 empty] | 0 | 0 | 0 | 0 | 0 | 0 | 0 | 0 | 0 | 0 | 0 | 0 | 0 | 0 | 0 | 0 | 0 | 0 | 0 | 0 | 0 | 0 | 0 | 0 | 0 | 0 | 0 | 0 | 0
SCE Third Party Roll-up E3 Calculator - With Carbon Adder - Proposed Program Plan | [17 empty] | System | #N/A | [21 empty] | 0 | 0 | 0 | 0 | 0 | 0 | 0 | 0 | 0 | 0 | 0 | 0 | 0 | 0 | 0 | 0 | 0 | 0 | 0 | 0 | 0 | 0 | 0 | 0 | 0 | 0 | 0 | 0 | 0
SCE Third Party Roll-up E3 Calculator - With Carbon Adder - Proposed Program Plan | [17 empty] | System | #N/A | [21 empty] | 0 | 0 | 0 | 0 | 0 | 0 | 0 | 0 | 0 | 0 | 0 | 0 | 0 | 0 | 0 | 0 | 0 | 0 | 0 | 0 | 0 | 0 | 0 | 0 | 0 | 0 | 0 | 0 | 0
SCE Third Party Roll-up E3 Calculator - With Carbon Adder - Proposed Program Plan | [17 empty] | System | #N/A | [21 empty] | 0 | 0 | 0 | 0 | 0 | 0 | 0 | 0 | 0 | 0 | 0 | 0 | 0 | 0 | 0 | 0 | 0 | 0 | 0 | 0 | 0 | 0 | 0 | 0 | 0 | 0 | 0 | 0 | 0
SCE Third Party Roll-up E3 Calculator - With Carbon Adder - Proposed Program Plan | [17 empty] | System | #N/A | [21 empty] | 0 | 0 | 0 | 0 | 0 | 0 | 0 | 0 | 0 | 0 | 0 | 0 | 0 | 0 | 0 | 0 | 0 | 0 | 0 | 0 | 0 | 0 | 0 | 0 | 0 | 0 | 0 | 0 | 0
SCE Third Party Roll-up E3 Calculator - With Carbon Adder - Proposed Program Plan | [17 empty] | System | #N/A | [21 empty] | 0 | 0 | 0 | 0 | 0 | 0 | 0 | 0 | 0 | 0 | 0 | 0 | 0 | 0 | 0 | 0 | 0 | 0 | 0 | 0 | 0 | 0 | 0 | 0 | 0 | 0 | 0 | 0 | 0
SCE Third Party Roll-up E3 Calculator - With Carbon Adder - Proposed Program Plan | [17 empty] | System | #N/A | [21 empty] | 0 | 0 | 0 | 0 | 0 | 0 | 0 | 0 | 0 | 0 | 0 | 0 | 0 | 0 | 0 | 0 | 0 | 0 | 0 | 0 | 0 | 0 | 0 | 0 | 0 | 0 | 0 | 0 | 0
SCE Third Party Roll-up E3 Calculator - With Carbon Adder - Proposed Program Plan | [17 empty] | System | #N/A | [21 empty] | 0 | 0 | 0 | 0 | 0 | 0 | 0 | 0 | 0 | 0 | 0 | 0 | 0 | 0 | 0 | 0 | 0 | 0 | 0 | 0 | 0 | 0 | 0 | 0 | 0 | 0 | 0 | 0 | 0
SCE Third Party Roll-up E3 Calculator - With Carbon Adder - Proposed Program Plan | [17 empty] | System | #N/A | [21 empty] | 0 | 0 | 0 | 0 | 0 | 0 | 0 | 0 | 0 | 0 | 0 | 0 | 0 | 0 | 0 | 0 | 0 | 0 | 0 | 0 | 0 | 0 | 0 | 0 | 0 | 0 | 0 | 0 | 0
SCE Third Party Roll-up E3 Calculator - With Carbon Adder - Proposed Program Plan | [17 empty] | System | #N/A | [21 empty] | 0 | 0 | 0 | 0 | 0 | 0 | 0 | 0 | 0 | 0 | 0 | 0 | 0 | 0 | 0 | 0 | 0 | 0 | 0 | 0 | 0 | 0 | 0 | 0 | 0 | 0 | 0 | 0 | 0
SCE Third Party Roll-up E3 Calculator - With Carbon Adder - Proposed Program Plan | [17 empty] | System | #N/A | [21 empty] | 0 | 0 | 0 | 0 | 0 | 0 | 0 | 0 | 0 | 0 | 0 | 0 | 0 | 0 | 0 | 0 | 0 | 0 | 0 | 0 | 0 | 0 | 0 | 0 | 0 | 0 | 0 | 0 | 0
SCE Third Party Roll-up E3 Calculator - With Carbon Adder - Proposed Program Plan | [17 empty] | System | #N/A | [21 empty] | 0 | 0 | 0 | 0 | 0 | 0 | 0 | 0 | 0 | 0 | 0 | 0 | 0 | 0 | 0 | 0 | 0 | 0 | 0 | 0 | 0 | 0 | 0 | 0 | 0 | 0 | 0 | 0 | 0
SCE Third Party Roll-up E3 Calculator - With Carbon Adder - Proposed Program Plan | [17 empty] | System | #N/A | [21 empty] | 0 | 0 | 0 | 0 | 0 | 0 | 0 | 0 | 0 | 0 | 0 | 0 | 0 | 0 | 0 | 0 | 0 | 0 | 0 | 0 | 0 | 0 | 0 | 0 | 0 | 0 | 0 | 0 | 0
SCE Third Party Roll-up E3 Calculator - With Carbon Adder - Proposed Program Plan | [17 empty] | System | #N/A | [21 empty] | 0 | 0 | 0 | 0 | 0 | 0 | 0 | 0 | 0 | 0 | 0 | 0 | 0 | 0 | 0 | 0 | 0 | 0 | 0 | 0 | 0 | 0 | 0 | 0 | 0 | 0 | 0 | 0 | 0
SCE Third Party Roll-up E3 Calculator - With Carbon Adder - Proposed Program Plan | [17 empty] | System | #N/A | [21 empty] | 0 | 0 | 0 | 0 | 0 | 0 | 0 | 0 | 0 | 0 | 0 | 0 | 0 | 0 | 0 | 0 | 0 | 0 | 0 | 0 | 0 | 0 | 0 | 0 | 0 | 0 | 0 | 0 | 0
SCE Third Party Roll-up E3 Calculator - With Carbon Adder - Proposed Program Plan | [17 empty] | System | #N/A | [21 empty] | 0 | 0 | 0 | 0 | 0 | 0 | 0 | 0 | 0 | 0 | 0 | 0 | 0 | 0 | 0 | 0 | 0 | 0 | 0 | 0 | 0 | 0 | 0 | 0 | 0 | 0 | 0 | 0 | 0
SCE Third Party Roll-up E3 Calculator - With Carbon Adder - Proposed Program Plan | [17 empty] | System | #N/A | [21 empty] | 0 | 0 | 0 | 0 | 0 | 0 | 0 | 0 | 0 | 0 | 0 | 0 | 0 | 0 | 0 | 0 | 0 | 0 | 0 | 0 | 0 | 0 | 0 | 0 | 0 | 0 | 0 | 0 | 0
SCE Third Party Roll-up E3 Calculator - With Carbon Adder - Proposed Program Plan | [17 empty] | System | #N/A | [21 empty] | 0 | 0 | 0 | 0 | 0 | 0 | 0 | 0 | 0 | 0 | 0 | 0 | 0 | 0 | 0 | 0 | 0 | 0 | 0 | 0 | 0 | 0 | 0 | 0 | 0 | 0 | 0 | 0 | 0
SCE Third Party Roll-up E3 Calculator - With Carbon Adder - Proposed Program Plan | [17 empty] | System | #N/A | [21 empty] | 0 | 0 | 0 | 0 | 0 | 0 | 0 | 0 | 0 | 0 | 0 | 0 | 0 | 0 | 0 | 0 | 0 | 0 | 0 | 0 | 0 | 0 | 0 | 0 | 0 | 0 | 0 | 0 | 0
SCE Third Party Roll-up E3 Calculator - With Carbon Adder - Proposed Program Plan | [17 empty] | System | #N/A | [21 empty] | 0 | 0 | 0 | 0 | 0 | 0 | 0 | 0 | 0 | 0 | 0 | 0 | 0 | 0 | 0 | 0 | 0 | 0 | 0 | 0 | 0 | 0 | 0 | 0 | 0 | 0 | 0 | 0 | 0
SCE Third Party Roll-up E3 Calculator - With Carbon Adder - Proposed Program Plan | [17 empty] | System | #N/A | [21 empty] | 0 | 0 | 0 | 0 | 0 | 0 | 0 | 0 | 0 | 0 | 0 | 0 | 0 | 0 | 0 | 0 | 0 | 0 | 0 | 0 | 0 | 0 | 0 | 0 | 0 | 0 | 0 | 0 | 0
SCE Third Party Roll-up E3 Calculator - With Carbon Adder - Proposed Program Plan | [17 empty] | System | #N/A | [21 empty] | 0 | 0 | 0 | 0 | 0 | 0 | 0 | 0 | 0 | 0 | 0 | 0 | 0 | 0 | 0 | 0 | 0 | 0 | 0 | 0 | 0 | 0 | 0 | 0 | 0 | 0 | 0 | 0 | 0
SCE Third Party Roll-up E3 Calculator - With Carbon Adder - Proposed Program Plan | [17 empty] | System | #N/A | [21 empty] | 0 | 0 | 0 | 0 | 0 | 0 | 0 | 0 | 0 | 0 | 0 | 0 | 0 | 0 | 0 | 0 | 0 | 0 | 0 | 0 | 0 | 0 | 0 | 0 | 0 | 0 | 0 | 0 | 0
SCE Third Party Roll-up E3 Calculator - With Carbon Adder - Proposed Program Plan | [17 empty] | System | #N/A | [21 empty] | 0 | 0 | 0 | 0 | 0 | 0 | 0 | 0 | 0 | 0 | 0 | 0 | 0 | 0 | 0 | 0 | 0 | 0 | 0 | 0 | 0 | 0 | 0 | 0 | 0 | 0 | 0 | 0 | 0
SCE Third Party Roll-up E3 Calculator - With Carbon Adder - Proposed Program Plan | [17 empty] | System | #N/A | [21 empty] | 0 | 0 | 0 | 0 | 0 | 0 | 0 | 0 | 0 | 0 | 0 | 0 | 0 | 0 | 0 | 0 | 0 | 0 | 0 | 0 | 0 | 0 | 0 | 0 | 0 | 0 | 0 | 0 | 0
SCE Third Party Roll-up E3 Calculator - With Carbon Adder - Proposed Program Plan | [17 empty] | System | #N/A | [21 empty] | 0 | 0 | 0 | 0 | 0 | 0 | 0 | 0 | 0 | 0 | 0 | 0 | 0 | 0 | 0 | 0 | 0 | 0 | 0 | 0 | 0 | 0 | 0 | 0 | 0 | 0 | 0 | 0 | 0
SCE Third Party Roll-up E3 Calculator - With Carbon Adder - Proposed Program Plan | [17 empty] | System | #N/A | [21 empty] | 0 | 0 | 0 | 0 | 0 | 0 | 0 | 0 | 0 | 0 | 0 | 0 | 0 | 0 | 0 | 0 | 0 | 0 | 0 | 0 | 0 | 0 | 0 | 0 | 0 | 0 | 0 | 0 | 0
SCE Third Party Roll-up E3 Calculator - With Carbon Adder - Proposed Program Plan | [17 empty] | System | #N/A | [21 empty] | 0 | 0 | 0 | 0 | 0 | 0 | 0 | 0 | 0 | 0 | 0 | 0 | 0 | 0 | 0 | 0 | 0 | 0 | 0 | 0 | 0 | 0 | 0 | 0 | 0 | 0 | 0 | 0 | 0
SCE Third Party Roll-up E3 Calculator - With Carbon Adder - Proposed Program Plan | [17 empty] | System | #N/A | [21 empty] | 0 | 0 | 0 | 0 | 0 | 0 | 0 | 0 | 0 | 0 | 0 | 0 | 0 | 0 | 0 | 0 | 0 | 0 | 0 | 0 | 0 | 0 | 0 | 0 | 0 | 0 | 0 | 0 | 0
SCE Third Party Roll-up E3 Calculator - With Carbon Adder - Proposed Program Plan | [17 empty] | System | #N/A | [21 empty] | 0 | 0 | 0 | 0 | 0 | 0 | 0 | 0 | 0 | 0 | 0 | 0 | 0 | 0 | 0 | 0 | 0 | 0 | 0 | 0 | 0 | 0 | 0 | 0 | 0 | 0 | 0 | 0 | 0
SCE Third Party Roll-up E3 Calculator - With Carbon Adder - Proposed Program Plan | [17 empty] | System | #N/A | [21 empty] | 0 | 0 | 0 | 0 | 0 | 0 | 0 | 0 | 0 | 0 | 0 | 0 | 0 | 0 | 0 | 0 | 0 | 0 | 0 | 0 | 0 | 0 | 0 | 0 | 0 | 0 | 0 | 0 | 0
SCE Third Party Roll-up E3 Calculator - With Carbon Adder - Proposed Program Plan | [17 empty] | System | #N/A | [21 empty] | 0 | 0 | 0 | 0 | 0 | 0 | 0 | 0 | 0 | 0 | 0 | 0 | 0 | 0 | 0 | 0 | 0 | 0 | 0 | 0 | 0 | 0 | 0 | 0 | 0 | 0 | 0 | 0 | 0
SCE Third Party Roll-up E3 Calculator - With Carbon Adder - Proposed Program Plan | [17 empty] | System | #N/A | [21 empty] | 0 | 0 | 0 | 0 | 0 | 0 | 0 | 0 | 0 | 0 | 0 | 0 | 0 | 0 | 0 | 0 | 0 | 0 | 0 | 0 | 0 | 0 | 0 | 0 | 0 | 0 | 0 | 0 | 0
SCE Third Party Roll-up E3 Calculator - With Carbon Adder - Proposed Program Plan | [17 empty] | System | #N/A | [21 empty] | 0 | 0 | 0 | 0 | 0 | 0 | 0 | 0 | 0 | 0 | 0 | 0 | 0 | 0 | 0 | 0 | 0 | 0 | 0 | 0 | 0 | 0 | 0 | 0 | 0 | 0 | 0 | 0 | 0
SCE Third Party Roll-up E3 Calculator - With Carbon Adder - Proposed Program Plan | [17 empty] | System | #N/A | [21 empty] | 0 | 0 | 0 | 0 | 0 | 0 | 0 | 0 | 0 | 0 | 0 | 0 | 0 | 0 | 0 | 0 | 0 | 0 | 0 | 0 | 0 | 0 | 0 | 0 | 0 | 0 | 0 | 0 | 0
SCE Third Party Roll-up E3 Calculator - With Carbon Adder - Proposed Program Plan | [17 empty] | System | #N/A | [21 empty] | 0 | 0 | 0 | 0 | 0 | 0 | 0 | 0 | 0 | 0 | 0 | 0 | 0 | 0 | 0 | 0 | 0 | 0 | 0 | 0 | 0 | 0 | 0 | 0 | 0 | 0 | 0 | 0 | 0
SCE Third Party Roll-up E3 Calculator - With Carbon Adder - Proposed Program Plan | [17 empty] | System | #N/A | [21 empty] | 0 | 0 | 0 | 0 | 0 | 0 | 0 | 0 | 0 | 0 | 0 | 0 | 0 | 0 | 0 | 0 | 0 | 0 | 0 | 0 | 0 | 0 | 0 | 0 | 0 | 0 | 0 | 0 | 0
SCE Third Party Roll-up E3 Calculator - With Carbon Adder - Proposed Program Plan | [17 empty] | System | #N/A | [21 empty] | 0 | 0 | 0 | 0 | 0 | 0 | 0 | 0 | 0 | 0 | 0 | 0 | 0 | 0 | 0 | 0 | 0 | 0 | 0 | 0 | 0 | 0 | 0 | 0 | 0 | 0 | 0 | 0 | 0
SCE Third Party Roll-up E3 Calculator - With Carbon Adder - Proposed Program Plan | [17 empty] | System | #N/A | [21 empty] | 0 | 0 | 0 | 0 | 0 | 0 | 0 | 0 | 0 | 0 | 0 | 0 | 0 | 0 | 0 | 0 | 0 | 0 | 0 | 0 | 0 | 0 | 0 | 0 | 0 | 0 | 0 | 0 | 0
SCE Third Party Roll-up E3 Calculator - With Carbon Adder - Proposed Program Plan | [17 empty] | System | #N/A | [21 empty] | 0 | 0 | 0 | 0 | 0 | 0 | 0 | 0 | 0 | 0 | 0 | 0 | 0 | 0 | 0 | 0 | 0 | 0 | 0 | 0 | 0 | 0 | 0 | 0 | 0 | 0 | 0 | 0 | 0
SCE Third Party Roll-up E3 Calculator - With Carbon Adder - Proposed Program Plan | [17 empty] | System | #N/A | [21 empty] | 0 | 0 | 0 | 0 | 0 | 0 | 0 | 0 | 0 | 0 | 0 | 0 | 0 | 0 | 0 | 0 | 0 | 0 | 0 | 0 | 0 | 0 | 0 | 0 | 0 | 0 | 0 | 0 | 0
SCE Third Party Roll-up E3 Calculator - With Carbon Adder - Proposed Program Plan | [17 empty] | System | #N/A | [21 empty] | 0 | 0 | 0 | 0 | 0 | 0 | 0 | 0 | 0 | 0 | 0 | 0 | 0 | 0 | 0 | 0 | 0 | 0 | 0 | 0 | 0 | 0 | 0 | 0 | 0 | 0 | 0 | 0 | 0
SCE Third Party Roll-up E3 Calculator - With Carbon Adder - Proposed Program Plan | [17 empty] | System | #N/A | [21 empty] | 0 | 0 | 0 | 0 | 0 | 0 | 0 | 0 | 0 | 0 | 0 | 0 | 0 | 0 | 0 | 0 | 0 | 0 | 0 | 0 | 0 | 0 | 0 | 0 | 0 | 0 | 0 | 0 | 0
SCE Third Party Roll-up E3 Calculator - With Carbon Adder - Proposed Program Plan | [17 empty] | System | #N/A | [21 empty] | 0 | 0 | 0 | 0 | 0 | 0 | 0 | 0 | 0 | 0 | 0 | 0 | 0 | 0 | 0 | 0 | 0 | 0 | 0 | 0 | 0 | 0 | 0 | 0 | 0 | 0 | 0 | 0 | 0
SCE Third Party Roll-up E3 Calculator - With Carbon Adder - Proposed Program Plan | [17 empty] | System | #N/A | [21 empty] | 0 | 0 | 0 | 0 | 0 | 0 | 0 | 0 | 0 | 0 | 0 | 0 | 0 | 0 | 0 | 0 | 0 | 0 | 0 | 0 | 0 | 0 | 0 | 0 | 0 | 0 | 0 | 0 | 0
SCE Third Party Roll-up E3 Calculator - With Carbon Adder - Proposed Program Plan | [17 empty] | System | #N/A | [21 empty] | 0 | 0 | 0 | 0 | 0 | 0 | 0 | 0 | 0 | 0 | 0 | 0 | 0 | 0 | 0 | 0 | 0 | 0 | 0 | 0 | 0 | 0 | 0 | 0 | 0 | 0 | 0 | 0 | 0
SCE Third Party Roll-up E3 Calculator - With Carbon Adder - Proposed Program Plan | [17 empty] | System | #N/A | [21 empty] | 0 | 0 | 0 | 0 | 0 | 0 | 0 | 0 | 0 | 0 | 0 | 0 | 0 | 0 | 0 | 0 | 0 | 0 | 0 | 0 | 0 | 0 | 0 | 0 | 0 | 0 | 0 | 0 | 0
SCE Third Party Roll-up E3 Calculator - With Carbon Adder - Proposed Program Plan | [17 empty] | System | #N/A | [21 empty] | 0 | 0 | 0 | 0 | 0 | 0 | 0 | 0 | 0 | 0 | 0 | 0 | 0 | 0 | 0 | 0 | 0 | 0 | 0 | 0 | 0 | 0 | 0 | 0 | 0 | 0 | 0 | 0 | 0
SCE Third Party Roll-up E3 Calculator - With Carbon Adder - Proposed Program Plan | [17 empty] | System | #N/A | [21 empty] | 0 | 0 | 0 | 0 | 0 | 0 | 0 | 0 | 0 | 0 | 0 | 0 | 0 | 0 | 0 | 0 | 0 | 0 | 0 | 0 | 0 | 0 | 0 | 0 | 0 | 0 | 0 | 0 | 0
SCE Third Party Roll-up E3 Calculator - With Carbon Adder - Proposed Program Plan | [17 empty] | System | #N/A | [21 empty] | 0 | 0 | 0 | 0 | 0 | 0 | 0 | 0 | 0 | 0 | 0 | 0 | 0 | 0 | 0 | 0 | 0 | 0 | 0 | 0 | 0 | 0 | 0 | 0 | 0 | 0 | 0 | 0 | 0
SCE Third Party Roll-up E3 Calculator - With Carbon Adder - Proposed Program Plan | [17 empty] | System | #N/A | [21 empty] | 0 | 0 | 0 | 0 | 0 | 0 | 0 | 0 | 0 | 0 | 0 | 0 | 0 | 0 | 0 | 0 | 0 | 0 | 0 | 0 | 0 | 0 | 0 | 0 | 0 | 0 | 0 | 0 | 0
SCE Third Party Roll-up E3 Calculator - With Carbon Adder - Proposed Program Plan | [17 empty] | System | #N/A | [21 empty] | 0 | 0 | 0 | 0 | 0 | 0 | 0 | 0 | 0 | 0 | 0 | 0 | 0 | 0 | 0 | 0 | 0 | 0 | 0 | 0 | 0 | 0 | 0 | 0 | 0 | 0 | 0 | 0 | 0
SCE Third Party Roll-up E3 Calculator - With Carbon Adder - Proposed Program Plan | [17 empty] | System | #N/A | [21 empty] | 0 | 0 | 0 | 0 | 0 | 0 | 0 | 0 | 0 | 0 | 0 | 0 | 0 | 0 | 0 | 0 | 0 | 0 | 0 | 0 | 0 | 0 | 0 | 0 | 0 | 0 | 0 | 0 | 0
SCE Third Party Roll-up E3 Calculator - With Carbon Adder - Proposed Program Plan | [17 empty] | System | #N/A | [21 empty] | 0 | 0 | 0 | 0 | 0 | 0 | 0 | 0 | 0 | 0 | 0 | 0 | 0 | 0 | 0 | 0 | 0 | 0 | 0 | 0 | 0 | 0 | 0 | 0 | 0 | 0 | 0 | 0 | 0
SCE Third Party Roll-up E3 Calculator - With Carbon Adder - Proposed Program Plan | [17 empty] | System | #N/A | [21 empty] | 0 | 0 | 0 | 0 | 0 | 0 | 0 | 0 | 0 | 0 | 0 | 0 | 0 | 0 | 0 | 0 | 0 | 0 | 0 | 0 | 0 | 0 | 0 | 0 | 0 | 0 | 0 | 0 | 0
SCE Third Party Roll-up E3 Calculator - With Carbon Adder - Proposed Program Plan | [17 empty] | System | #N/A | [21 empty] | 0 | 0 | 0 | 0 | 0 | 0 | 0 | 0 | 0 | 0 | 0 | 0 | 0 | 0 | 0 | 0 | 0 | 0 | 0 | 0 | 0 | 0 | 0 | 0 | 0 | 0 | 0 | 0 | 0
SCE Third Party Roll-up E3 Calculator - With Carbon Adder - Proposed Program Plan | [17 empty] | System | #N/A | [21 empty] | 0 | 0 | 0 | 0 | 0 | 0 | 0 | 0 | 0 | 0 | 0 | 0 | 0 | 0 | 0 | 0 | 0 | 0 | 0 | 0 | 0 | 0 | 0 | 0 | 0 | 0 | 0 | 0 | 0
SCE Third Party Roll-up E3 Calculator - With Carbon Adder - Proposed Program Plan | [17 empty] | System | #N/A | [21 empty] | 0 | 0 | 0 | 0 | 0 | 0 | 0 | 0 | 0 | 0 | 0 | 0 | 0 | 0 | 0 | 0 | 0 | 0 | 0 | 0 | 0 | 0 | 0 | 0 | 0 | 0 | 0 | 0 | 0
SCE Third Party Roll-up E3 Calculator - With Carbon Adder - Proposed Program Plan | [17 empty] | System | #N/A | [21 empty] | 0 | 0 | 0 | 0 | 0 | 0 | 0 | 0 | 0 | 0 | 0 | 0 | 0 | 0 | 0 | 0 | 0 | 0 | 0 | 0 | 0 | 0 | 0 | 0 | 0 | 0 | 0 | 0 | 0
SCE Third Party Roll-up E3 Calculator - With Carbon Adder - Proposed Program Plan | [17 empty] | System | #N/A | [21 empty] | 0 | 0 | 0 | 0 | 0 | 0 | 0 | 0 | 0 | 0 | 0 | 0 | 0 | 0 | 0 | 0 | 0 | 0 | 0 | 0 | 0 | 0 | 0 | 0 | 0 | 0 | 0 | 0 | 0
SCE Third Party Roll-up E3 Calculator - With Carbon Adder - Proposed Program Plan | [17 empty] | System | #N/A | [21 empty] | 0 | 0 | 0 | 0 | 0 | 0 | 0 | 0 | 0 | 0 | 0 | 0 | 0 | 0 | 0 | 0 | 0 | 0 | 0 | 0 | 0 | 0 | 0 | 0 | 0 | 0 | 0 | 0 | 0
SCE Third Party Roll-up E3 Calculator - With Carbon Adder - Proposed Program Plan | [17 empty] | System | #N/A | [21 empty] | 0 | 0 | 0 | 0 | 0 | 0 | 0 | 0 | 0 | 0 | 0 | 0 | 0 | 0 | 0 | 0 | 0 | 0 | 0 | 0 | 0 | 0 | 0 | 0 | 0 | 0 | 0 | 0 | 0
SCE Third Party Roll-up E3 Calculator - With Carbon Adder - Proposed Program Plan | [17 empty] | System | #N/A | [21 empty] | 0 | 0 | 0 | 0 | 0 | 0 | 0 | 0 | 0 | 0 | 0 | 0 | 0 | 0 | 0 | 0 | 0 | 0 | 0 | 0 | 0 | 0 | 0 | 0 | 0 | 0 | 0 | 0 | 0
SCE Third Party Roll-up E3 Calculator - With Carbon Adder - Proposed Program Plan | [17 empty] | System | #N/A | [21 empty] | 0 | 0 | 0 | 0 | 0 | 0 | 0 | 0 | 0 | 0 | 0 | 0 | 0 | 0 | 0 | 0 | 0 | 0 | 0 | 0 | 0 | 0 | 0 | 0 | 0 | 0 | 0 | 0 | 0
SCE Third Party Roll-up E3 Calculator - With Carbon Adder - Proposed Program Plan | [17 empty] | System | #N/A | [21 empty] | 0 | 0 | 0 | 0 | 0 | 0 | 0 | 0 | 0 | 0 | 0 | 0 | 0 | 0 | 0 | 0 | 0 | 0 | 0 | 0 | 0 | 0 | 0 | 0 | 0 | 0 | 0 | 0 | 0
SCE Third Party Roll-up E3 Calculator - With Carbon Adder - Proposed Program Plan | [17 empty] | System | #N/A | [21 empty] | 0 | 0 | 0 | 0 | 0 | 0 | 0 | 0 | 0 | 0 | 0 | 0 | 0 | 0 | 0 | 0 | 0 | 0 | 0 | 0 | 0 | 0 | 0 | 0 | 0 | 0 | 0 | 0 | 0
SCE Third Party Roll-up E3 Calculator - With Carbon Adder - Proposed Program Plan | [17 empty] | System | #N/A | [21 empty] | 0 | 0 | 0 | 0 | 0 | 0 | 0 | 0 | 0 | 0 | 0 | 0 | 0 | 0 | 0 | 0 | 0 | 0 | 0 | 0 | 0 | 0 | 0 | 0 | 0 | 0 | 0 | 0 | 0
SCE Third Party Roll-up E3 Calculator - With Carbon Adder - Proposed Program Plan | [17 empty] | System | #N/A | [21 empty] | 0 | 0 | 0 | 0 | 0 | 0 | 0 | 0 | 0 | 0 | 0 | 0 | 0 | 0 | 0 | 0 | 0 | 0 | 0 | 0 | 0 | 0 | 0 | 0 | 0 | 0 | 0 | 0 | 0
SCE Third Party Roll-up E3 Calculator - With Carbon Adder - Proposed Program Plan | [17 empty] | System | #N/A | [21 empty] | 0 | 0 | 0 | 0 | 0 | 0 | 0 | 0 | 0 | 0 | 0 | 0 | 0 | 0 | 0 | 0 | 0 | 0 | 0 | 0 | 0 | 0 | 0 | 0 | 0 | 0 | 0 | 0 | 0
SCE Third Party Roll-up E3 Calculator - With Carbon Adder - Proposed Program Plan | [17 empty] | System | #N/A | [21 empty] | 0 | 0 | 0 | 0 | 0 | 0 | 0 | 0 | 0 | 0 | 0 | 0 | 0 | 0 | 0 | 0 | 0 | 0 | 0 | 0 | 0 | 0 | 0 | 0 | 0 | 0 | 0 | 0 | 0
SCE Third Party Roll-up E3 Calculator - With Carbon Adder - Proposed Program Plan | [17 empty] | System | #N/A | [21 empty] | 0 | 0 | 0 | 0 | 0 | 0 | 0 | 0 | 0 | 0 | 0 | 0 | 0 | 0 | 0 | 0 | 0 | 0 | 0 | 0 | 0 | 0 | 0 | 0 | 0 | 0 | 0 | 0 | 0
SCE Third Party Roll-up E3 Calculator - With Carbon Adder - Proposed Program Plan | [17 empty] | System | #N/A | [21 empty] | 0 | 0 | 0 | 0 | 0 | 0 | 0 | 0 | 0 | 0 | 0 | 0 | 0 | 0 | 0 | 0 | 0 | 0 | 0 | 0 | 0 | 0 | 0 | 0 | 0 | 0 | 0 | 0 | 0
SCE Third Party Roll-up E3 Calculator - With Carbon Adder - Proposed Program Plan | [17 empty] | System | #N/A | [21 empty] | 0 | 0 | 0 | 0 | 0 | 0 | 0 | 0 | 0 | 0 | 0 | 0 | 0 | 0 | 0 | 0 | 0 | 0 | 0 | 0 | 0 | 0 | 0 | 0 | 0 | 0 | 0 | 0 | 0
SCE Third Party Roll-up E3 Calculator - With Carbon Adder - Proposed Program Plan | [17 empty] | System | #N/A | [21 empty] | 0 | 0 | 0 | 0 | 0 | 0 | 0 | 0 | 0 | 0 | 0 | 0 | 0 | 0 | 0 | 0 | 0 | 0 | 0 | 0 | 0 | 0 | 0 | 0 | 0 | 0 | 0 | 0 | 0
SCE Third Party Roll-up E3 Calculator - With Carbon Adder - Proposed Program Plan | [17 empty] | System | #N/A | [21 empty] | 0 | 0 | 0 | 0 | 0 | 0 | 0 | 0 | 0 | 0 | 0 | 0 | 0 | 0 | 0 | 0 | 0 | 0 | 0 | 0 | 0 | 0 | 0 | 0 | 0 | 0 | 0 | 0 | 0
SCE Third Party Roll-up E3 Calculator - With Carbon Adder - Proposed Program Plan | [17 empty] | System | #N/A | [21 empty] | 0 | 0 | 0 | 0 | 0 | 0 | 0 | 0 | 0 | 0 | 0 | 0 | 0 | 0 | 0 | 0 | 0 | 0 | 0 | 0 | 0 | 0 | 0 | 0 | 0 | 0 | 0 | 0 | 0
SCE Third Party Roll-up E3 Calculator - With Carbon Adder - Proposed Program Plan | [17 empty] | System | #N/A | [21 empty] | 0 | 0 | 0 | 0 | 0 | 0 | 0 | 0 | 0 | 0 | 0 | 0 | 0 | 0 | 0 | 0 | 0 | 0 | 0 | 0 | 0 | 0 | 0 | 0 | 0 | 0 | 0 | 0 | 0
SCE Third Party Roll-up E3 Calculator - With Carbon Adder - Proposed Program Plan | [17 empty] | System | #N/A | [21 empty] | 0 | 0 | 0 | 0 | 0 | 0 | 0 | 0 | 0 | 0 | 0 | 0 | 0 | 0 | 0 | 0 | 0 | 0 | 0 | 0 | 0 | 0 | 0 | 0 | 0 | 0 | 0 | 0 | 0
SCE Third Party Roll-up E3 Calculator - With Carbon Adder - Proposed Program Plan | [17 empty] | System | #N/A | [21 empty] | 0 | 0 | 0 | 0 | 0 | 0 | 0 | 0 | 0 | 0 | 0 | 0 | 0 | 0 | 0 | 0 | 0 | 0 | 0 | 0 | 0 | 0 | 0 | 0 | 0 | 0 | 0 | 0 | 0
SCE Third Party Roll-up E3 Calculator - With Carbon Adder - Proposed Program Plan | [17 empty] | System | #N/A | [21 empty] | 0 | 0 | 0 | 0 | 0 | 0 | 0 | 0 | 0 | 0 | 0 | 0 | 0 | 0 | 0 | 0 | 0 | 0 | 0 | 0 | 0 | 0 | 0 | 0 | 0 | 0 | 0 | 0 | 0
SCE Third Party Roll-up E3 Calculator - With Carbon Adder - Proposed Program Plan | [17 empty] | System | #N/A | [21 empty] | 0 | 0 | 0 | 0 | 0 | 0 | 0 | 0 | 0 | 0 | 0 | 0 | 0 | 0 | 0 | 0 | 0 | 0 | 0 | 0 | 0 | 0 | 0 | 0 | 0 | 0 | 0 | 0 | 0
SCE Third Party Roll-up E3 Calculator - With Carbon Adder - Proposed Program Plan | [17 empty] | System | #N/A | [21 empty] | 0 | 0 | 0 | 0 | 0 | 0 | 0 | 0 | 0 | 0 | 0 | 0 | 0 | 0 | 0 | 0 | 0 | 0 | 0 | 0 | 0 | 0 | 0 | 0 | 0 | 0 | 0 | 0 | 0
SCE Third Party Roll-up E3 Calculator - With Carbon Adder - Proposed Program Plan | [17 empty] | System | #N/A | [21 empty] | 0 | 0 | 0 | 0 | 0 | 0 | 0 | 0 | 0 | 0 | 0 | 0 | 0 | 0 | 0 | 0 | 0 | 0 | 0 | 0 | 0 | 0 | 0 | 0 | 0 | 0 | 0 | 0 | 0
SCE Third Party Roll-up E3 Calculator - With Carbon Adder - Proposed Program Plan | [17 empty] | System | #N/A | [21 empty] | 0 | 0 | 0 | 0 | 0 | 0 | 0 | 0 | 0 | 0 | 0 | 0 | 0 | 0 | 0 | 0 | 0 | 0 | 0 | 0 | 0 | 0 | 0 | 0 | 0 | 0 | 0 | 0 | 0
SCE Third Party Roll-up E3 Calculator - With Carbon Adder - Proposed Program Plan | [17 empty] | System | #N/A | [21 empty] | 0 | 0 | 0 | 0 | 0 | 0 | 0 | 0 | 0 | 0 | 0 | 0 | 0 | 0 | 0 | 0 | 0 | 0 | 0 | 0 | 0 | 0 | 0 | 0 | 0 | 0 | 0 | 0 | 0
SCE Third Party Roll-up E3 Calculator - With Carbon Adder - Proposed Program Plan | [17 empty] | System | #N/A | [21 empty] | 0 | 0 | 0 | 0 | 0 | 0 | 0 | 0 | 0 | 0 | 0 | 0 | 0 | 0 | 0 | 0 | 0 | 0 | 0 | 0 | 0 | 0 | 0 | 0 | 0 | 0 | 0 | 0 | 0
SCE Third Party Roll-up E3 Calculator - With Carbon Adder - Proposed Program Plan | [17 empty] | System | #N/A | [21 empty] | 0 | 0 | 0 | 0 | 0 | 0 | 0 | 0 | 0 | 0 | 0 | 0 | 0 | 0 | 0 | 0 | 0 | 0 | 0 | 0 | 0 | 0 | 0 | 0 | 0 | 0 | 0 | 0 | 0
SCE Third Party Roll-up E3 Calculator - With Carbon Adder - Proposed Program Plan | [17 empty] | System | #N/A | [21 empty] | 0 | 0 | 0 | 0 | 0 | 0 | 0 | 0 | 0 | 0 | 0 | 0 | 0 | 0 | 0 | 0 | 0 | 0 | 0 | 0 | 0 | 0 | 0 | 0 | 0 | 0 | 0 | 0 | 0
SCE Third Party Roll-up E3 Calculator - With Carbon Adder - Proposed Program Plan | [17 empty] | System | #N/A | [21 empty] | 0 | 0 | 0 | 0 | 0 | 0 | 0 | 0 | 0 | 0 | 0 | 0 | 0 | 0 | 0 | 0 | 0 | 0 | 0 | 0 | 0 | 0 | 0 | 0 | 0 | 0 | 0 | 0 | 0
SCE Third Party Roll-up E3 Calculator - With Carbon Adder - Proposed Program Plan | [17 empty] | System | #N/A | [21 empty] | 0 | 0 | 0 | 0 | 0 | 0 | 0 | 0 | 0 | 0 | 0 | 0 | 0 | 0 | 0 | 0 | 0 | 0 | 0 | 0 | 0 | 0 | 0 | 0 | 0 | 0 | 0 | 0 | 0
SCE Third Party Roll-up E3 Calculator - With Carbon Adder - Proposed Program Plan | [17 empty] | System | #N/A | [21 empty] | 0 | 0 | 0 | 0 | 0 | 0 | 0 | 0 | 0 | 0 | 0 | 0 | 0 | 0 | 0 | 0 | 0 | 0 | 0 | 0 | 0 | 0 | 0 | 0 | 0 | 0 | 0 | 0 | 0
SCE Third Party Roll-up E3 Calculator - With Carbon Adder - Proposed Program Plan | [17 empty] | System | #N/A | [21 empty] | 0 | 0 | 0 | 0 | 0 | 0 | 0 | 0 | 0 | 0 | 0 | 0 | 0 | 0 | 0 | 0 | 0 | 0 | 0 | 0 | 0 | 0 | 0 | 0 | 0 | 0 | 0 | 0 | 0
SCE Third Party Roll-up E3 Calculator - With Carbon Adder - Proposed Program Plan | [17 empty] | System | #N/A | [21 empty] | 0 | 0 | 0 | 0 | 0 | 0 | 0 | 0 | 0 | 0 | 0 | 0 | 0 | 0 | 0 | 0 | 0 | 0 | 0 | 0 | 0 | 0 | 0 | 0 | 0 | 0 | 0 | 0 | 0
SCE Third Party Roll-up E3 Calculator - With Carbon Adder - Proposed Program Plan | [17 empty] | System | #N/A | [21 empty] | 0 | 0 | 0 | 0 | 0 | 0 | 0 | 0 | 0 | 0 | 0 | 0 | 0 | 0 | 0 | 0 | 0 | 0 | 0 | 0 | 0 | 0 | 0 | 0 | 0 | 0 | 0 | 0 | 0
SCE Third Party Roll-up E3 Calculator - With Carbon Adder - Proposed Program Plan | [17 empty] | System | #N/A | [21 empty] | 0 | 0 | 0 | 0 | 0 | 0 | 0 | 0 | 0 | 0 | 0 | 0 | 0 | 0 | 0 | 0 | 0 | 0 | 0 | 0 | 0 | 0 | 0 | 0 | 0 | 0 | 0 | 0 | 0
SCE Third Party Roll-up E3 Calculator - With Carbon Adder - Proposed Program Plan | [17 empty] | System | #N/A | [21 empty] | 0 | 0 | 0 | 0 | 0 | 0 | 0 | 0 | 0 | 0 | 0 | 0 | 0 | 0 | 0 | 0 | 0 | 0 | 0 | 0 | 0 | 0 | 0 | 0 | 0 | 0 | 0 | 0 | 0
SCE Third Party Roll-up E3 Calculator - With Carbon Adder - Proposed Program Plan | [17 empty] | System | #N/A | [21 empty] | 0 | 0 | 0 | 0 | 0 | 0 | 0 | 0 | 0 | 0 | 0 | 0 | 0 | 0 | 0 | 0 | 0 | 0 | 0 | 0 | 0 | 0 | 0 | 0 | 0 | 0 | 0 | 0 | 0
SCE Third Party Roll-up E3 Calculator - With Carbon Adder - Proposed Program Plan | [17 empty] | System | #N/A | [21 empty] | 0 | 0 | 0 | 0 | 0 | 0 | 0 | 0 | 0 | 0 | 0 | 0 | 0 | 0 | 0 | 0 | 0 | 0 | 0 | 0 | 0 | 0 | 0 | 0 | 0 | 0 | 0 | 0 | 0
SCE Third Party Roll-up E3 Calculator - With Carbon Adder - Proposed Program Plan | [17 empty] | System | #N/A | [21 empty] | 0 | 0 | 0 | 0 | 0 | 0 | 0 | 0 | 0 | 0 | 0 | 0 | 0 | 0 | 0 | 0 | 0 | 0 | 0 | 0 | 0 | 0 | 0 | 0 | 0 | 0 | 0 | 0 | 0
SCE Third Party Roll-up E3 Calculator - With Carbon Adder - Proposed Program Plan | [17 empty] | System | #N/A | [21 empty] | 0 | 0 | 0 | 0 | 0 | 0 | 0 | 0 | 0 | 0 | 0 | 0 | 0 | 0 | 0 | 0 | 0 | 0 | 0 | 0 | 0 | 0 | 0 | 0 | 0 | 0 | 0 | 0 | 0
SCE Third Party Roll-up E3 Calculator - With Carbon Adder - Proposed Program Plan | [17 empty] | System | #N/A | [21 empty] | 0 | 0 | 0 | 0 | 0 | 0 | 0 | 0 | 0 | 0 | 0 | 0 | 0 | 0 | 0 | 0 | 0 | 0 | 0 | 0 | 0 | 0 | 0 | 0 | 0 | 0 | 0 | 0 | 0
SCE Third Party Roll-up E3 Calculator - With Carbon Adder - Proposed Program Plan | [17 empty] | System | #N/A | [21 empty] | 0 | 0 | 0 | 0 | 0 | 0 | 0 | 0 | 0 | 0 | 0 | 0 | 0 | 0 | 0 | 0 | 0 | 0 | 0 | 0 | 0 | 0 | 0 | 0 | 0 | 0 | 0 | 0 | 0
SCE Third Party Roll-up E3 Calculator - With Carbon Adder - Proposed Program Plan | [17 empty] | System | #N/A | [21 empty] | 0 | 0 | 0 | 0 | 0 | 0 | 0 | 0 | 0 | 0 | 0 | 0 | 0 | 0 | 0 | 0 | 0 | 0 | 0 | 0 | 0 | 0 | 0 | 0 | 0 | 0 | 0 | 0 | 0
SCE Third Party Roll-up E3 Calculator - With Carbon Adder - Proposed Program Plan | [17 empty] | System | #N/A | [21 empty] | 0 | 0 | 0 | 0 | 0 | 0 | 0 | 0 | 0 | 0 | 0 | 0 | 0 | 0 | 0 | 0 | 0 | 0 | 0 | 0 | 0 | 0 | 0 | 0 | 0 | 0 | 0 | 0 | 0
SCE Third Party Roll-up E3 Calculator - With Carbon Adder - Proposed Program Plan | [17 empty] | System | #N/A | [21 empty] | 0 | 0 | 0 | 0 | 0 | 0 | 0 | 0 | 0 | 0 | 0 | 0 | 0 | 0 | 0 | 0 | 0 | 0 | 0 | 0 | 0 | 0 | 0 | 0 | 0 | 0 | 0 | 0 | 0
SCE Third Party Roll-up E3 Calculator - With Carbon Adder - Proposed Program Plan | [17 empty] | System | #N/A | [21 empty] | 0 | 0 | 0 | 0 | 0 | 0 | 0 | 0 | 0 | 0 | 0 | 0 | 0 | 0 | 0 | 0 | 0 | 0 | 0 | 0 | 0 | 0 | 0 | 0 | 0 | 0 | 0 | 0 | 0
SCE Third Party Roll-up E3 Calculator - With Carbon Adder - Proposed Program Plan | [17 empty] | System | #N/A | [21 empty] | 0 | 0 | 0 | 0 | 0 | 0 | 0 | 0 | 0 | 0 | 0 | 0 | 0 | 0 | 0 | 0 | 0 | 0 | 0 | 0 | 0 | 0 | 0 | 0 | 0 | 0 | 0 | 0 | 0
SCE Third Party Roll-up E3 Calculator - With Carbon Adder - Proposed Program Plan | [17 empty] | System | #N/A | [21 empty] | 0 | 0 | 0 | 0 | 0 | 0 | 0 | 0 | 0 | 0 | 0 | 0 | 0 | 0 | 0 | 0 | 0 | 0 | 0 | 0 | 0 | 0 | 0 | 0 | 0 | 0 | 0 | 0 | 0
SCE Third Party Roll-up E3 Calculator - With Carbon Adder - Proposed Program Plan | [17 empty] | System | #N/A | [21 empty] | 0 | 0 | 0 | 0 | 0 | 0 | 0 | 0 | 0 | 0 | 0 | 0 | 0 | 0 | 0 | 0 | 0 | 0 | 0 | 0 | 0 | 0 | 0 | 0 | 0 | 0 | 0 | 0 | 0
SCE Third Party Roll-up E3 Calculator - With Carbon Adder - Proposed Program Plan | [17 empty] | System | #N/A | [21 empty] | 0 | 0 | 0 | 0 | 0 | 0 | 0 | 0 | 0 | 0 | 0 | 0 | 0 | 0 | 0 | 0 | 0 | 0 | 0 | 0 | 0 | 0 | 0 | 0 | 0 | 0 | 0 | 0 | 0
SCE Third Party Roll-up E3 Calculator - With Carbon Adder - Proposed Program Plan | [17 empty] | System | #N/A | [21 empty] | 0 | 0 | 0 | 0 | 0 | 0 | 0 | 0 | 0 | 0 | 0 | 0 | 0 | 0 | 0 | 0 | 0 | 0 | 0 | 0 | 0 | 0 | 0 | 0 | 0 | 0 | 0 | 0 | 0
SCE Third Party Roll-up E3 Calculator - With Carbon Adder - Proposed Program Plan | [17 empty] | System | #N/A | [21 empty] | 0 | 0 | 0 | 0 | 0 | 0 | 0 | 0 | 0 | 0 | 0 | 0 | 0 | 0 | 0 | 0 | 0 | 0 | 0 | 0 | 0 | 0 | 0 | 0 | 0 | 0 | 0 | 0 | 0
SCE Third Party Roll-up E3 Calculator - With Carbon Adder - Proposed Program Plan | [17 empty] | System | #N/A | [21 empty] | 0 | 0 | 0 | 0 | 0 | 0 | 0 | 0 | 0 | 0 | 0 | 0 | 0 | 0 | 0 | 0 | 0 | 0 | 0 | 0 | 0 | 0 | 0 | 0 | 0 | 0 | 0 | 0 | 0
SCE Third Party Roll-up E3 Calculator - With Carbon Adder - Proposed Program Plan | [17 empty] | System | #N/A | [21 empty] | 0 | 0 | 0 | 0 | 0 | 0 | 0 | 0 | 0 | 0 | 0 | 0 | 0 | 0 | 0 | 0 | 0 | 0 | 0 | 0 | 0 | 0 | 0 | 0 | 0 | 0 | 0 | 0 | 0
SCE Third Party Roll-up E3 Calculator - With Carbon Adder - Proposed Program Plan | [17 empty] | System | #N/A | [21 empty] | 0 | 0 | 0 | 0 | 0 | 0 | 0 | 0 | 0 | 0 | 0 | 0 | 0 | 0 | 0 | 0 | 0 | 0 | 0 | 0 | 0 | 0 | 0 | 0 | 0 | 0 | 0 | 0 | 0
SCE Third Party Roll-up E3 Calculator - With Carbon Adder - Proposed Program Plan | [17 empty] | System | #N/A | [21 empty] | 0 | 0 | 0 | 0 | 0 | 0 | 0 | 0 | 0 | 0 | 0 | 0 | 0 | 0 | 0 | 0 | 0 | 0 | 0 | 0 | 0 | 0 | 0 | 0 | 0 | 0 | 0 | 0 | 0
SCE Third Party Roll-up E3 Calculator - With Carbon Adder - Proposed Program Plan | [17 empty] | System | #N/A | [21 empty] | 0 | 0 | 0 | 0 | 0 | 0 | 0 | 0 | 0 | 0 | 0 | 0 | 0 | 0 | 0 | 0 | 0 | 0 | 0 | 0 | 0 | 0 | 0 | 0 | 0 | 0 | 0 | 0 | 0
SCE Third Party Roll-up E3 Calculator - With Carbon Adder - Proposed Program Plan | [17 empty] | System | #N/A | [21 empty] | 0 | 0 | 0 | 0 | 0 | 0 | 0 | 0 | 0 | 0 | 0 | 0 | 0 | 0 | 0 | 0 | 0 | 0 | 0 | 0 | 0 | 0 | 0 | 0 | 0 | 0 | 0 | 0 | 0
SCE Third Party Roll-up E3 Calculator - With Carbon Adder - Proposed Program Plan | [17 empty] | System | #N/A | [21 empty] | 0 | 0 | 0 | 0 | 0 | 0 | 0 | 0 | 0 | 0 | 0 | 0 | 0 | 0 | 0 | 0 | 0 | 0 | 0 | 0 | 0 | 0 | 0 | 0 | 0 | 0 | 0 | 0 | 0
SCE Third Party Roll-up E3 Calculator - With Carbon Adder - Proposed Program Plan | [17 empty] | System | #N/A | [21 empty] | 0 | 0 | 0 | 0 | 0 | 0 | 0 | 0 | 0 | 0 | 0 | 0 | 0 | 0 | 0 | 0 | 0 | 0 | 0 | 0 | 0 | 0 | 0 | 0 | 0 | 0 | 0 | 0 | 0
SCE Third Party Roll-up E3 Calculator - With Carbon Adder - Proposed Program Plan | [17 empty] | System | #N/A | [21 empty] | 0 | 0 | 0 | 0 | 0 | 0 | 0 | 0 | 0 | 0 | 0 | 0 | 0 | 0 | 0 | 0 | 0 | 0 | 0 | 0 | 0 | 0 | 0 | 0 | 0 | 0 | 0 | 0 | 0
SCE Third Party Roll-up E3 Calculator - With Carbon Adder - Proposed Program Plan | [17 empty] | System | #N/A | [21 empty] | 0 | 0 | 0 | 0 | 0 | 0 | 0 | 0 | 0 | 0 | 0 | 0 | 0 | 0 | 0 | 0 | 0 | 0 | 0 | 0 | 0 | 0 | 0 | 0 | 0 | 0 | 0 | 0 | 0
SCE Third Party Roll-up E3 Calculator - With Carbon Adder - Proposed Program Plan | [17 empty] | System | #N/A | [21 empty] | 0 | 0 | 0 | 0 | 0 | 0 | 0 | 0 | 0 | 0 | 0 | 0 | 0 | 0 | 0 | 0 | 0 | 0 | 0 | 0 | 0 | 0 | 0 | 0 | 0 | 0 | 0 | 0 | 0
SCE Third Party Roll-up E3 Calculator - With Carbon Adder - Proposed Program Plan | [17 empty] | System | #N/A | [21 empty] | 0 | 0 | 0 | 0 | 0 | 0 | 0 | 0 | 0 | 0 | 0 | 0 | 0 | 0 | 0 | 0 | 0 | 0 | 0 | 0 | 0 | 0 | 0 | 0 | 0 | 0 | 0 | 0 | 0
SCE Third Party Roll-up E3 Calculator - With Carbon Adder - Proposed Program Plan | [17 empty] | System | #N/A | [21 empty] | 0 | 0 | 0 | 0 | 0 | 0 | 0 | 0 | 0 | 0 | 0 | 0 | 0 | 0 | 0 | 0 | 0 | 0 | 0 | 0 | 0 | 0 | 0 | 0 | 0 | 0 | 0 | 0 | 0
SCE Third Party Roll-up E3 Calculator - With Carbon Adder - Proposed Program Plan | [17 empty] | System | #N/A | [21 empty] | 0 | 0 | 0 | 0 | 0 | 0 | 0 | 0 | 0 | 0 | 0 | 0 | 0 | 0 | 0 | 0 | 0 | 0 | 0 | 0 | 0 | 0 | 0 | 0 | 0 | 0 | 0 | 0 | 0
SCE Third Party Roll-up E3 Calculator - With Carbon Adder - Proposed Program Plan | [17 empty] | System | #N/A | [21 empty] | 0 | 0 | 0 | 0 | 0 | 0 | 0 | 0 | 0 | 0 | 0 | 0 | 0 | 0 | 0 | 0 | 0 | 0 | 0 | 0 | 0 | 0 | 0 | 0 | 0 | 0 | 0 | 0 | 0
SCE Third Party Roll-up E3 Calculator - With Carbon Adder - Proposed Program Plan | [17 empty] | System | #N/A | [21 empty] | 0 | 0 | 0 | 0 | 0 | 0 | 0 | 0 | 0 | 0 | 0 | 0 | 0 | 0 | 0 | 0 | 0 | 0 | 0 | 0 | 0 | 0 | 0 | 0 | 0 | 0 | 0 | 0 | 0
SCE Third Party Roll-up E3 Calculator - With Carbon Adder - Proposed Program Plan | [17 empty] | System | #N/A | [21 empty] | 0 | 0 | 0 | 0 | 0 | 0 | 0 | 0 | 0 | 0 | 0 | 0 | 0 | 0 | 0 | 0 | 0 | 0 | 0 | 0 | 0 | 0 | 0 | 0 | 0 | 0 | 0 | 0 | 0
SCE Third Party Roll-up E3 Calculator - With Carbon Adder - Proposed Program Plan | [17 empty] | System | #N/A | [21 empty] | 0 | 0 | 0 | 0 | 0 | 0 | 0 | 0 | 0 | 0 | 0 | 0 | 0 | 0 | 0 | 0 | 0 | 0 | 0 | 0 | 0 | 0 | 0 | 0 | 0 | 0 | 0 | 0 | 0
SCE Third Party Roll-up E3 Calculator - With Carbon Adder - Proposed Program Plan | [17 empty] | System | #N/A | [21 empty] | 0 | 0 | 0 | 0 | 0 | 0 | 0 | 0 | 0 | 0 | 0 | 0 | 0 | 0 | 0 | 0 | 0 | 0 | 0 | 0 | 0 | 0 | 0 | 0 | 0 | 0 | 0 | 0 | 0
SCE Third Party Roll-up E3 Calculator - With Carbon Adder - Proposed Program Plan | [17 empty] | System | #N/A | [21 empty] | 0 | 0 | 0 | 0 | 0 | 0 | 0 | 0 | 0 | 0 | 0 | 0 | 0 | 0 | 0 | 0 | 0 | 0 | 0 | 0 | 0 | 0 | 0 | 0 | 0 | 0 | 0 | 0 | 0
SCE Third Party Roll-up E3 Calculator - With Carbon Adder - Proposed Program Plan | [17 empty] | System | #N/A | [21 empty] | 0 | 0 | 0 | 0 | 0 | 0 | 0 | 0 | 0 | 0 | 0 | 0 | 0 | 0 | 0 | 0 | 0 | 0 | 0 | 0 | 0 | 0 | 0 | 0 | 0 | 0 | 0 | 0 | 0
SCE Third Party Roll-up E3 Calculator - With Carbon Adder - Proposed Program Plan | [17 empty] | System | #N/A | [21 empty] | 0 | 0 | 0 | 0 | 0 | 0 | 0 | 0 | 0 | 0 | 0 | 0 | 0 | 0 | 0 | 0 | 0 | 0 | 0 | 0 | 0 | 0 | 0 | 0 | 0 | 0 | 0 | 0 | 0
SCE Third Party Roll-up E3 Calculator - With Carbon Adder - Proposed Program Plan | [17 empty] | System | #N/A | [21 empty] | 0 | 0 | 0 | 0 | 0 | 0 | 0 | 0 | 0 | 0 | 0 | 0 | 0 | 0 | 0 | 0 | 0 | 0 | 0 | 0 | 0 | 0 | 0 | 0 | 0 | 0 | 0 | 0 | 0
SCE Third Party Roll-up E3 Calculator - With Carbon Adder - Proposed Program Plan | [17 empty] | System | #N/A | [21 empty] | 0 | 0 | 0 | 0 | 0 | 0 | 0 | 0 | 0 | 0 | 0 | 0 | 0 | 0 | 0 | 0 | 0 | 0 | 0 | 0 | 0 | 0 | 0 | 0 | 0 | 0 | 0 | 0 | 0
SCE Third Party Roll-up E3 Calculator - With Carbon Adder - Proposed Program Plan | [17 empty] | System | #N/A | [21 empty] | 0 | 0 | 0 | 0 | 0 | 0 | 0 | 0 | 0 | 0 | 0 | 0 | 0 | 0 | 0 | 0 | 0 | 0 | 0 | 0 | 0 | 0 | 0 | 0 | 0 | 0 | 0 | 0 | 0
SCE Third Party Roll-up E3 Calculator - With Carbon Adder - Proposed Program Plan | [17 empty] | System | #N/A | [21 empty] | 0 | 0 | 0 | 0 | 0 | 0 | 0 | 0 | 0 | 0 | 0 | 0 | 0 | 0 | 0 | 0 | 0 | 0 | 0 | 0 | 0 | 0 | 0 | 0 | 0 | 0 | 0 | 0 | 0
SCE Third Party Roll-up E3 Calculator - With Carbon Adder - Proposed Program Plan | [17 empty] | System | #N/A | [21 empty] | 0 | 0 | 0 | 0 | 0 | 0 | 0 | 0 | 0 | 0 | 0 | 0 | 0 | 0 | 0 | 0 | 0 | 0 | 0 | 0 | 0 | 0 | 0 | 0 | 0 | 0 | 0 | 0 | 0
SCE Third Party Roll-up E3 Calculator - With Carbon Adder - Proposed Program Plan | [17 empty] | System | #N/A | [21 empty] | 0 | 0 | 0 | 0 | 0 | 0 | 0 | 0 | 0 | 0 | 0 | 0 | 0 | 0 | 0 | 0 | 0 | 0 | 0 | 0 | 0 | 0 | 0 | 0 | 0 | 0 | 0 | 0 | 0
SCE Third Party Roll-up E3 Calculator - With Carbon Adder - Proposed Program Plan | [17 empty] | System | #N/A | [21 empty] | 0 | 0 | 0 | 0 | 0 | 0 | 0 | 0 | 0 | 0 | 0 | 0 | 0 | 0 | 0 | 0 | 0 | 0 | 0 | 0 | 0 | 0 | 0 | 0 | 0 | 0 | 0 | 0 | 0
SCE Third Party Roll-up E3 Calculator - With Carbon Adder - Proposed Program Plan | [17 empty] | System | #N/A | [21 empty] | 0 | 0 | 0 | 0 | 0 | 0 | 0 | 0 | 0 | 0 | 0 | 0 | 0 | 0 | 0 | 0 | 0 | 0 | 0 | 0 | 0 | 0 | 0 | 0 | 0 | 0 | 0 | 0 | 0
SCE Third Party Roll-up E3 Calculator - With Carbon Adder - Proposed Program Plan | [17 empty] | System | #N/A | [21 empty] | 0 | 0 | 0 | 0 | 0 | 0 | 0 | 0 | 0 | 0 | 0 | 0 | 0 | 0 | 0 | 0 | 0 | 0 | 0 | 0 | 0 | 0 | 0 | 0 | 0 | 0 | 0 | 0 | 0
SCE Third Party Roll-up E3 Calculator - With Carbon Adder - Proposed Program Plan | [17 empty] | System | #N/A | [21 empty] | 0 | 0 | 0 | 0 | 0 | 0 | 0 | 0 | 0 | 0 | 0 | 0 | 0 | 0 | 0 | 0 | 0 | 0 | 0 | 0 | 0 | 0 | 0 | 0 | 0 | 0 | 0 | 0 | 0
SCE Third Party Roll-up E3 Calculator - With Carbon Adder - Proposed Program Plan | [17 empty] | System | #N/A | [21 empty] | 0 | 0 | 0 | 0 | 0 | 0 | 0 | 0 | 0 | 0 | 0 | 0 | 0 | 0 | 0 | 0 | 0 | 0 | 0 | 0 | 0 | 0 | 0 | 0 | 0 | 0 | 0 | 0 | 0
SCE Third Party Roll-up E3 Calculator - With Carbon Adder - Proposed Program Plan | [17 empty] | System | #N/A | [21 empty] | 0 | 0 | 0 | 0 | 0 | 0 | 0 | 0 | 0 | 0 | 0 | 0 | 0 | 0 | 0 | 0 | 0 | 0 | 0 | 0 | 0 | 0 | 0 | 0 | 0 | 0 | 0 | 0 | 0
SCE Third Party Roll-up E3 Calculator - With Carbon Adder - Proposed Program Plan | [17 empty] | System | #N/A | [21 empty] | 0 | 0 | 0 | 0 | 0 | 0 | 0 | 0 | 0 | 0 | 0 | 0 | 0 | 0 | 0 | 0 | 0 | 0 | 0 | 0 | 0 | 0 | 0 | 0 | 0 | 0 | 0 | 0 | 0
SCE Third Party Roll-up E3 Calculator - With Carbon Adder - Proposed Program Plan | [17 empty] | System | #N/A | [21 empty] | 0 | 0 | 0 | 0 | 0 | 0 | 0 | 0 | 0 | 0 | 0 | 0 | 0 | 0 | 0 | 0 | 0 | 0 | 0 | 0 | 0 | 0 | 0 | 0 | 0 | 0 | 0 | 0 | 0
SCE Third Party Roll-up E3 Calculator - With Carbon Adder - Proposed Program Plan | [17 empty] | System | #N/A | [21 empty] | 0 | 0 | 0 | 0 | 0 | 0 | 0 | 0 | 0 | 0 | 0 | 0 | 0 | 0 | 0 | 0 | 0 | 0 | 0 | 0 | 0 | 0 | 0 | 0 | 0 | 0 | 0 | 0 | 0
SCE Third Party Roll-up E3 Calculator - With Carbon Adder - Proposed Program Plan | [17 empty] | System | #N/A | [21 empty] | 0 | 0 | 0 | 0 | 0 | 0 | 0 | 0 | 0 | 0 | 0 | 0 | 0 | 0 | 0 | 0 | 0 | 0 | 0 | 0 | 0 | 0 | 0 | 0 | 0 | 0 | 0 | 0 | 0
SCE Third Party Roll-up E3 Calculator - With Carbon Adder - Proposed Program Plan | [17 empty] | System | #N/A | [21 empty] | 0 | 0 | 0 | 0 | 0 | 0 | 0 | 0 | 0 | 0 | 0 | 0 | 0 | 0 | 0 | 0 | 0 | 0 | 0 | 0 | 0 | 0 | 0 | 0 | 0 | 0 | 0 | 0 | 0
SCE Third Party Roll-up E3 Calculator - With Carbon Adder - Proposed Program Plan | [17 empty] | System | #N/A | [21 empty] | 0 | 0 | 0 | 0 | 0 | 0 | 0 | 0 | 0 | 0 | 0 | 0 | 0 | 0 | 0 | 0 | 0 | 0 | 0 | 0 | 0 | 0 | 0 | 0 | 0 | 0 | 0 | 0 | 0
SCE Third Party Roll-up E3 Calculator - With Carbon Adder - Proposed Program Plan | [17 empty] | System | #N/A | [21 empty] | 0 | 0 | 0 | 0 | 0 | 0 | 0 | 0 | 0 | 0 | 0 | 0 | 0 | 0 | 0 | 0 | 0 | 0 | 0 | 0 | 0 | 0 | 0 | 0 | 0 | 0 | 0 | 0 | 0
SCE Third Party Roll-up E3 Calculator - With Carbon Adder - Proposed Program Plan | [17 empty] | System | #N/A | [21 empty] | 0 | 0 | 0 | 0 | 0 | 0 | 0 | 0 | 0 | 0 | 0 | 0 | 0 | 0 | 0 | 0 | 0 | 0 | 0 | 0 | 0 | 0 | 0 | 0 | 0 | 0 | 0 | 0 | 0
SCE Third Party Roll-up E3 Calculator - With Carbon Adder - Proposed Program Plan | [17 empty] | System | #N/A | [21 empty] | 0 | 0 | 0 | 0 | 0 | 0 | 0 | 0 | 0 | 0 | 0 | 0 | 0 | 0 | 0 | 0 | 0 | 0 | 0 | 0 | 0 | 0 | 0 | 0 | 0 | 0 | 0 | 0 | 0
SCE Third Party Roll-up E3 Calculator - With Carbon Adder - Proposed Program Plan | [17 empty] | System | #N/A | [21 empty] | 0 | 0 | 0 | 0 | 0 | 0 | 0 | 0 | 0 | 0 | 0 | 0 | 0 | 0 | 0 | 0 | 0 | 0 | 0 | 0 | 0 | 0 | 0 | 0 | 0 | 0 | 0 | 0 | 0
SCE Third Party Roll-up E3 Calculator - With Carbon Adder - Proposed Program Plan | [17 empty] | System | #N/A | [21 empty] | 0 | 0 | 0 | 0 | 0 | 0 | 0 | 0 | 0 | 0 | 0 | 0 | 0 | 0 | 0 | 0 | 0 | 0 | 0 | 0 | 0 | 0 | 0 | 0 | 0 | 0 | 0 | 0 | 0
SCE Third Party Roll-up E3 Calculator - With Carbon Adder - Proposed Program Plan | [17 empty] | System | #N/A | [21 empty] | 0 | 0 | 0 | 0 | 0 | 0 | 0 | 0 | 0 | 0 | 0 | 0 | 0 | 0 | 0 | 0 | 0 | 0 | 0 | 0 | 0 | 0 | 0 | 0 | 0 | 0 | 0 | 0 | 0
SCE Third Party Roll-up E3 Calculator - With Carbon Adder - Proposed Program Plan | Do NOT enter program data in this row or below. The Spreadsheet will not evaluate any such data.
Lists of Dimensions and their Labels
|  |  | Climate Zones |  |  |  | Measure Types for Measure Life | Measure Types for NTGR | Gas Sector | Gas Savings Profile | Combustor Type |  | RES | DEER:Indoor_CFL_Ltg | DEER:RefgFrzr_HighEff | DEER:RefgFrzr_Recyc-Conditioned | DEER:RefgFrzr_Recyc-UnConditioned | DEER:HVAC_Eff_AC | DEER:HVAC_Duct_Sealing | DEER:HVAC_Refrig_Charge | DEER:Refg_Chrg_Duct_Seal | DEER:RefgFrzr_Recycling
|  |  | 6 |  |  |  | NONRESIDENTIAL MEASURES: |  | Residential | Summer Only | Large Boilers (>100 MMBtu/hr Heat Input):Uncontrolled |  | NON_RES | DEER:Indoor_CFL_Ltg | DEER:Indoor_Non-CFL_Ltg | DEER:HVAC_Chillers | DEER:HVAC_Refrig_Charge | DEER:HVAC_Split-Package_AC | DEER:HVAC_Duct_Sealing
|  |  | 8 |  |  |  | **************************************************************** | Appliance early retirement and replacement 0.80 | Commercial | Winter Only | Large Boilers (>100 MMBtu/hr Heat Input):Controlled Low NOx Burner |  | Residential | AC-NC | Heat_Pump-NC | Refrig-RC | AC_Cooling-RC | HeatPump_Heating_Only-RC | HeatPump_ThroughWall-RC | HeatPump_WtrHt-RC | HorizAxisClothesWasher-RC | CFL-RC | Residential Pool Pumps
|  |  | 9 |  |  |  | Ballast – Dimmable: NR - 11 | California Home Energy Efficiency Rating System (CHEERS) | Core | Annual | Large Boilers (>100 MMBtu/hr Heat Input):Controlled – Flue Gas Recirculation |  | Small_Office | Hi_Perf_Glass-NC | Lo_Gain_Wndw-NC | Wtr_Cool_Chiller-NC | Package_AC-NC | <65K_AC_Split-NC | <65K_AC_Pckg-NC | <65K_EvapCool-NC | 65K-135K_Air_AC-NC | 65K-135_Wtr_AC-NC | >135K_Air_AC-NC | >135K_Wtr_AC-NC | Hi_Eff_AC_Mtr-NC | Var_Spd_AC_Mtr-NC | DayLt_Cntrl-NC | Lighting-NC | Economy_cycle-Ret | New_AC-Ret | New_HtPmp-Ret | Roof_insul-Ret | Wall_insul-Ret | Window_Tint-Ret | Reduce_Cooling_Load-Ret | IndoorLt | Occupancy Sensor | Refrigeration | DayLt & Controls | Perimter Lt Control | 2010 Qtr 1: Pool HtPmp; 2010 Qtr 2: DHW HtPmp
|  |  | 10 |  |  |  | Ballast – Electronic: NR - 11 | Residential Audits 0.72 |  |  | Small Boilers (<100 MMBtu/hr Heat Input):Uncontrolled |  | Large_Office | Hi_Perf_Glass-NC | Lo_Gain_Wndw-NC | Wtr_Cool_Chiller-NC | >135K_Air_AC-NC | >135K_Wtr_AC-NC | Hi_Eff_AC_Mtr-NC | Var_Spd_AC_Mtr-NC | DayLt_Cntrl-NC | Lighting-NC | Economy_cycle-Ret | New_AC-Ret | New_HtPmp-Ret | Roof_insul-Ret | Wall_insul-Ret | Window_Tint-Ret | Reduce_Cooling_Load-Ret | IndoorLt | Occupancy Sensor | Refrigeration | DayLt & Controls | Perimter Lt Control | Pool HtPmp | DHW HtPmp | bar: 2010 Qtr 1 to 2010 Qtr 2
|  |  | 13 |  |  |  | Fluorescent Fixture – T8: C/I/A - 11 | Refrigerator Recycling 0.35 |  |  | Small Boilers (<100 MMBtu/hr Heat Input):Controlled Low NOx Burner |  | Small_Retail_Store | Package_AC-NC | <65K_AC_Split-NC | <65K_AC_Pckg-NC | <65K_EvapCool-NC | 65K-135K_Air_AC-NC | 65K-135_Wtr_AC-NC | Lighting-NC | Economy_cycle-Ret | Evap_Cooling-Ret | Replace_Chiller-Ret | New_AC-Ret | New_HtPmp-Ret | Roof_insul-Ret | Wall_insul-Ret | Reduce_Cooling_Load-Ret | IndoorLt | Occupancy Sensor | Refrigeration | DayLt & Controls | Perimter Lt Control | Pool HtPmp | DHW HtPmp | bar: 2010 Qtr 1 to 2010 Qtr 2
|  |  | 14 |  |  |  | Fixture: T8 Lamp & Electronic Ballast: C/I/A - 11 | Freezer Recycling 0.54 |  |  | Small Boilers (<100 MMBtu/hr Heat Input):Controlled – Flue Gas Recirculation |  | Large_Retail_Store | Wtr_Cool_Chiller-NC | >135K_Air_AC-NC | >135K_Wtr_AC-NC | Hi_Eff_AC_Mtr-NC | Var_Spd_AC_Mtr-NC | Lighting-NC | Economy_cycle-Ret | Evap_Cooling-Ret | Replace_Chiller-Ret | New_AC-Ret | New_HtPmp-Ret | Roof_insul-Ret | Wall_insul-Ret | Reduce_Cooling_Load-Ret | IndoorLt | Occupancy Sensor | Refrigeration | DayLt & Controls | Perimter Lt Control | Pool HtPmp | DHW HtPmp | bar: 2010 Qtr 1 to 2010 Qtr 2
|  |  | 15 |  |  |  | T8 Fixtures – 17 Watt Lamp, 2ft or 32-watt Lamp, 4ft 11 | Residential Contractor Program 0.89 |  |  | Residential Furnaces (<0.3):Uncontrolled |  | Grocery_Store | Hi_Perf_Glass-NC | Lo_Gain_Wndw-NC | Wtr_Cool_Chiller-NC | 65K-135_Wtr_AC-NC | >135K_Air_AC-NC | >135K_Wtr_AC-NC | Hi_Eff_AC_Mtr-NC | Var_Spd_AC_Mtr-NC | DayLt_Cntrl-NC | Lighting-NC | Refrigeration | DayLt & Controls | Perimter Lt Control | Pool HtPmp | DHW HtPmp | bar: 2010 Qtr 1 to 2010 Qtr 2
|  |  | 16 |  |  |  | T8 Lamps: C/I/A - 5 | Emerging Technologies 0.83 |  |  |  |  | Food_Store | New_AC-Ret | New_HtPmp-Ret | Roof_insul-Ret | Wall_insul-Ret | Reduce_Cooling_Load-Ret | Lower_Cond_temp-Ret | IndoorLt | Refrigeration | DayLt & Controls | Perimter Lt Control | Pool HtPmp | DHW HtPmp | bar: 2010 Qtr 1 to 2010 Qtr 2
|  |  | System |  |  |  | High Efficiency Lighting (HID): NR - 16 | All other residential programs 0.80 |  |  |  |  | Restaurant | Economy_cycle-Ret | Evap_Cooling-Ret | New_AC-Ret | New_HtPmp-Ret | IndoorLt | Refrigeration | DayLt & Controls | Perimter Lt Control | Pool HtPmp | DHW HtPmp | bar: 2010 Qtr 1 to 2010 Qtr 2
[7 empty] | High Output T5 Fixture: NR - 16 |  | Electric Rate | Gas Rate |  |  | Fast_Food_Restaurant | Hi_Perf_Glass-NC | Lo_Gain_Wndw-NC | Package_AC-NC | <65K_AC_Split-NC | <65K_AC_Pckg-NC | <65K_EvapCool-NC | 65K-135K_Air_AC-NC | 65K-135_Wtr_AC-NC | DayLt_Cntrl-NC | Lighting-NC | Refrigeration | DayLt & Controls | Perimter Lt Control | Pool HtPmp | DHW HtPmp | bar: 2010 Qtr 1 to 2010 Qtr 2
[7 empty] | Indoor or Outdoor Lighting System Modification: NR - 13.5 | Advanced water heating systems 1.00 | System | System |  |  | Sit_Down_Restaurant | Hi_Perf_Glass-NC | Lo_Gain_Wndw-NC | <65K_AC_Split-NC | <65K_AC_Pckg-NC | <65K_EvapCool-NC | 65K-135K_Air_AC-NC | 65K-135_Wtr_AC-NC | >135K_Air_AC-NC | >135K_Wtr_AC-NC | DayLt_Cntrl-NC | Lighting-NC | Refrigeration | DayLt & Controls | Perimter Lt Control | Pool HtPmp | DHW HtPmp | bar: 2010 Qtr 1 to 2010 Qtr 2
[7 empty] | Lighting Controls: NR - 16 | Agricultural and Dairy Incentives 0.75 | System | System |  |  | Storage_Building | <65K_AC_Split-NC | <65K_AC_Pckg-NC | <65K_EvapCool-NC | >135K_Air_AC-NC | >135K_Wtr_AC-NC | Lighting-NC | Refrigeration | DayLt & Controls | Perimter Lt Control | Pool HtPmp | DHW HtPmp | bar: 2010 Qtr 1 to 2010 Qtr 2
[7 empty] | Daylighting Controls; NR - 16 | Coin Laundry and Dry Cleaner Education 0.70 | System | 0 |  |  | Refrigerated_Warehouse | New_AC-Ret | New_HtPmp-Ret | IndoorLt | Refrigeration | DayLt & Controls | Perimter Lt Control | Pool HtPmp | DHW HtPmp | bar: 2010 Qtr 1 to 2010 Qtr 2
[7 empty] | Lighting Power Density: NR - 11 | Commercial and agricultural information, tools, or design assistance services | System |  |  |  | Non-Refrig._Warehouse | New_AC-Ret | New_HtPmp-Ret | Roof_insul-Ret | Wall_insul-Ret | Reduce_Cooling_Load-Ret | IndoorLt | Occupancy Sensor | Refrigeration | DayLt & Controls | Perimter Lt Control | Pool HtPmp | DHW HtPmp | bar: 2010 Qtr 1 to 2010 Qtr 2
[7 empty] | Exit Sign – CF Hardware Kit/LED/ Electro-Luminescent: NR - 16 | Comprehensive Space Conditioning 1.00 | System |  |  |  | Hotel_Motel | Wtr_Cool_Chiller-NC | Package_AC-NC | >135K_Air_AC-NC | >135K_Wtr_AC-NC | Var_Spd_AC_Mtr-NC | Lighting-NC | Replace_Chiller-Ret | New_AC-Ret | New_HtPmp-Ret | Roof_insul-Ret | Wall_insul-Ret | Reduce_Cooling_Load-Ret | IndoorLt | Occupancy Sensor | Refrigeration | DayLt & Controls | Perimter Lt Control | Pool HtPmp | DHW HtPmp | bar: 2010 Qtr 1 to 2010 Qtr 2
[7 empty] | Occupancy Sensor: NR - 8 | Lodging Education 0.70 |  |  |  |  | Medical_Clinic | Replace_Chiller-Ret | New_AC-Ret | New_HtPmp-Ret | Roof_insul-Ret | Wall_insul-Ret | IndoorLt | Refrigeration | DayLt & Controls | Perimter Lt Control | Pool HtPmp | DHW HtPmp | bar: 2010 Qtr 1 to 2010 Qtr 2
[7 empty] | Photocell: NR - 8 | Express Efficiency (rebates) 0.96 |  |  |  |  | School | Hi_Perf_Glass-NC | Lo_Gain_Wndw-NC | Wtr_Cool_Chiller-NC | Package_AC-NC | >135K_Air_AC-NC | >135K_Wtr_AC-NC | Hi_Eff_AC_Mtr-NC | Var_Spd_AC_Mtr-NC | DayLt_Cntrl-NC | Lighting-NC | Refrigeration | DayLt & Controls | Perimter Lt Control | Pool HtPmp | DHW HtPmp | bar: 2010 Qtr 1 to 2010 Qtr 2
[7 empty] | Time Clock – Lighting: NR - 8 | Energy Management Services, including audits (for small and medium customers) |  |  |  |  | K_thru_12_School | New_AC-Ret | New_HtPmp-Ret | Roof_insul-Ret | Wall_insul-Ret | IndoorLt | Occupancy Sensor | Refrigeration | DayLt & Controls | Perimter Lt Control | Pool HtPmp | DHW HtPmp | bar: 2010 Qtr 1 to 2010 Qtr 2
[7 empty] | Induction Lamps: NR - 2 | Food Services Equipment Retrofit 1.00 |  |  |  |  | College_University | Hi_Perf_Glass-NC | Lo_Gain_Wndw-NC | Wtr_Cool_Chiller-NC | 65K-135K_Air_AC-NC | 65K-135_Wtr_AC-NC | >135K_Air_AC-NC | >135K_Wtr_AC-NC | Hi_Eff_AC_Mtr-NC | Var_Spd_AC_Mtr-NC | DayLt_Cntrl-NC | Lighting-NC | Economy_cycle-Ret | Evap_Cooling-Ret | New_AC-Ret | New_HtPmp-Ret | Roof_insul-Ret | Wall_insul-Ret | Reduce_Cooling_Load-Ret | IndoorLt | Refrigeration | DayLt & Controls | Perimter Lt Control | Pool HtPmp | DHW HtPmp | bar: 2010 Qtr 1 to 2010 Qtr 2
[7 empty] | Induction Fixture: NR - 16 | Industrial Information and Services 0.74 |  |  |  |  | Assembly | Hi_Perf_Glass-NC | Lo_Gain_Wndw-NC | Wtr_Cool_Chiller-NC | >135K_Air_AC-NC | >135K_Wtr_AC-NC | Hi_Eff_AC_Mtr-NC | Var_Spd_AC_Mtr-NC | DayLt_Cntrl-NC | Lighting-NC | Refrigeration | DayLt & Controls | Perimter Lt Control | Pool HtPmp | DHW HtPmp | bar: 2010 Qtr 1 to 2010 Qtr 2
[7 empty] | Delamp/reflectors: C/I - 11 | Large Standard Performance Contract 0.70 |  |  |  |  | Trans_Comm_Util | Replace_Chiller-Ret | New_AC-Ret | New_HtPmp-Ret | Roof_insul-Ret | Wall_insul-Ret | Reduce_Cooling_Load-Ret | IndoorLt | Occupancy Sensor | Refrigeration | DayLt & Controls | Perimter Lt Control | Pool HtPmp | DHW HtPmp | bar: 2010 Qtr 1 to 2010 Qtr 2
[7 empty] | Optical Reflectors- new construction: Ind, NRNC - 12 | All other nonresidential programs 0.80 |  |  |  |  | Misc._Commercial | Economy_cycle-Ret | New_AC-Ret | New_HtPmp-Ret | Roof_insul-Ret | Wall_insul-Ret | Reduce_Cooling_Load-Ret | IndoorLt | Outdoor Lt | DayLt & Controls | Perimter Lt Control | Pool HtPmp | DHW HtPmp | Frig Barrier | Refrigeration | Commercial Whole Building | Occupancy Sensor | bar: 2010 Qtr 1 to 2010 Qtr 2
[7 empty] | Optical Reflectors- retrofit: NR - 10 | New Construction |  |  |  |  | Industrial | Replace_Chiller-Ret | New_AC-Ret | New_HtPmp-Ret | Roof_insul-Ret | Wall_insul-Ret | Reduce_Cooling_Load-Ret | IndoorLt | Industrial | Occupancy Sensor | Refrigeration | DayLt & Controls | Perimter Lt Control | Pool HtPmp | DHW HtPmp | bar: 2010 Qtr 1 to 2010 Qtr 2
[7 empty] | HID fixture: Interior, >= 176 Watts lamp: Ind - 16 | Industrial and Agricultural Process 0.94 |  |  |  |  | Agricultural | Replace_Chiller-Ret | New_AC-Ret | New_HtPmp-Ret | Roof_insul-Ret | Wall_insul-Ret | Reduce_Cooling_Load-Ret | IndoorLt | Ag & Water Pumping | Occupancy Sensor | Refrigeration | DayLt & Controls | Perimter Lt Control | Pool HtPmp | DHW HtPmp | bar: 2010 Qtr 1 to 2010 Qtr 2
[7 empty] | HID fixture: Interior, 251-400 Watt lamp: Com - 16 | Industrial new construction incentives 0.62 |  |  |  |  | Hospital | Hi_Perf_Glass-NC | Lo_Gain_Wndw-NC | Wtr_Cool_Chiller-NC | >135K_Air_AC-NC | >135K_Wtr_AC-NC | Hi_Eff_AC_Mtr-NC | Var_Spd_AC_Mtr-NC | DayLt_Cntrl-NC | Lighting-NC | Replace_Chiller-Ret | New_AC-Ret | New_HtPmp-Ret | Roof_insul-Ret | Wall_insul-Ret | IndoorLt | Refrigeration | DayLt & Controls | Perimter Lt Control | Pool HtPmp | DHW HtPmp | bar: 2010 Qtr 1 to 2010 Qtr 2
[7 empty] | CFL Fixture: Pin based CFL fixture: Com - 12.0 | Savings by Design 0.82
[7 empty] | Screw-in CFL: Education - Primary School: NR - 5.6 | All other new construction programs 0.80
[7 empty] | Screw-in CFL: Education - Secondary School: NR - 3.5 | Large Standard Performance Contract 0.7011
[7 empty] | Screw-in CFL: Education - Community College: NR - 2.1 | Savings by Design 0.8212
Screw-in CFL: Education - University: NR - 2.6
Screw-in CFL: Grocery: NR - 1.4
Screw-in CFL: Health/Medical - Hospital: NR - 0.9
Screw-in CFL: Health/Medical - Nursing Home: NR - 0.9
Screw-in CFL: Lodging - Hotel: NR - 0.9
Screw-in CFL: Lodging - Motel: NR - 0.9
Screw-in CFL: Lodging - Guest Rooms: NR - 7.0
Screw-in CFL: Manufacturing - Light Industrial: NR - 2.8
Screw-in CFL: Office - Large: NR - 2.9
Screw-in CFL: Office - Small: NR - 3.2
Screw-in CFL: Restaurant - Sit-Down: NR - 2.3
Screw-in CFL: Restaurant - Fast-Food: NR - 1.3
Screw-in CFL: Retail - 3-Story Large: NR - 1.9
Screw-in CFL: Retail - Single-Story Large: NR - 1.8
Screw-in CFL: Retail - Small: NR - 2.1
Screw-in CFL: Storage - Conditioned: NR - 2.8
Screw-in CFL: Storage - Unconditioned: NR - 2.8
Screw-in CFL: Warehouse - Refrigerated: NR - 3.1
HVAC/Refrigeration – SPC: NR - 16
Chiller – High Efficiency: NR - 20
Chiller – Variable Speed Drive: NR - 20
Water Cooled Chillers: NR - 20
Air Conditioners – High Efficiency: NR - 15
Packaged HVAC Systems: NR - 15
Install HVAC EMS: Com - 14
AC Packaged Terminal Units: NR - 15
Evaporative Coolers: NR - 15
Boiler – High Efficiency: NR - 20
Cooling Towers/Evaporative Condenser: NR - 15
Heat Pump – Split System: NR - 15
Heat Pump with Integrated Water Heating: NR - 10
Ground Source Heat Pump: NR - 15
Reduce Internal Load: NR - 15
Insulation: NR - 20
Insulation Package: NR - 20
Reflective Window Film: NR - 10
Bypass/Delay Timer(lighting): NR - 8
Set-Back Thermostat: NR - 11
Time Clock - HVAC: NR - 10
HVAC/Space Heating/Efficiency (Gas): NR - 18
Nonresidential Gas – AC: NR - 20
Adjustable speed drive, application unknown: Ag - 10
Adjustable speed drive, application unknown: Com - 10
Adjustable Speed Drive: HVAC fan, 50 HP Max: Com - 10
Pump repair: Ag - 11
Injection molding machines: Ind - 15
Plastic extusion equipment: Ind - 15
Process cooling: Ind - 15
Process equipment insulation: Ind - 15
Horizontal Clothes Washer: NR - 10
Efficient Dishwashing: NR - 5
Water Heater Controls: NR - 15
Cooking measures , Assorted: Com - 12
Water Heater – Gas: NR - 15
Domestic Hot Water Boiler (Gas): NR - 20
Auto Closer for Cooler/Freezer: NR - 8
Door Gaskets: NR - 4
Floating Head Pressure: NR - 16
Heatless Door: NR - 16
Humidistat Control for Anti-Sweat Heater: NR - 12
Insulation on Refrigeration Suction Line: NR - 11
Night Covers for Display Cases: NR - 5
PSC Evaporator Motor – Walkin/ Display: NR - 15
Refrigeration Case Doors – Glass/Acrylic: NR - 12
Refrigerator Case with Doors: NR - 12
Refrigerator Condensate Evaporator – Elec/Non Elec: NR - 8
Strip Curtains for Walk-Ins: NR - 4
Ballast: Electronic, for display case: NR - 11
Defrost: NR - 16
FHP & EFF Conditioner: NR - 16
High-efficiency Liquid Suction Heat Exchangers: NR - 16
Night Shields on Refrigerator and Freezer Cases: NR - 5
Walk-in Refrigerator or Freezer: Evaporative Fan Controller: NR - 5
Multiplec Refrigeration Systems/Supermarket Systems: NR - 10
Kiln/Oven/Furnace: NR - 18
Thermal Night Curtains: NR - 5
Custom Measures – SPC: NR - 15
Local Government Partnership: NR - 11
Audits: NR - 3
Plug Load Sensor: NR - 10
Information: NR - 1
High Efficiency Motors: NR - 15
Process Overhaul: NR - 20
System Controls: NR - 15
RESIDENTIAL MEASURES
****************************************************************
T8 Fixtures ; lamp or ballast: Res - 15
Pin based CFL Fixture: Res - 16
CFL: Indoor Screw in: Res - 9.4
CFL: Outdoor Screw in: Res - 7
Torchiere: Res - 9
Air Conditioners with SEER >= 11.0: Res - 18
Central Air Conditioners: Res - 18
Duct Testing: Res NC - 18
High Energy Efficiency Ducts: Res - 18
Whole House Fan: Res - 15
Evaporative Cooler: Res - 15
Glazing - Low E Double / Low Shade Coefficient: Res - 20
Heat Pump - Electric: Res - 15
Insulation - Ceiling / Floor / Walls: Res - 20
A/C with Integrated Water Heating: Res - 10
Programmable Thermostat: Res - 12
Audits: Res - 3
Gas Cooktops: Res - 20
Gas Dryer Stub: Res - 18
Energy-Efficient Furnaces: Res - 18
Refrigerator Recycling: Res - 10
Refrigerator - Energy Efficient; 20% more efficient: Res - 18
Refrigerators: Res - 18
GENERIC USEFUL LIVES:
****************************************************************
0.1
0.2
0.3
0.4
0.5
0.6
0.7
0.8
0.9
1
1.1
1.2
1.3
1.4
1.5
1.6
1.7
1.8
1.9
2
2.1
2.2
2.3
2.4
2.5
2.6
2.7
2.8
2.9
3
3.1
3.2
3.3
3.4
3.5
3.6
3.7
3.8
3.9
4
4.1
4.2
4.3
4.4
4.5
4.6
4.7
4.8
4.9
5
5.1
5.2
5.3
5.4
5.5
5.6
5.7
5.8
5.9
6
6.1
6.2
6.3
6.4
6.5
6.6
6.7
6.8
6.9
7
7.1
7.2
7.3
7.4
7.5
7.6
7.7
7.8
7.9
8
8.1
8.2
8.3
8.4
8.5
8.6
8.7
8.8
8.9
9
9.1
9.2
9.3
9.4
9.5
9.6
9.7
9.8
9.9
10
10.1
10.2
10.3
10.4
10.5
10.6
10.7
10.8
10.9
11
11.1
11.2
11.3
11.4
11.5
11.6
11.7
11.8
11.9
12
12.1
12.2
12.3
12.4
12.5
12.6
12.7
12.8
12.9
13
13.1
13.2
13.3
13.4
13.5
13.6
13.7
13.8
13.9
14
14.1
14.2
14.3
14.4
14.5
14.6
14.7
14.8
14.9
15
15.1
15.2
15.3
15.4
15.5
15.6
15.7
15.8
15.9
16
16.1
16.2
16.3
16.4
16.5
16.6
16.7
16.8
16.9
17
17.1
17.2
17.3
17.4
17.5
17.6
17.7
17.8
17.9
18
18.1
18.2
18.3
18.4
18.5
18.6
18.7
18.8
18.9
19
19.1
19.2
19.3
19.4
19.5
19.6
19.7
19.8
19.9
20
21
22
23
24
25
26
27
28
29
30