## Budget & Expenditures Worksheet
NOTE - (This note applies to the entire workbook.) Before filling out the workbook, please read the accompanying instructions. If you do not have the instructions, contact the Energy Division or your utility contact. It is the program implementer's responsibility to ensure that the information provided is accurate. Do not add columns, hide columns, rows or cells, change formulas, or otherwise alter the workbook, except to add rows where necessary. If rows are added, please ensure that each line item is captured within its associated subtotal, and that columns A and D display the same line item label (set cells in column D to equal the corresponding cell in column A after adding rows.) If customization is needed, please ask an Energy Division contact for assistance. | [7 empty] | Make cost definitions consistent with RRM2
Table PIP1.1: 2003 Implementation Plan Program Budget |  |  | Table 2.1: 2003 Quarterly Expenditures
Southern California Edison Company (SCE) |  |  | Southern California Edison Company (SCE)
Statewide Express Efficiency |  |  | Statewide Express Efficiency
0
Nonresidential |  |  | Nonresidential
Note - All program implementers are required to capture the same costs in the same line items/budget categories. Before filling out the budget sheets, see the "Program Cost Definitions for Budget" provided as a separate Word document. The same definitions are also provided as comments associated with each line item.
Program Budget |  |  | Program Expenditures | [7 empty] | Total Commitments to Date | Total Expenditures | Total Expenditures and Commitments
Item (Add additional items as necessary) | Budget | Methodology for Allocation (Footnote in narrative if necessary) | Item (Add additional items as necessary) |  |  |  | Q1 2003 (Jan - Mar) | Q2 2003 (Apr - Jun) | Q3 2003 (Jul - Sep) | Q4 2003 (Oct - Dec)
Administrative Costs |  |  | Administrative Costs
Labor |  |  | Labor
Type A - Program Planning/Design/Program Mgmt. | 503500 |  | Type A - Program Planning/Design/Program Mgmt. | [8 empty] | 0 | 0
Type B - Mgmt./Supervisor | 97100 |  | Type B - Mgmt./Supervisor | [8 empty] | 0 | 0
Type C - Clerical Support | 9900 |  | Type C - Clerical Support | [8 empty] | 0 | 0
Subtotal Labor | 610500 |  | Subtotal Labor | 0 | 0 | 0 | 0 | 0 | 0 | 0 | 0 | 0 | 0
Benefits |  |  | Benefits
Pensions & Benefits | 276000 | 48.6% of SCE Labor | Pensions & Benefits | [8 empty] | 0 | 0
Payroll Taxes | 281200 | 7.4% of SCE Labor | Payroll Taxes | [8 empty] | 0 | 0
Subtotal Benefits | 557200 |  | Subtotal Benefits | 0 | 0 | 0 | 0 | 0 | 0 | 0 | 0 | 0 | 0
Travel/Conference/Training |  |  | Travel/Conference/Training
Type A - Mileage and Parking | 13600 |  | Type A - Mileage and Parking | [8 empty] | 0 | 0
Type B - Other - Meals, lodging, misc. expenses | 5600 |  | Type B - Other - Meals, lodging, misc. expenses | [8 empty] | 0 | 0
Type C - Conference/Training Activities | 8200 |  | Type C - Conference/Training Activities | [8 empty] | 0 | 0
Subtotal Travel/Conference/Training | 27400 |  | Subtotal Travel/Conference/Training | 0 | 0 | 0 | 0 | 0 | 0 | 0 | 0 | 0 | 0
Reporting/Tracking/Development - Information Services | 200000 |  | Reporting/Tracking/Development - Information Services |  | 0 | 0 | 0 | 0 | 0 | 0 | 0 | 0 | 0
Materials & Handling | 58000 |  | Materials & Handling |  | 0 | 0 | 0 | 0 | 0 | 0 | 0 | 0 | 0
Overhead and General and Administrative Costs |  |  | Overhead and General and Administrative Costs
Type A - Regulatory Support | 113800 |  | Type A - Regulatory Support | [8 empty] | 0 | 0
Type B - Accounting Support | 98600 |  | Type B - Accounting Support | [8 empty] | 0 | 0
Type C - Communications/Telecommunications/Automated Systems Support | 138900 |  | Type C - Communications/Telecommunications/Automated Systems Support | [8 empty] | 0 | 0
Type D - Human Resources Support | 34600 |  | Type D - Human Resources Support | [8 empty] | 0 | 0
Type E - Facilities Support | 0 |  | Type E - Facilities Support | [8 empty] | 0 | 0
Type F - Supervision | 0 |  | Type F - Supervision | [8 empty] | 0 | 0
Type G - Corporate Services | 0 |  | Type G - Corporate Services | [8 empty] | 0 | 0
Type H - Transportation Services, Shop Services | 6960 |  | Type H - Transportation Services, Shop Services | [8 empty] | 0 | 0
Type I - Information Technology | 3016 |  | Type I - Information Technology | [8 empty] | 0 | 0
Type J - Procurement and Material Management | 0 |  | Type J - Procurement and Material Management | [8 empty] | 0 | 0
Subtotal Overhead and General Administrative Costs | 395876 |  | Subtotal Overhead and General Administrative Costs | 0 | 0 | 0 | 0 | 0 | 0 | 0 | 0 | 0 | 0
Subcontractor Administrative costs (administrative only, report other subcontractor costs in the appropriate category) |  |  | Subcontractor Administrative costs (administrative only, report other subcontractor costs in the appropriate category)
Labor | 8500 | Provide total subcontractor costs (if the program has more than one sub) | Labor | [8 empty] | 0 | 0
Benefits |  |  | Benefits | [8 empty] | 0 | 0
Overhead |  |  | Overhead | [8 empty] | 0 | 0
Travel costs |  |  | Travel costs | [8 empty] | 0 | 0
Reporting costs |  |  | Reporting costs | [8 empty] | 0 | 0
Materials & Handling |  |  | Materials & Handling | [8 empty] | 0 | 0
Overhead and General and Administrative costs |  |  | Overhead and General and Administrative costs | [8 empty] | 0 | 0
Profit |  |  | Profit | [8 empty] | 0 | 0
Subtotal Subcontractor Administrative costs | 8500 |  | Subtotal Subcontractor Administrative costs | 0 | 0 | 0 | 0 | 0 | 0 | 0 | 0 | 0 | 0
Total Administrative Costs | 1857476 |  | Total Administrative Costs | 0 | 0 | 0 | 0 | 0 | 0 | 0 | 0 | 0 | 0
Marketing/Advertising/Outreach Costs |  |  | Marketing/Advertising/Outreach Costs
Type A - Brochures/Booklets | 215000 |  | Type A - Brochures/Booklets | [8 empty] | 0 | 0
Type B - Print Advertising | 200000
Type C - Outreach | 0 |  | Type C - Outreach | [8 empty] | 0 | 0
Total Marketing/Advertising/Outreach Costs | 415000 |  | Total Marketing/Advertising/Outreach Costs | 0 | 0 | 0 | 0 | 0 | 0 | 0 | 0 | 0 | 0
Direct Implementation Costs |  |  | Direct Implementation Costs
Itemized financial incentives |  |  | Itemized financial incentives
See Program Activities Worksheet for details | 4702804 |  | See Program Activities Worksheet for details | [8 empty] | 0 | 0
|  |  | 0 | [8 empty] | 0 | 0
Subtotal Financial Incentives | 4702804 |  | Subtotal Financial Incentives | 0 | 0 | 0 | 0 | 0 | 0 | 0 | 0 | 0 | 0
Itemized installation costs |  |  | Itemized installation costs
|  |  | 0 | [8 empty] | 0 | 0
|  |  | 0 | [8 empty] | 0 | 0
Subtotal Installation Costs | 0 |  | Subtotal Installation Costs | 0 | 0 | 0 | 0 | 0 | 0 | 0 | 0 | 0 | 0
Itemized hardware / materials costs (primarily for direct install and information/education programs) |  |  | Itemized hardware / materials costs (primarily for direct install and information/education programs)
| 0 |  | 0 | [8 empty] | 0 | 0
|  |  | 0 | [8 empty] | 0 | 0
Subtotal Itemized Hardware / Materials Costs | 0 |  | Subtotal Itemized Hardware / Materials Costs | 0 | 0 | 0 | 0 | 0 | 0 | 0 | 0 | 0 | 0
Itemized activity costs |  |  | Itemized activity costs
Subcontractor (Equipment Databases) | 76500 |  | Subcontractor (Equipment Databases) | [8 empty] | 0 | 0
0
Subtotal Activity costs | 76500 |  | Subtotal Activity costs | 0 | 0 | 0 | 0 | 0 | 0 | 0 | 0 | 0 | 0
Rebate Processing/Inspection |  |  | Rebate Processing/Inspection
EE Phone Center | 64120 |  | EE Phone Center | [8 empty] | 0 | 0
Nonresidential EE Rebate Processing | 347100 |  | Nonresidential EE Rebate Processing
EE Inspectors | 94200 |  | EE Inspectors | [8 empty] | 0 | 0
Subtotal Rebate Processing/Inspection costs | 505420 |  | Subtotal Rebate Processing/Inspection costs | 0 | 0 | 0 | 0 | 0 | 0 | 0 | 0 | 0 | 0
Total Direct Implementation costs | 5284724 |  | Total Direct Implementation costs | 0 | 0 | 0 | 0 | 0 | 0 | 0 | 0 | 0 | 0
Evaluation, Measurement and Verification Costs |  |  | Evaluation, Measurement and Verification Costs
EM&V Labor |  |  | EM&V Labor
Itemized Labor Costs |  |  | Itemized Labor Costs | [8 empty] | 0 | 0
Itemized Labor Costs |  |  | Itemized Labor Costs | [8 empty] | 0 | 0
Subtotal EM&V Labor | 0 |  | Subtotal EM&V Labor | 0 | 0 | 0 | 0 | 0 | 0 | 0 | 0 | 0 | 0
Benefits |  |  | Benefits
Pensions & Benefits |  |  | Pensions & Benefits | [8 empty] | 0 | 0
Payroll Taxes |  |  | Payroll Taxes | [8 empty] | 0 | 0
Subtotal Benefits | 0 |  | Subtotal Benefits | 0 | 0 | 0 | 0 | 0 | 0 | 0 | 0 | 0 | 0
Travel/Conference/Training costs |  |  | Travel/Conference/Training costs
Type A - Mileage and Parking |  |  | Type A - Mileage and Parking | [8 empty] | 0 | 0
Type B - Other - Meals, lodging, misc. expenses |  |  | Type B - Other - Meals, lodging, misc. expenses | [8 empty] | 0 | 0
Type C - Conference/Training Activities |  |  | Type C - Conference/Training Activities | [8 empty] | 0 | 0
Subtotal Travel Costs | 0 |  | Subtotal Travel Costs | 0 | 0 | 0 | 0 | 0 | 0 | 0 | 0 | 0 | 0
Reporting costs |  |  | Reporting costs
EMV Costs (this includes all EMV costs including overheads and labor) |  |  | EMV Costs (this includes all EMV costs including overheads and labor) | [8 empty] | 0 | 0
|  |  | 0 | [8 empty] | 0 | 0
Subtotal EM&V Reporting Costs | 0 |  | Subtotal EM&V Reporting Costs | 0 | 0 | 0 | 0 | 0 | 0 | 0 | 0 | 0 | 0
Materials & Handling | 0 |  | Materials & Handling | 0 | 0 | 0 | 0 | 0 | 0 | 0 | 0 | 0 | 0
Overhead and General and Administrative costs |  |  | Overhead and General and Administrative costs
Type A - Regulatory Support |  |  | Type A - Regulatory Support | [8 empty] | 0 | 0
Type B - Accounting Support |  |  | Type B - Accounting Support | [8 empty] | 0 | 0
Type C - Communications/Telecommunications/Automated Systems Support |  |  | Type C - Communications/Telecommunications/Automated Systems Support | [8 empty] | 0 | 0
Type D - Human Resources Support |  |  | Type D - Human Resources Support | [8 empty] | 0 | 0
Type E - Facilities Support |  |  | Type E - Facilities Support | [8 empty] | 0 | 0
Type F - Supervision |  |  | Type F - Supervision | [8 empty] | 0 | 0
Type G - Corporate Services |  |  | Type G - Corporate Services | [8 empty] | 0 | 0
Type H - Transportation Services, Shop Services |  |  | Type H - Transportation Services, Shop Services | [8 empty] | 0 | 0
Type I - Information Technology |  |  | Type I - Information Technology | [8 empty] | 0 | 0
Type J - Procurement and Material Management |  |  | Type J - Procurement and Material Management | [8 empty] | 0 | 0
Subtotal Overhead and General and Administrative costs | 0 |  | Subtotal Overhead and General and Administrative costs | 0 | 0 | 0 | 0 | 0 | 0 | 0 | 0 | 0 | 0
Total Evaluation, Measurement and Verification Costs | 0 |  | Total Evaluation, Measurement and Verification Costs | 0 | 0 | 0 | 0 | 0 | 0 | 0 | 0 | 0 | 0
Other Costs |  |  | Other Costs
Itemized, may include: |  |  | Itemized, may include:
Financing Costs |  |  | Financing Costs | [8 empty] | 0 | 0
Profit (only for non-utility implementers) |  |  | Profit (only for non-utility implementers) | [8 empty] | 0 | 0
Less Costs Not Charged to this Program (e.g., benefits recovered by alternate means, as noted above) | -557200 |  | Less Costs Not Charged to this Program (e.g., benefits recovered by alternate means, as noted above) | [8 empty] | 0 | 0
Total Other Costs | -557200 |  | Total Other Costs | 0 | 0 | 0 | 0 | 0 | 0 | 0 | 0 | 0 | 0
Budget Grand Total | 7000000 |  | Budget Grand Total | 0 | 0 | 0 | 0 | 0 | 0 | 0 | 0 | 0 | 0
Note on A12: Type A - Program Planning/Design/Program Mgmt. - Includes labor (including temporary agency) associated with the analysis, planning, and/or managing the activities of the programs throughout the program year.
Note on A13: Type B - Mgmt./Supervisor- Includes labor (including temporary agency) incurred in managing, supervising, or directing activities.
Note on A14: Type C – Clerical Support – Includes administrative support such as clerical and secretarial support includes temporary agency labor.
Note on A17: Pensions & Benefits - Health care, workers compensations, long-term disability, life insurance, accidental death & dismemberment, benefits administration, and pension plan including vacation and sick leave.
Note on A18: Payroll Taxes - Includes state, federal payroll, and social security taxes.
Note on A21: Type A - Mileage and Parking - Includes mileage and parking fees, airfares, taxis, etc.
Note on A22: Type B - Other - Meals, Lodging, Miscellaneous Expenses - Includes meals and lodging and other expenses.
Note on A23: Type C - Conference/Training Activities - Includes course registration fees, conference fees, and other miscellaneous costs.
Note on A25: Reporting/Tracking/Development – Information Services: Includes expenses incurred by reporting, tracking, and development information services and support personnel for the development and maintenance of computer programs and systems.
Note on A26: Materials and Handling: Includes labor, material, contract and other miscellaneous expenses incurred for the acquisition, distribution and logistics of material, equipment and contract services.
Note on A28: Type A - Regulatory Support – Includes services in support of regulatory filings, reporting, data requests (including data requests from other program implementers, utilities or CPUC) and other compliance issues.
Note on A29: Type B - Accounting Support – Includes accounting services for program related expenses including budgetary and internal controls activities.
Note on A30: Type C – Communications/Telecommunications/Automated Systems Support – Includes services in support of internal communications and automated systems. Also includes telecommunication equipment support and personal computer usage.
Note on A31: Type D - Human Resources Support – Includes services in support of human resources activities directly related to program.
Note on A32: Type E – Facilities Costs Includes building and lease costs including related office expenses (e.g., building maintenance, lighting, etc.).
Note on A33: Type F – Supervision - Includes allocated cascading supervision costs received from Director and VP of organizations administering and implementing energy efficiency programs.
Note on A34: Type G – Corporate Services - Includes labor, material, contract and other miscellaneous expenses relating to corporate records retention, document management, drawing management, and graphics. Also includes corporate support services departments (e.g., human resources, legal, controllers, treasurers, benefits support, corporate administration, etc.).
Note on A35: Type H - Transportation Services, Shop Services - Includes labor, material, contract and other miscellaneous expenses incurred to supply and maintain vehicles, apparatus tests and maintenance. Includes costs related to usage of company pool cars in conducting activities related to implementing energy efficiency programs.
Note on A36: Type I - Information Technology - Includes labor, material, contract and other miscellaneous expenses relating to mainframe services, distributed services, desktop services, communication services, and general services.
Note on A37: Type J - Procurement and Material Management - Includes general costs such as postage, office service requests, inspection and repair of office machines, copy machine lease/rental costs, cellular phone usage, and other organization support costs.
Note on A40: Labor – Includes labor associated with the analysis, planning, and/or managing the activities of the programs throughout the program year. Also, includes labor incurred in managing, supervising, or directing activities, including administrative support such as clerical and secretarial support. Labor costs should include only those paid to the employees or employee’s agency, i.e. should not be fully-loaded or include any adders.
Note on A41: Benefits - Health care, workers compensations, long-term disability, life insurance, accidental death & dismemberment, benefits administration, and pension plan. Also, includes state, federal payroll, and social security taxes.
Note on A42: Overhead - Includes labor, material, contract and other miscellaneous expenses relating to corporate records retention, document management, drawing management, graphics support, supply and maintain vehicles, apparatus tests and maintenance, computer desktop services, communication services, general services, and contract services.
Note on A43: Travel costs – Includes mileage and parking fees, airfares, taxis, meals and lodging, course registration fees, conference fees, and other miscellaneous costs.
Note on A44: Reporting/Tracking/Development – Information Services Includes expenses incurred by reporting, tracking, and development information services and support personnel for the development and maintenance of computer programs and systems.
Note on A45: Materials & Handling – Includes labor, material, contract and other miscellaneous expenses incurred for the acquisition, distribution and logistics of material, equipment and contract services.
Note on A46: Overhead and General and Administrative costs - General support activities such as: regulatory support (including data requests), accounting support, information services support, automated systems support, human resources support, facilities costs, internal audits, job skills training, mgmt. supervision, corporate services, transportation services, information technology, organizational communications and procurement and materials management.
Note on A47: Profit – Represents any profits associated with program delivery including any labor adders (e.g., fully loaded labor rates), or mark-ups on retail/wholesale materials costs, etc.
Note on A52: Type A - Brochures/Booklets: Examples include expenses for associated with brochures/booklets.
Note on A54: Type C – Outreach: Examples include costs associated with program outreach requiring customer interface.
Note on A58: Financial Incentives: Examples include cash incentive payments made to customers for their participation in certain programs.
Note on A62: Installation Costs: Examples include cost to install energy efficient equipment. This cost may be considered part of the customer financial incentive costs.
Note on A66: Itemized hardware/materials costs (primarily for direct install and information/education programs): Examples include cost of equipment and other materials used in direct install programs, cost of materials for educational or informational programs, etc.
Note on A70: Activity Costs: Examples include cost to perform an audit including technical specialists support for customers or training.
Note on A74: Rebate Processing/Inspection: Examples include cost to process rebates/incentives including customer phone center support, reservation systems, and field inspection support.
Note on A82: EM&V labor - Includes EM&V labor incurred in managing, supervising, or directing measurement and evaluation activities, including administrative support such as clerical and secretarial. Labor costs should include only those paid to the employees or employee’s agency.
Note on A87: Pensions & Benefits - Health care, workers compensations, long-term disability, life insurance, accidental death & dismemberment, benefits administration, and pension plan.
Note on A88: Payroll Taxes - Includes state, federal payroll, and social security taxes.
Note on A91: Type A - Mileage and Parking - Includes mileage and parking fees airfares, taxis, etc.
Note on A92: Type B - Other - Meals, Lodging, Miscellaneous Expenses - Includes meals and lodging and other expenses.
Note on A93: Type C - Conference/Training Activities - Includes course registration fees, conference fees, and other miscellaneous costs.
Note on A95: Reporting costs: EM&V report cost, i.e., consultant costs (e.g., Report 1 = $60,000, Report 2 = $85,000, etc.).
Note on A99: Materials and Handling: Includes labor, material, contract and other miscellaneous expenses incurred for the acquisition, distribution and logistics of material, equipment and contract services.
Note on A101: Type A - Regulatory Support – Includes services in support of regulatory filings, reporting, data requests (including data requests from other program implementers, utilities or CPUC) and other compliance issues.
Note on A102: Type B - Accounting Support – Includes accounting services for program related expenses including budgetary and internal controls activities.
Note on A103: Type C – Communications/Telecommunications/Automated Systems Support – Includes services in support of internal communications and automated systems. Also includes telecommunication equipment support and personal computer usage.
Note on A104: Type D - Human Resources Support – Includes services in support of human resources activities directly related to program.
Note on A105: Type E – Facilities Costs/Support – Includes building and lease costs including related office expenses (e.g., building maintenance, lighting, etc.).
Note on A106: Type F – Supervision - Includes allocated cascading supervision costs received from Director and VP of organizations administering and implementing energy efficiency programs.
Note on A107: Type G – Corporate Services - Includes labor, material, contract and other miscellaneous expenses relating to corporate records retention, document management, drawing management, and graphics. Also includes corporate support services departments (e.g., human resources, legal, controllers, treasurers, benefits support, corporate administration, etc.).
Note on A108: Type H - Transportation Services, Shop Services - Includes labor, material, contract and other miscellaneous expenses incurred to supply and maintain vehicles, apparatus tests and maintenance. Includes costs related to usage of company pool cars in conducting activities related to implementing energy efficiency programs.
Note on A109: Type I - Information Technology - Includes labor, material, contract and other miscellaneous expenses relating to mainframe services, distributed services, desktop services, communication services, and general services.
Note on A110: Type J - Procurement and Material Management - Includes general costs such as postage, office service requests, inspection and repair of office machines, copy machine lease/rental costs, cellular phone usage, and other organization support costs.
Note on A116: Financing Costs: Represents any financing costs associated with program delivery.
Note on A117: Profit: Represents any profits associated with program delivery including any labor adders (e.g., fully loaded labor rates), or mark-ups on retail/wholesale materials costs, etc.

## Program Activities Worksheet
2003 Energy Efficiency Program Activities Quarterly Reports Worksheet
Southern California Edison Company (SCE)
Statewide Express Efficiency
0
Nonresidential
A - Unit Based Implementation Activities WITH Measurable Energy Savings
Line Item # | MEASURE DESCRIPTION / ACTIVITY DESCRIPTION (Specify Units If Necessary) | TOTAL PRODUCT OR SERVICE REBATE PAID PER UNIT | DEMAND REDUCTION PER UNIT (kW) | ESTIMATED ANNUAL HOURS OF OPERATION PER UNIT | ANNUAL ENERGY SAVINGS PER UNIT |  | EUL | GROSS IMC PER UNIT | NTG RATIO | Number of Units
[10 empty] | PROGRAM UNIT GOALS | Number of units for which rebates are paid out and activities are completed | [6 empty] | TOTAL UNITS COMMITTED (number of units for which rebates have been paid out or spending commitments have been made, but for which activities have not yet been completed)
[5 empty] | kWh | Therms | [6 empty] | Q1 2003 (Jan - Mar) | Q2 2003 (Apr - Jun) | Q3 2003 (Jul - Sep) | Q4 2003 (Oct - Dec) | Total
T3 - 1 | HVAC
T3 - 2 | Package Terminal Air Conditioners | 50 | 0.157 | 2440 | 383.08 |  | 15 | 65 | 0.96 | 5000 |  |  | 500 | 1500 | 1500 | 1500 | 5000
T3 - 3 | Package single Tier 1-air cooled | 79.8804 | 0.254 | 2440 | 619.76 |  | 15 | 158 | 0.96 | 5015 |  |  | 501.5 | 1504.5 | 1504.5 | 1504.5 | 5015
T3 - 4 | Split System single Tier 1- air cooled | 79.9061 | 0.217 | 2440 | 529.48 |  | 15 | 205 | 0.96 | 4260 |  |  | 426 | 1278 | 1278 | 1278 | 4260 |  | 0 | 0 | 0 | 0 | 0 | 0 | 0 | 0 | 0 | 0 | 0 | 0 | 0 | 0 | 0 | 0 | 0 | 0
T3 - 5 | Package single Tier 2 - air cooled | 98.5714 | 0.283 | 2440 | 690.52 |  | 15 | 316 | 0.96 | 875 |  |  | 87.5 | 262.5 | 262.5 | 262.5 | 875 |  | 0 | 0 | 0 | 0 | 0 | 0 | 0 | 0 | 0 | 0 | 0 | 0 | 0 | 0 | 0 | 0 | 0 | 0
T3 - 6 | Split System single Tier 2- air cooled | 98.5714 | 0.274 | 2440 | 668.56 |  | 15 | 406 | 0.96 | 350 |  |  | 35 | 105 | 105 | 105 | 350 |  | 0 | 0 | 0 | 0 | 0 | 0 | 0 | 0 | 0 | 0 | 0 | 0 | 0 | 0 | 0 | 0 | 0 | 0
T3 - 7 | Package single Tier 3 - air cooled | 116.6667 | 0.311 | 2440 | 758.84 |  | 15 | 421 | 0.96 | 180 |  |  | 18 | 54 | 54 | 54 | 180 |  | 0 | 0 | 0 | 0 | 0 | 0 | 0 | 0 | 0 | 0 | 0 | 0 | 0 | 0 | 0 | 0 | 0 | 0
T3 - 8 | Split System Tier 3 - air cooled | 117.1429 | 0.308 | 2440 | 751.52 |  | 15 | 541 | 0.96 | 210 |  |  | 21 | 63 | 63 | 63 | 210 |  | 0 | 0 | 0 | 0 | 0 | 0 | 0 | 0 | 0 | 0 | 0 | 0 | 0 | 0 | 0 | 0 | 0 | 0
T3 - 9 | 65-135kBTU air cooled, package or split Tier 2 | 148.6462 | 0.106 | 2440 | 258.64 |  | 15 | 79 | 0.96 | 1385 |  |  | 138.5 | 415.5 | 415.5 | 415.5 | 1385 |  | 0 | 0 | 0 | 0 | 0 | 0 | 0 | 0 | 0 | 0 | 0 | 0 | 0 | 0 | 0 | 0 | 0 | 0
T3 - 10 | 135-240 kBTU air cooled, package or split Tier 2 | 148.1707 | 0.115 | 2440 | 280.6 |  | 15 | 79 | 0.96 | 1025 |  |  | 102.5 | 307.5 | 307.5 | 307.5 | 1025 |  | 0 | 0 | 0 | 0 | 0 | 0 | 0 | 0 | 0 | 0 | 0 | 0 | 0 | 0 | 0 | 0 | 0 | 0
T3 - 11 | >240 kBTU air cooled, package or split Tier 2 | 146.4286 | 0.126 | 2440 | 307.44 |  | 15 | 79 | 0.96 | 525 |  |  | 52.5 | 157.5 | 157.5 | 157.5 | 525 |  | 0 | 0 | 0 | 0 | 0 | 0 | 0 | 0 | 0 | 0 | 0 | 0 | 0 | 0 | 0 | 0 | 0 | 0
T3 - 12 | Variable-Frequency Drives - HVAC Fans | 40 | 0 | #DIV/0! | 753 |  | 15 | 202 | 0.96 | 25 |  |  | 2.5 | 7.5 | 7.5 | 7.5 | 25 |  | 0 | 0 | 0 | 0 | 0 | 0 | 0 | 0 | 0 | 0 | 0 | 0 | 0 | 0 | 0 | 0 | 0 | 0
T3 - 13 | Setback Programmable Thermostats | 31 | 0 | #DIV/0! | 327 |  | 11 | 58 | 0.96 | 2400 |  |  | 240 | 720 | 720 | 720 | 2400 |  | 0 | 0 | 0 | 0 | 0 | 0 | 0 | 0 | 0 | 0 | 0 | 0 | 0 | 0 | 0 | 0 | 0 | 0
T3 - 14 | Reflective Window Film - Coastal | 0.45 | 0.003 | 4333.3333 | 13 |  | 10 | 1.79 | 0.96 | 50 |  |  | 5 | 15 | 15 | 15 | 50 |  | 0 | 0 | 0 | 0 | 0 | 0 | 0 | 0 | 0 | 0 | 0 | 0 | 0 | 0 | 0 | 0 | 0 | 0
T3 - 15 | Reflective Window Film - Inland | 0.89821 | 0.003 | 5333.3333 | 16 |  | 10 | 1.79 | 0.96 | 50200 |  |  | 5020 | 15060 | 15060 | 15060 | 50200 |  | 0 | 0 | 0 | 0 | 0 | 0 | 0 | 0 | 0 | 0 | 0 | 0 | 0 | 0 | 0 | 0 | 0 | 0
T3 - 16 | Reflective Window Film - Desert | 1.7946 | 0.003 | 8000 | 24 |  | 10 | 1.79 | 0.96 | 25100 |  |  | 2510 | 7530 | 7530 | 7530 | 25100 |  | 0 | 0 | 0 | 0 | 0 | 0 | 0 | 0 | 0 | 0 | 0 | 0 | 0 | 0 | 0 | 0 | 0 | 0
T3 - 17 | Direct Evaporative Coolers | 70 | 0.714 | 1505.6022 | 1075 |  | 15 | 127 | 0.96 | 193.8 |  |  | 19.38 | 58.14 | 58.14 | 58.14 | 193.8 |  | 0 | 0 | 0 | 0 | 0 | 0 | 0 | 0 | 0 | 0 | 0 | 0 | 0 | 0 | 0 | 0 | 0 | 0
T3 - 18 | Cool Roof | 0.15 | 0.25 | 750 | 187.5 |  | 15 | 0.21 | 0.96 | 1700 |  |  | 170 | 510 | 510 | 510 | 1700 |  | 0 | 0 | 0 | 0 | 0 | 0 | 0 | 0 | 0 | 0 | 0 | 0 | 0 | 0 | 0 | 0 | 0 | 0
T3 - 19 | Lighting | [11 empty] | 0 | 0 | 0 | 0 | 0
T3 - 20 | Screw-in Compact Fluorescent Lamp, 5 - 13 watts | 1.5 | 0.031 | 4685 | 145.235 |  | 8 | 14.4 | 0.96 | 10000 |  |  | 1000 | 3000 | 3000 | 3000 | 10000
T3 - 21 | Screw-in Compact Fluorescent Lamp, 14-26 watts | 3.5 | 0.0495 | 4685 | 231.9075 |  | 8 | 11.38 | 0.96 | 30000 |  |  | 3000 | 9000 | 9000 | 9000 | 30000
T3 - 22 | Screw-in Compact Fluorescent Lamp, 14-26 w/ reflector | 6 | 0.0495 | 4685 | 231.9075 |  | 8 | 11.38 | 0.96 | 25000 |  |  | 2500 | 7500 | 7500 | 7500 | 25000
T3 - 23 | Screw-in Compact Fluorescent Lamp, >=27watts | 4.25 | 0.094 | 4685 | 440.39 |  | 8 | 21 | 0.96 | 15000 |  |  | 1500 | 4500 | 4500 | 4500 | 15000
T3 - 24 | Hardwired Fluorescent Fixture, 5-13 watts | 12.5 | 0.045 | 4685 | 210.825 |  | 16 | 37 | 0.96 | 850 |  |  | 85 | 255 | 255 | 255 | 850
T3 - 25 | Hardwired Fluorescent Fixture, 14-26 watts | 11.5 | 0.074 | 4685 | 346.69 |  | 16 | 44 | 0.96 | 850 |  |  | 85 | 255 | 255 | 255 | 850
T3 - 26 | Hardwired Fluorescent Fixture, 27-65 watts(incandescent basecase) | 18 | 0.142 | 4685 | 665.27 |  | 16 | 91 | 0.96 | 1275 |  |  | 127.5 | 382.5 | 382.5 | 382.5 | 1275
T3 - 27 | Hardwired Fluorescent Fixture, 27-65 watts(mercury vapor basecase) | 17 | 0.067 | 4685 | 313.895 |  | 16 | 91 | 0.96 | 425 |  |  | 42.5 | 127.5 | 127.5 | 127.5 | 425
T3 - 28 | Hardwired Fluorescent Fixture, 66-90 watts(incandescent base case) | 22.5 | 0.216 | 4685 | 1011.96 |  | 16 | 141 | 0.96 | 510 |  |  | 51 | 153 | 153 | 153 | 510
T3 - 29 | Hardwired Fluorescent Fixture, 66-90 watts(mercury vapor base case) | 21.5 | 0.116 | 4685 | 543.46 |  | 16 | 141 | 0.96 | 85 |  |  | 8.5 | 25.5 | 25.5 | 25.5 | 85
T3 - 30 | Hardwired Fluorescent Fixture, >90 watts(incandescent base case) | 22.5 | 0.216 | 4685 | 1011.96 |  | 16 | 141 | 0.96 | 170 |  |  | 17 | 51 | 51 | 51 | 170
T3 - 31 | Hardwired Fluorescent Fixture, >90 watts(mercury vapor base case) | 21.5 | 0.116 | 4685 | 543.46 |  | 16 | 141 | 0.96 | 42.5 |  |  | 4.25 | 12.75 | 12.75 | 12.75 | 42.5
T3 - 32 | Induction Lamps and fixtures 55 - 100 watts | 50 | 0.18 | 4685 | 843.3 |  | 16 | 295 | 0.96 | 17 |  |  | 1.7 | 5.1 | 5.1 | 5.1 | 17
T3 - 33 | Induction Lamps and fixtures >100 watts | 60 | 0.343 | 4685 | 1606.955 |  | 16 | 135 | 0.96 | 17 |  |  | 1.7 | 5.1 | 5.1 | 5.1 | 17
T3 - 34 | LED Exit Sign Retrofit Kit | 8.1429 | 0.034 | 8736 | 297.024 |  | 16 | 52.1 | 0.96 | 1050 |  |  | 105 | 315 | 315 | 315 | 1050
T3 - 35 | LED Exit Sign | 26.25 | 0.034 | 8736 | 297.024 |  | 16 | 111 | 0.96 | 1800 |  |  | 180 | 540 | 540 | 540 | 1800
T3 - 36 | LED Channel Signage (Red) indoor <2ft | 7.8596 | 0.01 | 4368 | 43.68 |  | 16 | 18 | 0.96 | 997 |  |  | 99.7 | 299.1 | 299.1 | 299.1 | 997
T3 - 37 | LED Channel Signage (Red) indoor >2ft | 11.8457 | 0.02 | 4368 | 87.36 |  | 16 | 33 | 0.96 | 875 |  |  | 87.5 | 262.5 | 262.5 | 262.5 | 875
T3 - 38 | LED Channel Signage (Red) outdoor <2ft | 3.9543 | 0 | #DIV/0! | 22 |  | 16 | 18 | 0.96 | 875 |  |  | 87.5 | 262.5 | 262.5 | 262.5 | 875
T3 - 39 | LED Channel Signage (Red) outdoor >2ft | 6.0171 | 0 | #DIV/0! | 43.8 |  | 16 | 33 | 0.96 | 875 |  |  | 87.5 | 262.5 | 262.5 | 262.5 | 875
T3 - 40 | LED Strip Neon Replacement, Indoor | 7.7778 | 0.01 | 4400 | 44 |  | 16 | 18 | 0.96 | 1800 |  |  | 180 | 540 | 540 | 540 | 1800
T3 - 41 | LED Strip Neon Replacement,Outdoor | 3.8889 | 0 | #DIV/0! | 22 |  | 16 | 18 | 0.96 | 1800 |  |  | 180 | 540 | 540 | 540 | 1800
T3 - 42 | Electronic Ballast, Non-Dimming | 2 | 0.007 | 4685 | 32.795 |  | 16 | 13 | 0.96 | 200 |  |  | 20 | 60 | 60 | 60 | 200
T3 - 43 | Electronic Ballast, Dimming(with daylighting) | 10 | 0.013 | 4685 | 60.905 |  | 16 | 42 | 0.96 | 500 |  |  | 50 | 150 | 150 | 150 | 500
T3 - 44 | Premium 'T-8 Lamp and Electronic, 2-foot lamp installed | 2 | 0.0099 | 4685 | 46.3815 |  | 16 | 21 | 0.96 | 5000 |  |  | 500 | 1500 | 1500 | 1500 | 5000
T3 - 45 | T-5 Lamp and Electronic ballast - 2 foot | 2.3 | 0.0099 | 4685 | 46.3815 |  | 16 | 21 | 0.96 | 900 |  |  | 90 | 270 | 270 | 270 | 900
T3 - 46 | T-5 HO Lamp with electronic ballast - 2 foot | 4.37 | 0.0187 | 4685 | 87.6095 |  | 16 | 39.9 | 0.96 | 52 |  |  | 5.2 | 15.6 | 15.6 | 15.6 | 52
T3 - 47 | T-8 Lamp and Electronic, 2-foot lamp removed | 1 | 0.0375 | 4685 | 175.6875 |  | 16 | 19 | 0.96 | 810.9 |  |  | 81.09 | 243.27 | 243.27 | 243.27 | 810.9
T3 - 48 | Premium T-8 Lamp and Electronic, 3-foot lamp installed | 2.75 | 0.0116 | 4685 | 54.346 |  | 16 | 21 | 0.96 | 900 |  |  | 90 | 270 | 270 | 270 | 900
T3 - 49 | T-5 Lamp and Electronic ballast - 3 foot | 3.25 | 0.0116 | 4685 | 54.346 |  | 16 | 21 | 0.96 | 100 |  |  | 10 | 30 | 30 | 30 | 100
T3 - 50 | T-5 HO Lamp with electronic ballast - 3 foot | 6.18 | 0.0221 | 4685 | 103.5385 |  | 16 | 39.9 | 0.96 | 60 |  |  | 6 | 18 | 18 | 18 | 60
T3 - 51 | T-8 Lamp and Electronic, 3-foot lamp removed | 1 | 0.044 | 4685 | 206.14 |  | 16 | 19 | 0.96 | 124.1 |  |  | 12.41 | 37.23 | 37.23 | 37.23 | 124.1
T3 - 52 | Premium T-8 Lamp and Electronic, 4-foot lamp installed | 4.25 | 0.0107 | 4685 | 50.1295 |  | 16 | 4.49 | 0.96 | 90759.7859 |  |  | 9075.9786 | 27227.9358 | 27227.9358 | 27227.9358 | 90759.7859
T3 - 53 | T-5 Lamp and Electronic ballast - 4 foot | 4.25 | 0.0107 | 4685 | 50.1295 |  | 16 | 4.49 | 0.96 | 15000 |  |  | 1500 | 4500 | 4500 | 4500 | 15000
T3 - 54 | T-5 HO Lamp with electronic ballast - 4 foot | 8.08 | 0.0204 | 4685 | 95.574 |  | 16 | 8.53 | 0.96 | 5000 |  |  | 500 | 1500 | 1500 | 1500 | 5000
T3 - 55 | T-8 Lamp and Electronic, 4-foot lamp removed | 1.5 | 0.043 | 4685 | 201.455 |  | 16 | 35 | 0.96 | 30000 |  |  | 3000 | 9000 | 9000 | 9000 | 30000
T3 - 56 | T-8 Lamp and Electronic, 8-foot lamp installed | 7.5 | 0.009 | 4685 | 42.165 |  | 16 | 19.5 | 0.96 | 6465.1 |  |  | 646.51 | 1939.53 | 1939.53 | 1939.53 | 6465.1
T3 - 57 | T-5 HO Lamp with electronic ballast - 8 foot | 14.25 | 0.017 | 4685 | 79.645 |  | 16 | 61.75 | 0.96 | 1500 |  |  | 150 | 450 | 450 | 450 | 1500
T3 - 58 | T-8 Lamp and Electronic, 8-foot lamp removed | 2.25 | 0.079 | 4685 | 370.115 |  | 16 | 50 | 0.96 | 1326 |  |  | 132.6 | 397.8 | 397.8 | 397.8 | 1326
T3 - 59 | Interior pulse start HID fixture 0-35 watts incandescent basecase | 25 | 0.055 | 4685 | 257.675 |  | 16 | 133 | 0.96 | 250 |  |  | 25 | 75 | 75 | 75 | 250
T3 - 60 | Interior pulse start HID fixture 0-35 watts mercury vapor basecase | 23 | 0.029 | 4685 | 135.865 |  | 16 | 60 | 0.96 | 100 |  |  | 10 | 30 | 30 | 30 | 100
T3 - 61 | Interior pulse start HID fixture 36-70 watts incandescent basecase | 32 | 0.11 | 4685 | 515.35 |  | 16 | 171 | 0.96 | 250 |  |  | 25 | 75 | 75 | 75 | 250
T3 - 62 | Interior pulse start HID fixture 36-70 watts mercury vapor basecase | 30 | 0.035 | 4685 | 163.975 |  | 16 | 70 | 0.96 | 100 |  |  | 10 | 30 | 30 | 30 | 100
T3 - 63 | Interior pulse start HID fixture 71-100 watts incandescent basecase | 40 | 0.171 | 4685 | 801.135 |  | 16 | 100 | 0.96 | 250 |  |  | 25 | 75 | 75 | 75 | 250
T3 - 64 | Interior pulse start HID fixture 71-100 watts mercury vapor basecase | 38 | 0.071 | 4685 | 332.635 |  | 16 | 80 | 0.96 | 100 |  |  | 10 | 30 | 30 | 30 | 100
T3 - 65 | Interior pulse start HID fixture 101-175 watts incandescent basecase | 40 | 0.29 | 4685 | 1358.65 |  | 16 | 32 | 0.96 | 250 |  |  | 25 | 75 | 75 | 75 | 250
T3 - 66 | Interior pulse start HID fixture 101-175 watts mercury vapro basecase | 38 | 0.075 | 4685 | 351.375 |  | 16 | 150 | 0.96 | 100 |  |  | 10 | 30 | 30 | 30 | 100
T3 - 67 | Interior pulse start HID fixture 176 - 250 watts mercury vapro basecase | 38 | 0.182 | 4685 | 852.67 |  | 16 | 150 | 0.96 | 250 |  |  | 25 | 75 | 75 | 75 | 250
T3 - 68 | Interior pulse start HID fixture 176-250 watts incandescent basecase | 40 | 0.462 | 4685 | 2164.47 |  | 16 | 32 | 0.96 | 100 |  |  | 10 | 30 | 30 | 30 | 100
T3 - 69 | Interior pulse start HID fixture 251 - 400 watts mercury vapro basecase | 38 | 0.483 | 4685 | 2262.855 |  | 16 | 150 | 0.96 | 400 |  |  | 40 | 120 | 120 | 120 | 400
T3 - 70 | Interior pulse start HID fixture 251-400 watts incandescent basecase | 40 | 0.634 | 4685 | 2970.29 |  | 16 | 32 | 0.96 | 200 |  |  | 20 | 60 | 60 | 60 | 200
T3 - 71 | Exterior pulse start HID fixture 0-100 watts incandescent basecase | 12 | 0.188 | 4015 | 754.82 |  | 16 | 95 | 0.96 | 150 |  |  | 15 | 45 | 45 | 45 | 150
T3 - 72 | Exterior pulse start HID fixture 0-100 watts mercury vapor basecase | 11 | 0.088 | 4015 | 353.32 |  | 16 | 95 | 0.96 | 100 |  |  | 10 | 30 | 30 | 30 | 100
T3 - 73 | Exterior pulse start HID fixture 101-175 watts incandescent basecase | 16 | 0.33 | 4015 | 1324.95 |  | 16 | 150 | 0.96 | 150 |  |  | 15 | 45 | 45 | 45 | 150
T3 - 74 | Exterior pulse start HID fixture 101-175 watts mercury vapor basecas | 15 | 0.115 | 4015 | 461.725 |  | 16 | 150 | 0.96 | 100 |  |  | 10 | 30 | 30 | 30 | 100
T3 - 75 | Exterior pulse start HID fixture > 176 watts incandescent basecase | 25 | 0.482 | 4015 | 1935.23 |  | 16 | 200 | 0.96 | 150 |  |  | 15 | 45 | 45 | 45 | 150
T3 - 76 | Exterior pulse start HID fixture > 176 watts mercury vapor basecase | 24 | 0.186 | 4015 | 746.79 |  | 16 | 200 | 0.96 | 200 |  |  | 20 | 60 | 60 | 60 | 200
T3 - 77 | Ceramic Metal Halide (CMH) ,75 watts | 47.2222 | 0.0733 | 4679.3997 | 343 |  | 16 | 75 | 0.96 | 225 |  |  | 22.5 | 67.5 | 67.5 | 67.5 | 225
T3 - 78 | Interior Pulse Start Metal Halide (400 W replacements) | 45 | 0.111 | 4000 | 444 |  | 10 | 128 | 0.96 | 500 |  |  | 50 | 150 | 150 | 150 | 500
T3 - 79 | Interior HO T-5 4 lamp fixture retrofits | 75 | 0.224 | 4000 | 896 |  | 16 | 252 | 0.96 | 250 |  |  | 25 | 75 | 75 | 75 | 250
T3 - 80 | Occupancy Sensor wall mounted | 7.5 | 0.089 | 4685 | 416.965 |  | 8 | 45 | 0.96 | 500 |  |  | 50 | 150 | 150 | 150 | 500
T3 - 81 | Occupancy Sensor ceiling mounted | 20 | 0.305 | 4685 | 1428.925 |  | 8 | 80 | 0.96 | 125 |  |  | 12.5 | 37.5 | 37.5 | 37.5 | 125
T3 - 82 | Plug Load sensor | 15 | 0.099 | 4685 | 463.815 |  | 8 | 20 | 0.96 | 50 |  |  | 5 | 15 | 15 | 15 | 50
T3 - 83 | Photocell | 3.5 | 0.38 | 4685 | 1780.3 |  | 8 | 10 | 0.96 | 37.4 |  |  | 3.74 | 11.22 | 11.22 | 11.22 | 37.4
T3 - 84 | Timeclock | 9 | 0.38 | 4685 | 1780.3 |  | 8 | 31 | 0.96 | 25.5 |  |  | 2.55 | 7.65 | 7.65 | 7.65 | 25.5
T3 - 85 | Refrigeration | [11 empty] | 0 | 0 | 0 | 0 | 0
T3 - 86 | Night Covers for Display Cases - med temp | 3 | 0.1 | 1480 | 148 |  | 5 | 9.25 | 0.96 | 50 |  |  | 5 | 15 | 15 | 15 | 50
T3 - 87 | Night Covers for Display Cases - low temp | 3 | 0.04 | 1475 | 59 |  | 5 | 9.25 | 0.96 | 25 |  |  | 2.5 | 7.5 | 7.5 | 7.5 | 25
T3 - 88 | Infiltration Barrier for Walk-ins (strip curtains) | 1 | 0.0531 | 8757.0621 | 465 |  | 4 | 14 | 0.96 | 100 |  |  | 10 | 30 | 30 | 30 | 100
T3 - 89 | Retrofit Glass doors on open vertical display cases (Low Temp) | 100 | 0.53 | 5305.6604 | 2812 |  | 12 | 400 | 0.96 | 200 |  |  | 20 | 60 | 60 | 60 | 200
T3 - 90 | Retrofit Glass doors on open vertical display cases (Medium Case) | 50 | 0.24 | 4812.5 | 1155 |  | 12 | 263 | 0.96 | 200 |  |  | 20 | 60 | 60 | 60 | 200
T3 - 91 | Replace reach in case w/doors with hi eff case with special doors | 200 | 0.16 | 8887.5 | 1422 |  | 12 | 700 | 0.96 | 100 |  |  | 10 | 30 | 30 | 30 | 100
T3 - 92 | New Low Temp reach in Display Case with doors( replace open) | 200 | 0.22 | 5490.9091 | 1208 |  | 16 | 450 | 0.96 | 50 |  |  | 5 | 15 | 15 | 15 | 50
T3 - 93 | New Medium Temp reach in Display Case with Doors (replace open) | 150 | 0.11 | 5281.8182 | 581 |  | 16 | 450 | 0.96 | 100 |  |  | 10 | 30 | 30 | 30 | 100
T3 - 94 | Special Doors with Low Anti-Sweat Heat low temp) | 175 | 0.09 | 8322.2222 | 749 |  | 12 | 300 | 0.96 | 1200 |  |  | 120 | 360 | 360 | 360 | 1200
T3 - 95 | Anti-Sweat Heat Controller | 14 | 0.04 | 8575 | 343 |  | 8 | 56 | 0.96 | 50 |  |  | 5 | 15 | 15 | 15 | 50
T3 - 96 | Insulate Bare Suction Pipes | 0.4 | 0.0018 | 157222.2222 | 283 |  | 11 | 1.72 | 0.96 | 200 |  |  | 20 | 60 | 60 | 60 | 200
T3 - 97 | Main door Cooler Door Gaskets (Walk-in) | 2 | 0 | #DIV/0! | 418 |  | 4 | 5 | 0.96 | 3400 |  |  | 340 | 1020 | 1020 | 1020 | 3400
T3 - 98 | Main Door Freezer Door Gaskets( Walk-in) | 2 | 0 | #DIV/0! | 1518 |  | 4 | 5 | 0.96 | 850 |  |  | 85 | 255 | 255 | 255 | 850
T3 - 99 | Glass 'Cooler Door Gaskets (Reach-in or Walk-in) | 1 | 0 | #DIV/0! | 10 |  | 4 | 5 | 0.96 | 170 |  |  | 17 | 51 | 51 | 51 | 170
T3 - 100 | Auto-closer for Coolers | 40 | 0 | #DIV/0! | 1511 |  | 8 | 125 | 0.96 | 850 |  |  | 85 | 255 | 255 | 255 | 850
T3 - 101 | Auto-closer for Freezers | 40 | 0 | #DIV/0! | 2024 |  | 8 | 125 | 0.96 | 680 |  |  | 68 | 204 | 204 | 204 | 680
T3 - 102 | Auto-closers Glass Door for Walk-in Coolers | 25 | 0.57 | 6201.7544 | 3535 |  | 8 | 125 | 0.96 | 20 |  |  | 2 | 6 | 6 | 6 | 20
T3 - 103 | Oversized Air Cooled Condenser | 75 | 0.19 | 8205.2632 | 1559 |  | 16 | 350 | 0.96 | 100 |  |  | 10 | 30 | 30 | 30 | 100
T3 - 104 | Oversized Evaporative Cooled Condenser | 75 | 0.12 | 7816.6667 | 938 |  | 16 | 279 | 0.96 | 150 |  |  | 15 | 45 | 45 | 45 | 150
T3 - 105 | Air cooled to Evaporative cooled condensers -conventional | 150 | 0.48 | 5891.6667 | 2828 |  | 16 | 500 | 0.96 | 100 |  |  | 10 | 30 | 30 | 30 | 100
T3 - 106 | Air cooled to Evaporative cooled condensers - multiplex | 75 | 0.55 | 3454.5455 | 1900 |  | 16 | 390 | 0.96 | 150 |  |  | 15 | 45 | 45 | 45 | 150
T3 - 107 | Multiplex Compressor System air cooled | 125 | 0.3 | 9166.6667 | 2750 |  | 12 | 1750 | 0.96 | 150 |  |  | 15 | 45 | 45 | 45 | 150
T3 - 108 | Multiplex Compressor System - evap cooled | 150 | 0.15 | 10000 | 1500 |  | 12 | 1750 | 0.96 | 100 |  |  | 10 | 30 | 30 | 30 | 100
T3 - 109 | Multiplex Compressor System w/ eff cond - air cooled | 150 | 0.3 | 9500 | 2850 |  | 12 | 1750 | 0.96 | 50 |  |  | 5 | 15 | 15 | 15 | 50
T3 - 110 | Multiplex Compressor System w/ eff cond - evap cooled | 275 | 0.15 | 10000 | 1500 |  | 12 | 1750 | 0.96 | 50 |  |  | 5 | 15 | 15 | 15 | 50
T3 - 111 | Floating Head Pressure Controller - air cooled | 50 | 0.12 | 7500 | 900 |  | 16 | 279 | 0.96 | 255 |  |  | 25.5 | 76.5 | 76.5 | 76.5 | 255
T3 - 112 | Floating Head Pressure Controller - evap cooled | 75 | 0 | #DIV/0! | 420 |  | 16 | 300 | 0.96 | 425 |  |  | 42.5 | 127.5 | 127.5 | 127.5 | 425
T3 - 113 | Efficient Evaporator Fan Motors (SHP to PSC) | 15 | 0.011 | 30545.4545 | 336 |  | 16 | 76 | 0.96 | 85 |  |  | 8.5 | 25.5 | 25.5 | 25.5 | 85
T3 - 114 | Efficient Evaporator Fan Motors (SHP to ECM) | 10 | 0.021 | 32047.619 | 673 |  | 16 | 76 | 0.96 | 85 |  |  | 8.5 | 25.5 | 25.5 | 25.5 | 85
T3 - 115 | High Efficiency Compressor | 75 | 0.16 | 6568.75 | 1051 |  | 15 | 132 | 0.96 | 85 |  |  | 8.5 | 25.5 | 25.5 | 25.5 | 85
T3 - 116 | Evaporator Fan Controller | 70 | 0 | #DIV/0! | 1109 |  | 5 | 300 | 0.96 | 170 |  |  | 17 | 51 | 51 | 51 | 170
T3 - 117 | Vending Machine Controller | 15 | 0 | #DIV/0! | 1590 |  | 15 | 200 | 0.96 | 170 |  |  | 17 | 51 | 51 | 51 | 170
T3 - 118 | Agricultural | [11 empty] | 0 | 0 | 0 | 0 | 0
T3 - 119 | Sprinkler to Micro-Irrigation conversion | 44 | 0.314 | 1780.2548 | 559 |  | 20 | 300 | 0.96 | 4605.3 |  |  | 460.53 | 1381.59 | 1381.59 | 1381.59 | 4605.3
T3 - 120 | Low pressure impact sprinkler nozzles( permanent) | 0.35 | 0.0035 | 3428.5714 | 12 |  | 5 | 1.2 | 0.96 | 6232.2 |  |  | 623.22 | 1869.66 | 1869.66 | 1869.66 | 6232.2
T3 - 121 | Low pressure impact sprinkler nozzles( portable) | 0.35 | 0.0216 | 1550.9259 | 33.5 |  | 5 | 1.2 | 0.96 | 4000 |  |  | 400 | 1200 | 1200 | 1200 | 4000
T3 - 122 | Variable Frequency Drives for Dairy Pumps | 100 | 0 | #DIV/0! | 3730 |  | 15 | 340 | 0.96 | 100 |  |  | 10 | 30 | 30 | 30 | 100 |  | 0 | 0 | 0 | 0 | 0 | 0 | 0 | 0 | 0 | 0 | 0 | 0 | 0 | 0 | 0 | 0 | 0 | 0
T3 - 123 | Variable Frequency Drives for Injection Molding Machines | 35 | 0.22 | 7000 | 1540 |  | 15 | 216 | 0.96 | 1.7 |  |  | 0.17 | 0.51 | 0.51 | 0.51 | 1.7
T3 - 124 | Motors | [11 empty] | 0 | 0 | 0 | 0 | 0 |  | 0 | 0
T3 - 125 | Motors 1-200 HP | 7.6364 | 0.02 | 4700 | 94 |  | 15 | 530 | 0.96 | 550 |  |  | 55 | 165 | 165 | 165 | 550
T3 - 126 | Food Service | [11 empty] | 0 | 0 | 0 | 0 | 0
T3 - 127 | Pressureless Steamers <=0.4 kW idle | 750 | 0.2 | 33100 | 6620 |  | 12 | 0 | 0.96 | 340 |  |  | 34 | 102 | 102 | 102 | 340
T3 - 128 | Pressureless Steamers <=0.2 kW idle | 900 | 0.4 | 19450 | 7780 |  | 12 | 500 | 0.96 | 340 |  |  | 34 | 102 | 102 | 102 | 340
T3 - 129 | Insulated Holding Cabinet- Full Size <=.8 kW | 458.3333 | 0.7 | 5571.4286 | 3900 |  | 12 | 1000 | 0.96 | 120 |  |  | 12 | 36 | 36 | 36 | 120
T3 - 130 | Insulated Holding Cabinet- Full Size <=.6 kW | 733.3333 | 1 | 5500 | 5500 |  | 12 | 1000 | 0.96 | 120 |  |  | 12 | 36 | 36 | 36 | 120
T3 - 131 | Insulated Holding Cabinet-Three Quarter Size <=.8 kW | 366.6667 | 0.5 | 5580 | 2790 |  | 12 | 800 | 0.96 | 120 |  |  | 12 | 36 | 36 | 36 | 120
T3 - 132 | Insulated Holding Cabinet-Three Quarter Size <=.6 kW | 550 | 0.7 | 5500 | 3850 |  | 12 | 800 | 0.96 | 120 |  |  | 12 | 36 | 36 | 36 | 120
T3 - 133 | Insulated Holding Cabinet-Half Size <=.4 kW | 275 | 0.35 | 5571.4286 | 1950 |  | 12 | 600 | 0.96 | 120 |  |  | 12 | 36 | 36 | 36 | 120
T3 - 134 | Insulated Holding Cabinet-Half Size <=.3 kW | 366.6667 | 0.45 | 6111.1111 | 2750 |  | 12 | 600 | 0.96 | 120 |  |  | 12 | 36 | 36 | 36 | 120
[10 empty] | 383677.2859 |  |  | 38367.7286 | 115103.1858 | 115103.1858 | 115103.1858 | 383677.2859
B - Unit Based Implementation Activities WITHOUT Measurable Energy Savings
Line Item # | ACTIVITY DESCRIPTION | COST PER ACTIVITY | Number of Units
|  |  | PROGRAM UNIT GOALS | [8 empty] | TOTAL UNITS COMMITTED
[7 empty] | Q1 2003 (Jan - Mar) | Q2 2003 (Apr - Jun) | Q3 2003 (Jul - Sep) | Q4 2003 (Oct - Dec) | TOTAL
T4.1 - 1 | [10 empty] | 0
T4.1 - 2 | [10 empty] | 0
T4.1 - 3 | [10 empty] | 0
T4.1 - 4 | [10 empty] | 0
T4.1 - 5 | [10 empty] | 0
T4.1 - 6 | [10 empty] | 0
T4.1 - 7 | [10 empty] | 0
T4.1 - 8 | [10 empty] | 0
T4.1 - 9 | [10 empty] | 0
T4.1 - 10 | [10 empty] | 0
T4.1 - 11 | [10 empty] | 0
T4.1 - 12 | [10 empty] | 0
T4.1 - 13 | [10 empty] | 0
T4.1 - 14 | [10 empty] | 0
T4.1 - 15 | [10 empty] | 0
T4.1 - 16 | [10 empty] | 0
T4.1 - 17 | [10 empty] | 0
T4.1 - 18 | [10 empty] | 0
T4.1 - 19 | [10 empty] | 0
T4.1 - 20 | [10 empty] | 0
T4.1 - 21 | [10 empty] | 0
T4.1 - 22 | [10 empty] | 0
T4.1 - 23 | [10 empty] | 0
T4.1 - 24 | [10 empty] | 0
T4.1 - 25 | [10 empty] | 0
T4.1 - 26 | [10 empty] | 0
T4.1 - 27 | [10 empty] | 0
T4.1 - 28 | [10 empty] | 0
T4.1 - 29 | [10 empty] | 0
T4.1 - 30 | [10 empty] | 0
T4.1 - 31 | [10 empty] | 0
T4.1 - 32 | [10 empty] | 0
T4.1 - 33 | [10 empty] | 0
T4.1 - 34 | [10 empty] | 0
T4.1 - 35 | [10 empty] | 0
T4.1 - 36 | [10 empty] | 0
T4.1 - 37 | [10 empty] | 0
T4.1 - 38 | [10 empty] | 0
C - Task Based Implementation Activities (activities not quantifiable by unit and without measurable energy savings)
Line Item # | ACTIVITY DESCRIPTION | COST PER ACTIVITY | ESTIMATED COMPLETION DATE | Work Product
Percent Complete by Quarter (cumulative)
[7 empty] | Q1 2003 (Jan - Mar) | Q2 2003 (Apr - Jun) | Q3 2003 (Jul - Sep) | Q4 2003 (Oct - Dec) | Date Completed
T4.2 - 1
T4.2 - 2
T4.2 - 3
T4.2 - 4
T4.2 - 5
T4.2 - 6
T4.2 - 7
T4.2 - 8
T4.2 - 9
T4.2 - 10
T4.2 - 11
T4.2 - 12
T4.2 - 13
T4.2 - 14
T4.2 - 15
T4.2 - 16 | [10 empty] | 0
T4.2 - 17 | [10 empty] | 0
T4.2 - 18 | [10 empty] | 0
T4.2 - 19 | [10 empty] | 0
T4.2 - 20 | [10 empty] | 0
T4.2 - 21 | [10 empty] | 0
T4.2 - 22 | [10 empty] | 0
T4.2 - 23 | [10 empty] | 0
T4.2 - 24 | [10 empty] | 0
T4.2 - 25 | [10 empty] | 0
T4.2 - 26 | [10 empty] | 0
T4.2 - 27 | [10 empty] | 0
T4.2 - 28 | [10 empty] | 0
T4.2 - 29 | [10 empty] | 0
T4.2 - 30 | [10 empty] | 0
T4.2 - 31 | [10 empty] | 0
T4.2 - 32 | [10 empty] | 0
T4.2 - 33 | [10 empty] | 0
T4.2 - 34 | [10 empty] | 0
T4.2 - 35 | [10 empty] | 0
T4.2 - 36 | [10 empty] | 0
T4.2 - 37 | [10 empty] | 0
T4.2 - 38 | [10 empty] | 0
D - Unit Based marketing Activities
Line Item # | ACTIVITY DESCRIPTION | Number of Units
|  | PROGRAM UNIT GOALS | Number of units for which activities are completed | [7 empty] | TOTAL UNITS COMMITTED
[6 empty] | Q1 2003 (Jan - Mar) | Q2 2003 (Apr - Jun) | Q3 2003 (Jul - Sep) | Q4 2003 (Oct - Dec) | Total
T5.1 - 1 | Application Distribution | 100000 |  |  |  | 40000 | 60000 |  |  | 100000
T5.1 - 2 | Mailings | 290000 |  |  |  | 290000 |  |  |  | 290000
T5.1 - 3 | Brochure/ Flyer Distribution | 50000 |  |  |  | 25000 | 25000 |  |  | 50000
T5.1 - 4 | Bill Inserts | 290000 |  |  |  | 145000 | 145000 |  |  | 290000
T5.1 - 5 | [9 empty] | 0
T5.1 - 6 | [9 empty] | 0
T5.1 - 7 | [9 empty] | 0
T5.1 - 8 | [9 empty] | 0
T5.1 - 9 | [9 empty] | 0
T5.1 - 10 | [9 empty] | 0
T5.1 - 11 | [9 empty] | 0
T5.1 - 12 | [9 empty] | 0
T5.1 - 13 | [9 empty] | 0
T5.1 - 14 | [9 empty] | 0
T5.1 - 15 | [9 empty] | 0
T5.1 - 16 | [9 empty] | 0
T5.1 - 17 | [9 empty] | 0
T5.1 - 18 | [9 empty] | 0
T5.1 - 19 | [9 empty] | 0
T5.1 - 20 | [9 empty] | 0
E - Task Based Marketing Activities (activities not quantifiable by unit)
Line Item # | ACTIVITY DESCRIPTION | ESTIMATED COMPLETION DATE | Work Product
Estimated Percent Complete by Quarter (Cumulative)
[6 empty] | Q1 2003 (Jan - Mar) | Q2 2003 (Apr - Jun) | Q3 2003 (Jul - Sep) | Q4 2003 (Oct - Dec) | Date Completed
T5.2 - 1 | revise www.sce.com/ Rebates&Offers | 2003-01-31 |  |  |  | 100
T5.2 - 2 | Revise html applications | 2003-01-31 |  |  |  | 100
T5.2 - 3 | Revise and Print applications (English, Chinese, Korean, Spanish, and Vietnamese | 2003-01-31 |  |  |  | 100
T5.2 - 4 | Vendor Kick-off | 2003-07-31 |  |  |  |  | 50 | 50
T5.2 - 5 | Contractor Training Technology Seminars | 2003-12-01 |  |  |  | 10 | 40 | 40 | 10
T5.2 - 6 | Customer Trade Association Events | 2004-01-01 |  |  |  | 10 | 40 | 40 | 10
T5.2 - 7
T5.2 - 8
T5.2 - 9
T5.2 - 10
T5.2 - 11
T5.2 - 12
T5.2 - 13
T5.2 - 14
T5.2 - 15
T5.2 - 16
T5.2 - 17
T5.2 - 18
T5.2 - 19
T5.2 - 20
F - Evaluation, Measurement and Verification Activities
Line Item # | ACTIVITY DESCRIPTION | ESTIMATED COMPLETION DATE | Work Product
Estimated Percent Complete by Quarter (cumulative)
[6 empty] | Q1 2003 (Jan - Mar) | Q2 2003 (Apr - Jun) | Q3 2003 (Jul - Sep) | Q4 2003 (Oct - Dec) | Q1 2004 (Jan - Mar) | Q2 2004 (Apr - Jun) | Date Completed
T6 - 1
T6 - 2
T6 - 3
T6 - 4
T6 - 5
T6 - 6
T6 - 7
T6 - 8
T6 - 9
T6 - 10
T6 - 11
T6 - 12
T6 - 13
T6 - 14
T6 - 15
T6 - 16
T6 - 17
T6 - 18
T6 - 19
T6 - 20
G - Subcontractor Activities
Line Item # | SUBCONTRACTOR | TASK
T7 - 1 | Energy Solutions | Creation of Equipment Reference Databases
T7 - 2 | Energy Solutions | Maintenance of Program Technical Documentation
T7 - 3
T7 - 4
T7 - 5
T7 - 6
T7 - 7
T7 - 8
T7 - 9
T7 - 10
T7 - 11
T7 - 12
T7 - 13
T7 - 14
T7 - 15
T7 - 16
T7 - 17
T7 - 18
T7 - 19
T7 - 20
Note on H8: Estimated Useful Life of the Measure
Note on I8: Gross Incremental Measure Cost Per Unit
Note on J8: Net-to-Gross Ratio of the Measure

## TPIP1.2 - Summary Budget
Table PIP1.2: Program Budget Summary
Southern California Edison Company (SCE)
Statewide Express Efficiency
0
Nonresidential
Item | $ | Percentage of Total Program Budget
Administrative Costs
Labor | 610500 | 8.721%
Benefits | 557200 | 7.96%
Travel/Conference/Training | 27400 | 0.3914%
Reporting/Tracking/Development - Information Services | 200000 | 2.857%
Materials & Handling | 58000 | 0.8286%
Overhead and General and Administrative costs | 395876 | 5.655%
Subcontractor Administrative costs | 8500 | 0.1214%
Total Administrative Costs | 1857476 | 26.54%
Marketing/Advertising/Outreach Costs
Total Marketing/Advertising/Outreach Costs | 415000 | 5.929%
Direct Implementation Costs
Financial Incentives | 4702804 | 67.18%
Installation costs | 0 | 0%
Itemized hardware / materials costs | 0 | 0%
Activity costs | 76500 | 1.093%
Rebate Processing/Inspection | 505420 | 7.22%
Total Direct Implementation costs | 5284724 | 75.5%
Evaluation, Measurement and Verification Costs
Labor | 0 | 0%
Benefits | 0 | 0%
Travel/Conference/Training costs | 0 | 0%
EM&V Reporting costs | 0 | 0%
Materials & Handling | 0 | 0%
Overhead and General and Administrative costs | 0 | 0%
Total Evaluation, Measurement and Verification Costs | 0 | 0%
Other Costs
Total Other Costs | -557200 | -7.96%
Budget Grand Total | 7000000

## TPIP3 - Cost Effectivenes Tests
Table PIP3.1: Summary of Program Projected Cost Effectiveness
Southern California Edison Company (SCE)
Statewide Express Efficiency
0
Nonresidential
TRC Test | Costs | Benefits | Ratio | Net Benefits
| 13819766.2835 | 43181360.0937 | 3.1246 | 29361593.8102
Participant Test | Costs | Benefits | Ratio | Net Benefits
| 12002677.3786 | 49683387.4309 | 4.1394 | 37680710.0523
Table PIP3.2: Summary of Projected Energy Efficiency Program Effects
Southern California Edison Company (SCE)
Statewide Express Efficiency
0
Nonresidential
Total
Annual Demand Reductions Net kW |  |  | 15680.3873
Annual Energy Savings Net kWh |  |  | 71868956.4525
Lifecycle Energy Savings Net kWh |  |  | 876799272.3017
Annual Energy Savings Net Therms |  |  | 0
Lifecycle Energy Savings Net Therms |  |  | 0

## TPIP4 - Program Benefits
Table PIP4: Program Benefits
Southern California Edison Company (SCE)
Statewide Express Efficiency
0
Nonresidential
Measure Description | PROGRAM UNIT GOALS | Demand Reduction per Unit (kW) | Annual Therm Savings per Unit | Annual kWh Savings per Unit | Effective Useful Life (EUL) | Net-to-Gross Ratio | Total Annual gross kWh Savnigs | Total Annual gross Therm Savings | Total Annual net kWh Savings | Total Annual net Therm Savings | Total Annual net kW Demand Reduction | Life Cycle net kWh | Life Cycle net Therms | Present Value of Annualized kWh Savings | Present Value of Annualized Therm Savings | Gross Electricity Benefits | Gross Gas Benefits | Net Electricity Benefits | Net Gas Benefits | Total Resource Benefits, Gross | Total Resource Benefits, Net
HVAC | 0 | 0 | 0 | 0 | 0 | 0 | 0 | 0 | 0 |  | 0 | 0 | 0 | 0 | 0 | 0 | 0 | 0 | 0 | 0 | 0
Package Terminal Air Conditioners | 5000 | 0.157 | 0 | 383.08 | 15 | 0.96 | 1915400 | 0 | 1838784 |  | 753.6 | 27581760 | 0 | 0.70032 | 4.655 | 1341387.1113 | 0 | 1287731.6268 | 0 | 1341387.1113 | 1287731.6268
Package single Tier 1-air cooled | 5015 | 0.254 | 0 | 619.76 | 15 | 0.96 | 3108096.4 | 0 | 2983772.544 |  | 1222.8576 | 44756588.16 | 0 | 0.70032 | 4.655 | 2176652.6321 | 0 | 2089586.5268 | 0 | 2176652.6321 | 2089586.5268
Split System single Tier 1- air cooled | 4260 | 0.217 | 0 | 529.48 | 15 | 0.96 | 2255584.8 | 0 | 2165361.408 |  | 887.4432 | 32480421.12 | 0 | 0.70032 | 4.655 | 1579624.2973 | 0 | 1516439.3254 | 0 | 1579624.2973 | 1516439.3254
Package single Tier 2 - air cooled | 875 | 0.283 | 0 | 690.52 | 15 | 0.96 | 604205 | 0 | 580036.8 |  | 237.72 | 8700552 | 0 | 0.70032 | 4.655 | 423135.0107 | 0 | 406209.6103 | 0 | 423135.0107 | 406209.6103
Split System single Tier 2- air cooled | 350 | 0.274 | 0 | 668.56 | 15 | 0.96 | 233996 | 0 | 224636.16 |  | 92.064 | 3369542.4 | 0 | 0.70032 | 4.655 | 163871.3681 | 0 | 157316.5134 | 0 | 163871.3681 | 157316.5134
Package single Tier 3 - air cooled | 180 | 0.311 | 0 | 758.84 | 15 | 0.96 | 136591.2 | 0 | 131127.552 |  | 53.7408 | 1966913.28 | 0 | 0.70032 | 4.655 | 95657.1344 | 0 | 91830.849 | 0 | 95657.1344 | 91830.849
Split System Tier 3 - air cooled | 210 | 0.308 | 0 | 751.52 | 15 | 0.96 | 157819.2 | 0 | 151506.432 |  | 62.0928 | 2272596.48 | 0 | 0.70032 | 4.655 | 110523.4629 | 0 | 106102.5244 | 0 | 110523.4629 | 106102.5244
65-135kBTU air cooled, package or split Tier 2 | 1385 | 0.106 | 0 | 258.64 | 15 | 0.96 | 358216.4 | 0 | 343887.744 |  | 140.9376 | 5158316.16 | 0 | 0.70032 | 4.655 | 250865.0214 | 0 | 240830.4206 | 0 | 250865.0214 | 240830.4206
135-240 kBTU air cooled, package or split Tier 2 | 1025 | 0.115 | 0 | 280.6 | 15 | 0.96 | 287615 | 0 | 276110.4 |  | 113.16 | 4141656 | 0 | 0.70032 | 4.655 | 201421.6634 | 0 | 193364.7968 | 0 | 201421.6634 | 193364.7968
>240 kBTU air cooled, package or split Tier 2 | 525 | 0.126 | 0 | 307.44 | 15 | 0.96 | 161406 | 0 | 154949.76 |  | 63.504 | 2324246.4 | 0 | 0.70032 | 4.655 | 113035.3598 | 0 | 108513.9454 | 0 | 113035.3598 | 108513.9454
Variable-Frequency Drives - HVAC Fans | 25 | 0 | 0 | 753 | 15 | 0.96 | 18825 | 0 | 18072 |  | 0 | 271080 | 0 | 0.70032 | 4.655 | 13183.4668 | 0 | 12656.1282 | 0 | 13183.4668 | 12656.1282
Setback Programmable Thermostats | 2400 | 0 | 0 | 327 | 11 | 0.96 | 784800 | 0 | 753408 |  | 0 | 8287488 | 0 | 0.57008 | 3.7989 | 447396.8679 | 0 | 429500.9931 | 0 | 447396.8679 | 429500.9931
Reflective Window Film - Coastal | 50 | 0.003 | 0 | 13 | 10 | 0.96 | 650 | 0 | 624 |  | 0.144 | 6240 | 0 | 0.53437 | 3.5614 | 347.3427 | 0 | 333.449 | 0 | 347.3427 | 333.449
Reflective Window Film - Inland | 50200 | 0.003 | 0 | 16 | 10 | 0.96 | 803200 | 0 | 771072 |  | 144.576 | 7710720 | 0 | 0.53437 | 3.5614 | 429208.6811 | 0 | 412040.3338 | 0 | 429208.6811 | 412040.3338
Reflective Window Film - Desert | 25100 | 0.003 | 0 | 24 | 10 | 0.96 | 602400 | 0 | 578304 |  | 72.288 | 5783040 | 0 | 0.53437 | 3.5614 | 321906.5108 | 0 | 309030.2504 | 0 | 321906.5108 | 309030.2504
Direct Evaporative Coolers | 193.8 | 0.714 | 0 | 1075 | 15 | 0.96 | 208335 | 0 | 200001.6 |  | 132.8383 | 3000024 | 0 | 0.70032 | 4.655 | 145900.5345 | 0 | 140064.5131 | 0 | 145900.5345 | 140064.5131
Cool Roof | 1700 | 0.25 | 0 | 187.5 | 15 | 0.96 | 318750 | 0 | 306000 |  | 408 | 4590000 | 0 | 0.70032 | 4.655 | 223226.032 | 0 | 214296.9907 | 0 | 223226.032 | 214296.9907
Lighting | 0 | 0 | 0 | 0 | 0 | 0 | 0 | 0 | 0 |  | 0 | 0 | 0 | 0 | 0 | 0 | 0 | 0 | 0 | 0 | 0
Screw-in Compact Fluorescent Lamp, 5 - 13 watts | 10000 | 0.031 | 0 | 145.235 | 8 | 0.96 | 1452350 | 0 | 1394256 |  | 297.6 | 11154048 | 0 | 0.45837 | 3.0205 | 665707.1024 | 0 | 639078.8183 | 0 | 665707.1024 | 639078.8183
Screw-in Compact Fluorescent Lamp, 14-26 watts | 30000 | 0.0495 | 0 | 231.9075 | 8 | 0.96 | 6957225 | 0 | 6678936 |  | 1425.6 | 53431488 | 0 | 0.45837 | 3.0205 | 3188951.7648 | 0 | 3061393.6942 | 0 | 3188951.7648 | 3061393.6942
Screw-in Compact Fluorescent Lamp, 14-26 w/ reflector | 25000 | 0.0495 | 0 | 231.9075 | 8 | 0.96 | 5797687.5 | 0 | 5565780 |  | 1188 | 44526240 | 0 | 0.45837 | 3.0205 | 2657459.804 | 0 | 2551161.4118 | 0 | 2657459.804 | 2551161.4118
Screw-in Compact Fluorescent Lamp, >=27watts | 15000 | 0.094 | 0 | 440.39 | 8 | 0.96 | 6605850 | 0 | 6341616 |  | 1353.6 | 50732928 | 0 | 0.45837 | 3.0205 | 3027893.5948 | 0 | 2906777.851 | 0 | 3027893.5948 | 2906777.851
Hardwired Fluorescent Fixture, 5-13 watts | 850 | 0.045 | 0 | 210.825 | 16 | 0.96 | 179201.25 | 0 | 172033.2 |  | 36.72 | 2752531.2 | 0 | 0.7301 | 4.8495 | 130835.1453 | 0 | 125601.7395 | 0 | 130835.1453 | 125601.7395
Hardwired Fluorescent Fixture, 14-26 watts | 850 | 0.074 | 0 | 346.69 | 16 | 0.96 | 294686.5 | 0 | 282899.04 |  | 60.384 | 4526384.64 | 0 | 0.7301 | 4.8495 | 215151.1279 | 0 | 206545.0827 | 0 | 215151.1279 | 206545.0827
Hardwired Fluorescent Fixture, 27-65 watts(incandescent basecase) | 1275 | 0.142 | 0 | 665.27 | 16 | 0.96 | 848219.25 | 0 | 814290.48 |  | 173.808 | 13028647.68 | 0 | 0.7301 | 4.8495 | 619286.3545 | 0 | 594514.9003 | 0 | 619286.3545 | 594514.9003
Hardwired Fluorescent Fixture, 27-65 watts(mercury vapor basecase) | 425 | 0.067 | 0 | 313.895 | 16 | 0.96 | 133405.375 | 0 | 128069.16 |  | 27.336 | 2049106.56 | 0 | 0.7301 | 4.8495 | 97399.4971 | 0 | 93503.5172 | 0 | 97399.4971 | 93503.5172
Hardwired Fluorescent Fixture, 66-90 watts(incandescent base case) | 510 | 0.216 | 0 | 1011.96 | 16 | 0.96 | 516099.6 | 0 | 495455.616 |  | 105.7536 | 7927289.856 | 0 | 0.7301 | 4.8495 | 376805.2185 | 0 | 361733.0098 | 0 | 376805.2185 | 361733.0098
Hardwired Fluorescent Fixture, 66-90 watts(mercury vapor base case) | 85 | 0.116 | 0 | 543.46 | 16 | 0.96 | 46194.1 | 0 | 44346.336 |  | 9.4656 | 709541.376 | 0 | 0.7301 | 4.8495 | 33726.393 | 0 | 32377.3373 | 0 | 33726.393 | 32377.3373
Hardwired Fluorescent Fixture, >90 watts(incandescent base case) | 170 | 0.216 | 0 | 1011.96 | 16 | 0.96 | 172033.2 | 0 | 165151.872 |  | 35.2512 | 2642429.952 | 0 | 0.7301 | 4.8495 | 125601.7395 | 0 | 120577.6699 | 0 | 125601.7395 | 120577.6699
Hardwired Fluorescent Fixture, >90 watts(mercury vapor base case) | 42.5 | 0.116 | 0 | 543.46 | 16 | 0.96 | 23097.05 | 0 | 22173.168 |  | 4.7328 | 354770.688 | 0 | 0.7301 | 4.8495 | 16863.1965 | 0 | 16188.6686 | 0 | 16863.1965 | 16188.6686
Induction Lamps and fixtures 55 - 100 watts | 17 | 0.18 | 0 | 843.3 | 16 | 0.96 | 14336.1 | 0 | 13762.656 |  | 2.9376 | 220202.496 | 0 | 0.7301 | 4.8495 | 10466.8116 | 0 | 10048.1392 | 0 | 10466.8116 | 10048.1392
Induction Lamps and fixtures >100 watts | 17 | 0.343 | 0 | 1606.955 | 16 | 0.96 | 27318.235 | 0 | 26225.5056 |  | 5.5978 | 419608.0896 | 0 | 0.7301 | 4.8495 | 19945.091 | 0 | 19147.2874 | 0 | 19945.091 | 19147.2874
LED Exit Sign Retrofit Kit | 1050 | 0.034 | 0 | 297.024 | 16 | 0.96 | 311875.2 | 0 | 299400.192 |  | 34.272 | 4790403.072 | 0 | 0.7301 | 4.8495 | 227700.6277 | 0 | 218592.6026 | 0 | 227700.6277 | 218592.6026
LED Exit Sign | 1800 | 0.034 | 0 | 297.024 | 16 | 0.96 | 534643.2 | 0 | 513257.472 |  | 58.752 | 8212119.552 | 0 | 0.7301 | 4.8495 | 390343.9332 | 0 | 374730.1759 | 0 | 390343.9332 | 374730.1759
LED Channel Signage (Red) indoor <2ft | 997 | 0.01 | 0 | 43.68 | 16 | 0.96 | 43548.96 | 0 | 41807.0016 |  | 9.5712 | 668912.0256 | 0 | 0.7301 | 4.8495 | 31795.1717 | 0 | 30523.3648 | 0 | 31795.1717 | 30523.3648
LED Channel Signage (Red) indoor >2ft | 875 | 0.02 | 0 | 87.36 | 16 | 0.96 | 76440 | 0 | 73382.4 |  | 16.8 | 1174118.4 | 0 | 0.7301 | 4.8495 | 55808.9774 | 0 | 53576.6183 | 0 | 55808.9774 | 53576.6183
LED Channel Signage (Red) outdoor <2ft | 875 | 0 | 0 | 22 | 16 | 0.96 | 19250 | 0 | 18480 |  | 0 | 295680 | 0 | 0.7301 | 4.8495 | 14054.4586 | 0 | 13492.2802 | 0 | 14054.4586 | 13492.2802
LED Channel Signage (Red) outdoor >2ft | 875 | 0 | 0 | 43.8 | 16 | 0.96 | 38325 | 0 | 36792 |  | 0 | 588672 | 0 | 0.7301 | 4.8495 | 27981.1494 | 0 | 26861.9034 | 0 | 27981.1494 | 26861.9034
LED Strip Neon Replacement, Indoor | 1800 | 0.01 | 0 | 44 | 16 | 0.96 | 79200 | 0 | 76032 |  | 17.28 | 1216512 | 0 | 0.7301 | 4.8495 | 57824.0582 | 0 | 55511.0959 | 0 | 57824.0582 | 55511.0959
LED Strip Neon Replacement,Outdoor | 1800 | 0 | 0 | 22 | 16 | 0.96 | 39600 | 0 | 38016 |  | 0 | 608256 | 0 | 0.7301 | 4.8495 | 28912.0291 | 0 | 27755.5479 | 0 | 28912.0291 | 27755.5479
Electronic Ballast, Non-Dimming | 200 | 0.007 | 0 | 32.795 | 16 | 0.96 | 6559 | 0 | 6296.64 |  | 1.344 | 100746.24 | 0 | 0.7301 | 4.8495 | 4788.7373 | 0 | 4597.1879 | 0 | 4788.7373 | 4597.1879
Electronic Ballast, Dimming(with daylighting) | 500 | 0.013 | 0 | 60.905 | 16 | 0.96 | 30452.5 | 0 | 29234.4 |  | 6.24 | 467750.4 | 0 | 0.7301 | 4.8495 | 22233.4234 | 0 | 21344.0865 | 0 | 22233.4234 | 21344.0865
Premium 'T-8 Lamp and Electronic, 2-foot lamp installed | 5000 | 0.0099 | 0 | 46.3815 | 16 | 0.96 | 231907.5 | 0 | 222631.2 |  | 47.52 | 3562099.2 | 0 | 0.7301 | 4.8495 | 169316.0704 | 0 | 162543.4276 | 0 | 169316.0704 | 162543.4276
T-5 Lamp and Electronic ballast - 2 foot | 900 | 0.0099 | 0 | 46.3815 | 16 | 0.96 | 41743.35 | 0 | 40073.616 |  | 8.5536 | 641177.856 | 0 | 0.7301 | 4.8495 | 30476.8927 | 0 | 29257.817 | 0 | 30476.8927 | 29257.817
T-5 HO Lamp with electronic ballast - 2 foot | 52 | 0.0187 | 0 | 87.6095 | 16 | 0.96 | 4555.694 | 0 | 4373.4662 |  | 0.9335 | 69975.4598 | 0 | 0.7301 | 4.8495 | 3326.1201 | 0 | 3193.0753 | 0 | 3326.1201 | 3193.0753
T-8 Lamp and Electronic, 2-foot lamp removed | 810.9 | 0.0375 | 0 | 175.6875 | 16 | 0.96 | 142464.9937 | 0 | 136766.394 |  | 29.1924 | 2188262.304 | 0 | 0.7301 | 4.8495 | 104013.9405 | 0 | 99853.3829 | 0 | 104013.9405 | 99853.3829
Premium T-8 Lamp and Electronic, 3-foot lamp installed | 900 | 0.0116 | 0 | 54.346 | 16 | 0.96 | 48911.4 | 0 | 46954.944 |  | 10.0224 | 751279.104 | 0 | 0.7301 | 4.8495 | 35710.2985 | 0 | 34281.8865 | 0 | 35710.2985 | 34281.8865
T-5 Lamp and Electronic ballast - 3 foot | 100 | 0.0116 | 0 | 54.346 | 16 | 0.96 | 5434.6 | 0 | 5217.216 |  | 1.1136 | 83475.456 | 0 | 0.7301 | 4.8495 | 3967.8109 | 0 | 3809.0985 | 0 | 3967.8109 | 3809.0985
T-5 HO Lamp with electronic ballast - 3 foot | 60 | 0.0221 | 0 | 103.5385 | 16 | 0.96 | 6212.31 | 0 | 5963.8176 |  | 1.273 | 95421.0816 | 0 | 0.7301 | 4.8495 | 4535.6184 | 0 | 4354.1936 | 0 | 4535.6184 | 4354.1936
T-8 Lamp and Electronic, 3-foot lamp removed | 124.1 | 0.044 | 0 | 206.14 | 16 | 0.96 | 25581.974 | 0 | 24558.695 |  | 5.242 | 392939.1206 | 0 | 0.7301 | 4.8495 | 18677.4439 | 0 | 17930.3461 | 0 | 18677.4439 | 17930.3461
Premium T-8 Lamp and Electronic, 4-foot lamp installed | 90759.7859 | 0.0107 | 0 | 50.1295 | 16 | 0.96 | 4549742.6864 | 0 | 4367752.9789 |  | 932.2845 | 69884047.6629 | 0 | 0.7301 | 4.8495 | 3321775.0743 | 0 | 3188904.0713 | 0 | 3321775.0743 | 3188904.0713
T-5 Lamp and Electronic ballast - 4 foot | 15000 | 0.0107 | 0 | 50.1295 | 16 | 0.96 | 751942.5 | 0 | 721864.8 |  | 154.08 | 11549836.8 | 0 | 0.7301 | 4.8495 | 548994.5313 | 0 | 527034.7501 | 0 | 548994.5313 | 527034.7501
T-5 HO Lamp with electronic ballast - 4 foot | 5000 | 0.0204 | 0 | 95.574 | 16 | 0.96 | 477870 | 0 | 458755.2 |  | 97.92 | 7340083.2 | 0 | 0.7301 | 4.8495 | 348893.7208 | 0 | 334937.972 | 0 | 348893.7208 | 334937.972
T-8 Lamp and Electronic, 4-foot lamp removed | 30000 | 0.043 | 0 | 201.455 | 16 | 0.96 | 6043650 | 0 | 5801904 |  | 1238.4 | 92830464 | 0 | 0.7301 | 4.8495 | 4412479.4107 | 0 | 4235980.2342 | 0 | 4412479.4107 | 4235980.2342
T-8 Lamp and Electronic, 8-foot lamp installed | 6465.1 | 0.009 | 0 | 42.165 | 16 | 0.96 | 272600.9415 | 0 | 261696.9038 |  | 55.8585 | 4187150.4614 | 0 | 0.7301 | 4.8495 | 199026.4231 | 0 | 191065.3661 | 0 | 199026.4231 | 191065.3661
T-5 HO Lamp with electronic ballast - 8 foot | 1500 | 0.017 | 0 | 79.645 | 16 | 0.96 | 119467.5 | 0 | 114688.8 |  | 24.48 | 1835020.8 | 0 | 0.7301 | 4.8495 | 87223.4302 | 0 | 83734.493 | 0 | 87223.4302 | 83734.493
T-8 Lamp and Electronic, 8-foot lamp removed | 1326 | 0.079 | 0 | 370.115 | 16 | 0.96 | 490772.49 | 0 | 471141.5904 |  | 100.5638 | 7538265.4464 | 0 | 0.7301 | 4.8495 | 358313.8513 | 0 | 343981.2973 | 0 | 358313.8513 | 343981.2973
Interior pulse start HID fixture 0-35 watts incandescent basecase | 250 | 0.055 | 0 | 257.675 | 16 | 0.96 | 64418.75 | 0 | 61842 |  | 13.2 | 989472 | 0 | 0.7301 | 4.8495 | 47032.2418 | 0 | 45150.9521 | 0 | 47032.2418 | 45150.9521
Interior pulse start HID fixture 0-35 watts mercury vapor basecase | 100 | 0.029 | 0 | 135.865 | 16 | 0.96 | 13586.5 | 0 | 13043.04 |  | 2.784 | 208688.64 | 0 | 0.7301 | 4.8495 | 9919.5274 | 0 | 9522.7463 | 0 | 9919.5274 | 9522.7463
Interior pulse start HID fixture 36-70 watts incandescent basecase | 250 | 0.11 | 0 | 515.35 | 16 | 0.96 | 128837.5 | 0 | 123684 |  | 26.4 | 1978944 | 0 | 0.7301 | 4.8495 | 94064.4836 | 0 | 90301.9042 | 0 | 94064.4836 | 90301.9042
Interior pulse start HID fixture 36-70 watts mercury vapor basecase | 100 | 0.035 | 0 | 163.975 | 16 | 0.96 | 16397.5 | 0 | 15741.6 |  | 3.36 | 251865.6 | 0 | 0.7301 | 4.8495 | 11971.8434 | 0 | 11492.9696 | 0 | 11971.8434 | 11492.9696
Interior pulse start HID fixture 71-100 watts incandescent basecase | 250 | 0.171 | 0 | 801.135 | 16 | 0.96 | 200283.75 | 0 | 192272.4 |  | 41.04 | 3076358.4 | 0 | 0.7301 | 4.8495 | 146227.5154 | 0 | 140378.4147 | 0 | 146227.5154 | 140378.4147
Interior pulse start HID fixture 71-100 watts mercury vapor basecase | 100 | 0.071 | 0 | 332.635 | 16 | 0.96 | 33263.5 | 0 | 31932.96 |  | 6.816 | 510927.36 | 0 | 0.7301 | 4.8495 | 24285.7394 | 0 | 23314.3098 | 0 | 24285.7394 | 23314.3098
Interior pulse start HID fixture 101-175 watts incandescent basecase | 250 | 0.29 | 0 | 1358.65 | 16 | 0.96 | 339662.5 | 0 | 326076 |  | 69.6 | 5217216 | 0 | 0.7301 | 4.8495 | 247988.1839 | 0 | 238068.6566 | 0 | 247988.1839 | 238068.6566
Interior pulse start HID fixture 101-175 watts mercury vapro basecase | 100 | 0.075 | 0 | 351.375 | 16 | 0.96 | 35137.5 | 0 | 33732 |  | 7.2 | 539712 | 0 | 0.7301 | 4.8495 | 25653.9501 | 0 | 24627.7921 | 0 | 25653.9501 | 24627.7921
Interior pulse start HID fixture 176 - 250 watts mercury vapro basecase | 250 | 0.182 | 0 | 852.67 | 16 | 0.96 | 213167.5 | 0 | 204640.8 |  | 43.68 | 3274252.8 | 0 | 0.7301 | 4.8495 | 155633.9637 | 0 | 149408.6052 | 0 | 155633.9637 | 149408.6052
Interior pulse start HID fixture 176-250 watts incandescent basecase | 100 | 0.462 | 0 | 2164.47 | 16 | 0.96 | 216447 | 0 | 207789.12 |  | 44.352 | 3324625.92 | 0 | 0.7301 | 4.8495 | 158028.3324 | 0 | 151707.1991 | 0 | 158028.3324 | 151707.1991
Interior pulse start HID fixture 251 - 400 watts mercury vapro basecase | 400 | 0.483 | 0 | 2262.855 | 16 | 0.96 | 905142 | 0 | 868936.32 |  | 185.472 | 13902981.12 | 0 | 0.7301 | 4.8495 | 660845.7536 | 0 | 634411.9235 | 0 | 660845.7536 | 634411.9235
Interior pulse start HID fixture 251-400 watts incandescent basecase | 200 | 0.634 | 0 | 2970.29 | 16 | 0.96 | 594058 | 0 | 570295.68 |  | 121.728 | 9124730.88 | 0 | 0.7301 | 4.8495 | 433722.7824 | 0 | 416373.8711 | 0 | 433722.7824 | 416373.8711
Exterior pulse start HID fixture 0-100 watts incandescent basecase | 150 | 0.188 | 0 | 754.82 | 16 | 0.96 | 113223 | 0 | 108694.08 |  | 27.072 | 1739105.28 | 0 | 0.7301 | 4.8495 | 82664.3099 | 0 | 79357.7375 | 0 | 82664.3099 | 79357.7375
Exterior pulse start HID fixture 0-100 watts mercury vapor basecase | 100 | 0.088 | 0 | 353.32 | 16 | 0.96 | 35332 | 0 | 33918.72 |  | 8.448 | 542699.52 | 0 | 0.7301 | 4.8495 | 25795.9549 | 0 | 24764.1167 | 0 | 25795.9549 | 24764.1167
Exterior pulse start HID fixture 101-175 watts incandescent basecase | 150 | 0.33 | 0 | 1324.95 | 16 | 0.96 | 198742.5 | 0 | 190792.8 |  | 47.52 | 3052684.8 | 0 | 0.7301 | 4.8495 | 145102.246 | 0 | 139298.1562 | 0 | 145102.246 | 139298.1562
Exterior pulse start HID fixture 101-175 watts mercury vapor basecas | 100 | 0.115 | 0 | 461.725 | 16 | 0.96 | 46172.5 | 0 | 44325.6 |  | 11.04 | 709209.6 | 0 | 0.7301 | 4.8495 | 33710.6228 | 0 | 32362.1979 | 0 | 33710.6228 | 32362.1979
Exterior pulse start HID fixture > 176 watts incandescent basecase | 150 | 0.482 | 0 | 1935.23 | 16 | 0.96 | 290284.5 | 0 | 278673.12 |  | 69.408 | 4458769.92 | 0 | 0.7301 | 4.8495 | 211937.22 | 0 | 203459.7312 | 0 | 211937.22 | 203459.7312
Exterior pulse start HID fixture > 176 watts mercury vapor basecase | 200 | 0.186 | 0 | 746.79 | 16 | 0.96 | 149358 | 0 | 143383.68 |  | 35.712 | 2294138.88 | 0 | 0.7301 | 4.8495 | 109046.5364 | 0 | 104684.675 | 0 | 109046.5364 | 104684.675
Ceramic Metal Halide (CMH) ,75 watts | 225 | 0.0733 | 0 | 343 | 16 | 0.96 | 77175 | 0 | 74088 |  | 15.8328 | 1185408 | 0 | 0.7301 | 4.8495 | 56345.6022 | 0 | 54091.7781 | 0 | 56345.6022 | 54091.7781
Interior Pulse Start Metal Halide (400 W replacements) | 500 | 0.111 | 0 | 444 | 10 | 0.96 | 222000 | 0 | 213120 |  | 53.28 | 2131200 | 0 | 0.53437 | 3.5614 | 118630.8855 | 0 | 113885.65 | 0 | 118630.8855 | 113885.65
Interior HO T-5 4 lamp fixture retrofits | 250 | 0.224 | 0 | 896 | 16 | 0.96 | 224000 | 0 | 215040 |  | 53.76 | 3440640 | 0 | 0.7301 | 4.8495 | 163542.7909 | 0 | 157001.0792 | 0 | 163542.7909 | 157001.0792
Occupancy Sensor wall mounted | 500 | 0.089 | 0 | 416.965 | 8 | 0.96 | 208482.5 | 0 | 200143.2 |  | 42.72 | 1601145.6 | 0 | 0.45837 | 3.0205 | 95561.1808 | 0 | 91738.7336 | 0 | 95561.1808 | 91738.7336
Occupancy Sensor ceiling mounted | 125 | 0.305 | 0 | 1428.925 | 8 | 0.96 | 178615.625 | 0 | 171471 |  | 36.6 | 1371768 | 0 | 0.45837 | 3.0205 | 81871.2364 | 0 | 78596.3869 | 0 | 81871.2364 | 78596.3869
Plug Load sensor | 50 | 0.099 | 0 | 463.815 | 8 | 0.96 | 23190.75 | 0 | 22263.12 |  | 4.752 | 178104.96 | 0 | 0.45837 | 3.0205 | 10629.8392 | 0 | 10204.6456 | 0 | 10629.8392 | 10204.6456
Photocell | 37.4 | 0.38 | 0 | 1780.3 | 8 | 0.96 | 66583.22 | 0 | 63919.8912 |  | 13.6435 | 511359.1296 | 0 | 0.45837 | 3.0205 | 30519.4495 | 0 | 29298.6715 | 0 | 30519.4495 | 29298.6715
Timeclock | 25.5 | 0.38 | 0 | 1780.3 | 8 | 0.96 | 45397.65 | 0 | 43581.744 |  | 9.3024 | 348653.952 | 0 | 0.45837 | 3.0205 | 20808.7156 | 0 | 19976.3669 | 0 | 20808.7156 | 19976.3669
Refrigeration | 0 | 0 | 0 | 0 | 0 | 0 | 0 | 0 | 0 |  | 0 | 0 | 0 | 0 | 0 | 0 | 0 | 0 | 0 | 0 | 0
Night Covers for Display Cases - med temp | 50 | 0.1 | 0 | 148 | 5 | 0.96 | 7400 | 0 | 7104 |  | 4.8 | 35520 | 0 | 0.33098 | 2.0644 | 2449.2559 | 0 | 2351.2857 | 0 | 2449.2559 | 2351.2857
Night Covers for Display Cases - low temp | 25 | 0.04 | 0 | 59 | 5 | 0.96 | 1475 | 0 | 1416 |  | 0.96 | 7080 | 0 | 0.33098 | 2.0644 | 488.1963 | 0 | 468.6684 | 0 | 488.1963 | 468.6684
Infiltration Barrier for Walk-ins (strip curtains) | 100 | 0.0531 | 0 | 465 | 4 | 0.96 | 46500 | 0 | 44640 |  | 5.0976 | 178560 | 0 | 0.28478 | 1.7208 | 13242.1081 | 0 | 12712.4238 | 0 | 13242.1081 | 12712.4238
Retrofit Glass doors on open vertical display cases (Low Temp) | 200 | 0.53 | 0 | 2812 | 12 | 0.96 | 562400 | 0 | 539904 |  | 101.76 | 6478848 | 0 | 0.60446 | 4.027 | 339945.7473 | 0 | 326347.9174 | 0 | 339945.7473 | 326347.9174
Retrofit Glass doors on open vertical display cases (Medium Case) | 200 | 0.24 | 0 | 1155 | 12 | 0.96 | 231000 | 0 | 221760 |  | 46.08 | 2661120 | 0 | 0.60446 | 4.027 | 139629.2099 | 0 | 134044.0415 | 0 | 139629.2099 | 134044.0415
Replace reach in case w/doors with hi eff case with special doors | 100 | 0.16 | 0 | 1422 | 12 | 0.96 | 142200 | 0 | 136512 |  | 15.36 | 1638144 | 0 | 0.60446 | 4.027 | 85953.5655 | 0 | 82515.4229 | 0 | 85953.5655 | 82515.4229
New Low Temp reach in Display Case with doors( replace open) | 50 | 0.22 | 0 | 1208 | 16 | 0.96 | 60400 | 0 | 57984 |  | 10.56 | 927744 | 0 | 0.7301 | 4.8495 | 44098.1454 | 0 | 42334.2196 | 0 | 44098.1454 | 42334.2196
New Medium Temp reach in Display Case with Doors (replace open) | 100 | 0.11 | 0 | 581 | 16 | 0.96 | 58100 | 0 | 55776 |  | 10.56 | 892416 | 0 | 0.7301 | 4.8495 | 42418.9114 | 0 | 40722.1549 | 0 | 42418.9114 | 40722.1549
Special Doors with Low Anti-Sweat Heat low temp) | 1200 | 0.09 | 0 | 749 | 12 | 0.96 | 898800 | 0 | 862848 |  | 103.68 | 10354176 | 0 | 0.60446 | 4.027 | 543284.562 | 0 | 521553.1795 | 0 | 543284.562 | 521553.1795
Anti-Sweat Heat Controller | 50 | 0.04 | 0 | 343 | 8 | 0.96 | 17150 | 0 | 16464 |  | 1.92 | 131712 | 0 | 0.45837 | 3.0205 | 7860.968 | 0 | 7546.5292 | 0 | 7860.968 | 7546.5292
Insulate Bare Suction Pipes | 200 | 0.0018 | 0 | 283 | 11 | 0.96 | 56600 | 0 | 54336 |  | 0.3456 | 597696 | 0 | 0.57008 | 3.7989 | 32266.3898 | 0 | 30975.7342 | 0 | 32266.3898 | 30975.7342
Main door Cooler Door Gaskets (Walk-in) | 3400 | 0 | 0 | 418 | 4 | 0.96 | 1421200 | 0 | 1364352 |  | 0 | 5457408 | 0 | 0.28478 | 1.7208 | 404724.3883 | 0 | 388535.4128 | 0 | 404724.3883 | 388535.4128
Main Door Freezer Door Gaskets( Walk-in) | 850 | 0 | 0 | 1518 | 4 | 0.96 | 1290300 | 0 | 1238688 |  | 0 | 4954752 | 0 | 0.28478 | 1.7208 | 367447.142 | 0 | 352749.2563 | 0 | 367447.142 | 352749.2563
Glass 'Cooler Door Gaskets (Reach-in or Walk-in) | 170 | 0 | 0 | 10 | 4 | 0.96 | 1700 | 0 | 1632 |  | 0 | 6528 | 0 | 0.28478 | 1.7208 | 484.1201 | 0 | 464.7553 | 0 | 484.1201 | 464.7553
Auto-closer for Coolers | 850 | 0 | 0 | 1511 | 8 | 0.96 | 1284350 | 0 | 1232976 |  | 0 | 9863808 | 0 | 0.45837 | 3.0205 | 588701.7021 | 0 | 565153.634 | 0 | 588701.7021 | 565153.634
Auto-closer for Freezers | 680 | 0 | 0 | 2024 | 8 | 0.96 | 1376320 | 0 | 1321267.2 |  | 0 | 10570137.6 | 0 | 0.45837 | 3.0205 | 630857.5751 | 0 | 605623.2721 | 0 | 630857.5751 | 605623.2721
Auto-closers Glass Door for Walk-in Coolers | 20 | 0.57 | 0 | 3535 | 8 | 0.96 | 70700 | 0 | 67872 |  | 10.944 | 542976 | 0 | 0.45837 | 3.0205 | 32406.4393 | 0 | 31110.1817 | 0 | 32406.4393 | 31110.1817
Oversized Air Cooled Condenser | 100 | 0.19 | 0 | 1559 | 16 | 0.96 | 155900 | 0 | 149664 |  | 18.24 | 2394624 | 0 | 0.7301 | 4.8495 | 113822.862 | 0 | 109269.9476 | 0 | 113822.862 | 109269.9476
Oversized Evaporative Cooled Condenser | 150 | 0.12 | 0 | 938 | 16 | 0.96 | 140700 | 0 | 135072 |  | 17.28 | 2161152 | 0 | 0.7301 | 4.8495 | 102725.3155 | 0 | 98616.3029 | 0 | 102725.3155 | 98616.3029
Air cooled to Evaporative cooled condensers -conventional | 100 | 0.48 | 0 | 2828 | 16 | 0.96 | 282800 | 0 | 271488 |  | 46.08 | 4343808 | 0 | 0.7301 | 4.8495 | 206472.7735 | 0 | 198213.8625 | 0 | 206472.7735 | 198213.8625
Air cooled to Evaporative cooled condensers - multiplex | 150 | 0.55 | 0 | 1900 | 16 | 0.96 | 285000 | 0 | 273600 |  | 79.2 | 4377600 | 0 | 0.7301 | 4.8495 | 208078.9973 | 0 | 199755.8374 | 0 | 208078.9973 | 199755.8374
Multiplex Compressor System air cooled | 150 | 0.3 | 0 | 2750 | 12 | 0.96 | 412500 | 0 | 396000 |  | 43.2 | 4752000 | 0 | 0.60446 | 4.027 | 249337.8747 | 0 | 239364.3598 | 0 | 249337.8747 | 239364.3598
Multiplex Compressor System - evap cooled | 100 | 0.15 | 0 | 1500 | 12 | 0.96 | 150000 | 0 | 144000 |  | 14.4 | 1728000 | 0 | 0.60446 | 4.027 | 90668.3181 | 0 | 87041.5854 | 0 | 90668.3181 | 87041.5854
Multiplex Compressor System w/ eff cond - air cooled | 50 | 0.3 | 0 | 2850 | 12 | 0.96 | 142500 | 0 | 136800 |  | 14.4 | 1641600 | 0 | 0.60446 | 4.027 | 86134.9022 | 0 | 82689.5061 | 0 | 86134.9022 | 82689.5061
Multiplex Compressor System w/ eff cond - evap cooled | 50 | 0.15 | 0 | 1500 | 12 | 0.96 | 75000 | 0 | 72000 |  | 7.2 | 864000 | 0 | 0.60446 | 4.027 | 45334.159 | 0 | 43520.7927 | 0 | 45334.159 | 43520.7927
Floating Head Pressure Controller - air cooled | 255 | 0.12 | 0 | 900 | 16 | 0.96 | 229500 | 0 | 220320 |  | 29.376 | 3525120 | 0 | 0.7301 | 4.8495 | 167558.3505 | 0 | 160856.0164 | 0 | 167558.3505 | 160856.0164
Floating Head Pressure Controller - evap cooled | 425 | 0 | 0 | 420 | 16 | 0.96 | 178500 | 0 | 171360 |  | 0 | 2741760 | 0 | 0.7301 | 4.8495 | 130323.1615 | 0 | 125110.235 | 0 | 130323.1615 | 125110.235
Efficient Evaporator Fan Motors (SHP to PSC) | 85 | 0.011 | 0 | 336 | 16 | 0.96 | 28560 | 0 | 27417.6 |  | 0.8976 | 438681.6 | 0 | 0.7301 | 4.8495 | 20851.7058 | 0 | 20017.6376 | 0 | 20851.7058 | 20017.6376
Efficient Evaporator Fan Motors (SHP to ECM) | 85 | 0.021 | 0 | 673 | 16 | 0.96 | 57205 | 0 | 54916.8 |  | 1.7136 | 878668.8 | 0 | 0.7301 | 4.8495 | 41765.4703 | 0 | 40094.8515 | 0 | 41765.4703 | 40094.8515
High Efficiency Compressor | 85 | 0.16 | 0 | 1051 | 15 | 0.96 | 89335 | 0 | 85761.6 |  | 13.056 | 1286424 | 0 | 0.70032 | 4.655 | 62562.8159 | 0 | 60060.3033 | 0 | 62562.8159 | 60060.3033
Evaporator Fan Controller | 170 | 0 | 0 | 1109 | 5 | 0.96 | 188530 | 0 | 180988.8 |  | 0 | 904944 | 0 | 0.33098 | 2.0644 | 62399.7596 | 0 | 59903.7692 | 0 | 62399.7596 | 59903.7692
Vending Machine Controller | 170 | 0 | 0 | 1590 | 15 | 0.96 | 270300 | 0 | 259488 |  | 0 | 3892320 | 0 | 0.70032 | 4.655 | 189295.6751 | 0 | 181723.8481 | 0 | 189295.6751 | 181723.8481
Agricultural | 0 | 0 | 0 | 0 | 0 | 0 | 0 | 0 | 0 |  | 0 | 0 | 0 | 0 | 0 | 0 | 0 | 0 | 0 | 0 | 0
Sprinkler to Micro-Irrigation conversion | 4605.3 | 0.314 | 0 | 559 | 20 | 0.96 | 2574362.7 | 0 | 2471388.192 |  | 1388.2216 | 49427763.84 | 0 | 0.8397 | 5.5628 | 2161698.5016 | 0 | 2075230.5615 | 0 | 2161698.5016 | 2075230.5615
Low pressure impact sprinkler nozzles( permanent) | 6232.2 | 0.0035 | 0 | 12 | 5 | 0.96 | 74786.4 | 0 | 71794.944 |  | 20.9402 | 358974.72 | 0 | 0.33098 | 2.0644 | 24752.8424 | 0 | 23762.7287 | 0 | 24752.8424 | 23762.7287
Low pressure impact sprinkler nozzles( portable) | 4000 | 0.0216 | 0 | 33.5 | 5 | 0.96 | 134000 | 0 | 128640 |  | 82.944 | 643200 | 0 | 0.33098 | 2.0644 | 44351.3912 | 0 | 42577.3356 | 0 | 44351.3912 | 42577.3356
Variable Frequency Drives for Dairy Pumps | 100 | 0 | 0 | 3730 | 15 | 0.96 | 373000 | 0 | 358080 |  | 0 | 5371200 | 0 | 0.70032 | 4.655 | 261218.2273 | 0 | 250769.4982 | 0 | 261218.2273 | 250769.4982
Variable Frequency Drives for Injection Molding Machines | 1.7 | 0.22 | 0 | 1540 | 15 | 0.96 | 2618 | 0 | 2513.28 |  | 0.35904 | 37699.2 | 0 | 0.70032 | 4.655 | 1833.4298 | 0 | 1760.0926 | 0 | 1833.4298 | 1760.0926
Motors | 0 | 0 | 0 | 0 | 0 | 0 | 0 | 0 | 0 |  | 0 | 0 | 0 | 0 | 0 | 0 | 0 | 0 | 0 | 0 | 0
Motors 1-200 HP | 550 | 0.02 | 0 | 94 | 15 | 0.96 | 51700 | 0 | 49632 |  | 10.56 | 744480 | 0 | 0.70032 | 4.655 | 36206.387 | 0 | 34758.1315 | 0 | 36206.387 | 34758.1315
Food Service | 0 | 0 | 0 | 0 | 0 | 0 | 0 | 0 | 0 |  | 0 | 0 | 0 | 0 | 0 | 0 | 0 | 0 | 0 | 0 | 0
Pressureless Steamers <=0.4 kW idle | 340 | 0.2 | 0 | 6620 | 12 | 0.96 | 2250800 | 0 | 2160768 |  | 65.28 | 25929216 | 0 | 0.60446 | 4.027 | 1360508.3357 | 0 | 1306088.0023 | 0 | 1360508.3357 | 1306088.0023
Pressureless Steamers <=0.2 kW idle | 340 | 0.4 | 0 | 7780 | 12 | 0.96 | 2645200 | 0 | 2539392 |  | 130.56 | 30472704 | 0 | 0.60446 | 4.027 | 1598905.5667 | 0 | 1534949.3441 | 0 | 1598905.5667 | 1534949.3441
Insulated Holding Cabinet- Full Size <=.8 kW | 120 | 0.7 | 0 | 3900 | 12 | 0.96 | 468000 | 0 | 449280 |  | 80.64 | 5391360 | 0 | 0.60446 | 4.027 | 282885.1524 | 0 | 271569.7463 | 0 | 282885.1524 | 271569.7463
Insulated Holding Cabinet- Full Size <=.6 kW | 120 | 1 | 0 | 5500 | 12 | 0.96 | 660000 | 0 | 633600 |  | 115.2 | 7603200 | 0 | 0.60446 | 4.027 | 398940.5996 | 0 | 382982.9756 | 0 | 398940.5996 | 382982.9756
Insulated Holding Cabinet-Three Quarter Size <=.8 kW | 120 | 0.5 | 0 | 2790 | 12 | 0.96 | 334800 | 0 | 321408 |  | 57.6 | 3856896 | 0 | 0.60446 | 4.027 | 202371.686 | 0 | 194276.8185 | 0 | 202371.686 | 194276.8185
Insulated Holding Cabinet-Three Quarter Size <=.6 kW | 120 | 0.7 | 0 | 3850 | 12 | 0.96 | 462000 | 0 | 443520 |  | 80.64 | 5322240 | 0 | 0.60446 | 4.027 | 279258.4197 | 0 | 268088.0829 | 0 | 279258.4197 | 268088.0829
Insulated Holding Cabinet-Half Size <=.4 kW | 120 | 0.35 | 0 | 1950 | 12 | 0.96 | 234000 | 0 | 224640 |  | 40.32 | 2695680 | 0 | 0.60446 | 4.027 | 141442.5762 | 0 | 135784.8732 | 0 | 141442.5762 | 135784.8732
Insulated Holding Cabinet-Half Size <=.3 kW | 120 | 0.45 | 0 | 2750 | 12 | 0.96 | 330000 | 0 | 316800 |  | 51.84 | 3801600 | 0 | 0.60446 | 4.027 | 199470.2998 | 0 | 191491.4878 | 0 | 199470.2998 | 191491.4878
Program Total | [6 empty] | 74863496.3046 | 0 | 71868956.4525 | 0 | 15680.3873 | 876799272.3017 | 0 |  |  | 44980583.4309 | 0 | 43181360.0937 | 0 | 44980583.4309 | 43181360.0937
[13 empty] | Load Increases |  |  | 0 | 0 | 0 | 0

## TPIP5 - Non-Administrator Costs
Table PIP5: Non-Administrator / Administrator Costs
Southern California Edison Company (SCE)
Statewide Express Efficiency
0
Nonresidential
Measure Description | PROGRAM UNIT GOALS | TOTAL PRODUCT OR SERVICE REBATE PAID PER UNIT | Total Rebates Achieved | Gross Incremental Measure Cost per Unit | Net-to-Gross Ratio | Total Gross Incremental Measure Costs | Total Net Incremental Measure Costs | Total Non-Administrator Costs
HVAC | 0 | 0 | 0 | 0 | 0 | 0 | 0 | 0
Package Terminal Air Conditioners | 5000 | 50 | 250000 | 65 | 0.96 | 325000 | 312000 | 562000
Package single Tier 1-air cooled | 5015 | 79.8804 | 400600 | 158 | 0.96 | 792370 | 760675.2 | 1161275.2
Split System single Tier 1- air cooled | 4260 | 79.9061 | 340400 | 205 | 0.96 | 873300 | 838368 | 1178768
Package single Tier 2 - air cooled | 875 | 98.5714 | 86250 | 316 | 0.96 | 276500 | 265440 | 351690
Split System single Tier 2- air cooled | 350 | 98.5714 | 34500 | 406 | 0.96 | 142100 | 136416 | 170916
Package single Tier 3 - air cooled | 180 | 116.6667 | 21000 | 421 | 0.96 | 75780 | 72748.8 | 93748.8
Split System Tier 3 - air cooled | 210 | 117.1429 | 24600 | 541 | 0.96 | 113610 | 109065.6 | 133665.6
65-135kBTU air cooled, package or split Tier 2 | 1385 | 148.6462 | 205875 | 79 | 0.96 | 109415 | 105038.4 | 310913.4
135-240 kBTU air cooled, package or split Tier 2 | 1025 | 148.1707 | 151875 | 79 | 0.96 | 80975 | 77736 | 229611
>240 kBTU air cooled, package or split Tier 2 | 525 | 146.4286 | 76875 | 79 | 0.96 | 41475 | 39816 | 116691
Variable-Frequency Drives - HVAC Fans | 25 | 40 | 1000 | 202 | 0.96 | 5050 | 4848 | 5848
Setback Programmable Thermostats | 2400 | 31 | 74400 | 58 | 0.96 | 139200 | 133632 | 208032
Reflective Window Film - Coastal | 50 | 0.45 | 22.5 | 1.79 | 0.96 | 89.5 | 85.92 | 108.42
Reflective Window Film - Inland | 50200 | 0.89821 | 45090 | 1.79 | 0.96 | 89858 | 86263.68 | 131353.68
Reflective Window Film - Desert | 25100 | 1.7946 | 45045 | 1.79 | 0.96 | 44929 | 43131.84 | 88176.84
Direct Evaporative Coolers | 193.8 | 70 | 13566 | 127 | 0.96 | 24612.6 | 23628.096 | 37194.096
Cool Roof | 1700 | 0.15 | 255 | 0.21 | 0.96 | 357 | 342.72 | 597.72
Lighting | 0 | 0 | 0 | 0 | 0 | 0 | 0 | 0
Screw-in Compact Fluorescent Lamp, 5 - 13 watts | 10000 | 1.5 | 15000 | 14.4 | 0.96 | 144000 | 138240 | 153240
Screw-in Compact Fluorescent Lamp, 14-26 watts | 30000 | 3.5 | 105000 | 11.38 | 0.96 | 341400 | 327744 | 432744
Screw-in Compact Fluorescent Lamp, 14-26 w/ reflector | 25000 | 6 | 150000 | 11.38 | 0.96 | 284500 | 273120 | 423120
Screw-in Compact Fluorescent Lamp, >=27watts | 15000 | 4.25 | 63750 | 21 | 0.96 | 315000 | 302400 | 366150
Hardwired Fluorescent Fixture, 5-13 watts | 850 | 12.5 | 10625 | 37 | 0.96 | 31450 | 30192 | 40817
Hardwired Fluorescent Fixture, 14-26 watts | 850 | 11.5 | 9775 | 44 | 0.96 | 37400 | 35904 | 45679
Hardwired Fluorescent Fixture, 27-65 watts(incandescent basecase) | 1275 | 18 | 22950 | 91 | 0.96 | 116025 | 111384 | 134334
Hardwired Fluorescent Fixture, 27-65 watts(mercury vapor basecase) | 425 | 17 | 7225 | 91 | 0.96 | 38675 | 37128 | 44353
Hardwired Fluorescent Fixture, 66-90 watts(incandescent base case) | 510 | 22.5 | 11475 | 141 | 0.96 | 71910 | 69033.6 | 80508.6
Hardwired Fluorescent Fixture, 66-90 watts(mercury vapor base case) | 85 | 21.5 | 1827.5 | 141 | 0.96 | 11985 | 11505.6 | 13333.1
Hardwired Fluorescent Fixture, >90 watts(incandescent base case) | 170 | 22.5 | 3825 | 141 | 0.96 | 23970 | 23011.2 | 26836.2
Hardwired Fluorescent Fixture, >90 watts(mercury vapor base case) | 42.5 | 21.5 | 913.75 | 141 | 0.96 | 5992.5 | 5752.8 | 6666.55
Induction Lamps and fixtures 55 - 100 watts | 17 | 50 | 850 | 295 | 0.96 | 5015 | 4814.4 | 5664.4
Induction Lamps and fixtures >100 watts | 17 | 60 | 1020 | 135 | 0.96 | 2295 | 2203.2 | 3223.2
LED Exit Sign Retrofit Kit | 1050 | 8.1429 | 8550 | 52.1 | 0.96 | 54705 | 52516.8 | 61066.8
LED Exit Sign | 1800 | 26.25 | 47250 | 111 | 0.96 | 199800 | 191808 | 239058
LED Channel Signage (Red) indoor <2ft | 997 | 7.8596 | 7836 | 18 | 0.96 | 17946 | 17228.16 | 25064.16
LED Channel Signage (Red) indoor >2ft | 875 | 11.8457 | 10365 | 33 | 0.96 | 28875 | 27720 | 38085
LED Channel Signage (Red) outdoor <2ft | 875 | 3.9543 | 3460 | 18 | 0.96 | 15750 | 15120 | 18580
LED Channel Signage (Red) outdoor >2ft | 875 | 6.0171 | 5265 | 33 | 0.96 | 28875 | 27720 | 32985
LED Strip Neon Replacement, Indoor | 1800 | 7.7778 | 14000 | 18 | 0.96 | 32400 | 31104 | 45104
LED Strip Neon Replacement,Outdoor | 1800 | 3.8889 | 7000 | 18 | 0.96 | 32400 | 31104 | 38104
Electronic Ballast, Non-Dimming | 200 | 2 | 400 | 13 | 0.96 | 2600 | 2496 | 2896
Electronic Ballast, Dimming(with daylighting) | 500 | 10 | 5000 | 42 | 0.96 | 21000 | 20160 | 25160
Premium 'T-8 Lamp and Electronic, 2-foot lamp installed | 5000 | 2 | 10000 | 21 | 0.96 | 105000 | 100800 | 110800
T-5 Lamp and Electronic ballast - 2 foot | 900 | 2.3 | 2070 | 21 | 0.96 | 18900 | 18144 | 20214
T-5 HO Lamp with electronic ballast - 2 foot | 52 | 4.37 | 227.24 | 39.9 | 0.96 | 2074.8 | 1991.808 | 2219.048
T-8 Lamp and Electronic, 2-foot lamp removed | 810.9 | 1 | 810.9 | 19 | 0.96 | 15407.1 | 14790.816 | 15601.716
Premium T-8 Lamp and Electronic, 3-foot lamp installed | 900 | 2.75 | 2475 | 21 | 0.96 | 18900 | 18144 | 20619
T-5 Lamp and Electronic ballast - 3 foot | 100 | 3.25 | 325 | 21 | 0.96 | 2100 | 2016 | 2341
T-5 HO Lamp with electronic ballast - 3 foot | 60 | 6.18 | 370.8 | 39.9 | 0.96 | 2394 | 2298.24 | 2669.04
T-8 Lamp and Electronic, 3-foot lamp removed | 124.1 | 1 | 124.1 | 19 | 0.96 | 2357.9 | 2263.584 | 2387.684
Premium T-8 Lamp and Electronic, 4-foot lamp installed | 90759.7859 | 4.25 | 385729.09 | 4.49 | 0.96 | 407511.4386 | 391210.9811 | 776940.0711
T-5 Lamp and Electronic ballast - 4 foot | 15000 | 4.25 | 63750 | 4.49 | 0.96 | 67350 | 64656 | 128406
T-5 HO Lamp with electronic ballast - 4 foot | 5000 | 8.08 | 40400 | 8.53 | 0.96 | 42650 | 40944 | 81344
T-8 Lamp and Electronic, 4-foot lamp removed | 30000 | 1.5 | 45000 | 35 | 0.96 | 1050000 | 1008000 | 1053000
T-8 Lamp and Electronic, 8-foot lamp installed | 6465.1 | 7.5 | 48488.25 | 19.5 | 0.96 | 126069.45 | 121026.672 | 169514.922
T-5 HO Lamp with electronic ballast - 8 foot | 1500 | 14.25 | 21375 | 61.75 | 0.96 | 92625 | 88920 | 110295
T-8 Lamp and Electronic, 8-foot lamp removed | 1326 | 2.25 | 2983.5 | 50 | 0.96 | 66300 | 63648 | 66631.5
Interior pulse start HID fixture 0-35 watts incandescent basecase | 250 | 25 | 6250 | 133 | 0.96 | 33250 | 31920 | 38170
Interior pulse start HID fixture 0-35 watts mercury vapor basecase | 100 | 23 | 2300 | 60 | 0.96 | 6000 | 5760 | 8060
Interior pulse start HID fixture 36-70 watts incandescent basecase | 250 | 32 | 8000 | 171 | 0.96 | 42750 | 41040 | 49040
Interior pulse start HID fixture 36-70 watts mercury vapor basecase | 100 | 30 | 3000 | 70 | 0.96 | 7000 | 6720 | 9720
Interior pulse start HID fixture 71-100 watts incandescent basecase | 250 | 40 | 10000 | 100 | 0.96 | 25000 | 24000 | 34000
Interior pulse start HID fixture 71-100 watts mercury vapor basecase | 100 | 38 | 3800 | 80 | 0.96 | 8000 | 7680 | 11480
Interior pulse start HID fixture 101-175 watts incandescent basecase | 250 | 40 | 10000 | 32 | 0.96 | 8000 | 7680 | 17680
Interior pulse start HID fixture 101-175 watts mercury vapro basecase | 100 | 38 | 3800 | 150 | 0.96 | 15000 | 14400 | 18200
Interior pulse start HID fixture 176 - 250 watts mercury vapro basecase | 250 | 38 | 9500 | 150 | 0.96 | 37500 | 36000 | 45500
Interior pulse start HID fixture 176-250 watts incandescent basecase | 100 | 40 | 4000 | 32 | 0.96 | 3200 | 3072 | 7072
Interior pulse start HID fixture 251 - 400 watts mercury vapro basecase | 400 | 38 | 15200 | 150 | 0.96 | 60000 | 57600 | 72800
Interior pulse start HID fixture 251-400 watts incandescent basecase | 200 | 40 | 8000 | 32 | 0.96 | 6400 | 6144 | 14144
Exterior pulse start HID fixture 0-100 watts incandescent basecase | 150 | 12 | 1800 | 95 | 0.96 | 14250 | 13680 | 15480
Exterior pulse start HID fixture 0-100 watts mercury vapor basecase | 100 | 11 | 1100 | 95 | 0.96 | 9500 | 9120 | 10220
Exterior pulse start HID fixture 101-175 watts incandescent basecase | 150 | 16 | 2400 | 150 | 0.96 | 22500 | 21600 | 24000
Exterior pulse start HID fixture 101-175 watts mercury vapor basecas | 100 | 15 | 1500 | 150 | 0.96 | 15000 | 14400 | 15900
Exterior pulse start HID fixture > 176 watts incandescent basecase | 150 | 25 | 3750 | 200 | 0.96 | 30000 | 28800 | 32550
Exterior pulse start HID fixture > 176 watts mercury vapor basecase | 200 | 24 | 4800 | 200 | 0.96 | 40000 | 38400 | 43200
Ceramic Metal Halide (CMH) ,75 watts | 225 | 47.2222 | 10625 | 75 | 0.96 | 16875 | 16200 | 26825
Interior Pulse Start Metal Halide (400 W replacements) | 500 | 45 | 22500 | 128 | 0.96 | 64000 | 61440 | 83940
Interior HO T-5 4 lamp fixture retrofits | 250 | 75 | 18750 | 252 | 0.96 | 63000 | 60480 | 79230
Occupancy Sensor wall mounted | 500 | 7.5 | 3750 | 45 | 0.96 | 22500 | 21600 | 25350
Occupancy Sensor ceiling mounted | 125 | 20 | 2500 | 80 | 0.96 | 10000 | 9600 | 12100
Plug Load sensor | 50 | 15 | 750 | 20 | 0.96 | 1000 | 960 | 1710
Photocell | 37.4 | 3.5 | 130.9 | 10 | 0.96 | 374 | 359.04 | 489.94
Timeclock | 25.5 | 9 | 229.5 | 31 | 0.96 | 790.5 | 758.88 | 988.38
Refrigeration | 0 | 0 | 0 | 0 | 0 | 0 | 0 | 0
Night Covers for Display Cases - med temp | 50 | 3 | 150 | 9.25 | 0.96 | 462.5 | 444 | 594
Night Covers for Display Cases - low temp | 25 | 3 | 75 | 9.25 | 0.96 | 231.25 | 222 | 297
Infiltration Barrier for Walk-ins (strip curtains) | 100 | 1 | 100 | 14 | 0.96 | 1400 | 1344 | 1444
Retrofit Glass doors on open vertical display cases (Low Temp) | 200 | 100 | 20000 | 400 | 0.96 | 80000 | 76800 | 96800
Retrofit Glass doors on open vertical display cases (Medium Case) | 200 | 50 | 10000 | 263 | 0.96 | 52600 | 50496 | 60496
Replace reach in case w/doors with hi eff case with special doors | 100 | 200 | 20000 | 700 | 0.96 | 70000 | 67200 | 87200
New Low Temp reach in Display Case with doors( replace open) | 50 | 200 | 10000 | 450 | 0.96 | 22500 | 21600 | 31600
New Medium Temp reach in Display Case with Doors (replace open) | 100 | 150 | 15000 | 450 | 0.96 | 45000 | 43200 | 58200
Special Doors with Low Anti-Sweat Heat low temp) | 1200 | 175 | 210000 | 300 | 0.96 | 360000 | 345600 | 555600
Anti-Sweat Heat Controller | 50 | 14 | 700 | 56 | 0.96 | 2800 | 2688 | 3388
Insulate Bare Suction Pipes | 200 | 0.4 | 80 | 1.72 | 0.96 | 344 | 330.24 | 410.24
Main door Cooler Door Gaskets (Walk-in) | 3400 | 2 | 6800 | 5 | 0.96 | 17000 | 16320 | 23120
Main Door Freezer Door Gaskets( Walk-in) | 850 | 2 | 1700 | 5 | 0.96 | 4250 | 4080 | 5780
Glass 'Cooler Door Gaskets (Reach-in or Walk-in) | 170 | 1 | 170 | 5 | 0.96 | 850 | 816 | 986
Auto-closer for Coolers | 850 | 40 | 34000 | 125 | 0.96 | 106250 | 102000 | 136000
Auto-closer for Freezers | 680 | 40 | 27200 | 125 | 0.96 | 85000 | 81600 | 108800
Auto-closers Glass Door for Walk-in Coolers | 20 | 25 | 500 | 125 | 0.96 | 2500 | 2400 | 2900
Oversized Air Cooled Condenser | 100 | 75 | 7500 | 350 | 0.96 | 35000 | 33600 | 41100
Oversized Evaporative Cooled Condenser | 150 | 75 | 11250 | 279 | 0.96 | 41850 | 40176 | 51426
Air cooled to Evaporative cooled condensers -conventional | 100 | 150 | 15000 | 500 | 0.96 | 50000 | 48000 | 63000
Air cooled to Evaporative cooled condensers - multiplex | 150 | 75 | 11250 | 390 | 0.96 | 58500 | 56160 | 67410
Multiplex Compressor System air cooled | 150 | 125 | 18750 | 1750 | 0.96 | 262500 | 252000 | 270750
Multiplex Compressor System - evap cooled | 100 | 150 | 15000 | 1750 | 0.96 | 175000 | 168000 | 183000
Multiplex Compressor System w/ eff cond - air cooled | 50 | 150 | 7500 | 1750 | 0.96 | 87500 | 84000 | 91500
Multiplex Compressor System w/ eff cond - evap cooled | 50 | 275 | 13750 | 1750 | 0.96 | 87500 | 84000 | 97750
Floating Head Pressure Controller - air cooled | 255 | 50 | 12750 | 279 | 0.96 | 71145 | 68299.2 | 81049.2
Floating Head Pressure Controller - evap cooled | 425 | 75 | 31875 | 300 | 0.96 | 127500 | 122400 | 154275
Efficient Evaporator Fan Motors (SHP to PSC) | 85 | 15 | 1275 | 76 | 0.96 | 6460 | 6201.6 | 7476.6
Efficient Evaporator Fan Motors (SHP to ECM) | 85 | 10 | 850 | 76 | 0.96 | 6460 | 6201.6 | 7051.6
High Efficiency Compressor | 85 | 75 | 6375 | 132 | 0.96 | 11220 | 10771.2 | 17146.2
Evaporator Fan Controller | 170 | 70 | 11900 | 300 | 0.96 | 51000 | 48960 | 60860
Vending Machine Controller | 170 | 15 | 2550 | 200 | 0.96 | 34000 | 32640 | 35190
Agricultural | 0 | 0 | 0 | 0 | 0 | 0 | 0 | 0
Sprinkler to Micro-Irrigation conversion | 4605.3 | 44 | 202633.2 | 300 | 0.96 | 1381590 | 1326326.4 | 1528959.6
Low pressure impact sprinkler nozzles( permanent) | 6232.2 | 0.35 | 2181.27 | 1.2 | 0.96 | 7478.64 | 7179.4944 | 9360.7644
Low pressure impact sprinkler nozzles( portable) | 4000 | 0.35 | 1400 | 1.2 | 0.96 | 4800 | 4608 | 6008
Variable Frequency Drives for Dairy Pumps | 100 | 100 | 10000 | 340 | 0.96 | 34000 | 32640 | 42640
Variable Frequency Drives for Injection Molding Machines | 1.7 | 35 | 59.5 | 216 | 0.96 | 367.2 | 352.512 | 412.012
Motors | 0 | 0 | 0 | 0 | 0 | 0 | 0 | 0
Motors 1-200 HP | 550 | 7.6364 | 4200 | 530 | 0.96 | 291500 | 279840 | 284040
Food Service | 0 | 0 | 0 | 0 | 0 | 0 | 0 | 0
Pressureless Steamers <=0.4 kW idle | 340 | 750 | 255000 | 0 | 0.96 | 0 | 0 | 255000
Pressureless Steamers <=0.2 kW idle | 340 | 900 | 306000 | 500 | 0.96 | 170000 | 163200 | 469200
Insulated Holding Cabinet- Full Size <=.8 kW | 120 | 458.3333 | 55000 | 1000 | 0.96 | 120000 | 115200 | 170200
Insulated Holding Cabinet- Full Size <=.6 kW | 120 | 733.3333 | 88000 | 1000 | 0.96 | 120000 | 115200 | 203200
Insulated Holding Cabinet-Three Quarter Size <=.8 kW | 120 | 366.6667 | 44000 | 800 | 0.96 | 96000 | 92160 | 136160
Insulated Holding Cabinet-Three Quarter Size <=.6 kW | 120 | 550 | 66000 | 800 | 0.96 | 96000 | 92160 | 158160
Insulated Holding Cabinet-Half Size <=.4 kW | 120 | 275 | 33000 | 600 | 0.96 | 72000 | 69120 | 102120
Insulated Holding Cabinet-Half Size <=.3 kW | 120 | 366.6667 | 44000 | 600 | 0.96 | 72000 | 69120 | 113120
Non - Administrator Costs Program Total | 383677.2859 |  | 4702804 |  |  | 12002677.3786 | 11522570.2835 | 16225374.2835
Administrator Costs Program Total | [7 empty] | 2297196

## T2.2 Summary Expenditures
Table 2.2: Program Expenditures Summary
Southern California Edison Company (SCE)
Statewide Express Efficiency
0
Nonresidential
Item | Q2 2002 (Apr - Jun) | Q3 2002 (Jul - Sep) | Q4 2002 (Oct - Dec) | Q1 2003 (Jan - Mar) | Q2 2003 (Apr - Jun) | Q3 2003 (Jul - Sep) | Q4 2003 (Oct - Dec) | Total Expenditures
Administrative Costs
Labor | 0 | 0 | 0 | 0 | 0 | 0 | 0 | 0
Benefits | 0 | 0 | 0 | 0 | 0 | 0 | 0 | 0
Travel/Conference/Training | 0 | 0 | 0 | 0 | 0 | 0 | 0 | 0
Reporting/Tracking/Development - Information Services | 0 | 0 | 0 | 0 | 0 | 0 | 0 | 0
Materials & Handling | 0 | 0 | 0 | 0 | 0 | 0 | 0 | 0
Overhead and General and Administrative costs | 0 | 0 | 0 | 0 | 0 | 0 | 0 | 0
Subcontractor Administrative costs | 0 | 0 | 0 | 0 | 0 | 0 | 0 | 0
Total Administrative Costs | 0 | 0 | 0 | 0 | 0 | 0 | 0 | 0
Marketing/Advertising/Outreach Costs
Total Marketing/Advertising/Outreach Costs | 0 | 0 | 0 | 0 | 0 | 0 | 0 | 0
Direct Implementation Costs
Financial Incentives | 0 | 0 | 0 | 0 | 0 | 0 | 0 | 0
Installation costs | 0 | 0 | 0 | 0 | 0 | 0 | 0 | 0
Itemized hardware / materials costs | 0 | 0 | 0 | 0 | 0 | 0 | 0 | 0
Activity costs | 0 | 0 | 0 | 0 | 0 | 0 | 0 | 0
Rebate Processing/Inspection | 0 | 0 | 0 | 0 | 0 | 0 | 0 | 0
Total Direct Implementation costs | 0 | 0 | 0 | 0 | 0 | 0 | 0 | 0
Evaluation, Measurement and Verification Costs
Labor | 0 | 0 | 0 | 0 | 0 | 0 | 0 | 0
Benefits | 0 | 0 | 0 | 0 | 0 | 0 | 0 | 0
Travel/Conference/Training costs | 0 | 0 | 0 | 0 | 0 | 0 | 0 | 0
EM&V Reporting costs | 0 | 0 | 0 | 0 | 0 | 0 | 0 | 0
Materials & Handling | 0 | 0 | 0 | 0 | 0 | 0 | 0 | 0
Overhead and General and Administrative costs | 0 | 0 | 0 | 0 | 0 | 0 | 0 | 0
Total Evaluation, Measurement and Verification Costs | 0 | 0 | 0 | 0 | 0 | 0 | 0 | 0
Other Costs
Total Other Costs | 0 | 0 | 0 | 0 | 0 | 0 | 0 | 0
Expenditures Grand Total | 0 | 0 | 0 | 0 | 0 | 0 | 0 | 0

## T3 - Demand & Energy Reduction
Table 3.1 : Unit Based Implementation Activities | [19 empty] | Table 3.2 : Detailed Demand Reduction (kW) | [10 empty] | Table 3.3: Detailed Energy Savings (kWh) | [12 empty] | Table 3.4: Detailed Energy Savings (Therms)
Southern California Edison Company (SCE) | [19 empty] | Southern California Edison Company (SCE) | [10 empty] | Southern California Edison Company (SCE) | [12 empty] | Southern California Edison Company (SCE)
Statewide Express Efficiency | [19 empty] | Statewide Express Efficiency | [10 empty] | Statewide Express Efficiency | [12 empty] | Statewide Express Efficiency
0 | [19 empty] | 0 | [10 empty] | 0 | [12 empty] | 0
Nonresidential | [19 empty] | Nonresidential | [10 empty] | Nonresidential | [12 empty] | Nonresidential
| 0 | 0 | 0 | 0 |  | 0 | 0 | 0 | 0 | 0 | 0 | 0 | 0 | 0 | 0 | 0 | 0 | 0 | 0 |  | 0
Line Item # | MEASURE DESCRIPTION / ACTIVITY DESCRIPTION (Specify Units If Necessary) | TOTAL PRODUCT OR SERVICE REBATE PAID PER UNIT | DEMAND REDUCTION PER UNIT (kW) | ESTIMATED ANNUAL HOURS OF OPERATION PER UNIT | ENERGY SAVINGS PER UNIT | #REF! | EUL | GROSS IMC PER UNIT | NTG RATIO | Number of Units | 0 | 0 | 0 | 0 | 0 | 0 | 0 | 0 | 0 | Line Item # | MEASURE DESCRIPTION / ACTIVITY DESCRIPTION (Specify Units If Necessary) | Net Demand Reduction (kW) | [8 empty] | Line Item # | MEASURE DESCRIPTION / ACTIVITY DESCRIPTION (Specify Units If Necessary) | Net Energy Savings (kWh) | [10 empty] | Line Item # | MEASURE DESCRIPTION / ACTIVITY DESCRIPTION (Specify Units If Necessary) | Net Energy Savings (Therms)
0 | 0 | 0 | 0 | 0 | #REF! | 0 | 0 |  |  | PROGRAM UNIT GOALS | Number of units for which rebates are paid out and activities are completed | 0 | 0 | 0 | 0 | 0 | 0 | 0 | TOTAL UNITS COMMITTED (number of units for which rebates have been paid out or spending commitments have been made, but for which activities have not yet been completed) | 0 | 0 | Net Achieved Demand Reduction (kW) | [7 empty] | Total Committed Net Demand Reduction kW | Number of units for which rebates are paid out and activities are completed | 0 | Net Annual Energy Savings Achieved (kWh) | [7 empty] | Total Committed Net Annual kWh | Total Achieved Net Lifecycle kWh | Total Committed Net Lifecycle kWh | 0 | 0 | Net Annual Energy Savings Achieved (Therms) | [7 empty] | Total Committed Net Annual Therms | Total Achieved Net Lifecycle Therms | Total Committed Net Lifecycle Therms
0 | 0 | 0 | 0 | 0 | kWh | Therms | 0 |  |  | 0 | 0 | 0 | 0 | Q1 2003 (Jan - Mar) | Q2 2003 (Apr - Jun) | Q3 2003 (Jul - Sep) | Q4 2003 (Oct - Dec) | Total | 0 | 0 | 0 | 0 | 0 | 0 | Q1 2003 (Jan - Mar) | Q2 2003 (Apr - Jun) | Q3 2003 (Jul - Sep) | Q4 2003 (Oct - Dec) | Total Achieved Demand Reduction kW |  | 0 | 0 | 0 | 0 | 0 | Q1 2003 (Jan - Mar) | Q2 2003 (Apr - Jun) | Q3 2003 (Jul - Sep) | Q4 2003 (Oct - Dec) | Total Achieved Annual kWh |  |  |  | 0 | 0 | 0 | 0 | 0 | Q1 2003 (Jan - Mar) | Q2 2003 (Apr - Jun) | Q3 2003 (Jul - Sep) | Q4 2003 (Oct - Dec) | Total Achieved Annual Therms
T3 - 1 | HVAC | 0 | 0 | 0 | 0 | 0 | 0 | 0 | 0 | 0 | 0 | 0 | 0 | 0 | 0 | 0 | 0 | 0 | 0 | T3 - 1 | HVAC | 0 | 0 | 0 | 0 | 0 | 0 | 0 | 0 | 0 | T3 - 1 | HVAC | 0 | 0 | 0 | 0 | 0 | 0 | 0 | 0 | 0 | 0 | 0 | T3 - 1 | HVAC | 0 | 0 | 0 | 0 | 0 | 0 | 0 | 0 | 0 | 0 | 0
T3 - 2 | Package Terminal Air Conditioners | 50 | 0.157 | 2440 | 383.08 | 0 | 15 | 65 | 0.96 | 5000 | 0 | 0 | 0 | 500 | 1500 | 1500 | 1500 | 5000 | 0 | T3 - 2 | Package Terminal Air Conditioners | 0 | 0 | 0 | 75.36 | 226.08 | 226.08 | 226.08 | 753.6 | 0 | T3 - 2 | Package Terminal Air Conditioners | 0 | 0 | 0 | 183878.4 | 551635.2 | 551635.2 | 551635.2 | 1838784 | 0 | 27581760 | 0 | T3 - 2 | Package Terminal Air Conditioners | 0 | 0 | 0 | 0 | 0 | 0 | 0 | 0 | 0 | 0 | 0
T3 - 3 | Package single Tier 1-air cooled | 79.8804 | 0.254 | 2440 | 619.76 | 0 | 15 | 158 | 0.96 | 5015 | 0 | 0 | 0 | 501.5 | 1504.5 | 1504.5 | 1504.5 | 5015 | 0 | T3 - 3 | Package single Tier 1-air cooled | 0 | 0 | 0 | 122.2858 | 366.8573 | 366.8573 | 366.8573 | 1222.8576 | 0 | T3 - 3 | Package single Tier 1-air cooled | 0 | 0 | 0 | 298377.2544 | 895131.7632 | 895131.7632 | 895131.7632 | 2983772.544 | 0 | 44756588.16 | 0 | T3 - 3 | Package single Tier 1-air cooled | 0 | 0 | 0 | 0 | 0 | 0 | 0 | 0 | 0 | 0 | 0
T3 - 4 | Split System single Tier 1- air cooled | 79.9061 | 0.217 | 2440 | 529.48 | 0 | 15 | 205 | 0.96 | 4260 | 0 | 0 | 0 | 426 | 1278 | 1278 | 1278 | 4260 | 0 | T3 - 4 | Split System single Tier 1- air cooled | 0 | 0 | 0 | 88.7443 | 266.233 | 266.233 | 266.233 | 887.4432 | 0 | T3 - 4 | Split System single Tier 1- air cooled | 0 | 0 | 0 | 216536.1408 | 649608.4224 | 649608.4224 | 649608.4224 | 2165361.408 | 0 | 32480421.12 | 0 | T3 - 4 | Split System single Tier 1- air cooled | 0 | 0 | 0 | 0 | 0 | 0 | 0 | 0 | 0 | 0 | 0
T3 - 5 | Package single Tier 2 - air cooled | 98.5714 | 0.283 | 2440 | 690.52 | 0 | 15 | 316 | 0.96 | 875 | 0 | 0 | 0 | 87.5 | 262.5 | 262.5 | 262.5 | 875 | 0 | T3 - 5 | Package single Tier 2 - air cooled | 0 | 0 | 0 | 23.772 | 71.316 | 71.316 | 71.316 | 237.72 | 0 | T3 - 5 | Package single Tier 2 - air cooled | 0 | 0 | 0 | 58003.68 | 174011.04 | 174011.04 | 174011.04 | 580036.8 | 0 | 8700552 | 0 | T3 - 5 | Package single Tier 2 - air cooled | 0 | 0 | 0 | 0 | 0 | 0 | 0 | 0 | 0 | 0 | 0
T3 - 6 | Split System single Tier 2- air cooled | 98.5714 | 0.274 | 2440 | 668.56 | 0 | 15 | 406 | 0.96 | 350 | 0 | 0 | 0 | 35 | 105 | 105 | 105 | 350 | 0 | T3 - 6 | Split System single Tier 2- air cooled | 0 | 0 | 0 | 9.2064 | 27.6192 | 27.6192 | 27.6192 | 92.064 | 0 | T3 - 6 | Split System single Tier 2- air cooled | 0 | 0 | 0 | 22463.616 | 67390.848 | 67390.848 | 67390.848 | 224636.16 | 0 | 3369542.4 | 0 | T3 - 6 | Split System single Tier 2- air cooled | 0 | 0 | 0 | 0 | 0 | 0 | 0 | 0 | 0 | 0 | 0
T3 - 7 | Package single Tier 3 - air cooled | 116.6667 | 0.311 | 2440 | 758.84 | 0 | 15 | 421 | 0.96 | 180 | 0 | 0 | 0 | 18 | 54 | 54 | 54 | 180 | 0 | T3 - 7 | Package single Tier 3 - air cooled | 0 | 0 | 0 | 5.3741 | 16.1222 | 16.1222 | 16.1222 | 53.7408 | 0 | T3 - 7 | Package single Tier 3 - air cooled | 0 | 0 | 0 | 13112.7552 | 39338.2656 | 39338.2656 | 39338.2656 | 131127.552 | 0 | 1966913.28 | 0 | T3 - 7 | Package single Tier 3 - air cooled | 0 | 0 | 0 | 0 | 0 | 0 | 0 | 0 | 0 | 0 | 0
T3 - 8 | Split System Tier 3 - air cooled | 117.1429 | 0.308 | 2440 | 751.52 | 0 | 15 | 541 | 0.96 | 210 | 0 | 0 | 0 | 21 | 63 | 63 | 63 | 210 | 0 | T3 - 8 | Split System Tier 3 - air cooled | 0 | 0 | 0 | 6.2093 | 18.6278 | 18.6278 | 18.6278 | 62.0928 | 0 | T3 - 8 | Split System Tier 3 - air cooled | 0 | 0 | 0 | 15150.6432 | 45451.9296 | 45451.9296 | 45451.9296 | 151506.432 | 0 | 2272596.48 | 0 | T3 - 8 | Split System Tier 3 - air cooled | 0 | 0 | 0 | 0 | 0 | 0 | 0 | 0 | 0 | 0 | 0
T3 - 9 | 65-135kBTU air cooled, package or split Tier 2 | 148.6462 | 0.106 | 2440 | 258.64 | 0 | 15 | 79 | 0.96 | 1385 | 0 | 0 | 0 | 138.5 | 415.5 | 415.5 | 415.5 | 1385 | 0 | T3 - 9 | 65-135kBTU air cooled, package or split Tier 2 | 0 | 0 | 0 | 14.0938 | 42.2813 | 42.2813 | 42.2813 | 140.9376 | 0 | T3 - 9 | 65-135kBTU air cooled, package or split Tier 2 | 0 | 0 | 0 | 34388.7744 | 103166.3232 | 103166.3232 | 103166.3232 | 343887.744 | 0 | 5158316.16 | 0 | T3 - 9 | 65-135kBTU air cooled, package or split Tier 2 | 0 | 0 | 0 | 0 | 0 | 0 | 0 | 0 | 0 | 0 | 0
T3 - 10 | 135-240 kBTU air cooled, package or split Tier 2 | 148.1707 | 0.115 | 2440 | 280.6 | 0 | 15 | 79 | 0.96 | 1025 | 0 | 0 | 0 | 102.5 | 307.5 | 307.5 | 307.5 | 1025 | 0 | T3 - 10 | 135-240 kBTU air cooled, package or split Tier 2 | 0 | 0 | 0 | 11.316 | 33.948 | 33.948 | 33.948 | 113.16 | 0 | T3 - 10 | 135-240 kBTU air cooled, package or split Tier 2 | 0 | 0 | 0 | 27611.04 | 82833.12 | 82833.12 | 82833.12 | 276110.4 | 0 | 4141656 | 0 | T3 - 10 | 135-240 kBTU air cooled, package or split Tier 2 | 0 | 0 | 0 | 0 | 0 | 0 | 0 | 0 | 0 | 0 | 0
T3 - 11 | >240 kBTU air cooled, package or split Tier 2 | 146.4286 | 0.126 | 2440 | 307.44 | 0 | 15 | 79 | 0.96 | 525 | 0 | 0 | 0 | 52.5 | 157.5 | 157.5 | 157.5 | 525 | 0 | T3 - 11 | >240 kBTU air cooled, package or split Tier 2 | 0 | 0 | 0 | 6.3504 | 19.0512 | 19.0512 | 19.0512 | 63.504 | 0 | T3 - 11 | >240 kBTU air cooled, package or split Tier 2 | 0 | 0 | 0 | 15494.976 | 46484.928 | 46484.928 | 46484.928 | 154949.76 | 0 | 2324246.4 | 0 | T3 - 11 | >240 kBTU air cooled, package or split Tier 2 | 0 | 0 | 0 | 0 | 0 | 0 | 0 | 0 | 0 | 0 | 0
T3 - 12 | Variable-Frequency Drives - HVAC Fans | 40 | 0 | #DIV/0! | 753 | 0 | 15 | 202 | 0.96 | 25 | 0 | 0 | 0 | 2.5 | 7.5 | 7.5 | 7.5 | 25 | 0 | T3 - 12 | Variable-Frequency Drives - HVAC Fans | 0 | 0 | 0 | 0 | 0 | 0 | 0 | 0 | 0 | T3 - 12 | Variable-Frequency Drives - HVAC Fans | 0 | 0 | 0 | 1807.2 | 5421.6 | 5421.6 | 5421.6 | 18072 | 0 | 271080 | 0 | T3 - 12 | Variable-Frequency Drives - HVAC Fans | 0 | 0 | 0 | 0 | 0 | 0 | 0 | 0 | 0 | 0 | 0
T3 - 13 | Setback Programmable Thermostats | 31 | 0 | #DIV/0! | 327 | 0 | 11 | 58 | 0.96 | 2400 | 0 | 0 | 0 | 240 | 720 | 720 | 720 | 2400 | 0 | T3 - 13 | Setback Programmable Thermostats | 0 | 0 | 0 | 0 | 0 | 0 | 0 | 0 | 0 | T3 - 13 | Setback Programmable Thermostats | 0 | 0 | 0 | 75340.8 | 226022.4 | 226022.4 | 226022.4 | 753408 | 0 | 8287488 | 0 | T3 - 13 | Setback Programmable Thermostats | 0 | 0 | 0 | 0 | 0 | 0 | 0 | 0 | 0 | 0 | 0
T3 - 14 | Reflective Window Film - Coastal | 0.45 | 0.003 | 4333.3333 | 13 | 0 | 10 | 1.79 | 0.96 | 50 | 0 | 0 | 0 | 5 | 15 | 15 | 15 | 50 | 0 | T3 - 14 | Reflective Window Film - Coastal | 0 | 0 | 0 | 0.0144 | 0.0432 | 0.0432 | 0.0432 | 0.144 | 0 | T3 - 14 | Reflective Window Film - Coastal | 0 | 0 | 0 | 62.4 | 187.2 | 187.2 | 187.2 | 624 | 0 | 6240 | 0 | T3 - 14 | Reflective Window Film - Coastal | 0 | 0 | 0 | 0 | 0 | 0 | 0 | 0 | 0 | 0 | 0
T3 - 15 | Reflective Window Film - Inland | 0.89821 | 0.003 | 5333.3333 | 16 | 0 | 10 | 1.79 | 0.96 | 50200 | 0 | 0 | 0 | 5020 | 15060 | 15060 | 15060 | 50200 | 0 | T3 - 15 | Reflective Window Film - Inland | 0 | 0 | 0 | 14.4576 | 43.3728 | 43.3728 | 43.3728 | 144.576 | 0 | T3 - 15 | Reflective Window Film - Inland | 0 | 0 | 0 | 77107.2 | 231321.6 | 231321.6 | 231321.6 | 771072 | 0 | 7710720 | 0 | T3 - 15 | Reflective Window Film - Inland | 0 | 0 | 0 | 0 | 0 | 0 | 0 | 0 | 0 | 0 | 0
T3 - 16 | Reflective Window Film - Desert | 1.7946 | 0.003 | 8000 | 24 | 0 | 10 | 1.79 | 0.96 | 25100 | 0 | 0 | 0 | 2510 | 7530 | 7530 | 7530 | 25100 | 0 | T3 - 16 | Reflective Window Film - Desert | 0 | 0 | 0 | 7.2288 | 21.6864 | 21.6864 | 21.6864 | 72.288 | 0 | T3 - 16 | Reflective Window Film - Desert | 0 | 0 | 0 | 57830.4 | 173491.2 | 173491.2 | 173491.2 | 578304 | 0 | 5783040 | 0 | T3 - 16 | Reflective Window Film - Desert | 0 | 0 | 0 | 0 | 0 | 0 | 0 | 0 | 0 | 0 | 0
T3 - 17 | Direct Evaporative Coolers | 70 | 0.714 | 1505.6022 | 1075 | 0 | 15 | 127 | 0.96 | 193.8 | 0 | 0 | 0 | 19.38 | 58.14 | 58.14 | 58.14 | 193.8 | 0 | T3 - 17 | Direct Evaporative Coolers | 0 | 0 | 0 | 13.2838 | 39.8515 | 39.8515 | 39.8515 | 132.8383 | 0 | T3 - 17 | Direct Evaporative Coolers | 0 | 0 | 0 | 20000.16 | 60000.48 | 60000.48 | 60000.48 | 200001.6 | 0 | 3000024 | 0 | T3 - 17 | Direct Evaporative Coolers | 0 | 0 | 0 | 0 | 0 | 0 | 0 | 0 | 0 | 0 | 0
T3 - 18 | Cool Roof | 0.15 | 0.25 | 750 | 187.5 | 0 | 15 | 0.21 | 0.96 | 1700 | 0 | 0 | 0 | 170 | 510 | 510 | 510 | 1700 | 0 | T3 - 18 | Cool Roof | 0 | 0 | 0 | 40.8 | 122.4 | 122.4 | 122.4 | 408 | 0 | T3 - 18 | Cool Roof | 0 | 0 | 0 | 30600 | 91800 | 91800 | 91800 | 306000 | 0 | 4590000 | 0 | T3 - 18 | Cool Roof | 0 | 0 | 0 | 0 | 0 | 0 | 0 | 0 | 0 | 0 | 0
T3 - 19 | Lighting | 0 | 0 | 0 | 0 | 0 | 0 | 0 | 0 | 0 | 0 | 0 | 0 | 0 | 0 | 0 | 0 | 0 | 0 | T3 - 19 | Lighting | 0 | 0 | 0 | 0 | 0 | 0 | 0 | 0 | 0 | T3 - 19 | Lighting | 0 | 0 | 0 | 0 | 0 | 0 | 0 | 0 | 0 | 0 | 0 | T3 - 19 | Lighting | 0 | 0 | 0 | 0 | 0 | 0 | 0 | 0 | 0 | 0 | 0
T3 - 20 | Screw-in Compact Fluorescent Lamp, 5 - 13 watts | 1.5 | 0.031 | 4685 | 145.235 | 0 | 8 | 14.4 | 0.96 | 10000 | 0 | 0 | 0 | 1000 | 3000 | 3000 | 3000 | 10000 | 0 | T3 - 20 | Screw-in Compact Fluorescent Lamp, 5 - 13 watts | 0 | 0 | 0 | 29.76 | 89.28 | 89.28 | 89.28 | 297.6 | 0 | T3 - 20 | Screw-in Compact Fluorescent Lamp, 5 - 13 watts | 0 | 0 | 0 | 139425.6 | 418276.8 | 418276.8 | 418276.8 | 1394256 | 0 | 11154048 | 0 | T3 - 20 | Screw-in Compact Fluorescent Lamp, 5 - 13 watts | 0 | 0 | 0 | 0 | 0 | 0 | 0 | 0 | 0 | 0 | 0
T3 - 21 | Screw-in Compact Fluorescent Lamp, 14-26 watts | 3.5 | 0.0495 | 4685 | 231.9075 | 0 | 8 | 11.38 | 0.96 | 30000 | 0 | 0 | 0 | 3000 | 9000 | 9000 | 9000 | 30000 | 0 | T3 - 21 | Screw-in Compact Fluorescent Lamp, 14-26 watts | 0 | 0 | 0 | 142.56 | 427.68 | 427.68 | 427.68 | 1425.6 | 0 | T3 - 21 | Screw-in Compact Fluorescent Lamp, 14-26 watts | 0 | 0 | 0 | 667893.6 | 2003680.8 | 2003680.8 | 2003680.8 | 6678936 | 0 | 53431488 | 0 | T3 - 21 | Screw-in Compact Fluorescent Lamp, 14-26 watts | 0 | 0 | 0 | 0 | 0 | 0 | 0 | 0 | 0 | 0 | 0
T3 - 22 | Screw-in Compact Fluorescent Lamp, 14-26 w/ reflector | 6 | 0.0495 | 4685 | 231.9075 | 0 | 8 | 11.38 | 0.96 | 25000 | 0 | 0 | 0 | 2500 | 7500 | 7500 | 7500 | 25000 | 0 | T3 - 22 | Screw-in Compact Fluorescent Lamp, 14-26 w/ reflector | 0 | 0 | 0 | 118.8 | 356.4 | 356.4 | 356.4 | 1188 | 0 | T3 - 22 | Screw-in Compact Fluorescent Lamp, 14-26 w/ reflector | 0 | 0 | 0 | 556578 | 1669734 | 1669734 | 1669734 | 5565780 | 0 | 44526240 | 0 | T3 - 22 | Screw-in Compact Fluorescent Lamp, 14-26 w/ reflector | 0 | 0 | 0 | 0 | 0 | 0 | 0 | 0 | 0 | 0 | 0
T3 - 23 | Screw-in Compact Fluorescent Lamp, >=27watts | 4.25 | 0.094 | 4685 | 440.39 | 0 | 8 | 21 | 0.96 | 15000 | 0 | 0 | 0 | 1500 | 4500 | 4500 | 4500 | 15000 | 0 | T3 - 23 | Screw-in Compact Fluorescent Lamp, >=27watts | 0 | 0 | 0 | 135.36 | 406.08 | 406.08 | 406.08 | 1353.6 | 0 | T3 - 23 | Screw-in Compact Fluorescent Lamp, >=27watts | 0 | 0 | 0 | 634161.6 | 1902484.8 | 1902484.8 | 1902484.8 | 6341616 | 0 | 50732928 | 0 | T3 - 23 | Screw-in Compact Fluorescent Lamp, >=27watts | 0 | 0 | 0 | 0 | 0 | 0 | 0 | 0 | 0 | 0 | 0
T3 - 24 | Hardwired Fluorescent Fixture, 5-13 watts | 12.5 | 0.045 | 4685 | 210.825 | 0 | 16 | 37 | 0.96 | 850 | 0 | 0 | 0 | 85 | 255 | 255 | 255 | 850 | 0 | T3 - 24 | Hardwired Fluorescent Fixture, 5-13 watts | 0 | 0 | 0 | 3.672 | 11.016 | 11.016 | 11.016 | 36.72 | 0 | T3 - 24 | Hardwired Fluorescent Fixture, 5-13 watts | 0 | 0 | 0 | 17203.32 | 51609.96 | 51609.96 | 51609.96 | 172033.2 | 0 | 2752531.2 | 0 | T3 - 24 | Hardwired Fluorescent Fixture, 5-13 watts | 0 | 0 | 0 | 0 | 0 | 0 | 0 | 0 | 0 | 0 | 0
T3 - 25 | Hardwired Fluorescent Fixture, 14-26 watts | 11.5 | 0.074 | 4685 | 346.69 | 0 | 16 | 44 | 0.96 | 850 | 0 | 0 | 0 | 85 | 255 | 255 | 255 | 850 | 0 | T3 - 25 | Hardwired Fluorescent Fixture, 14-26 watts | 0 | 0 | 0 | 6.0384 | 18.1152 | 18.1152 | 18.1152 | 60.384 | 0 | T3 - 25 | Hardwired Fluorescent Fixture, 14-26 watts | 0 | 0 | 0 | 28289.904 | 84869.712 | 84869.712 | 84869.712 | 282899.04 | 0 | 4526384.64 | 0 | T3 - 25 | Hardwired Fluorescent Fixture, 14-26 watts | 0 | 0 | 0 | 0 | 0 | 0 | 0 | 0 | 0 | 0 | 0
T3 - 26 | Hardwired Fluorescent Fixture, 27-65 watts(incandescent basecase) | 18 | 0.142 | 4685 | 665.27 | 0 | 16 | 91 | 0.96 | 1275 | 0 | 0 | 0 | 127.5 | 382.5 | 382.5 | 382.5 | 1275 | 0 | T3 - 26 | Hardwired Fluorescent Fixture, 27-65 watts(incandescent basecase) | 0 | 0 | 0 | 17.3808 | 52.1424 | 52.1424 | 52.1424 | 173.808 | 0 | T3 - 26 | Hardwired Fluorescent Fixture, 27-65 watts(incandescent basecase) | 0 | 0 | 0 | 81429.048 | 244287.144 | 244287.144 | 244287.144 | 814290.48 | 0 | 13028647.68 | 0 | T3 - 26 | Hardwired Fluorescent Fixture, 27-65 watts(incandescent basecase) | 0 | 0 | 0 | 0 | 0 | 0 | 0 | 0 | 0 | 0 | 0
T3 - 27 | Hardwired Fluorescent Fixture, 27-65 watts(mercury vapor basecase) | 17 | 0.067 | 4685 | 313.895 | 0 | 16 | 91 | 0.96 | 425 | 0 | 0 | 0 | 42.5 | 127.5 | 127.5 | 127.5 | 425 | 0 | T3 - 27 | Hardwired Fluorescent Fixture, 27-65 watts(mercury vapor basecase) | 0 | 0 | 0 | 2.7336 | 8.2008 | 8.2008 | 8.2008 | 27.336 | 0 | T3 - 27 | Hardwired Fluorescent Fixture, 27-65 watts(mercury vapor basecase) | 0 | 0 | 0 | 12806.916 | 38420.748 | 38420.748 | 38420.748 | 128069.16 | 0 | 2049106.56 | 0 | T3 - 27 | Hardwired Fluorescent Fixture, 27-65 watts(mercury vapor basecase) | 0 | 0 | 0 | 0 | 0 | 0 | 0 | 0 | 0 | 0 | 0
T3 - 28 | Hardwired Fluorescent Fixture, 66-90 watts(incandescent base case) | 22.5 | 0.216 | 4685 | 1011.96 | 0 | 16 | 141 | 0.96 | 510 | 0 | 0 | 0 | 51 | 153 | 153 | 153 | 510 | 0 | T3 - 28 | Hardwired Fluorescent Fixture, 66-90 watts(incandescent base case) | 0 | 0 | 0 | 10.5754 | 31.7261 | 31.7261 | 31.7261 | 105.7536 | 0 | T3 - 28 | Hardwired Fluorescent Fixture, 66-90 watts(incandescent base case) | 0 | 0 | 0 | 49545.5616 | 148636.6848 | 148636.6848 | 148636.6848 | 495455.616 | 0 | 7927289.856 | 0 | T3 - 28 | Hardwired Fluorescent Fixture, 66-90 watts(incandescent base case) | 0 | 0 | 0 | 0 | 0 | 0 | 0 | 0 | 0 | 0 | 0
T3 - 29 | Hardwired Fluorescent Fixture, 66-90 watts(mercury vapor base case) | 21.5 | 0.116 | 4685 | 543.46 | 0 | 16 | 141 | 0.96 | 85 | 0 | 0 | 0 | 8.5 | 25.5 | 25.5 | 25.5 | 85 | 0 | T3 - 29 | Hardwired Fluorescent Fixture, 66-90 watts(mercury vapor base case) | 0 | 0 | 0 | 0.94656 | 2.8397 | 2.8397 | 2.8397 | 9.4656 | 0 | T3 - 29 | Hardwired Fluorescent Fixture, 66-90 watts(mercury vapor base case) | 0 | 0 | 0 | 4434.6336 | 13303.9008 | 13303.9008 | 13303.9008 | 44346.336 | 0 | 709541.376 | 0 | T3 - 29 | Hardwired Fluorescent Fixture, 66-90 watts(mercury vapor base case) | 0 | 0 | 0 | 0 | 0 | 0 | 0 | 0 | 0 | 0 | 0
T3 - 30 | Hardwired Fluorescent Fixture, >90 watts(incandescent base case) | 22.5 | 0.216 | 4685 | 1011.96 | 0 | 16 | 141 | 0.96 | 170 | 0 | 0 | 0 | 17 | 51 | 51 | 51 | 170 | 0 | T3 - 30 | Hardwired Fluorescent Fixture, >90 watts(incandescent base case) | 0 | 0 | 0 | 3.5251 | 10.5754 | 10.5754 | 10.5754 | 35.2512 | 0 | T3 - 30 | Hardwired Fluorescent Fixture, >90 watts(incandescent base case) | 0 | 0 | 0 | 16515.1872 | 49545.5616 | 49545.5616 | 49545.5616 | 165151.872 | 0 | 2642429.952 | 0 | T3 - 30 | Hardwired Fluorescent Fixture, >90 watts(incandescent base case) | 0 | 0 | 0 | 0 | 0 | 0 | 0 | 0 | 0 | 0 | 0
T3 - 31 | Hardwired Fluorescent Fixture, >90 watts(mercury vapor base case) | 21.5 | 0.116 | 4685 | 543.46 | 0 | 16 | 141 | 0.96 | 42.5 | 0 | 0 | 0 | 4.25 | 12.75 | 12.75 | 12.75 | 42.5 | 0 | T3 - 31 | Hardwired Fluorescent Fixture, >90 watts(mercury vapor base case) | 0 | 0 | 0 | 0.47328 | 1.4198 | 1.4198 | 1.4198 | 4.7328 | 0 | T3 - 31 | Hardwired Fluorescent Fixture, >90 watts(mercury vapor base case) | 0 | 0 | 0 | 2217.3168 | 6651.9504 | 6651.9504 | 6651.9504 | 22173.168 | 0 | 354770.688 | 0 | T3 - 31 | Hardwired Fluorescent Fixture, >90 watts(mercury vapor base case) | 0 | 0 | 0 | 0 | 0 | 0 | 0 | 0 | 0 | 0 | 0
T3 - 32 | Induction Lamps and fixtures 55 - 100 watts | 50 | 0.18 | 4685 | 843.3 | 0 | 16 | 295 | 0.96 | 17 | 0 | 0 | 0 | 1.7 | 5.1 | 5.1 | 5.1 | 17 | 0 | T3 - 32 | Induction Lamps and fixtures 55 - 100 watts | 0 | 0 | 0 | 0.29376 | 0.88128 | 0.88128 | 0.88128 | 2.9376 | 0 | T3 - 32 | Induction Lamps and fixtures 55 - 100 watts | 0 | 0 | 0 | 1376.2656 | 4128.7968 | 4128.7968 | 4128.7968 | 13762.656 | 0 | 220202.496 | 0 | T3 - 32 | Induction Lamps and fixtures 55 - 100 watts | 0 | 0 | 0 | 0 | 0 | 0 | 0 | 0 | 0 | 0 | 0
T3 - 33 | Induction Lamps and fixtures >100 watts | 60 | 0.343 | 4685 | 1606.955 | 0 | 16 | 135 | 0.96 | 17 | 0 | 0 | 0 | 1.7 | 5.1 | 5.1 | 5.1 | 17 | 0 | T3 - 33 | Induction Lamps and fixtures >100 watts | 0 | 0 | 0 | 0.55978 | 1.6793 | 1.6793 | 1.6793 | 5.5978 | 0 | T3 - 33 | Induction Lamps and fixtures >100 watts | 0 | 0 | 0 | 2622.5506 | 7867.6517 | 7867.6517 | 7867.6517 | 26225.5056 | 0 | 419608.0896 | 0 | T3 - 33 | Induction Lamps and fixtures >100 watts | 0 | 0 | 0 | 0 | 0 | 0 | 0 | 0 | 0 | 0 | 0
T3 - 34 | LED Exit Sign Retrofit Kit | 8.1429 | 0.034 | 8736 | 297.024 | 0 | 16 | 52.1 | 0.96 | 1050 | 0 | 0 | 0 | 105 | 315 | 315 | 315 | 1050 | 0 | T3 - 34 | LED Exit Sign Retrofit Kit | 0 | 0 | 0 | 3.4272 | 10.2816 | 10.2816 | 10.2816 | 34.272 | 0 | T3 - 34 | LED Exit Sign Retrofit Kit | 0 | 0 | 0 | 29940.0192 | 89820.0576 | 89820.0576 | 89820.0576 | 299400.192 | 0 | 4790403.072 | 0 | T3 - 34 | LED Exit Sign Retrofit Kit | 0 | 0 | 0 | 0 | 0 | 0 | 0 | 0 | 0 | 0 | 0
T3 - 35 | LED Exit Sign | 26.25 | 0.034 | 8736 | 297.024 | 0 | 16 | 111 | 0.96 | 1800 | 0 | 0 | 0 | 180 | 540 | 540 | 540 | 1800 | 0 | T3 - 35 | LED Exit Sign | 0 | 0 | 0 | 5.8752 | 17.6256 | 17.6256 | 17.6256 | 58.752 | 0 | T3 - 35 | LED Exit Sign | 0 | 0 | 0 | 51325.7472 | 153977.2416 | 153977.2416 | 153977.2416 | 513257.472 | 0 | 8212119.552 | 0 | T3 - 35 | LED Exit Sign | 0 | 0 | 0 | 0 | 0 | 0 | 0 | 0 | 0 | 0 | 0
T3 - 36 | LED Channel Signage (Red) indoor <2ft | 7.8596 | 0.01 | 4368 | 43.68 | 0 | 16 | 18 | 0.96 | 997 | 0 | 0 | 0 | 99.7 | 299.1 | 299.1 | 299.1 | 997 | 0 | T3 - 36 | LED Channel Signage (Red) indoor <2ft | 0 | 0 | 0 | 0.95712 | 2.8714 | 2.8714 | 2.8714 | 9.5712 | 0 | T3 - 36 | LED Channel Signage (Red) indoor <2ft | 0 | 0 | 0 | 4180.7002 | 12542.1005 | 12542.1005 | 12542.1005 | 41807.0016 | 0 | 668912.0256 | 0 | T3 - 36 | LED Channel Signage (Red) indoor <2ft | 0 | 0 | 0 | 0 | 0 | 0 | 0 | 0 | 0 | 0 | 0
T3 - 37 | LED Channel Signage (Red) indoor >2ft | 11.8457 | 0.02 | 4368 | 87.36 | 0 | 16 | 33 | 0.96 | 875 | 0 | 0 | 0 | 87.5 | 262.5 | 262.5 | 262.5 | 875 | 0 | T3 - 37 | LED Channel Signage (Red) indoor >2ft | 0 | 0 | 0 | 1.68 | 5.04 | 5.04 | 5.04 | 16.8 | 0 | T3 - 37 | LED Channel Signage (Red) indoor >2ft | 0 | 0 | 0 | 7338.24 | 22014.72 | 22014.72 | 22014.72 | 73382.4 | 0 | 1174118.4 | 0 | T3 - 37 | LED Channel Signage (Red) indoor >2ft | 0 | 0 | 0 | 0 | 0 | 0 | 0 | 0 | 0 | 0 | 0
T3 - 38 | LED Channel Signage (Red) outdoor <2ft | 3.9543 | 0 | #DIV/0! | 22 | 0 | 16 | 18 | 0.96 | 875 | 0 | 0 | 0 | 87.5 | 262.5 | 262.5 | 262.5 | 875 | 0 | T3 - 38 | LED Channel Signage (Red) outdoor <2ft | 0 | 0 | 0 | 0 | 0 | 0 | 0 | 0 | 0 | T3 - 38 | LED Channel Signage (Red) outdoor <2ft | 0 | 0 | 0 | 1848 | 5544 | 5544 | 5544 | 18480 | 0 | 295680 | 0 | T3 - 38 | LED Channel Signage (Red) outdoor <2ft | 0 | 0 | 0 | 0 | 0 | 0 | 0 | 0 | 0 | 0 | 0
T3 - 39 | LED Channel Signage (Red) outdoor >2ft | 6.0171 | 0 | #DIV/0! | 43.8 | 0 | 16 | 33 | 0.96 | 875 | 0 | 0 | 0 | 87.5 | 262.5 | 262.5 | 262.5 | 875 | 0 | T3 - 39 | LED Channel Signage (Red) outdoor >2ft | 0 | 0 | 0 | 0 | 0 | 0 | 0 | 0 | 0 | T3 - 39 | LED Channel Signage (Red) outdoor >2ft | 0 | 0 | 0 | 3679.2 | 11037.6 | 11037.6 | 11037.6 | 36792 | 0 | 588672 | 0 | T3 - 39 | LED Channel Signage (Red) outdoor >2ft | 0 | 0 | 0 | 0 | 0 | 0 | 0 | 0 | 0 | 0 | 0
T3 - 40 | LED Strip Neon Replacement, Indoor | 7.7778 | 0.01 | 4400 | 44 | 0 | 16 | 18 | 0.96 | 1800 | 0 | 0 | 0 | 180 | 540 | 540 | 540 | 1800 | 0 | T3 - 40 | LED Strip Neon Replacement, Indoor | 0 | 0 | 0 | 1.728 | 5.184 | 5.184 | 5.184 | 17.28 | 0 | T3 - 40 | LED Strip Neon Replacement, Indoor | 0 | 0 | 0 | 7603.2 | 22809.6 | 22809.6 | 22809.6 | 76032 | 0 | 1216512 | 0 | T3 - 40 | LED Strip Neon Replacement, Indoor | 0 | 0 | 0 | 0 | 0 | 0 | 0 | 0 | 0 | 0 | 0
T3 - 41 | LED Strip Neon Replacement,Outdoor | 3.8889 | 0 | #DIV/0! | 22 | 0 | 16 | 18 | 0.96 | 1800 | 0 | 0 | 0 | 180 | 540 | 540 | 540 | 1800 | 0 | T3 - 41 | LED Strip Neon Replacement,Outdoor | 0 | 0 | 0 | 0 | 0 | 0 | 0 | 0 | 0 | T3 - 41 | LED Strip Neon Replacement,Outdoor | 0 | 0 | 0 | 3801.6 | 11404.8 | 11404.8 | 11404.8 | 38016 | 0 | 608256 | 0 | T3 - 41 | LED Strip Neon Replacement,Outdoor | 0 | 0 | 0 | 0 | 0 | 0 | 0 | 0 | 0 | 0 | 0
T3 - 42 | Electronic Ballast, Non-Dimming | 2 | 0.007 | 4685 | 32.795 | 0 | 16 | 13 | 0.96 | 200 | 0 | 0 | 0 | 20 | 60 | 60 | 60 | 200 | 0 | T3 - 42 | Electronic Ballast, Non-Dimming | 0 | 0 | 0 | 0.1344 | 0.4032 | 0.4032 | 0.4032 | 1.344 | 0 | T3 - 42 | Electronic Ballast, Non-Dimming | 0 | 0 | 0 | 629.664 | 1888.992 | 1888.992 | 1888.992 | 6296.64 | 0 | 100746.24 | 0 | T3 - 42 | Electronic Ballast, Non-Dimming | 0 | 0 | 0 | 0 | 0 | 0 | 0 | 0 | 0 | 0 | 0
T3 - 43 | Electronic Ballast, Dimming(with daylighting) | 10 | 0.013 | 4685 | 60.905 | 0 | 16 | 42 | 0.96 | 500 | 0 | 0 | 0 | 50 | 150 | 150 | 150 | 500 | 0 | T3 - 43 | Electronic Ballast, Dimming(with daylighting) | 0 | 0 | 0 | 0.624 | 1.872 | 1.872 | 1.872 | 6.24 | 0 | T3 - 43 | Electronic Ballast, Dimming(with daylighting) | 0 | 0 | 0 | 2923.44 | 8770.32 | 8770.32 | 8770.32 | 29234.4 | 0 | 467750.4 | 0 | T3 - 43 | Electronic Ballast, Dimming(with daylighting) | 0 | 0 | 0 | 0 | 0 | 0 | 0 | 0 | 0 | 0 | 0
T3 - 44 | Premium 'T-8 Lamp and Electronic, 2-foot lamp installed | 2 | 0.0099 | 4685 | 46.3815 | 0 | 16 | 21 | 0.96 | 5000 | 0 | 0 | 0 | 500 | 1500 | 1500 | 1500 | 5000 | 0 | T3 - 44 | Premium 'T-8 Lamp and Electronic, 2-foot lamp installed | 0 | 0 | 0 | 4.752 | 14.256 | 14.256 | 14.256 | 47.52 | 0 | T3 - 44 | Premium 'T-8 Lamp and Electronic, 2-foot lamp installed | 0 | 0 | 0 | 22263.12 | 66789.36 | 66789.36 | 66789.36 | 222631.2 | 0 | 3562099.2 | 0 | T3 - 44 | Premium 'T-8 Lamp and Electronic, 2-foot lamp installed | 0 | 0 | 0 | 0 | 0 | 0 | 0 | 0 | 0 | 0 | 0
T3 - 45 | T-5 Lamp and Electronic ballast - 2 foot | 2.3 | 0.0099 | 4685 | 46.3815 | 0 | 16 | 21 | 0.96 | 900 | 0 | 0 | 0 | 90 | 270 | 270 | 270 | 900 | 0 | T3 - 45 | T-5 Lamp and Electronic ballast - 2 foot | 0 | 0 | 0 | 0.85536 | 2.5661 | 2.5661 | 2.5661 | 8.5536 | 0 | T3 - 45 | T-5 Lamp and Electronic ballast - 2 foot | 0 | 0 | 0 | 4007.3616 | 12022.0848 | 12022.0848 | 12022.0848 | 40073.616 | 0 | 641177.856 | 0 | T3 - 45 | T-5 Lamp and Electronic ballast - 2 foot | 0 | 0 | 0 | 0 | 0 | 0 | 0 | 0 | 0 | 0 | 0
T3 - 46 | T-5 HO Lamp with electronic ballast - 2 foot | 4.37 | 0.0187 | 4685 | 87.6095 | 0 | 16 | 39.9 | 0.96 | 52 | 0 | 0 | 0 | 5.2 | 15.6 | 15.6 | 15.6 | 52 | 0 | T3 - 46 | T-5 HO Lamp with electronic ballast - 2 foot | 0 | 0 | 0 | 0.09335 | 0.28005 | 0.28005 | 0.28005 | 0.9335 | 0 | T3 - 46 | T-5 HO Lamp with electronic ballast - 2 foot | 0 | 0 | 0 | 437.3466 | 1312.0399 | 1312.0399 | 1312.0399 | 4373.4662 | 0 | 69975.4598 | 0 | T3 - 46 | T-5 HO Lamp with electronic ballast - 2 foot | 0 | 0 | 0 | 0 | 0 | 0 | 0 | 0 | 0 | 0 | 0
T3 - 47 | T-8 Lamp and Electronic, 2-foot lamp removed | 1 | 0.0375 | 4685 | 175.6875 | 0 | 16 | 19 | 0.96 | 810.9 | 0 | 0 | 0 | 81.09 | 243.27 | 243.27 | 243.27 | 810.9 | 0 | T3 - 47 | T-8 Lamp and Electronic, 2-foot lamp removed | 0 | 0 | 0 | 2.9192 | 8.7577 | 8.7577 | 8.7577 | 29.1924 | 0 | T3 - 47 | T-8 Lamp and Electronic, 2-foot lamp removed | 0 | 0 | 0 | 13676.6394 | 41029.9182 | 41029.9182 | 41029.9182 | 136766.394 | 0 | 2188262.304 | 0 | T3 - 47 | T-8 Lamp and Electronic, 2-foot lamp removed | 0 | 0 | 0 | 0 | 0 | 0 | 0 | 0 | 0 | 0 | 0
T3 - 48 | Premium T-8 Lamp and Electronic, 3-foot lamp installed | 2.75 | 0.0116 | 4685 | 54.346 | 0 | 16 | 21 | 0.96 | 900 | 0 | 0 | 0 | 90 | 270 | 270 | 270 | 900 | 0 | T3 - 48 | Premium T-8 Lamp and Electronic, 3-foot lamp installed | 0 | 0 | 0 | 1.0022 | 3.0067 | 3.0067 | 3.0067 | 10.0224 | 0 | T3 - 48 | Premium T-8 Lamp and Electronic, 3-foot lamp installed | 0 | 0 | 0 | 4695.4944 | 14086.4832 | 14086.4832 | 14086.4832 | 46954.944 | 0 | 751279.104 | 0 | T3 - 48 | Premium T-8 Lamp and Electronic, 3-foot lamp installed | 0 | 0 | 0 | 0 | 0 | 0 | 0 | 0 | 0 | 0 | 0
T3 - 49 | T-5 Lamp and Electronic ballast - 3 foot | 3.25 | 0.0116 | 4685 | 54.346 | 0 | 16 | 21 | 0.96 | 100 | 0 | 0 | 0 | 10 | 30 | 30 | 30 | 100 | 0 | T3 - 49 | T-5 Lamp and Electronic ballast - 3 foot | 0 | 0 | 0 | 0.11136 | 0.33408 | 0.33408 | 0.33408 | 1.1136 | 0 | T3 - 49 | T-5 Lamp and Electronic ballast - 3 foot | 0 | 0 | 0 | 521.7216 | 1565.1648 | 1565.1648 | 1565.1648 | 5217.216 | 0 | 83475.456 | 0 | T3 - 49 | T-5 Lamp and Electronic ballast - 3 foot | 0 | 0 | 0 | 0 | 0 | 0 | 0 | 0 | 0 | 0 | 0
T3 - 50 | T-5 HO Lamp with electronic ballast - 3 foot | 6.18 | 0.0221 | 4685 | 103.5385 | 0 | 16 | 39.9 | 0.96 | 60 | 0 | 0 | 0 | 6 | 18 | 18 | 18 | 60 | 0 | T3 - 50 | T-5 HO Lamp with electronic ballast - 3 foot | 0 | 0 | 0 | 0.1273 | 0.38189 | 0.38189 | 0.38189 | 1.273 | 0 | T3 - 50 | T-5 HO Lamp with electronic ballast - 3 foot | 0 | 0 | 0 | 596.3818 | 1789.1453 | 1789.1453 | 1789.1453 | 5963.8176 | 0 | 95421.0816 | 0 | T3 - 50 | T-5 HO Lamp with electronic ballast - 3 foot | 0 | 0 | 0 | 0 | 0 | 0 | 0 | 0 | 0 | 0 | 0
T3 - 51 | T-8 Lamp and Electronic, 3-foot lamp removed | 1 | 0.044 | 4685 | 206.14 | 0 | 16 | 19 | 0.96 | 124.1 | 0 | 0 | 0 | 12.41 | 37.23 | 37.23 | 37.23 | 124.1 | 0 | T3 - 51 | T-8 Lamp and Electronic, 3-foot lamp removed | 0 | 0 | 0 | 0.5242 | 1.5726 | 1.5726 | 1.5726 | 5.242 | 0 | T3 - 51 | T-8 Lamp and Electronic, 3-foot lamp removed | 0 | 0 | 0 | 2455.8695 | 7367.6085 | 7367.6085 | 7367.6085 | 24558.695 | 0 | 392939.1206 | 0 | T3 - 51 | T-8 Lamp and Electronic, 3-foot lamp removed | 0 | 0 | 0 | 0 | 0 | 0 | 0 | 0 | 0 | 0 | 0
T3 - 52 | Premium T-8 Lamp and Electronic, 4-foot lamp installed | 4.25 | 0.0107 | 4685 | 50.1295 | 0 | 16 | 4.49 | 0.96 | 90759.7859 | 0 | 0 | 0 | 9075.9786 | 27227.9358 | 27227.9358 | 27227.9358 | 90759.7859 | 0 | T3 - 52 | Premium T-8 Lamp and Electronic, 4-foot lamp installed | 0 | 0 | 0 | 93.2285 | 279.6854 | 279.6854 | 279.6854 | 932.2845 | 0 | T3 - 52 | Premium T-8 Lamp and Electronic, 4-foot lamp installed | 0 | 0 | 0 | 436775.2979 | 1310325.8937 | 1310325.8937 | 1310325.8937 | 4367752.9789 | 0 | 69884047.6629 | 0 | T3 - 52 | Premium T-8 Lamp and Electronic, 4-foot lamp installed | 0 | 0 | 0 | 0 | 0 | 0 | 0 | 0 | 0 | 0 | 0
T3 - 53 | T-5 Lamp and Electronic ballast - 4 foot | 4.25 | 0.0107 | 4685 | 50.1295 | 0 | 16 | 4.49 | 0.96 | 15000 | 0 | 0 | 0 | 1500 | 4500 | 4500 | 4500 | 15000 | 0 | T3 - 53 | T-5 Lamp and Electronic ballast - 4 foot | 0 | 0 | 0 | 15.408 | 46.224 | 46.224 | 46.224 | 154.08 | 0 | T3 - 53 | T-5 Lamp and Electronic ballast - 4 foot | 0 | 0 | 0 | 72186.48 | 216559.44 | 216559.44 | 216559.44 | 721864.8 | 0 | 11549836.8 | 0 | T3 - 53 | T-5 Lamp and Electronic ballast - 4 foot | 0 | 0 | 0 | 0 | 0 | 0 | 0 | 0 | 0 | 0 | 0
T3 - 54 | T-5 HO Lamp with electronic ballast - 4 foot | 8.08 | 0.0204 | 4685 | 95.574 | 0 | 16 | 8.53 | 0.96 | 5000 | 0 | 0 | 0 | 500 | 1500 | 1500 | 1500 | 5000 | 0 | T3 - 54 | T-5 HO Lamp with electronic ballast - 4 foot | 0 | 0 | 0 | 9.792 | 29.376 | 29.376 | 29.376 | 97.92 | 0 | T3 - 54 | T-5 HO Lamp with electronic ballast - 4 foot | 0 | 0 | 0 | 45875.52 | 137626.56 | 137626.56 | 137626.56 | 458755.2 | 0 | 7340083.2 | 0 | T3 - 54 | T-5 HO Lamp with electronic ballast - 4 foot | 0 | 0 | 0 | 0 | 0 | 0 | 0 | 0 | 0 | 0 | 0
T3 - 55 | T-8 Lamp and Electronic, 4-foot lamp removed | 1.5 | 0.043 | 4685 | 201.455 | 0 | 16 | 35 | 0.96 | 30000 | 0 | 0 | 0 | 3000 | 9000 | 9000 | 9000 | 30000 | 0 | T3 - 55 | T-8 Lamp and Electronic, 4-foot lamp removed | 0 | 0 | 0 | 123.84 | 371.52 | 371.52 | 371.52 | 1238.4 | 0 | T3 - 55 | T-8 Lamp and Electronic, 4-foot lamp removed | 0 | 0 | 0 | 580190.4 | 1740571.2 | 1740571.2 | 1740571.2 | 5801904 | 0 | 92830464 | 0 | T3 - 55 | T-8 Lamp and Electronic, 4-foot lamp removed | 0 | 0 | 0 | 0 | 0 | 0 | 0 | 0 | 0 | 0 | 0
T3 - 56 | T-8 Lamp and Electronic, 8-foot lamp installed | 7.5 | 0.009 | 4685 | 42.165 | 0 | 16 | 19.5 | 0.96 | 6465.1 | 0 | 0 | 0 | 646.51 | 1939.53 | 1939.53 | 1939.53 | 6465.1 | 0 | T3 - 56 | T-8 Lamp and Electronic, 8-foot lamp installed | 0 | 0 | 0 | 5.5858 | 16.7575 | 16.7575 | 16.7575 | 55.8585 | 0 | T3 - 56 | T-8 Lamp and Electronic, 8-foot lamp installed | 0 | 0 | 0 | 26169.6904 | 78509.0712 | 78509.0712 | 78509.0712 | 261696.9038 | 0 | 4187150.4614 | 0 | T3 - 56 | T-8 Lamp and Electronic, 8-foot lamp installed | 0 | 0 | 0 | 0 | 0 | 0 | 0 | 0 | 0 | 0 | 0
T3 - 57 | T-5 HO Lamp with electronic ballast - 8 foot | 14.25 | 0.017 | 4685 | 79.645 | 0 | 16 | 61.75 | 0.96 | 1500 | 0 | 0 | 0 | 150 | 450 | 450 | 450 | 1500 | 0 | T3 - 57 | T-5 HO Lamp with electronic ballast - 8 foot | 0 | 0 | 0 | 2.448 | 7.344 | 7.344 | 7.344 | 24.48 | 0 | T3 - 57 | T-5 HO Lamp with electronic ballast - 8 foot | 0 | 0 | 0 | 11468.88 | 34406.64 | 34406.64 | 34406.64 | 114688.8 | 0 | 1835020.8 | 0 | T3 - 57 | T-5 HO Lamp with electronic ballast - 8 foot | 0 | 0 | 0 | 0 | 0 | 0 | 0 | 0 | 0 | 0 | 0
T3 - 58 | T-8 Lamp and Electronic, 8-foot lamp removed | 2.25 | 0.079 | 4685 | 370.115 | 0 | 16 | 50 | 0.96 | 1326 | 0 | 0 | 0 | 132.6 | 397.8 | 397.8 | 397.8 | 1326 | 0 | T3 - 58 | T-8 Lamp and Electronic, 8-foot lamp removed | 0 | 0 | 0 | 10.0564 | 30.1692 | 30.1692 | 30.1692 | 100.5638 | 0 | T3 - 58 | T-8 Lamp and Electronic, 8-foot lamp removed | 0 | 0 | 0 | 47114.159 | 141342.4771 | 141342.4771 | 141342.4771 | 471141.5904 | 0 | 7538265.4464 | 0 | T3 - 58 | T-8 Lamp and Electronic, 8-foot lamp removed | 0 | 0 | 0 | 0 | 0 | 0 | 0 | 0 | 0 | 0 | 0
T3 - 59 | Interior pulse start HID fixture 0-35 watts incandescent basecase | 25 | 0.055 | 4685 | 257.675 | 0 | 16 | 133 | 0.96 | 250 | 0 | 0 | 0 | 25 | 75 | 75 | 75 | 250 | 0 | T3 - 59 | Interior pulse start HID fixture 0-35 watts incandescent basecase | 0 | 0 | 0 | 1.32 | 3.96 | 3.96 | 3.96 | 13.2 | 0 | T3 - 59 | Interior pulse start HID fixture 0-35 watts incandescent basecase | 0 | 0 | 0 | 6184.2 | 18552.6 | 18552.6 | 18552.6 | 61842 | 0 | 989472 | 0 | T3 - 59 | Interior pulse start HID fixture 0-35 watts incandescent basecase | 0 | 0 | 0 | 0 | 0 | 0 | 0 | 0 | 0 | 0 | 0
T3 - 60 | Interior pulse start HID fixture 0-35 watts mercury vapor basecase | 23 | 0.029 | 4685 | 135.865 | 0 | 16 | 60 | 0.96 | 100 | 0 | 0 | 0 | 10 | 30 | 30 | 30 | 100 | 0 | T3 - 60 | Interior pulse start HID fixture 0-35 watts mercury vapor basecase | 0 | 0 | 0 | 0.2784 | 0.8352 | 0.8352 | 0.8352 | 2.784 | 0 | T3 - 60 | Interior pulse start HID fixture 0-35 watts mercury vapor basecase | 0 | 0 | 0 | 1304.304 | 3912.912 | 3912.912 | 3912.912 | 13043.04 | 0 | 208688.64 | 0 | T3 - 60 | Interior pulse start HID fixture 0-35 watts mercury vapor basecase | 0 | 0 | 0 | 0 | 0 | 0 | 0 | 0 | 0 | 0 | 0
T3 - 61 | Interior pulse start HID fixture 36-70 watts incandescent basecase | 32 | 0.11 | 4685 | 515.35 | 0 | 16 | 171 | 0.96 | 250 | 0 | 0 | 0 | 25 | 75 | 75 | 75 | 250 | 0 | T3 - 61 | Interior pulse start HID fixture 36-70 watts incandescent basecase | 0 | 0 | 0 | 2.64 | 7.92 | 7.92 | 7.92 | 26.4 | 0 | T3 - 61 | Interior pulse start HID fixture 36-70 watts incandescent basecase | 0 | 0 | 0 | 12368.4 | 37105.2 | 37105.2 | 37105.2 | 123684 | 0 | 1978944 | 0 | T3 - 61 | Interior pulse start HID fixture 36-70 watts incandescent basecase | 0 | 0 | 0 | 0 | 0 | 0 | 0 | 0 | 0 | 0 | 0
T3 - 62 | Interior pulse start HID fixture 36-70 watts mercury vapor basecase | 30 | 0.035 | 4685 | 163.975 | 0 | 16 | 70 | 0.96 | 100 | 0 | 0 | 0 | 10 | 30 | 30 | 30 | 100 | 0 | T3 - 62 | Interior pulse start HID fixture 36-70 watts mercury vapor basecase | 0 | 0 | 0 | 0.336 | 1.008 | 1.008 | 1.008 | 3.36 | 0 | T3 - 62 | Interior pulse start HID fixture 36-70 watts mercury vapor basecase | 0 | 0 | 0 | 1574.16 | 4722.48 | 4722.48 | 4722.48 | 15741.6 | 0 | 251865.6 | 0 | T3 - 62 | Interior pulse start HID fixture 36-70 watts mercury vapor basecase | 0 | 0 | 0 | 0 | 0 | 0 | 0 | 0 | 0 | 0 | 0
T3 - 63 | Interior pulse start HID fixture 71-100 watts incandescent basecase | 40 | 0.171 | 4685 | 801.135 | 0 | 16 | 100 | 0.96 | 250 | 0 | 0 | 0 | 25 | 75 | 75 | 75 | 250 | 0 | T3 - 63 | Interior pulse start HID fixture 71-100 watts incandescent basecase | 0 | 0 | 0 | 4.104 | 12.312 | 12.312 | 12.312 | 41.04 | 0 | T3 - 63 | Interior pulse start HID fixture 71-100 watts incandescent basecase | 0 | 0 | 0 | 19227.24 | 57681.72 | 57681.72 | 57681.72 | 192272.4 | 0 | 3076358.4 | 0 | T3 - 63 | Interior pulse start HID fixture 71-100 watts incandescent basecase | 0 | 0 | 0 | 0 | 0 | 0 | 0 | 0 | 0 | 0 | 0
T3 - 64 | Interior pulse start HID fixture 71-100 watts mercury vapor basecase | 38 | 0.071 | 4685 | 332.635 | 0 | 16 | 80 | 0.96 | 100 | 0 | 0 | 0 | 10 | 30 | 30 | 30 | 100 | 0 | T3 - 64 | Interior pulse start HID fixture 71-100 watts mercury vapor basecase | 0 | 0 | 0 | 0.6816 | 2.0448 | 2.0448 | 2.0448 | 6.816 | 0 | T3 - 64 | Interior pulse start HID fixture 71-100 watts mercury vapor basecase | 0 | 0 | 0 | 3193.296 | 9579.888 | 9579.888 | 9579.888 | 31932.96 | 0 | 510927.36 | 0 | T3 - 64 | Interior pulse start HID fixture 71-100 watts mercury vapor basecase | 0 | 0 | 0 | 0 | 0 | 0 | 0 | 0 | 0 | 0 | 0
T3 - 65 | Interior pulse start HID fixture 101-175 watts incandescent basecase | 40 | 0.29 | 4685 | 1358.65 | 0 | 16 | 32 | 0.96 | 250 | 0 | 0 | 0 | 25 | 75 | 75 | 75 | 250 | 0 | T3 - 65 | Interior pulse start HID fixture 101-175 watts incandescent basecase | 0 | 0 | 0 | 6.96 | 20.88 | 20.88 | 20.88 | 69.6 | 0 | T3 - 65 | Interior pulse start HID fixture 101-175 watts incandescent basecase | 0 | 0 | 0 | 32607.6 | 97822.8 | 97822.8 | 97822.8 | 326076 | 0 | 5217216 | 0 | T3 - 65 | Interior pulse start HID fixture 101-175 watts incandescent basecase | 0 | 0 | 0 | 0 | 0 | 0 | 0 | 0 | 0 | 0 | 0
T3 - 66 | Interior pulse start HID fixture 101-175 watts mercury vapro basecase | 38 | 0.075 | 4685 | 351.375 | 0 | 16 | 150 | 0.96 | 100 | 0 | 0 | 0 | 10 | 30 | 30 | 30 | 100 | 0 | T3 - 66 | Interior pulse start HID fixture 101-175 watts mercury vapro basecase | 0 | 0 | 0 | 0.72 | 2.16 | 2.16 | 2.16 | 7.2 | 0 | T3 - 66 | Interior pulse start HID fixture 101-175 watts mercury vapro basecase | 0 | 0 | 0 | 3373.2 | 10119.6 | 10119.6 | 10119.6 | 33732 | 0 | 539712 | 0 | T3 - 66 | Interior pulse start HID fixture 101-175 watts mercury vapro basecase | 0 | 0 | 0 | 0 | 0 | 0 | 0 | 0 | 0 | 0 | 0
T3 - 67 | Interior pulse start HID fixture 176 - 250 watts mercury vapro basecase | 38 | 0.182 | 4685 | 852.67 | 0 | 16 | 150 | 0.96 | 250 | 0 | 0 | 0 | 25 | 75 | 75 | 75 | 250 | 0 | T3 - 67 | Interior pulse start HID fixture 176 - 250 watts mercury vapro basecase | 0 | 0 | 0 | 4.368 | 13.104 | 13.104 | 13.104 | 43.68 | 0 | T3 - 67 | Interior pulse start HID fixture 176 - 250 watts mercury vapro basecase | 0 | 0 | 0 | 20464.08 | 61392.24 | 61392.24 | 61392.24 | 204640.8 | 0 | 3274252.8 | 0 | T3 - 67 | Interior pulse start HID fixture 176 - 250 watts mercury vapro basecase | 0 | 0 | 0 | 0 | 0 | 0 | 0 | 0 | 0 | 0 | 0
T3 - 68 | Interior pulse start HID fixture 176-250 watts incandescent basecase | 40 | 0.462 | 4685 | 2164.47 | 0 | 16 | 32 | 0.96 | 100 | 0 | 0 | 0 | 10 | 30 | 30 | 30 | 100 | 0 | T3 - 68 | Interior pulse start HID fixture 176-250 watts incandescent basecase | 0 | 0 | 0 | 4.4352 | 13.3056 | 13.3056 | 13.3056 | 44.352 | 0 | T3 - 68 | Interior pulse start HID fixture 176-250 watts incandescent basecase | 0 | 0 | 0 | 20778.912 | 62336.736 | 62336.736 | 62336.736 | 207789.12 | 0 | 3324625.92 | 0 | T3 - 68 | Interior pulse start HID fixture 176-250 watts incandescent basecase | 0 | 0 | 0 | 0 | 0 | 0 | 0 | 0 | 0 | 0 | 0
T3 - 69 | Interior pulse start HID fixture 251 - 400 watts mercury vapro basecase | 38 | 0.483 | 4685 | 2262.855 | 0 | 16 | 150 | 0.96 | 400 | 0 | 0 | 0 | 40 | 120 | 120 | 120 | 400 | 0 | T3 - 69 | Interior pulse start HID fixture 251 - 400 watts mercury vapro basecase | 0 | 0 | 0 | 18.5472 | 55.6416 | 55.6416 | 55.6416 | 185.472 | 0 | T3 - 69 | Interior pulse start HID fixture 251 - 400 watts mercury vapro basecase | 0 | 0 | 0 | 86893.632 | 260680.896 | 260680.896 | 260680.896 | 868936.32 | 0 | 13902981.12 | 0 | T3 - 69 | Interior pulse start HID fixture 251 - 400 watts mercury vapro basecase | 0 | 0 | 0 | 0 | 0 | 0 | 0 | 0 | 0 | 0 | 0
T3 - 70 | Interior pulse start HID fixture 251-400 watts incandescent basecase | 40 | 0.634 | 4685 | 2970.29 | 0 | 16 | 32 | 0.96 | 200 | 0 | 0 | 0 | 20 | 60 | 60 | 60 | 200 | 0 | T3 - 70 | Interior pulse start HID fixture 251-400 watts incandescent basecase | 0 | 0 | 0 | 12.1728 | 36.5184 | 36.5184 | 36.5184 | 121.728 | 0 | T3 - 70 | Interior pulse start HID fixture 251-400 watts incandescent basecase | 0 | 0 | 0 | 57029.568 | 171088.704 | 171088.704 | 171088.704 | 570295.68 | 0 | 9124730.88 | 0 | T3 - 70 | Interior pulse start HID fixture 251-400 watts incandescent basecase | 0 | 0 | 0 | 0 | 0 | 0 | 0 | 0 | 0 | 0 | 0
T3 - 71 | Exterior pulse start HID fixture 0-100 watts incandescent basecase | 12 | 0.188 | 4015 | 754.82 | 0 | 16 | 95 | 0.96 | 150 | 0 | 0 | 0 | 15 | 45 | 45 | 45 | 150 | 0 | T3 - 71 | Exterior pulse start HID fixture 0-100 watts incandescent basecase | 0 | 0 | 0 | 2.7072 | 8.1216 | 8.1216 | 8.1216 | 27.072 | 0 | T3 - 71 | Exterior pulse start HID fixture 0-100 watts incandescent basecase | 0 | 0 | 0 | 10869.408 | 32608.224 | 32608.224 | 32608.224 | 108694.08 | 0 | 1739105.28 | 0 | T3 - 71 | Exterior pulse start HID fixture 0-100 watts incandescent basecase | 0 | 0 | 0 | 0 | 0 | 0 | 0 | 0 | 0 | 0 | 0
T3 - 72 | Exterior pulse start HID fixture 0-100 watts mercury vapor basecase | 11 | 0.088 | 4015 | 353.32 | 0 | 16 | 95 | 0.96 | 100 | 0 | 0 | 0 | 10 | 30 | 30 | 30 | 100 | 0 | T3 - 72 | Exterior pulse start HID fixture 0-100 watts mercury vapor basecase | 0 | 0 | 0 | 0.8448 | 2.5344 | 2.5344 | 2.5344 | 8.448 | 0 | T3 - 72 | Exterior pulse start HID fixture 0-100 watts mercury vapor basecase | 0 | 0 | 0 | 3391.872 | 10175.616 | 10175.616 | 10175.616 | 33918.72 | 0 | 542699.52 | 0 | T3 - 72 | Exterior pulse start HID fixture 0-100 watts mercury vapor basecase | 0 | 0 | 0 | 0 | 0 | 0 | 0 | 0 | 0 | 0 | 0
T3 - 73 | Exterior pulse start HID fixture 101-175 watts incandescent basecase | 16 | 0.33 | 4015 | 1324.95 | 0 | 16 | 150 | 0.96 | 150 | 0 | 0 | 0 | 15 | 45 | 45 | 45 | 150 | 0 | T3 - 73 | Exterior pulse start HID fixture 101-175 watts incandescent basecase | 0 | 0 | 0 | 4.752 | 14.256 | 14.256 | 14.256 | 47.52 | 0 | T3 - 73 | Exterior pulse start HID fixture 101-175 watts incandescent basecase | 0 | 0 | 0 | 19079.28 | 57237.84 | 57237.84 | 57237.84 | 190792.8 | 0 | 3052684.8 | 0 | T3 - 73 | Exterior pulse start HID fixture 101-175 watts incandescent basecase | 0 | 0 | 0 | 0 | 0 | 0 | 0 | 0 | 0 | 0 | 0
T3 - 74 | Exterior pulse start HID fixture 101-175 watts mercury vapor basecas | 15 | 0.115 | 4015 | 461.725 | 0 | 16 | 150 | 0.96 | 100 | 0 | 0 | 0 | 10 | 30 | 30 | 30 | 100 | 0 | T3 - 74 | Exterior pulse start HID fixture 101-175 watts mercury vapor basecas | 0 | 0 | 0 | 1.104 | 3.312 | 3.312 | 3.312 | 11.04 | 0 | T3 - 74 | Exterior pulse start HID fixture 101-175 watts mercury vapor basecas | 0 | 0 | 0 | 4432.56 | 13297.68 | 13297.68 | 13297.68 | 44325.6 | 0 | 709209.6 | 0 | T3 - 74 | Exterior pulse start HID fixture 101-175 watts mercury vapor basecas | 0 | 0 | 0 | 0 | 0 | 0 | 0 | 0 | 0 | 0 | 0
T3 - 75 | Exterior pulse start HID fixture > 176 watts incandescent basecase | 25 | 0.482 | 4015 | 1935.23 | 0 | 16 | 200 | 0.96 | 150 | 0 | 0 | 0 | 15 | 45 | 45 | 45 | 150 | 0 | T3 - 75 | Exterior pulse start HID fixture > 176 watts incandescent basecase | 0 | 0 | 0 | 6.9408 | 20.8224 | 20.8224 | 20.8224 | 69.408 | 0 | T3 - 75 | Exterior pulse start HID fixture > 176 watts incandescent basecase | 0 | 0 | 0 | 27867.312 | 83601.936 | 83601.936 | 83601.936 | 278673.12 | 0 | 4458769.92 | 0 | T3 - 75 | Exterior pulse start HID fixture > 176 watts incandescent basecase | 0 | 0 | 0 | 0 | 0 | 0 | 0 | 0 | 0 | 0 | 0
T3 - 76 | Exterior pulse start HID fixture > 176 watts mercury vapor basecase | 24 | 0.186 | 4015 | 746.79 | 0 | 16 | 200 | 0.96 | 200 | 0 | 0 | 0 | 20 | 60 | 60 | 60 | 200 | 0 | T3 - 76 | Exterior pulse start HID fixture > 176 watts mercury vapor basecase | 0 | 0 | 0 | 3.5712 | 10.7136 | 10.7136 | 10.7136 | 35.712 | 0 | T3 - 76 | Exterior pulse start HID fixture > 176 watts mercury vapor basecase | 0 | 0 | 0 | 14338.368 | 43015.104 | 43015.104 | 43015.104 | 143383.68 | 0 | 2294138.88 | 0 | T3 - 76 | Exterior pulse start HID fixture > 176 watts mercury vapor basecase | 0 | 0 | 0 | 0 | 0 | 0 | 0 | 0 | 0 | 0 | 0
T3 - 77 | Ceramic Metal Halide (CMH) ,75 watts | 47.2222 | 0.0733 | 4679.3997 | 343 | 0 | 16 | 75 | 0.96 | 225 | 0 | 0 | 0 | 22.5 | 67.5 | 67.5 | 67.5 | 225 | 0 | T3 - 77 | Ceramic Metal Halide (CMH) ,75 watts | 0 | 0 | 0 | 1.5833 | 4.7498 | 4.7498 | 4.7498 | 15.8328 | 0 | T3 - 77 | Ceramic Metal Halide (CMH) ,75 watts | 0 | 0 | 0 | 7408.8 | 22226.4 | 22226.4 | 22226.4 | 74088 | 0 | 1185408 | 0 | T3 - 77 | Ceramic Metal Halide (CMH) ,75 watts | 0 | 0 | 0 | 0 | 0 | 0 | 0 | 0 | 0 | 0 | 0
T3 - 78 | Interior Pulse Start Metal Halide (400 W replacements) | 45 | 0.111 | 4000 | 444 | 0 | 10 | 128 | 0.96 | 500 | 0 | 0 | 0 | 50 | 150 | 150 | 150 | 500 | 0 | T3 - 78 | Interior Pulse Start Metal Halide (400 W replacements) | 0 | 0 | 0 | 5.328 | 15.984 | 15.984 | 15.984 | 53.28 | 0 | T3 - 78 | Interior Pulse Start Metal Halide (400 W replacements) | 0 | 0 | 0 | 21312 | 63936 | 63936 | 63936 | 213120 | 0 | 2131200 | 0 | T3 - 78 | Interior Pulse Start Metal Halide (400 W replacements) | 0 | 0 | 0 | 0 | 0 | 0 | 0 | 0 | 0 | 0 | 0
T3 - 79 | Interior HO T-5 4 lamp fixture retrofits | 75 | 0.224 | 4000 | 896 | 0 | 16 | 252 | 0.96 | 250 | 0 | 0 | 0 | 25 | 75 | 75 | 75 | 250 | 0 | T3 - 79 | Interior HO T-5 4 lamp fixture retrofits | 0 | 0 | 0 | 5.376 | 16.128 | 16.128 | 16.128 | 53.76 | 0 | T3 - 79 | Interior HO T-5 4 lamp fixture retrofits | 0 | 0 | 0 | 21504 | 64512 | 64512 | 64512 | 215040 | 0 | 3440640 | 0 | T3 - 79 | Interior HO T-5 4 lamp fixture retrofits | 0 | 0 | 0 | 0 | 0 | 0 | 0 | 0 | 0 | 0 | 0
T3 - 80 | Occupancy Sensor wall mounted | 7.5 | 0.089 | 4685 | 416.965 | 0 | 8 | 45 | 0.96 | 500 | 0 | 0 | 0 | 50 | 150 | 150 | 150 | 500 | 0 | T3 - 80 | Occupancy Sensor wall mounted | 0 | 0 | 0 | 4.272 | 12.816 | 12.816 | 12.816 | 42.72 | 0 | T3 - 80 | Occupancy Sensor wall mounted | 0 | 0 | 0 | 20014.32 | 60042.96 | 60042.96 | 60042.96 | 200143.2 | 0 | 1601145.6 | 0 | T3 - 80 | Occupancy Sensor wall mounted | 0 | 0 | 0 | 0 | 0 | 0 | 0 | 0 | 0 | 0 | 0
T3 - 81 | Occupancy Sensor ceiling mounted | 20 | 0.305 | 4685 | 1428.925 | 0 | 8 | 80 | 0.96 | 125 | 0 | 0 | 0 | 12.5 | 37.5 | 37.5 | 37.5 | 125 | 0 | T3 - 81 | Occupancy Sensor ceiling mounted | 0 | 0 | 0 | 3.66 | 10.98 | 10.98 | 10.98 | 36.6 | 0 | T3 - 81 | Occupancy Sensor ceiling mounted | 0 | 0 | 0 | 17147.1 | 51441.3 | 51441.3 | 51441.3 | 171471 | 0 | 1371768 | 0 | T3 - 81 | Occupancy Sensor ceiling mounted | 0 | 0 | 0 | 0 | 0 | 0 | 0 | 0 | 0 | 0 | 0
T3 - 82 | Plug Load sensor | 15 | 0.099 | 4685 | 463.815 | 0 | 8 | 20 | 0.96 | 50 | 0 | 0 | 0 | 5 | 15 | 15 | 15 | 50 | 0 | T3 - 82 | Plug Load sensor | 0 | 0 | 0 | 0.4752 | 1.4256 | 1.4256 | 1.4256 | 4.752 | 0 | T3 - 82 | Plug Load sensor | 0 | 0 | 0 | 2226.312 | 6678.936 | 6678.936 | 6678.936 | 22263.12 | 0 | 178104.96 | 0 | T3 - 82 | Plug Load sensor | 0 | 0 | 0 | 0 | 0 | 0 | 0 | 0 | 0 | 0 | 0
T3 - 83 | Photocell | 3.5 | 0.38 | 4685 | 1780.3 | 0 | 8 | 10 | 0.96 | 37.4 | 0 | 0 | 0 | 3.74 | 11.22 | 11.22 | 11.22 | 37.4 | 0 | T3 - 83 | Photocell | 0 | 0 | 0 | 1.3644 | 4.0931 | 4.0931 | 4.0931 | 13.6435 | 0 | T3 - 83 | Photocell | 0 | 0 | 0 | 6391.9891 | 19175.9674 | 19175.9674 | 19175.9674 | 63919.8912 | 0 | 511359.1296 | 0 | T3 - 83 | Photocell | 0 | 0 | 0 | 0 | 0 | 0 | 0 | 0 | 0 | 0 | 0
T3 - 84 | Timeclock | 9 | 0.38 | 4685 | 1780.3 | 0 | 8 | 31 | 0.96 | 25.5 | 0 | 0 | 0 | 2.55 | 7.65 | 7.65 | 7.65 | 25.5 | 0 | T3 - 84 | Timeclock | 0 | 0 | 0 | 0.93024 | 2.7907 | 2.7907 | 2.7907 | 9.3024 | 0 | T3 - 84 | Timeclock | 0 | 0 | 0 | 4358.1744 | 13074.5232 | 13074.5232 | 13074.5232 | 43581.744 | 0 | 348653.952 | 0 | T3 - 84 | Timeclock | 0 | 0 | 0 | 0 | 0 | 0 | 0 | 0 | 0 | 0 | 0
T3 - 85 | Refrigeration | 0 | 0 | 0 | 0 | 0 | 0 | 0 | 0 | 0 | 0 | 0 | 0 | 0 | 0 | 0 | 0 | 0 | 0 | T3 - 85 | Refrigeration | 0 | 0 | 0 | 0 | 0 | 0 | 0 | 0 | 0 | T3 - 85 | Refrigeration | 0 | 0 | 0 | 0 | 0 | 0 | 0 | 0 | 0 | 0 | 0 | T3 - 85 | Refrigeration | 0 | 0 | 0 | 0 | 0 | 0 | 0 | 0 | 0 | 0 | 0
T3 - 86 | Night Covers for Display Cases - med temp | 3 | 0.1 | 1480 | 148 | 0 | 5 | 9.25 | 0.96 | 50 | 0 | 0 | 0 | 5 | 15 | 15 | 15 | 50 | 0 | T3 - 86 | Night Covers for Display Cases - med temp | 0 | 0 | 0 | 0.48 | 1.44 | 1.44 | 1.44 | 4.8 | 0 | T3 - 86 | Night Covers for Display Cases - med temp | 0 | 0 | 0 | 710.4 | 2131.2 | 2131.2 | 2131.2 | 7104 | 0 | 35520 | 0 | T3 - 86 | Night Covers for Display Cases - med temp | 0 | 0 | 0 | 0 | 0 | 0 | 0 | 0 | 0 | 0 | 0
T3 - 87 | Night Covers for Display Cases - low temp | 3 | 0.04 | 1475 | 59 | 0 | 5 | 9.25 | 0.96 | 25 | 0 | 0 | 0 | 2.5 | 7.5 | 7.5 | 7.5 | 25 | 0 | T3 - 87 | Night Covers for Display Cases - low temp | 0 | 0 | 0 | 0.096 | 0.288 | 0.288 | 0.288 | 0.96 | 0 | T3 - 87 | Night Covers for Display Cases - low temp | 0 | 0 | 0 | 141.6 | 424.8 | 424.8 | 424.8 | 1416 | 0 | 7080 | 0 | T3 - 87 | Night Covers for Display Cases - low temp | 0 | 0 | 0 | 0 | 0 | 0 | 0 | 0 | 0 | 0 | 0
T3 - 88 | Infiltration Barrier for Walk-ins (strip curtains) | 1 | 0.0531 | 8757.0621 | 465 | 0 | 4 | 14 | 0.96 | 100 | 0 | 0 | 0 | 10 | 30 | 30 | 30 | 100 | 0 | T3 - 88 | Infiltration Barrier for Walk-ins (strip curtains) | 0 | 0 | 0 | 0.50976 | 1.5293 | 1.5293 | 1.5293 | 5.0976 | 0 | T3 - 88 | Infiltration Barrier for Walk-ins (strip curtains) | 0 | 0 | 0 | 4464 | 13392 | 13392 | 13392 | 44640 | 0 | 178560 | 0 | T3 - 88 | Infiltration Barrier for Walk-ins (strip curtains) | 0 | 0 | 0 | 0 | 0 | 0 | 0 | 0 | 0 | 0 | 0
T3 - 89 | Retrofit Glass doors on open vertical display cases (Low Temp) | 100 | 0.53 | 5305.6604 | 2812 | 0 | 12 | 400 | 0.96 | 200 | 0 | 0 | 0 | 20 | 60 | 60 | 60 | 200 | 0 | T3 - 89 | Retrofit Glass doors on open vertical display cases (Low Temp) | 0 | 0 | 0 | 10.176 | 30.528 | 30.528 | 30.528 | 101.76 | 0 | T3 - 89 | Retrofit Glass doors on open vertical display cases (Low Temp) | 0 | 0 | 0 | 53990.4 | 161971.2 | 161971.2 | 161971.2 | 539904 | 0 | 6478848 | 0 | T3 - 89 | Retrofit Glass doors on open vertical display cases (Low Temp) | 0 | 0 | 0 | 0 | 0 | 0 | 0 | 0 | 0 | 0 | 0
T3 - 90 | Retrofit Glass doors on open vertical display cases (Medium Case) | 50 | 0.24 | 4812.5 | 1155 | 0 | 12 | 263 | 0.96 | 200 | 0 | 0 | 0 | 20 | 60 | 60 | 60 | 200 | 0 | T3 - 90 | Retrofit Glass doors on open vertical display cases (Medium Case) | 0 | 0 | 0 | 4.608 | 13.824 | 13.824 | 13.824 | 46.08 | 0 | T3 - 90 | Retrofit Glass doors on open vertical display cases (Medium Case) | 0 | 0 | 0 | 22176 | 66528 | 66528 | 66528 | 221760 | 0 | 2661120 | 0 | T3 - 90 | Retrofit Glass doors on open vertical display cases (Medium Case) | 0 | 0 | 0 | 0 | 0 | 0 | 0 | 0 | 0 | 0 | 0
T3 - 91 | Replace reach in case w/doors with hi eff case with special doors | 200 | 0.16 | 8887.5 | 1422 | 0 | 12 | 700 | 0.96 | 100 | 0 | 0 | 0 | 10 | 30 | 30 | 30 | 100 | 0 | T3 - 91 | Replace reach in case w/doors with hi eff case with special doors | 0 | 0 | 0 | 1.536 | 4.608 | 4.608 | 4.608 | 15.36 | 0 | T3 - 91 | Replace reach in case w/doors with hi eff case with special doors | 0 | 0 | 0 | 13651.2 | 40953.6 | 40953.6 | 40953.6 | 136512 | 0 | 1638144 | 0 | T3 - 91 | Replace reach in case w/doors with hi eff case with special doors | 0 | 0 | 0 | 0 | 0 | 0 | 0 | 0 | 0 | 0 | 0
T3 - 92 | New Low Temp reach in Display Case with doors( replace open) | 200 | 0.22 | 5490.9091 | 1208 | 0 | 16 | 450 | 0.96 | 50 | 0 | 0 | 0 | 5 | 15 | 15 | 15 | 50 | 0 | T3 - 92 | New Low Temp reach in Display Case with doors( replace open) | 0 | 0 | 0 | 1.056 | 3.168 | 3.168 | 3.168 | 10.56 | 0 | T3 - 92 | New Low Temp reach in Display Case with doors( replace open) | 0 | 0 | 0 | 5798.4 | 17395.2 | 17395.2 | 17395.2 | 57984 | 0 | 927744 | 0 | T3 - 92 | New Low Temp reach in Display Case with doors( replace open) | 0 | 0 | 0 | 0 | 0 | 0 | 0 | 0 | 0 | 0 | 0
T3 - 93 | New Medium Temp reach in Display Case with Doors (replace open) | 150 | 0.11 | 5281.8182 | 581 | 0 | 16 | 450 | 0.96 | 100 | 0 | 0 | 0 | 10 | 30 | 30 | 30 | 100 | 0 | T3 - 93 | New Medium Temp reach in Display Case with Doors (replace open) | 0 | 0 | 0 | 1.056 | 3.168 | 3.168 | 3.168 | 10.56 | 0 | T3 - 93 | New Medium Temp reach in Display Case with Doors (replace open) | 0 | 0 | 0 | 5577.6 | 16732.8 | 16732.8 | 16732.8 | 55776 | 0 | 892416 | 0 | T3 - 93 | New Medium Temp reach in Display Case with Doors (replace open) | 0 | 0 | 0 | 0 | 0 | 0 | 0 | 0 | 0 | 0 | 0
T3 - 94 | Special Doors with Low Anti-Sweat Heat low temp) | 175 | 0.09 | 8322.2222 | 749 | 0 | 12 | 300 | 0.96 | 1200 | 0 | 0 | 0 | 120 | 360 | 360 | 360 | 1200 | 0 | T3 - 94 | Special Doors with Low Anti-Sweat Heat low temp) | 0 | 0 | 0 | 10.368 | 31.104 | 31.104 | 31.104 | 103.68 | 0 | T3 - 94 | Special Doors with Low Anti-Sweat Heat low temp) | 0 | 0 | 0 | 86284.8 | 258854.4 | 258854.4 | 258854.4 | 862848 | 0 | 10354176 | 0 | T3 - 94 | Special Doors with Low Anti-Sweat Heat low temp) | 0 | 0 | 0 | 0 | 0 | 0 | 0 | 0 | 0 | 0 | 0
T3 - 95 | Anti-Sweat Heat Controller | 14 | 0.04 | 8575 | 343 | 0 | 8 | 56 | 0.96 | 50 | 0 | 0 | 0 | 5 | 15 | 15 | 15 | 50 | 0 | T3 - 95 | Anti-Sweat Heat Controller | 0 | 0 | 0 | 0.192 | 0.576 | 0.576 | 0.576 | 1.92 | 0 | T3 - 95 | Anti-Sweat Heat Controller | 0 | 0 | 0 | 1646.4 | 4939.2 | 4939.2 | 4939.2 | 16464 | 0 | 131712 | 0 | T3 - 95 | Anti-Sweat Heat Controller | 0 | 0 | 0 | 0 | 0 | 0 | 0 | 0 | 0 | 0 | 0
T3 - 96 | Insulate Bare Suction Pipes | 0.4 | 0.0018 | 157222.2222 | 283 | 0 | 11 | 1.72 | 0.96 | 200 | 0 | 0 | 0 | 20 | 60 | 60 | 60 | 200 | 0 | T3 - 96 | Insulate Bare Suction Pipes | 0 | 0 | 0 | 0.03456 | 0.10368 | 0.10368 | 0.10368 | 0.3456 | 0 | T3 - 96 | Insulate Bare Suction Pipes | 0 | 0 | 0 | 5433.6 | 16300.8 | 16300.8 | 16300.8 | 54336 | 0 | 597696 | 0 | T3 - 96 | Insulate Bare Suction Pipes | 0 | 0 | 0 | 0 | 0 | 0 | 0 | 0 | 0 | 0 | 0
T3 - 97 | Main door Cooler Door Gaskets (Walk-in) | 2 | 0 | #DIV/0! | 418 | 0 | 4 | 5 | 0.96 | 3400 | 0 | 0 | 0 | 340 | 1020 | 1020 | 1020 | 3400 | 0 | T3 - 97 | Main door Cooler Door Gaskets (Walk-in) | 0 | 0 | 0 | 0 | 0 | 0 | 0 | 0 | 0 | T3 - 97 | Main door Cooler Door Gaskets (Walk-in) | 0 | 0 | 0 | 136435.2 | 409305.6 | 409305.6 | 409305.6 | 1364352 | 0 | 5457408 | 0 | T3 - 97 | Main door Cooler Door Gaskets (Walk-in) | 0 | 0 | 0 | 0 | 0 | 0 | 0 | 0 | 0 | 0 | 0
T3 - 98 | Main Door Freezer Door Gaskets( Walk-in) | 2 | 0 | #DIV/0! | 1518 | 0 | 4 | 5 | 0.96 | 850 | 0 | 0 | 0 | 85 | 255 | 255 | 255 | 850 | 0 | T3 - 98 | Main Door Freezer Door Gaskets( Walk-in) | 0 | 0 | 0 | 0 | 0 | 0 | 0 | 0 | 0 | T3 - 98 | Main Door Freezer Door Gaskets( Walk-in) | 0 | 0 | 0 | 123868.8 | 371606.4 | 371606.4 | 371606.4 | 1238688 | 0 | 4954752 | 0 | T3 - 98 | Main Door Freezer Door Gaskets( Walk-in) | 0 | 0 | 0 | 0 | 0 | 0 | 0 | 0 | 0 | 0 | 0
T3 - 99 | Glass 'Cooler Door Gaskets (Reach-in or Walk-in) | 1 | 0 | #DIV/0! | 10 | 0 | 4 | 5 | 0.96 | 170 | 0 | 0 | 0 | 17 | 51 | 51 | 51 | 170 | 0 | T3 - 99 | Glass 'Cooler Door Gaskets (Reach-in or Walk-in) | 0 | 0 | 0 | 0 | 0 | 0 | 0 | 0 | 0 | T3 - 99 | Glass 'Cooler Door Gaskets (Reach-in or Walk-in) | 0 | 0 | 0 | 163.2 | 489.6 | 489.6 | 489.6 | 1632 | 0 | 6528 | 0 | T3 - 99 | Glass 'Cooler Door Gaskets (Reach-in or Walk-in) | 0 | 0 | 0 | 0 | 0 | 0 | 0 | 0 | 0 | 0 | 0
T3 - 100 | Auto-closer for Coolers | 40 | 0 | #DIV/0! | 1511 | 0 | 8 | 125 | 0.96 | 850 | 0 | 0 | 0 | 85 | 255 | 255 | 255 | 850 | 0 | T3 - 100 | Auto-closer for Coolers | 0 | 0 | 0 | 0 | 0 | 0 | 0 | 0 | 0 | T3 - 100 | Auto-closer for Coolers | 0 | 0 | 0 | 123297.6 | 369892.8 | 369892.8 | 369892.8 | 1232976 | 0 | 9863808 | 0 | T3 - 100 | Auto-closer for Coolers | 0 | 0 | 0 | 0 | 0 | 0 | 0 | 0 | 0 | 0 | 0
T3 - 101 | Auto-closer for Freezers | 40 | 0 | #DIV/0! | 2024 | 0 | 8 | 125 | 0.96 | 680 | 0 | 0 | 0 | 68 | 204 | 204 | 204 | 680 | 0 | T3 - 101 | Auto-closer for Freezers | 0 | 0 | 0 | 0 | 0 | 0 | 0 | 0 | 0 | T3 - 101 | Auto-closer for Freezers | 0 | 0 | 0 | 132126.72 | 396380.16 | 396380.16 | 396380.16 | 1321267.2 | 0 | 10570137.6 | 0 | T3 - 101 | Auto-closer for Freezers | 0 | 0 | 0 | 0 | 0 | 0 | 0 | 0 | 0 | 0 | 0
T3 - 102 | Auto-closers Glass Door for Walk-in Coolers | 25 | 0.57 | 6201.7544 | 3535 | 0 | 8 | 125 | 0.96 | 20 | 0 | 0 | 0 | 2 | 6 | 6 | 6 | 20 | 0 | T3 - 102 | Auto-closers Glass Door for Walk-in Coolers | 0 | 0 | 0 | 1.0944 | 3.2832 | 3.2832 | 3.2832 | 10.944 | 0 | T3 - 102 | Auto-closers Glass Door for Walk-in Coolers | 0 | 0 | 0 | 6787.2 | 20361.6 | 20361.6 | 20361.6 | 67872 | 0 | 542976 | 0 | T3 - 102 | Auto-closers Glass Door for Walk-in Coolers | 0 | 0 | 0 | 0 | 0 | 0 | 0 | 0 | 0 | 0 | 0
T3 - 103 | Oversized Air Cooled Condenser | 75 | 0.19 | 8205.2632 | 1559 | 0 | 16 | 350 | 0.96 | 100 | 0 | 0 | 0 | 10 | 30 | 30 | 30 | 100 | 0 | T3 - 103 | Oversized Air Cooled Condenser | 0 | 0 | 0 | 1.824 | 5.472 | 5.472 | 5.472 | 18.24 | 0 | T3 - 103 | Oversized Air Cooled Condenser | 0 | 0 | 0 | 14966.4 | 44899.2 | 44899.2 | 44899.2 | 149664 | 0 | 2394624 | 0 | T3 - 103 | Oversized Air Cooled Condenser | 0 | 0 | 0 | 0 | 0 | 0 | 0 | 0 | 0 | 0 | 0
T3 - 104 | Oversized Evaporative Cooled Condenser | 75 | 0.12 | 7816.6667 | 938 | 0 | 16 | 279 | 0.96 | 150 | 0 | 0 | 0 | 15 | 45 | 45 | 45 | 150 | 0 | T3 - 104 | Oversized Evaporative Cooled Condenser | 0 | 0 | 0 | 1.728 | 5.184 | 5.184 | 5.184 | 17.28 | 0 | T3 - 104 | Oversized Evaporative Cooled Condenser | 0 | 0 | 0 | 13507.2 | 40521.6 | 40521.6 | 40521.6 | 135072 | 0 | 2161152 | 0 | T3 - 104 | Oversized Evaporative Cooled Condenser | 0 | 0 | 0 | 0 | 0 | 0 | 0 | 0 | 0 | 0 | 0
T3 - 105 | Air cooled to Evaporative cooled condensers -conventional | 150 | 0.48 | 5891.6667 | 2828 | 0 | 16 | 500 | 0.96 | 100 | 0 | 0 | 0 | 10 | 30 | 30 | 30 | 100 | 0 | T3 - 105 | Air cooled to Evaporative cooled condensers -conventional | 0 | 0 | 0 | 4.608 | 13.824 | 13.824 | 13.824 | 46.08 | 0 | T3 - 105 | Air cooled to Evaporative cooled condensers -conventional | 0 | 0 | 0 | 27148.8 | 81446.4 | 81446.4 | 81446.4 | 271488 | 0 | 4343808 | 0 | T3 - 105 | Air cooled to Evaporative cooled condensers -conventional | 0 | 0 | 0 | 0 | 0 | 0 | 0 | 0 | 0 | 0 | 0
T3 - 106 | Air cooled to Evaporative cooled condensers - multiplex | 75 | 0.55 | 3454.5455 | 1900 | 0 | 16 | 390 | 0.96 | 150 | 0 | 0 | 0 | 15 | 45 | 45 | 45 | 150 | 0 | T3 - 106 | Air cooled to Evaporative cooled condensers - multiplex | 0 | 0 | 0 | 7.92 | 23.76 | 23.76 | 23.76 | 79.2 | 0 | T3 - 106 | Air cooled to Evaporative cooled condensers - multiplex | 0 | 0 | 0 | 27360 | 82080 | 82080 | 82080 | 273600 | 0 | 4377600 | 0 | T3 - 106 | Air cooled to Evaporative cooled condensers - multiplex | 0 | 0 | 0 | 0 | 0 | 0 | 0 | 0 | 0 | 0 | 0
T3 - 107 | Multiplex Compressor System air cooled | 125 | 0.3 | 9166.6667 | 2750 | 0 | 12 | 1750 | 0.96 | 150 | 0 | 0 | 0 | 15 | 45 | 45 | 45 | 150 | 0 | T3 - 107 | Multiplex Compressor System air cooled | 0 | 0 | 0 | 4.32 | 12.96 | 12.96 | 12.96 | 43.2 | 0 | T3 - 107 | Multiplex Compressor System air cooled | 0 | 0 | 0 | 39600 | 118800 | 118800 | 118800 | 396000 | 0 | 4752000 | 0 | T3 - 107 | Multiplex Compressor System air cooled | 0 | 0 | 0 | 0 | 0 | 0 | 0 | 0 | 0 | 0 | 0
T3 - 108 | Multiplex Compressor System - evap cooled | 150 | 0.15 | 10000 | 1500 | 0 | 12 | 1750 | 0.96 | 100 | 0 | 0 | 0 | 10 | 30 | 30 | 30 | 100 | 0 | T3 - 108 | Multiplex Compressor System - evap cooled | 0 | 0 | 0 | 1.44 | 4.32 | 4.32 | 4.32 | 14.4 | 0 | T3 - 108 | Multiplex Compressor System - evap cooled | 0 | 0 | 0 | 14400 | 43200 | 43200 | 43200 | 144000 | 0 | 1728000 | 0 | T3 - 108 | Multiplex Compressor System - evap cooled | 0 | 0 | 0 | 0 | 0 | 0 | 0 | 0 | 0 | 0 | 0
T3 - 109 | Multiplex Compressor System w/ eff cond - air cooled | 150 | 0.3 | 9500 | 2850 | 0 | 12 | 1750 | 0.96 | 50 | 0 | 0 | 0 | 5 | 15 | 15 | 15 | 50 | 0 | T3 - 109 | Multiplex Compressor System w/ eff cond - air cooled | 0 | 0 | 0 | 1.44 | 4.32 | 4.32 | 4.32 | 14.4 | 0 | T3 - 109 | Multiplex Compressor System w/ eff cond - air cooled | 0 | 0 | 0 | 13680 | 41040 | 41040 | 41040 | 136800 | 0 | 1641600 | 0 | T3 - 109 | Multiplex Compressor System w/ eff cond - air cooled | 0 | 0 | 0 | 0 | 0 | 0 | 0 | 0 | 0 | 0 | 0
T3 - 110 | Multiplex Compressor System w/ eff cond - evap cooled | 275 | 0.15 | 10000 | 1500 | 0 | 12 | 1750 | 0.96 | 50 | 0 | 0 | 0 | 5 | 15 | 15 | 15 | 50 | 0 | T3 - 110 | Multiplex Compressor System w/ eff cond - evap cooled | 0 | 0 | 0 | 0.72 | 2.16 | 2.16 | 2.16 | 7.2 | 0 | T3 - 110 | Multiplex Compressor System w/ eff cond - evap cooled | 0 | 0 | 0 | 7200 | 21600 | 21600 | 21600 | 72000 | 0 | 864000 | 0 | T3 - 110 | Multiplex Compressor System w/ eff cond - evap cooled | 0 | 0 | 0 | 0 | 0 | 0 | 0 | 0 | 0 | 0 | 0
T3 - 111 | Floating Head Pressure Controller - air cooled | 50 | 0.12 | 7500 | 900 | 0 | 16 | 279 | 0.96 | 255 | 0 | 0 | 0 | 25.5 | 76.5 | 76.5 | 76.5 | 255 | 0 | T3 - 111 | Floating Head Pressure Controller - air cooled | 0 | 0 | 0 | 2.9376 | 8.8128 | 8.8128 | 8.8128 | 29.376 | 0 | T3 - 111 | Floating Head Pressure Controller - air cooled | 0 | 0 | 0 | 22032 | 66096 | 66096 | 66096 | 220320 | 0 | 3525120 | 0 | T3 - 111 | Floating Head Pressure Controller - air cooled | 0 | 0 | 0 | 0 | 0 | 0 | 0 | 0 | 0 | 0 | 0
T3 - 112 | Floating Head Pressure Controller - evap cooled | 75 | 0 | #DIV/0! | 420 | 0 | 16 | 300 | 0.96 | 425 | 0 | 0 | 0 | 42.5 | 127.5 | 127.5 | 127.5 | 425 | 0 | T3 - 112 | Floating Head Pressure Controller - evap cooled | 0 | 0 | 0 | 0 | 0 | 0 | 0 | 0 | 0 | T3 - 112 | Floating Head Pressure Controller - evap cooled | 0 | 0 | 0 | 17136 | 51408 | 51408 | 51408 | 171360 | 0 | 2741760 | 0 | T3 - 112 | Floating Head Pressure Controller - evap cooled | 0 | 0 | 0 | 0 | 0 | 0 | 0 | 0 | 0 | 0 | 0
T3 - 113 | Efficient Evaporator Fan Motors (SHP to PSC) | 15 | 0.011 | 30545.4545 | 336 | 0 | 16 | 76 | 0.96 | 85 | 0 | 0 | 0 | 8.5 | 25.5 | 25.5 | 25.5 | 85 | 0 | T3 - 113 | Efficient Evaporator Fan Motors (SHP to PSC) | 0 | 0 | 0 | 0.08976 | 0.26928 | 0.26928 | 0.26928 | 0.8976 | 0 | T3 - 113 | Efficient Evaporator Fan Motors (SHP to PSC) | 0 | 0 | 0 | 2741.76 | 8225.28 | 8225.28 | 8225.28 | 27417.6 | 0 | 438681.6 | 0 | T3 - 113 | Efficient Evaporator Fan Motors (SHP to PSC) | 0 | 0 | 0 | 0 | 0 | 0 | 0 | 0 | 0 | 0 | 0
T3 - 114 | Efficient Evaporator Fan Motors (SHP to ECM) | 10 | 0.021 | 32047.619 | 673 | 0 | 16 | 76 | 0.96 | 85 | 0 | 0 | 0 | 8.5 | 25.5 | 25.5 | 25.5 | 85 | 0 | T3 - 114 | Efficient Evaporator Fan Motors (SHP to ECM) | 0 | 0 | 0 | 0.17136 | 0.51408 | 0.51408 | 0.51408 | 1.7136 | 0 | T3 - 114 | Efficient Evaporator Fan Motors (SHP to ECM) | 0 | 0 | 0 | 5491.68 | 16475.04 | 16475.04 | 16475.04 | 54916.8 | 0 | 878668.8 | 0 | T3 - 114 | Efficient Evaporator Fan Motors (SHP to ECM) | 0 | 0 | 0 | 0 | 0 | 0 | 0 | 0 | 0 | 0 | 0
T3 - 115 | High Efficiency Compressor | 75 | 0.16 | 6568.75 | 1051 | 0 | 15 | 132 | 0.96 | 85 | 0 | 0 | 0 | 8.5 | 25.5 | 25.5 | 25.5 | 85 | 0 | T3 - 115 | High Efficiency Compressor | 0 | 0 | 0 | 1.3056 | 3.9168 | 3.9168 | 3.9168 | 13.056 | 0 | T3 - 115 | High Efficiency Compressor | 0 | 0 | 0 | 8576.16 | 25728.48 | 25728.48 | 25728.48 | 85761.6 | 0 | 1286424 | 0 | T3 - 115 | High Efficiency Compressor | 0 | 0 | 0 | 0 | 0 | 0 | 0 | 0 | 0 | 0 | 0
T3 - 116 | Evaporator Fan Controller | 70 | 0 | #DIV/0! | 1109 | 0 | 5 | 300 | 0.96 | 170 | 0 | 0 | 0 | 17 | 51 | 51 | 51 | 170 | 0 | T3 - 116 | Evaporator Fan Controller | 0 | 0 | 0 | 0 | 0 | 0 | 0 | 0 | 0 | T3 - 116 | Evaporator Fan Controller | 0 | 0 | 0 | 18098.88 | 54296.64 | 54296.64 | 54296.64 | 180988.8 | 0 | 904944 | 0 | T3 - 116 | Evaporator Fan Controller | 0 | 0 | 0 | 0 | 0 | 0 | 0 | 0 | 0 | 0 | 0
T3 - 117 | Vending Machine Controller | 15 | 0 | #DIV/0! | 1590 | 0 | 15 | 200 | 0.96 | 170 | 0 | 0 | 0 | 17 | 51 | 51 | 51 | 170 | 0 | T3 - 117 | Vending Machine Controller | 0 | 0 | 0 | 0 | 0 | 0 | 0 | 0 | 0 | T3 - 117 | Vending Machine Controller | 0 | 0 | 0 | 25948.8 | 77846.4 | 77846.4 | 77846.4 | 259488 | 0 | 3892320 | 0 | T3 - 117 | Vending Machine Controller | 0 | 0 | 0 | 0 | 0 | 0 | 0 | 0 | 0 | 0 | 0
T3 - 118 | Agricultural | 0 | 0 | 0 | 0 | 0 | 0 | 0 | 0 | 0 | 0 | 0 | 0 | 0 | 0 | 0 | 0 | 0 | 0 | T3 - 118 | Agricultural | 0 | 0 | 0 | 0 | 0 | 0 | 0 | 0 | 0 | T3 - 118 | Agricultural | 0 | 0 | 0 | 0 | 0 | 0 | 0 | 0 | 0 | 0 | 0 | T3 - 118 | Agricultural | 0 | 0 | 0 | 0 | 0 | 0 | 0 | 0 | 0 | 0 | 0
T3 - 119 | Sprinkler to Micro-Irrigation conversion | 44 | 0.314 | 1780.2548 | 559 | 0 | 20 | 300 | 0.96 | 4605.3 | 0 | 0 | 0 | 460.53 | 1381.59 | 1381.59 | 1381.59 | 4605.3 | 0 | T3 - 119 | Sprinkler to Micro-Irrigation conversion | 0 | 0 | 0 | 138.8222 | 416.4665 | 416.4665 | 416.4665 | 1388.2216 | 0 | T3 - 119 | Sprinkler to Micro-Irrigation conversion | 0 | 0 | 0 | 247138.8192 | 741416.4576 | 741416.4576 | 741416.4576 | 2471388.192 | 0 | 49427763.84 | 0 | T3 - 119 | Sprinkler to Micro-Irrigation conversion | 0 | 0 | 0 | 0 | 0 | 0 | 0 | 0 | 0 | 0 | 0
T3 - 120 | Low pressure impact sprinkler nozzles( permanent) | 0.35 | 0.0035 | 3428.5714 | 12 | 0 | 5 | 1.2 | 0.96 | 6232.2 | 0 | 0 | 0 | 623.22 | 1869.66 | 1869.66 | 1869.66 | 6232.2 | 0 | T3 - 120 | Low pressure impact sprinkler nozzles( permanent) | 0 | 0 | 0 | 2.094 | 6.2821 | 6.2821 | 6.2821 | 20.9402 | 0 | T3 - 120 | Low pressure impact sprinkler nozzles( permanent) | 0 | 0 | 0 | 7179.4944 | 21538.4832 | 21538.4832 | 21538.4832 | 71794.944 | 0 | 358974.72 | 0 | T3 - 120 | Low pressure impact sprinkler nozzles( permanent) | 0 | 0 | 0 | 0 | 0 | 0 | 0 | 0 | 0 | 0 | 0
T3 - 121 | Low pressure impact sprinkler nozzles( portable) | 0.35 | 0.0216 | 1550.9259 | 33.5 | 0 | 5 | 1.2 | 0.96 | 4000 | 0 | 0 | 0 | 400 | 1200 | 1200 | 1200 | 4000 | 0 | T3 - 121 | Low pressure impact sprinkler nozzles( portable) | 0 | 0 | 0 | 8.2944 | 24.8832 | 24.8832 | 24.8832 | 82.944 | 0 | T3 - 121 | Low pressure impact sprinkler nozzles( portable) | 0 | 0 | 0 | 12864 | 38592 | 38592 | 38592 | 128640 | 0 | 643200 | 0 | T3 - 121 | Low pressure impact sprinkler nozzles( portable) | 0 | 0 | 0 | 0 | 0 | 0 | 0 | 0 | 0 | 0 | 0
T3 - 122 | Variable Frequency Drives for Dairy Pumps | 100 | 0 | #DIV/0! | 3730 | 0 | 15 | 340 | 0.96 | 100 | 0 | 0 | 0 | 10 | 30 | 30 | 30 | 100 | 0 | T3 - 122 | Variable Frequency Drives for Dairy Pumps | 0 | 0 | 0 | 0 | 0 | 0 | 0 | 0 | 0 | T3 - 122 | Variable Frequency Drives for Dairy Pumps | 0 | 0 | 0 | 35808 | 107424 | 107424 | 107424 | 358080 | 0 | 5371200 | 0 | T3 - 122 | Variable Frequency Drives for Dairy Pumps | 0 | 0 | 0 | 0 | 0 | 0 | 0 | 0 | 0 | 0 | 0
T3 - 123 | Variable Frequency Drives for Injection Molding Machines | 35 | 0.22 | 7000 | 1540 | 0 | 15 | 216 | 0.96 | 1.7 | 0 | 0 | 0 | 0.17 | 0.51 | 0.51 | 0.51 | 1.7 | 0 | T3 - 123 | Variable Frequency Drives for Injection Molding Machines | 0 | 0 | 0 | 0.035904 | 0.10771 | 0.10771 | 0.10771 | 0.35904 | 0 | T3 - 123 | Variable Frequency Drives for Injection Molding Machines | 0 | 0 | 0 | 251.328 | 753.984 | 753.984 | 753.984 | 2513.28 | 0 | 37699.2 | 0 | T3 - 123 | Variable Frequency Drives for Injection Molding Machines | 0 | 0 | 0 | 0 | 0 | 0 | 0 | 0 | 0 | 0 | 0
T3 - 124 | Motors | 0 | 0 | 0 | 0 | 0 | 0 | 0 | 0 | 0 | 0 | 0 | 0 | 0 | 0 | 0 | 0 | 0 | 0 | T3 - 124 | Motors | 0 | 0 | 0 | 0 | 0 | 0 | 0 | 0 | 0 | T3 - 124 | Motors | 0 | 0 | 0 | 0 | 0 | 0 | 0 | 0 | 0 | 0 | 0 | T3 - 124 | Motors | 0 | 0 | 0 | 0 | 0 | 0 | 0 | 0 | 0 | 0 | 0
T3 - 125 | Motors 1-200 HP | 7.6364 | 0.02 | 4700 | 94 | 0 | 15 | 530 | 0.96 | 550 | 0 | 0 | 0 | 55 | 165 | 165 | 165 | 550 | 0 | T3 - 125 | Motors 1-200 HP | 0 | 0 | 0 | 1.056 | 3.168 | 3.168 | 3.168 | 10.56 | 0 | T3 - 125 | Motors 1-200 HP | 0 | 0 | 0 | 4963.2 | 14889.6 | 14889.6 | 14889.6 | 49632 | 0 | 744480 | 0 | T3 - 125 | Motors 1-200 HP | 0 | 0 | 0 | 0 | 0 | 0 | 0 | 0 | 0 | 0 | 0
T3 - 126 | Food Service | 0 | 0 | 0 | 0 | 0 | 0 | 0 | 0 | 0 | 0 | 0 | 0 | 0 | 0 | 0 | 0 | 0 | 0 | T3 - 126 | Food Service | 0 | 0 | 0 | 0 | 0 | 0 | 0 | 0 | 0 | T3 - 126 | Food Service | 0 | 0 | 0 | 0 | 0 | 0 | 0 | 0 | 0 | 0 | 0 | T3 - 126 | Food Service | 0 | 0 | 0 | 0 | 0 | 0 | 0 | 0 | 0 | 0 | 0
T3 - 127 | Pressureless Steamers <=0.4 kW idle | 750 | 0.2 | 33100 | 6620 | 0 | 12 | 0 | 0.96 | 340 | 0 | 0 | 0 | 34 | 102 | 102 | 102 | 340 | 0 | T3 - 127 | Pressureless Steamers <=0.4 kW idle | 0 | 0 | 0 | 6.528 | 19.584 | 19.584 | 19.584 | 65.28 | 0 | T3 - 127 | Pressureless Steamers <=0.4 kW idle | 0 | 0 | 0 | 216076.8 | 648230.4 | 648230.4 | 648230.4 | 2160768 | 0 | 25929216 | 0 | T3 - 127 | Pressureless Steamers <=0.4 kW idle | 0 | 0 | 0 | 0 | 0 | 0 | 0 | 0 | 0 | 0 | 0
T3 - 128 | Pressureless Steamers <=0.2 kW idle | 900 | 0.4 | 19450 | 7780 | 0 | 12 | 500 | 0.96 | 340 | 0 | 0 | 0 | 34 | 102 | 102 | 102 | 340 | 0 | T3 - 128 | Pressureless Steamers <=0.2 kW idle | 0 | 0 | 0 | 13.056 | 39.168 | 39.168 | 39.168 | 130.56 | 0 | T3 - 128 | Pressureless Steamers <=0.2 kW idle | 0 | 0 | 0 | 253939.2 | 761817.6 | 761817.6 | 761817.6 | 2539392 | 0 | 30472704 | 0 | T3 - 128 | Pressureless Steamers <=0.2 kW idle | 0 | 0 | 0 | 0 | 0 | 0 | 0 | 0 | 0 | 0 | 0
T3 - 129 | Insulated Holding Cabinet- Full Size <=.8 kW | 458.3333 | 0.7 | 5571.4286 | 3900 | 0 | 12 | 1000 | 0.96 | 120 | 0 | 0 | 0 | 12 | 36 | 36 | 36 | 120 | 0 | T3 - 129 | Insulated Holding Cabinet- Full Size <=.8 kW | 0 | 0 | 0 | 8.064 | 24.192 | 24.192 | 24.192 | 80.64 | 0 | T3 - 129 | Insulated Holding Cabinet- Full Size <=.8 kW | 0 | 0 | 0 | 44928 | 134784 | 134784 | 134784 | 449280 | 0 | 5391360 | 0 | T3 - 129 | Insulated Holding Cabinet- Full Size <=.8 kW | 0 | 0 | 0 | 0 | 0 | 0 | 0 | 0 | 0 | 0 | 0
T3 - 130 | Insulated Holding Cabinet- Full Size <=.6 kW | 733.3333 | 1 | 5500 | 5500 | 0 | 12 | 1000 | 0.96 | 120 | 0 | 0 | 0 | 12 | 36 | 36 | 36 | 120 | 0 | T3 - 130 | Insulated Holding Cabinet- Full Size <=.6 kW | 0 | 0 | 0 | 11.52 | 34.56 | 34.56 | 34.56 | 115.2 | 0 | T3 - 130 | Insulated Holding Cabinet- Full Size <=.6 kW | 0 | 0 | 0 | 63360 | 190080 | 190080 | 190080 | 633600 | 0 | 7603200 | 0 | T3 - 130 | Insulated Holding Cabinet- Full Size <=.6 kW | 0 | 0 | 0 | 0 | 0 | 0 | 0 | 0 | 0 | 0 | 0
T3 - 131 | Insulated Holding Cabinet-Three Quarter Size <=.8 kW | 366.6667 | 0.5 | 5580 | 2790 | 0 | 12 | 800 | 0.96 | 120 | 0 | 0 | 0 | 12 | 36 | 36 | 36 | 120 | 0 | T3 - 131 | Insulated Holding Cabinet-Three Quarter Size <=.8 kW | 0 | 0 | 0 | 5.76 | 17.28 | 17.28 | 17.28 | 57.6 | 0 | T3 - 131 | Insulated Holding Cabinet-Three Quarter Size <=.8 kW | 0 | 0 | 0 | 32140.8 | 96422.4 | 96422.4 | 96422.4 | 321408 | 0 | 3856896 | 0 | T3 - 131 | Insulated Holding Cabinet-Three Quarter Size <=.8 kW | 0 | 0 | 0 | 0 | 0 | 0 | 0 | 0 | 0 | 0 | 0
T3 - 132 | Insulated Holding Cabinet-Three Quarter Size <=.6 kW | 550 | 0.7 | 5500 | 3850 | 0 | 12 | 800 | 0.96 | 120 | 0 | 0 | 0 | 12 | 36 | 36 | 36 | 120 | 0 | T3 - 132 | Insulated Holding Cabinet-Three Quarter Size <=.6 kW | 0 | 0 | 0 | 8.064 | 24.192 | 24.192 | 24.192 | 80.64 | 0 | T3 - 132 | Insulated Holding Cabinet-Three Quarter Size <=.6 kW | 0 | 0 | 0 | 44352 | 133056 | 133056 | 133056 | 443520 | 0 | 5322240 | 0 | T3 - 132 | Insulated Holding Cabinet-Three Quarter Size <=.6 kW | 0 | 0 | 0 | 0 | 0 | 0 | 0 | 0 | 0 | 0 | 0
T3 - 133 | Insulated Holding Cabinet-Half Size <=.4 kW | 275 | 0.35 | 5571.4286 | 1950 | 0 | 12 | 600 | 0.96 | 120 | 0 | 0 | 0 | 12 | 36 | 36 | 36 | 120 | 0 | T3 - 133 | Insulated Holding Cabinet-Half Size <=.4 kW | 0 | 0 | 0 | 4.032 | 12.096 | 12.096 | 12.096 | 40.32 | 0 | T3 - 133 | Insulated Holding Cabinet-Half Size <=.4 kW | 0 | 0 | 0 | 22464 | 67392 | 67392 | 67392 | 224640 | 0 | 2695680 | 0 | T3 - 133 | Insulated Holding Cabinet-Half Size <=.4 kW | 0 | 0 | 0 | 0 | 0 | 0 | 0 | 0 | 0 | 0 | 0
T3 - 134 | Insulated Holding Cabinet-Half Size <=.3 kW | 366.6667 | 0.45 | 6111.1111 | 2750 | 0 | 12 | 600 | 0.96 | 120 | 0 | 0 | 0 | 12 | 36 | 36 | 36 | 120 | 0 | T3 - 134 | Insulated Holding Cabinet-Half Size <=.3 kW | 0 | 0 | 0 | 5.184 | 15.552 | 15.552 | 15.552 | 51.84 | 0 | T3 - 134 | Insulated Holding Cabinet-Half Size <=.3 kW | 0 | 0 | 0 | 31680 | 95040 | 95040 | 95040 | 316800 | 0 | 3801600 | 0 | T3 - 134 | Insulated Holding Cabinet-Half Size <=.3 kW | 0 | 0 | 0 | 0 | 0 | 0 | 0 | 0 | 0 | 0 | 0
[21 empty] | Net Demand Reduction Totals (kW) | 0 | 0 | 0 | 1568.0387 | 4704.1162 | 4704.1162 | 4704.1162 | 15680.3873 | 0 |  | Net kWh Totals | 0 | 0 | 0 | 7186895.6452 | 21560686.9357 | 21560686.9357 | 21560686.9357 | 71868956.4525 | 0 | 876799272.3017 | 0 |  | Net Therm Totals | 0 | 0 | 0 | 0 | 0 | 0 | 0 | 0 | 0 | 0 | 0

## T4 - Non Energy Implementation
Table 4.1: Task Based Implementation Activities
Southern California Edison Company (SCE)
Statewide Express Efficiency
0
Nonresidential
Line Item # | ACTIVITY DESCRIPTION | COST PER ACTIVITY | Number of Units
|  |  | PROGRAM UNIT GOALS | [8 empty] | TOTAL UNITS COMMITTED
|  |  |  | 0 | 0 | 0 | Q1 2003 (Jan - Mar) | Q2 2003 (Apr - Jun) | Q3 2003 (Jul - Sep) | Q4 2003 (Oct - Dec) | TOTAL
T4.1 - 1 | 0 | 0 | 0 | 0 | 0 | 0 | 0 | 0 | 0 | 0 | 0 | 0
T4.1 - 2 | 0 | 0 | 0 | 0 |  | 0 | 0 | 0 | 0 | 0 | 0 | 0
T4.1 - 3 | 0 | 0 | 0 | 0 | 0 | 0 | 0 | 0 | 0 | 0 | 0 | 0
T4.1 - 4 | 0 | 0 | 0 | 0 | 0 | 0 | 0 | 0 | 0 | 0 | 0 | 0
T4.1 - 5 | 0 | 0 | 0 | 0 | 0 | 0 | 0 | 0 | 0 | 0 | 0 | 0
T4.1 - 6 | 0 | 0 | 0 | 0 | 0 | 0 | 0 | 0 | 0 | 0 | 0 | 0
T4.1 - 7 | 0 | 0 | 0 | 0 | 0 | 0 | 0 | 0 | 0 | 0 | 0 | 0
T4.1 - 8 | 0 | 0 | 0 | 0 | 0 | 0 | 0 | 0 | 0 | 0 | 0 | 0
T4.1 - 9 | 0 | 0 | 0 | 0 | 0 | 0 | 0 | 0 | 0 | 0 | 0 | 0
T4.1 - 10 | 0 | 0 | 0 | 0 | 0 | 0 | 0 | 0 | 0 | 0 | 0 | 0
T4.1 - 11 | 0 | 0 | 0 | 0 | 0 | 0 | 0 | 0 | 0 | 0 | 0 | 0
T4.1 - 12 | 0 | 0 | 0 | 0 | 0 | 0 | 0 | 0 | 0 | 0 | 0 | 0
T4.1 - 13 | 0 | 0 | 0 | 0 | 0 | 0 | 0 | 0 | 0 | 0 | 0 | 0
T4.1 - 14 | 0 | 0 | 0 | 0 | 0 | 0 | 0 | 0 | 0 | 0 | 0 | 0
T4.1 - 15 | 0 | 0 | 0 | 0 | 0 | 0 | 0 | 0 | 0 | 0 | 0 | 0
T4.1 - 16 | 0 | 0 | 0 | 0 | 0 | 0 | 0 | 0 | 0 | 0 | 0 | 0
T4.1 - 17 | 0 | 0 | 0 | 0 | 0 | 0 | 0 | 0 | 0 | 0 | 0 | 0
T4.1 - 18 | 0 | 0 | 0 | 0 | 0 | 0 | 0 | 0 | 0 | 0 | 0 | 0
T4.1 - 19 | 0 | 0 | 0 | 0 | 0 | 0 | 0 | 0 | 0 | 0 | 0 | 0
T4.1 - 20 | 0 | 0 | 0 | 0 | 0 | 0 | 0 | 0 | 0 | 0 | 0 | 0
T4.1 - 21 | 0 | 0 | 0 | 0 | 0 | 0 | 0 | 0 | 0 | 0 | 0 | 0
T4.1 - 22 | 0 | 0 | 0 | 0 | 0 | 0 | 0 | 0 | 0 | 0 | 0 | 0
T4.1 - 23 | 0 | 0 | 0 | 0 | 0 | 0 | 0 | 0 | 0 | 0 | 0 | 0
T4.1 - 24 | 0 | 0 | 0 | 0 | 0 | 0 | 0 | 0 | 0 | 0 | 0 | 0
T4.1 - 25 | 0 | 0 | 0 | 0 | 0 | 0 | 0 | 0 | 0 | 0 | 0 | 0
T4.1 - 26 | 0 | 0 | 0 | 0 | 0 | 0 | 0 | 0 | 0 | 0 | 0 | 0
T4.1 - 27 | 0 | 0 | 0 | 0 | 0 | 0 | 0 | 0 | 0 | 0 | 0 | 0
T4.1 - 28 | 0 | 0 | 0 | 0 | 0 | 0 | 0 | 0 | 0 | 0 | 0 | 0
T4.1 - 29 | 0 | 0 | 0 | 0 | 0 | 0 | 0 | 0 | 0 | 0 | 0 | 0
T4.1 - 30 | 0 | 0 | 0 | 0 | 0 | 0 | 0 | 0 | 0 | 0 | 0 | 0
T4.1 - 31 | 0 | 0 | 0 | 0 | 0 | 0 | 0 | 0 | 0 | 0 | 0 | 0
T4.1 - 32 | 0 | 0 | 0 | 0 | 0 | 0 | 0 | 0 | 0 | 0 | 0 | 0
T4.1 - 33 | 0 | 0 | 0 | 0 | 0 | 0 | 0 | 0 | 0 | 0 | 0 | 0
T4.1 - 34 | 0 | 0 | 0 | 0 | 0 | 0 | 0 | 0 | 0 | 0 | 0 | 0
T4.1 - 35 | 0 | 0 | 0 | 0 | 0 | 0 | 0 | 0 | 0 | 0 | 0 | 0
T4.1 - 36 | 0 | 0 | 0 | 0 | 0 | 0 | 0 | 0 | 0 | 0 | 0 | 0
T4.1 - 37 | 0 | 0 | 0 | 0 | 0 | 0 | 0 | 0 | 0 | 0 | 0 | 0
T4.1 - 38 | 0 | 0 | 0 | 0 | 0 | 0 | 0 | 0 | 0 | 0 | 0 | 0
Table 4.2: Task Based Implementation Activities
Southern California Edison Company (SCE)
Statewide Express Efficiency
0
Nonresidential
Line Item # | ACTIVITY DESCRIPTION | COST PER ACTIVITY | #VALUE!
#VALUE!
|  |  | 0 | 0 | 0 | Q1 2003 (Jan - Mar) | Q2 2003 (Apr - Jun) | Q3 2003 (Jul - Sep) | Q4 2003 (Oct - Dec) | Date Completed
T4.2 - 1 | 0 | 0 | 0 | 0 | 0 | 0 | 0 | 0 | 0 | 0
T4.2 - 2 | 0 | 0 | 0 | 0 | 0 | 0 | 0 | 0 | 0 | 0
T4.2 - 3 | 0 | 0 | 0 | 0 | 0 | 0 | 0 | 0 | 0 | 0
T4.2 - 4 | 0 | 0 | 0 | 0 | 0 | 0 | 0 | 0 | 0 | 0
T4.2 - 5 | 0 | 0 | 0 | 0 | 0 | 0 | 0 | 0 | 0 | 0
T4.2 - 6 | 0 | 0 | 0 | 0 | 0 | 0 | 0 | 0 | 0 | 0
T4.2 - 7 | 0 | 0 | 0 | 0 | 0 | 0 | 0 | 0 | 0 | 0
T4.2 - 8 | 0 | 0 | 0 | 0 | 0 | 0 | 0 | 0 | 0 | 0
T4.2 - 9 | 0 | 0 | 0 | 0 | 0 | 0 | 0 | 0 | 0 | 0
T4.2 - 10 | 0 | 0 | 0 | 0 | 0 | 0 | 0 | 0 | 0 | 0
T4.2 - 11 | 0 | 0 | 0 | 0 | 0 | 0 | 0 | 0 | 0 | 0
T4.2 - 12 | 0 | 0 | 0 | 0 | 0 | 0 | 0 | 0 | 0 | 0
T4.2 - 13 | 0 | 0 | 0 | 0 | 0 | 0 | 0 | 0 | 0 | 0
T4.2 - 14 | 0 | 0 | 0 | 0 | 0 | 0 | 0 | 0 | 0 | 0
T4.2 - 15 | 0 | 0 | 0 | 0 | 0 | 0 | 0 | 0 | 0 | 0
T4.2 - 16 | 0 | 0 | 0 | 0 | 0 | 0 | 0 | 0 | 0 | 0
T4.2 - 17 | 0 | 0 | 0 | 0 | 0 | 0 | 0 | 0 | 0 | 0
T4.2 - 18 | 0 | 0 | 0 | 0 | 0 | 0 | 0 | 0 | 0 | 0
T4.2 - 19 | 0 | 0 | 0 | 0 | 0 | 0 | 0 | 0 | 0 | 0
T4.2 - 20 | 0 | 0 | 0 | 0 | 0 | 0 | 0 | 0 | 0 | 0
T4.2 - 21 | 0 | 0 | 0 | 0 | 0 | 0 | 0 | 0 | 0 | 0
T4.2 - 22 | 0 | 0 | 0 | 0 | 0 | 0 | 0 | 0 | 0 | 0
T4.2 - 23 | 0 | 0 | 0 | 0 | 0 | 0 | 0 | 0 | 0 | 0
T4.2 - 24 | 0 | 0 | 0 | 0 | 0 | 0 | 0 | 0 | 0 | 0
T4.2 - 25 | 0 | 0 | 0 | 0 | 0 | 0 | 0 | 0 | 0 | 0
T4.2 - 26 | 0 | 0 | 0 | 0 | 0 | 0 | 0 | 0 | 0 | 0
T4.2 - 27 | 0 | 0 | 0 | 0 | 0 | 0 | 0 | 0 | 0 | 0
T4.2 - 28 | 0 | 0 | 0 | 0 | 0 | 0 | 0 | 0 | 0 | 0
T4.2 - 29 | 0 | 0 | 0 | 0 | 0 | 0 | 0 | 0 | 0 | 0
T4.2 - 30 | 0 | 0 | 0 | 0 | 0 | 0 | 0 | 0 | 0 | 0
T4.2 - 31 | 0 | 0 | 0 | 0 | 0 | 0 | 0 | 0 | 0 | 0
T4.2 - 32 | 0 | 0 | 0 | 0 | 0 | 0 | 0 | 0 | 0 | 0
T4.2 - 33 | 0 | 0 | 0 | 0 | 0 | 0 | 0 | 0 | 0 | 0
T4.2 - 34 | 0 | 0 | 0 | 0 | 0 | 0 | 0 | 0 | 0 | 0
T4.2 - 35 | 0 | 0 | 0 | 0 | 0 | 0 | 0 | 0 | 0 | 0
T4.2 - 36 | 0 | 0 | 0 | 0 | 0 | 0 | 0 | 0 | 0 | 0
T4.2 - 37 | 0 | 0 | 0 | 0 | 0 | 0 | 0 | 0 | 0 | 0
T4.2 - 38 | 0 | 0 | 0 | 0 | 0 | 0 | 0 | 0 | 0 | 0

## T5 - Marketing Activities
Table 5.1: Unit Based Marketing Activities
Southern California Edison Company (SCE)
Statewide Express Efficiency
0
Nonresidential
Line Item # | ACTIVITY DESCRIPTION | Number of Units
|  | PROGRAM UNIT GOALS | Number of units for which activities are completed | [7 empty] | TOTAL UNITS COMMITTED
|  |  | 0 | 0 | 0 | Q1 2003 (Jan - Mar) | Q2 2003 (Apr - Jun) | Q3 2003 (Jul - Sep) | Q4 2003 (Oct - Dec) | Total
T5.1 - 1 | Application Distribution | 100000 | 0 | 0 | 0 | 40000 | 60000 | 0 | 0 | 100000 | 0
T5.1 - 2 | Mailings | 290000 | 0 | 0 | 0 | 290000 | 0 | 0 | 0 | 290000 | 0
T5.1 - 3 | Brochure/ Flyer Distribution | 50000 | 0 | 0 | 0 | 25000 | 25000 | 0 | 0 | 50000 | 0
T5.1 - 4 | Bill Inserts | 290000 | 0 | 0 | 0 | 145000 | 145000 | 0 | 0 | 290000 | 0
T5.1 - 5 | 0 | 0 | 0 | 0 | 0 | 0 | 0 | 0 | 0 | 0 | 0
T5.1 - 6 | 0 | 0 | 0 | 0 | 0 | 0 | 0 | 0 | 0 | 0 | 0
T5.1 - 7 | 0 | 0 | 0 | 0 | 0 | 0 | 0 | 0 | 0 | 0 | 0
T5.1 - 8 | 0 | 0 | 0 | 0 | 0 | 0 | 0 | 0 | 0 | 0 | 0
T5.1 - 9 | 0 | 0 | 0 | 0 | 0 | 0 | 0 | 0 | 0 | 0 | 0
T5.1 - 10 | 0 | 0 | 0 | 0 | 0 | 0 | 0 | 0 | 0 | 0 | 0
T5.1 - 11 | 0 | 0 | 0 | 0 | 0 | 0 | 0 | 0 | 0 | 0 | 0
T5.1 - 12 | 0 | 0 | 0 | 0 | 0 | 0 | 0 | 0 | 0 | 0 | 0
T5.1 - 13 | 0 | 0 | 0 | 0 | 0 | 0 | 0 | 0 | 0 | 0 | 0
T5.1 - 14 | 0 | 0 | 0 | 0 | 0 | 0 | 0 | 0 | 0 | 0 | 0
T5.1 - 15 | 0 | 0 | 0 | 0 | 0 | 0 | 0 | 0 | 0 | 0 | 0
T5.1 - 16 | 0 | 0 | 0 | 0 | 0 | 0 | 0 | 0 | 0 | 0 | 0
T5.1 - 17 | 0 | 0 | 0 | 0 | 0 | 0 | 0 | 0 | 0 | 0 | 0
T5.1 - 18 | 0 | 0 | 0 | 0 | 0 | 0 | 0 | 0 | 0 | 0 | 0
T5.1 - 19 | 0 | 0 | 0 | 0 | 0 | 0 | 0 | 0 | 0 | 0 | 0
T5.1 - 20 | 0 | 0 | 0 | 0 | 0 | 0 | 0 | 0 | 0 | 0 | 0
Table 5.2: Task Based Marketing Activities
Southern California Edison Company (SCE)
Statewide Express Efficiency
0
Nonresidential
Line Item # | ACTIVITY DESCRIPTION | Work Product
Estimated Percent Complete by Quarter (cumulative)
|  | 0 | 0 | 0 | Q1 2003 (Jan - Mar) | Q2 2003 (Apr - Jun) | Q3 2003 (Jul - Sep) | Q4 2003 (Oct - Dec) | Date Completed
T5.2 - 1 | revise www.sce.com/ Rebates&Offers | 0% | 0% | 0% | 10000% | 0% | 0% | 0% | 0
T5.2 - 2 | Revise html applications | 0% | 0% | 0% | 10000% | 0% | 0% | 0% | 0
T5.2 - 3 | Revise and Print applications (English, Chinese, Korean, Spanish, and Vietnamese | 0% | 0% | 0% | 10000% | 0% | 0% | 0% | 0
T5.2 - 4 | Vendor Kick-off | 0% | 0% | 0% | 0% | 5000% | 5000% | 0% | 0
T5.2 - 5 | Contractor Training Technology Seminars | 0% | 0% | 0% | 1000% | 4000% | 4000% | 1000% | 0
T5.2 - 6 | Customer Trade Association Events | 0% | 0% | 0% | 1000% | 4000% | 4000% | 1000% | 0
T5.2 - 7 | 0 | 0% | 0% | 0% | 0% | 0% | 0% | 0% | 0
T5.2 - 8 | 0 | 0% | 0% | 0% | 0% | 0% | 0% | 0% | 0
T5.2 - 9 | 0 | 0% | 0% | 0% | 0% | 0% | 0% | 0% | 0
T5.2 - 10 | 0 | 0% | 0% | 0% | 0% | 0% | 0% | 0% | 0
T5.2 - 11 | 0 | 0% | 0% | 0% | 0% | 0% | 0% | 0% | 0
T5.2 - 12 | 0 | 0% | 0% | 0% | 0% | 0% | 0% | 0% | 0
T5.2 - 13 | 0 | 0% | 0% | 0% | 0% | 0% | 0% | 0% | 0
T5.2 - 14 | 0 | 0% | 0% | 0% | 0% | 0% | 0% | 0% | 0
T5.2 - 15 | 0 | 0% | 0% | 0% | 0% | 0% | 0% | 0% | 0
T5.2 - 16 | 0 | 0% | 0% | 0% | 0% | 0% | 0% | 0% | 0
T5.2 - 17 | 0 | 0% | 0% | 0% | 0% | 0% | 0% | 0% | 0
T5.2 - 18 | 0 | 0% | 0% | 0% | 0% | 0% | 0% | 0% | 0
T5.2 - 19 | 0 | 0% | 0% | 0% | 0% | 0% | 0% | 0% | 0
T5.2 - 20 | 0 | 0% | 0% | 0% | 0% | 0% | 0% | 0% | 0

## T6 - EM&V Activities
Table 6: Evaluation, Measurement and Verification Activities
Southern California Edison Company (SCE)
Statewide Express Efficiency
0
Nonresidential
Line Item # | ACTIVITY DESCRIPTION | Work Product
Estimated Percent Complete by Quarter (cumulative)
|  | 0 | 0 | 0 | Q1 2003 (Jan - Mar) | Q2 2003 (Apr - Jun) | Q3 2003 (Jul - Sep) | Q4 2003 (Oct - Dec) | Date Completed
T6 - 1 | 0 | 0% | 0% | 0% | 0% | 0% | 0% | 0% | 0
T6 - 2 | 0 | 0% | 0% | 0% | 0% | 0% | 0% | 0% | 0
T6 - 3 | 0 | 0% | 0% | 0% | 0% | 0% | 0% | 0% | 0
T6 - 4 | 0 | 0% | 0% | 0% | 0% | 0% | 0% | 0% | 0
T6 - 5 | 0 | 0% | 0% | 0% | 0% | 0% | 0% | 0% | 0
T6 - 6 | 0 | 0% | 0% | 0% | 0% | 0 | 0% | 0% | 0
T6 - 7 | 0 | 0% | 0% | 0% | 0% | 0% | 0% | 0% | 0
T6 - 8 | 0 | 0% | 0% | 0% | 0% | 0% | 0% | 0% | 0
T6 - 9 | 0 | 0% | 0% | 0% | 0% | 0% | 0% | 0% | 0
T6 - 10 | 0 | 0% | 0% | 0% | 0% | 0% | 0% | 0% | 0
T6 - 11 | 0 | 0% | 0% | 0% | 0% | 0% | 0% | 0% | 0
T6 - 12 | 0 | 0% | 0% | 0% | 0% | 0% | 0% | 0% | 0
T6 - 13 | 0 | 0% | 0% | 0% | 0% | 0% | 0% | 0% | 0
T6 - 14 | 0 | 0% | 0% | 0% | 0% | 0% | 0% | 0% | 0
T6 - 15 | 0 | 0% | 0% | 0% | 0% | 0% | 0% | 0% | 0
T6 - 16 | 0 | 0% | 0% | 0% | 0% | 0% | 0% | 0% | 0
T6 - 17 | 0 | 0% | 0% | 0% | 0% | 0% | 0% | 0% | 0
T6 - 18 | 0 | 0% | 0% | 0% | 0% | 0% | 0% | 0% | 0
T6 - 19 | 0 | 0% | 0% | 0% | 0% | 0% | 0% | 0% | 0
T6 - 20 | 0 | 0% | 0% | 0% | 0% | 0% | 0% | 0% | 0

## T7 - Subcontractor Activities
Table 7: Subcontractor Activities
Southern California Edison Company (SCE)
Statewide Express Efficiency
0
Nonresidential
Line Item # | SUBCONTRACTOR | TASK
T7 - 1 | Energy Solutions | Creation of Equipment Reference Databases | 0 | 0 | 0 | 0
T7 - 2 | Energy Solutions | Maintenance of Program Technical Documentation | 0 | 0 | 0 | 0
T7 - 3 | 0 | 0 | 0 | 0 | 0 | 0
T7 - 4 | 0 | 0 | 0 | 0 | 0 | 0
T7 - 5 | 0 | 0 | 0 | 0 | 0 | 0
T7 - 6 | 0 | 0 | 0 | 0 | 0 | 0
T7 - 7 | 0 | 0 | 0 | 0 | 0 | 0
T7 - 8 | 0 | 0 | 0 | 0 | 0 | 0
T7 - 9 | 0 | 0 | 0 | 0 | 0 | 0
T7 - 10 | 0 | 0 | 0 | 0 | 0 | 0
T7 - 11 | 0 | 0 | 0 | 0 | 0 | 0
T7 - 12 | 0 | 0 | 0 | 0 | 0 | 0
T7 - 13 | 0 | 0 | 0 | 0 | 0 | 0
T7 - 14 | 0 | 0 | 0 | 0 | 0 | 0
T7 - 15 | 0 | 0 | 0 | 0 | 0 | 0
T7 - 16 | 0 | 0 | 0 | 0 | 0 | 0
T7 - 17 | 0 | 0 | 0 | 0 | 0 | 0
T7 - 18 | 0 | 0 | 0 | 0 | 0 | 0
T7 - 19 | 0 | 0 | 0 | 0 | 0 | 0
T7 - 20 | 0 | 0 | 0 | 0 | 0 | 0

## Avd. costs
Discount Rate
|  |  |  | AVOIDED COST VALUES |  |  |  |  | 8.15%
|  | Electric |  |  |  |  | Natural Gas
| Statewide Avg. | Gen | T&D | Env.Ext. | Total |  | Gen | T&D | Env.Ext. | Total
| Year | $/kWh | $/kWh | $/kWh | $/kWh | Year | $/thm | $/thm | $/thm | $/thm
| 2002 | 0.09905 | 0.00525 | 0.00655 | 0.11085 | 2002 | 0.49 | 0.03 | 0.06 | 0.58
| 2003 | 0.05671 | 0.0055 | 0.0068 | 0.06901 | 2003 | 0.37 | 0.03 | 0.06 | 0.46
| 2004 | 0.05341 | 0.00574 | 0.00704 | 0.06619 | 2004 | 0.34 | 0.03 | 0.06 | 0.43
| 2005 | 0.05451 | 0.006 | 0.0072 | 0.06771 | 2005 | 0.35 | 0.03 | 0.06 | 0.44
| 2006 | 0.04961 | 0.0062 | 0.0074 | 0.06321 | 2006 | 0.37 | 0.03 | 0.07 | 0.47
| 2007 | 0.05155 | 0.0065 | 0.0076 | 0.06565 | 2007 | 0.39 | 0.03 | 0.07 | 0.49
| 2008 | 0.05325 | 0.00675 | 0.00785 | 0.06785 | 2008 | 0.4 | 0.04 | 0.07 | 0.51
| 2009 | 0.0551 | 0.00704 | 0.00814 | 0.07028 | 2009 | 0.42 | 0.04 | 0.07 | 0.53
| 2010 | 0.05708 | 0.00734 | 0.00834 | 0.07276 | 2010 | 0.44 | 0.04 | 0.07 | 0.55
| 2011 | 0.05896 | 0.0076 | 0.0086 | 0.07516 | 2011 | 0.38 | 0.04 | 0.08 | 0.5
| 2012 | 0.06138 | 0.00794 | 0.00884 | 0.07816 | 2012 | 0.4 | 0.04 | 0.08 | 0.52
| 2013 | 0.06399 | 0.0083 | 0.0091 | 0.08139 | 2013 | 0.42 | 0.04 | 0.08 | 0.54
| 2014 | 0.06676 | 0.0086 | 0.0094 | 0.08476 | 2014 | 0.43 | 0.04 | 0.08 | 0.55
| 2015 | 0.06976 | 0.009 | 0.0097 | 0.08846 | 2015 | 0.45 | 0.04 | 0.09 | 0.58
| 2016 | 0.073 | 0.00934 | 0.00994 | 0.09228 | 2016 | 0.48 | 0.04 | 0.09 | 0.61
| 2017 | 0.07649 | 0.00974 | 0.01024 | 0.09647 | 2017 | 0.5 | 0.04 | 0.09 | 0.63
| 2018 | 0.08023 | 0.01014 | 0.01054 | 0.10091 | 2018 | 0.52 | 0.05 | 0.09 | 0.66
| 2019 | 0.08428 | 0.01055 | 0.01081 | 0.10564 | 2019 | 0.54 | 0.05 | 0.1 | 0.69
| 2020 | 0.08844 | 0.01059 | 0.01108 | 0.11011 | 2020 | 0.57 | 0.05 | 0.1 | 0.72
| 2021 | 0.09287 | 0.01112 | 0.01136 | 0.11535 | 2021 | 0.59 | 0.05 | 0.1 | 0.74
| SUM | 1.3464 | 0.15924 | 0.17653 | 1.6822 | SUM | 8.85 | 0.66 | 1.57 | 11.2
0 |  |  |  |  | 0 |  |  |  |  | 0
1 | PV (1 yr) | 0.09905 | 0.00525 | 0.00655 | 0.11085 | PV (1 yr) | 0.49 | 0.03 | 0.06 | 0.58
2 | PV (2 yr) | 0.15149 | 0.010336 | 0.012838 | 0.17466 | PV (2 yr) | 0.83212 | 0.057739 | 0.11548 | 1.0053
3 | PV (3 yr) | 0.19715 | 0.015243 | 0.018856 | 0.23125 | PV (3 yr) | 1.1228 | 0.083388 | 0.16678 | 1.373 | Discount Rate | 8.15%
4 | PV (4 yr) | 0.24024 | 0.019986 | 0.024548 | 0.28478 | PV (4 yr) | 1.3995 | 0.1071 | 0.21421 | 1.7208
5 | PV (5 yr) | 0.2765 | 0.024518 | 0.029957 | 0.33098 | PV (5 yr) | 1.6699 | 0.12903 | 0.26538 | 2.0644
6 | PV (6 yr) | 0.31135 | 0.028911 | 0.035094 | 0.37535 | PV (6 yr) | 1.9335 | 0.14931 | 0.31269 | 2.3955
7 | PV (7 yr) | 0.34462 | 0.03313 | 0.04 | 0.41775 | PV (7 yr) | 2.1835 | 0.17431 | 0.35643 | 2.7143
8 | PV (8 yr) | 0.37646 | 0.037198 | 0.044704 | 0.45837 | PV (8 yr) | 2.4262 | 0.19742 | 0.39688 | 3.0205
9 | PV (9 yr) | 0.40696 | 0.04112 | 0.04916 | 0.49724 | PV (9 yr) | 2.6613 | 0.21879 | 0.43428 | 3.3144
10 | PV (10 yr) | 0.43609 | 0.044874 | 0.053408 | 0.53437 | PV (10 yr) | 2.849 | 0.23855 | 0.47381 | 3.5614
11 | PV (11 yr) | 0.46413 | 0.048501 | 0.057447 | 0.57008 | PV (11 yr) | 3.0318 | 0.25683 | 0.51035 | 3.7989
12 | PV (12 yr) | 0.49116 | 0.052007 | 0.06129 | 0.60446 | PV (12 yr) | 3.2092 | 0.27372 | 0.54414 | 4.027
13 | PV (13 yr) | 0.51723 | 0.055366 | 0.064962 | 0.63756 | PV (13 yr) | 3.3771 | 0.28934 | 0.57539 | 4.2418
14 | PV (14 yr) | 0.54242 | 0.058616 | 0.068464 | 0.6695 | PV (14 yr) | 3.5396 | 0.30379 | 0.60789 | 4.4513
15 | PV (15 yr) | 0.5668 | 0.061735 | 0.071783 | 0.70032 | PV (15 yr) | 3.6999 | 0.31715 | 0.63794 | 4.655
16 | PV (16 yr) | 0.59041 | 0.064742 | 0.074945 | 0.7301 | PV (16 yr) | 3.8543 | 0.3295 | 0.66573 | 4.8495
17 | PV (17 yr) | 0.61332 | 0.067637 | 0.077954 | 0.75891 | PV (17 yr) | 4.0027 | 0.34377 | 0.69142 | 5.0379
18 | PV (18 yr) | 0.63557 | 0.070422 | 0.080807 | 0.78679 | PV (18 yr) | 4.1453 | 0.35697 | 0.71782 | 5.22
19 | PV (19 yr) | 0.65715 | 0.073006 | 0.083512 | 0.81367 | PV (19 yr) | 4.2844 | 0.36917 | 0.74222 | 5.3958
20 | PV (20 yr) | 0.67811 | 0.075516 | 0.086076 | 0.8397 | PV (20 yr) | 4.4175 | 0.38046 | 0.76479 | 5.5628

## T8 - Program Benefits
Table 8: Program Benefits
Southern California Edison Company (SCE)
Statewide Express Efficiency
0
Nonresidential
Measure Description | No. of Units | Annual Therm Savings per Unit | Annual kWh Savings per Unit | Effective Useful Life (EUL) | Net-to-Gross Ratio | Total Annual gross kWh Savnigs | Total Annual gross Therm Savings | Total Annual net kWh Savings | Total Annual net Therm Savings | Life Cycle net kWh | Life Cycle net Therms | Present Value of Annualized kWh Savings | Present Value of Annualized Therm Savings | Gross Electricity Benefits | Gross Gas Benefits | Net Electricity Benefits | Net Gas Benefits | Total Gross Resource Benefits | Total Net Resource Benefits
HVAC | 0 | 0 | 0 | 0 | 0 | 0 | 0 | 0 | 0 | 0 | 0 | 0 | 0 | 0 | 0 | 0 | 0 | 0 | 0
Package Terminal Air Conditioners | 5000 | 0 | 383.08 | 15 | 0.96 | 1915400 | 0 | 1838784 | 0 | 27581760 | 0 | 0.70032 | 4.655 | 1341387.1113 | 0 | 1287731.6268 | 0 | 1341387.1113 | 1287731.6268
Package single Tier 1-air cooled | 5015 | 0 | 619.76 | 15 | 0.96 | 3108096.4 | 0 | 2983772.544 | 0 | 44756588.16 | 0 | 0.70032 | 4.655 | 2176652.6321 | 0 | 2089586.5268 | 0 | 2176652.6321 | 2089586.5268
Split System single Tier 1- air cooled | 4260 | 0 | 529.48 | 15 | 0.96 | 2255584.8 | 0 | 2165361.408 | 0 | 32480421.12 | 0 | 0.70032 | 4.655 | 1579624.2973 | 0 | 1516439.3254 | 0 | 1579624.2973 | 1516439.3254
Package single Tier 2 - air cooled | 875 | 0 | 690.52 | 15 | 0.96 | 604205 | 0 | 580036.8 | 0 | 8700552 | 0 | 0.70032 | 4.655 | 423135.0107 | 0 | 406209.6103 | 0 | 423135.0107 | 406209.6103
Split System single Tier 2- air cooled | 350 | 0 | 668.56 | 15 | 0.96 | 233996 | 0 | 224636.16 | 0 | 3369542.4 | 0 | 0.70032 | 4.655 | 163871.3681 | 0 | 157316.5134 | 0 | 163871.3681 | 157316.5134
Package single Tier 3 - air cooled | 180 | 0 | 758.84 | 15 | 0.96 | 136591.2 | 0 | 131127.552 | 0 | 1966913.28 | 0 | 0.70032 | 4.655 | 95657.1344 | 0 | 91830.849 | 0 | 95657.1344 | 91830.849
Split System Tier 3 - air cooled | 210 | 0 | 751.52 | 15 | 0.96 | 157819.2 | 0 | 151506.432 | 0 | 2272596.48 | 0 | 0.70032 | 4.655 | 110523.4629 | 0 | 106102.5244 | 0 | 110523.4629 | 106102.5244
65-135kBTU air cooled, package or split Tier 2 | 1385 | 0 | 258.64 | 15 | 0.96 | 358216.4 | 0 | 343887.744 | 0 | 5158316.16 | 0 | 0.70032 | 4.655 | 250865.0214 | 0 | 240830.4206 | 0 | 250865.0214 | 240830.4206
135-240 kBTU air cooled, package or split Tier 2 | 1025 | 0 | 280.6 | 15 | 0.96 | 287615 | 0 | 276110.4 | 0 | 4141656 | 0 | 0.70032 | 4.655 | 201421.6634 | 0 | 193364.7968 | 0 | 201421.6634 | 193364.7968
>240 kBTU air cooled, package or split Tier 2 | 525 | 0 | 307.44 | 15 | 0.96 | 161406 | 0 | 154949.76 | 0 | 2324246.4 | 0 | 0.70032 | 4.655 | 113035.3598 | 0 | 108513.9454 | 0 | 113035.3598 | 108513.9454
Variable-Frequency Drives - HVAC Fans | 25 | 0 | 753 | 15 | 0.96 | 18825 | 0 | 18072 | 0 | 271080 | 0 | 0.70032 | 4.655 | 13183.4668 | 0 | 12656.1282 | 0 | 13183.4668 | 12656.1282
Setback Programmable Thermostats | 2400 | 0 | 327 | 11 | 0.96 | 784800 | 0 | 753408 | 0 | 8287488 | 0 | 0.57008 | 3.7989 | 447396.8679 | 0 | 429500.9931 | 0 | 447396.8679 | 429500.9931
Reflective Window Film - Coastal | 50 | 0 | 13 | 10 | 0.96 | 650 | 0 | 624 | 0 | 6240 | 0 | 0.53437 | 0 | 347.3427 | 0 | 333.449 | 0 | 347.3427 | 333.449
Reflective Window Film - Inland | 50200 | 0 | 16 | 10 | 0.96 | 803200 | 0 | 771072 | 0 | 7710720 | 0 | 0.53437 | 0 | 429208.6811 | 0 | 412040.3338 | 0 | 429208.6811 | 412040.3338
Reflective Window Film - Desert | 25100 | 0 | 24 | 10 | 0.96 | 602400 | 0 | 578304 | 0 | 5783040 | 0 | 0.53437 | 0 | 321906.5108 | 0 | 309030.2504 | 0 | 321906.5108 | 309030.2504
Direct Evaporative Coolers | 193.8 | 0 | 1075 | 15 | 0.96 | 208335 | 0 | 200001.6 | 0 | 3000024 | 0 | 0.70032 | 4.655 | 145900.5345 | 0 | 140064.5131 | 0 | 145900.5345 | 140064.5131
Cool Roof | 1700 | 0 | 187.5 | 15 | 0.96 | 318750 | 0 | 306000 | 0 | 4590000 | 0 | 0.70032 | 4.655 | 223226.032 | 0 | 214296.9907 | 0 | 223226.032 | 214296.9907
Lighting | 0 | 0 | 0 | 0 | 0 | 0 | 0 | 0 | 0 | 0 | 0 | 0 | 0 | 0 | 0 | 0 | 0 | 0 | 0
Screw-in Compact Fluorescent Lamp, 5 - 13 watts | 10000 | 0 | 145.235 | 8 | 0.96 | 1452350 | 0 | 1394256 | 0 | 11154048 | 0 | 0.45837 | 0 | 665707.1024 | 0 | 639078.8183 | 0 | 665707.1024 | 639078.8183
Screw-in Compact Fluorescent Lamp, 14-26 watts | 30000 | 0 | 231.9075 | 8 | 0.96 | 6957225 | 0 | 6678936 | 0 | 53431488 | 0 | 0.45837 | 0 | 3188951.7648 | 0 | 3061393.6942 | 0 | 3188951.7648 | 3061393.6942
Screw-in Compact Fluorescent Lamp, 14-26 w/ reflector | 25000 | 0 | 231.9075 | 8 | 0.96 | 5797687.5 | 0 | 5565780 | 0 | 44526240 | 0 | 0.45837 | 0 | 2657459.804 | 0 | 2551161.4118 | 0 | 2657459.804 | 2551161.4118
Screw-in Compact Fluorescent Lamp, >=27watts | 15000 | 0 | 440.39 | 8 | 0.96 | 6605850 | 0 | 6341616 | 0 | 50732928 | 0 | 0.45837 | 0 | 3027893.5948 | 0 | 2906777.851 | 0 | 3027893.5948 | 2906777.851
Hardwired Fluorescent Fixture, 5-13 watts | 850 | 0 | 210.825 | 16 | 0.96 | 179201.25 | 0 | 172033.2 | 0 | 2752531.2 | 0 | 0.7301 | 0 | 130835.1453 | 0 | 125601.7395 | 0 | 130835.1453 | 125601.7395
Hardwired Fluorescent Fixture, 14-26 watts | 850 | 0 | 346.69 | 16 | 0.96 | 294686.5 | 0 | 282899.04 | 0 | 4526384.64 | 0 | 0.7301 | 0 | 215151.1279 | 0 | 206545.0827 | 0 | 215151.1279 | 206545.0827
Hardwired Fluorescent Fixture, 27-65 watts(incandescent basecase) | 1275 | 0 | 665.27 | 16 | 0.96 | 848219.25 | 0 | 814290.48 | 0 | 13028647.68 | 0 | 0.7301 | 0 | 619286.3545 | 0 | 594514.9003 | 0 | 619286.3545 | 594514.9003
Hardwired Fluorescent Fixture, 27-65 watts(mercury vapor basecase) | 425 | 0 | 313.895 | 16 | 0.96 | 133405.375 | 0 | 128069.16 | 0 | 2049106.56 | 0 | 0.7301 | 0 | 97399.4971 | 0 | 93503.5172 | 0 | 97399.4971 | 93503.5172
Hardwired Fluorescent Fixture, 66-90 watts(incandescent base case) | 510 | 0 | 1011.96 | 16 | 0.96 | 516099.6 | 0 | 495455.616 | 0 | 7927289.856 | 0 | 0.7301 | 0 | 376805.2185 | 0 | 361733.0098 | 0 | 376805.2185 | 361733.0098
Hardwired Fluorescent Fixture, 66-90 watts(mercury vapor base case) | 85 | 0 | 543.46 | 16 | 0.96 | 46194.1 | 0 | 44346.336 | 0 | 709541.376 | 0 | 0.7301 | 0 | 33726.393 | 0 | 32377.3373 | 0 | 33726.393 | 32377.3373
Hardwired Fluorescent Fixture, >90 watts(incandescent base case) | 170 | 0 | 1011.96 | 16 | 0.96 | 172033.2 | 0 | 165151.872 | 0 | 2642429.952 | 0 | 0.7301 | 0 | 125601.7395 | 0 | 120577.6699 | 0 | 125601.7395 | 120577.6699
Hardwired Fluorescent Fixture, >90 watts(mercury vapor base case) | 42.5 | 0 | 543.46 | 16 | 0.96 | 23097.05 | 0 | 22173.168 | 0 | 354770.688 | 0 | 0.7301 | 0 | 16863.1965 | 0 | 16188.6686 | 0 | 16863.1965 | 16188.6686
Induction Lamps and fixtures 55 - 100 watts | 17 | 0 | 843.3 | 16 | 0.96 | 14336.1 | 0 | 13762.656 | 0 | 220202.496 | 0 | 0.7301 | 0 | 10466.8116 | 0 | 10048.1392 | 0 | 10466.8116 | 10048.1392
Induction Lamps and fixtures >100 watts | 17 | 0 | 1606.955 | 16 | 0.96 | 27318.235 | 0 | 26225.5056 | 0 | 419608.0896 | 0 | 0.7301 | 0 | 19945.091 | 0 | 19147.2874 | 0 | 19945.091 | 19147.2874
LED Exit Sign Retrofit Kit | 1050 | 0 | 297.024 | 16 | 0.96 | 311875.2 | 0 | 299400.192 | 0 | 4790403.072 | 0 | 0.7301 | 0 | 227700.6277 | 0 | 218592.6026 | 0 | 227700.6277 | 218592.6026
LED Exit Sign | 1800 | 0 | 297.024 | 16 | 0.96 | 534643.2 | 0 | 513257.472 | 0 | 8212119.552 | 0 | 0.7301 | 0 | 390343.9332 | 0 | 374730.1759 | 0 | 390343.9332 | 374730.1759
LED Channel Signage (Red) indoor <2ft | 997 | 0 | 43.68 | 16 | 0.96 | 43548.96 | 0 | 41807.0016 | 0 | 668912.0256 | 0 | 0.7301 | 0 | 31795.1717 | 0 | 30523.3648 | 0 | 31795.1717 | 30523.3648
LED Channel Signage (Red) indoor >2ft | 875 | 0 | 87.36 | 16 | 0.96 | 76440 | 0 | 73382.4 | 0 | 1174118.4 | 0 | 0.7301 | 0 | 55808.9774 | 0 | 53576.6183 | 0 | 55808.9774 | 53576.6183
LED Channel Signage (Red) outdoor <2ft | 875 | 0 | 22 | 16 | 0.96 | 19250 | 0 | 18480 | 0 | 295680 | 0 | 0.7301 | 0 | 14054.4586 | 0 | 13492.2802 | 0 | 14054.4586 | 13492.2802
LED Channel Signage (Red) outdoor >2ft | 875 | 0 | 43.8 | 16 | 0.96 | 38325 | 0 | 36792 | 0 | 588672 | 0 | 0.7301 | 0 | 27981.1494 | 0 | 26861.9034 | 0 | 27981.1494 | 26861.9034
LED Strip Neon Replacement, Indoor | 1800 | 0 | 44 | 16 | 0.96 | 79200 | 0 | 76032 | 0 | 1216512 | 0 | 0.7301 | 0 | 57824.0582 | 0 | 55511.0959 | 0 | 57824.0582 | 55511.0959
LED Strip Neon Replacement,Outdoor | 1800 | 0 | 22 | 16 | 0.96 | 39600 | 0 | 38016 | 0 | 608256 | 0 | 0.7301 | 0 | 28912.0291 | 0 | 27755.5479 | 0 | 28912.0291 | 27755.5479
Electronic Ballast, Non-Dimming | 200 | 0 | 32.795 | 16 | 0.96 | 6559 | 0 | 6296.64 | 0 | 100746.24 | 0 | 0.7301 | 0 | 4788.7373 | 0 | 4597.1879 | 0 | 4788.7373 | 4597.1879
Electronic Ballast, Dimming(with daylighting) | 500 | 0 | 60.905 | 16 | 0.96 | 30452.5 | 0 | 29234.4 | 0 | 467750.4 | 0 | 0.7301 | 0 | 22233.4234 | 0 | 21344.0865 | 0 | 22233.4234 | 21344.0865
Premium 'T-8 Lamp and Electronic, 2-foot lamp installed | 5000 | 0 | 46.3815 | 16 | 0.96 | 231907.5 | 0 | 222631.2 | 0 | 3562099.2 | 0 | 0.7301 | 0 | 169316.0704 | 0 | 162543.4276 | 0 | 169316.0704 | 162543.4276
T-5 Lamp and Electronic ballast - 2 foot | 900 | 0 | 46.3815 | 16 | 0.96 | 41743.35 | 0 | 40073.616 | 0 | 641177.856 | 0 | 0.7301 | 0 | 30476.8927 | 0 | 29257.817 | 0 | 30476.8927 | 29257.817
T-5 HO Lamp with electronic ballast - 2 foot | 52 | 0 | 87.6095 | 16 | 0.96 | 4555.694 | 0 | 4373.4662 | 0 | 69975.4598 | 0 | 0.7301 | 0 | 3326.1201 | 0 | 3193.0753 | 0 | 3326.1201 | 3193.0753
T-8 Lamp and Electronic, 2-foot lamp removed | 810.9 | 0 | 175.6875 | 16 | 0.96 | 142464.9937 | 0 | 136766.394 | 0 | 2188262.304 | 0 | 0.7301 | 0 | 104013.9405 | 0 | 99853.3829 | 0 | 104013.9405 | 99853.3829
Premium T-8 Lamp and Electronic, 3-foot lamp installed | 900 | 0 | 54.346 | 16 | 0.96 | 48911.4 | 0 | 46954.944 | 0 | 751279.104 | 0 | 0.7301 | 0 | 35710.2985 | 0 | 34281.8865 | 0 | 35710.2985 | 34281.8865
T-5 Lamp and Electronic ballast - 3 foot | 100 | 0 | 54.346 | 16 | 0.96 | 5434.6 | 0 | 5217.216 | 0 | 83475.456 | 0 | 0.7301 | 0 | 3967.8109 | 0 | 3809.0985 | 0 | 3967.8109 | 3809.0985
T-5 HO Lamp with electronic ballast - 3 foot | 60 | 0 | 103.5385 | 16 | 0.96 | 6212.31 | 0 | 5963.8176 | 0 | 95421.0816 | 0 | 0.7301 | 0 | 4535.6184 | 0 | 4354.1936 | 0 | 4535.6184 | 4354.1936
T-8 Lamp and Electronic, 3-foot lamp removed | 124.1 | 0 | 206.14 | 16 | 0.96 | 25581.974 | 0 | 24558.695 | 0 | 392939.1206 | 0 | 0.7301 | 0 | 18677.4439 | 0 | 17930.3461 | 0 | 18677.4439 | 17930.3461
Premium T-8 Lamp and Electronic, 4-foot lamp installed | 90759.7859 | 0 | 50.1295 | 16 | 0.96 | 4549742.6864 | 0 | 4367752.9789 | 0 | 69884047.6629 | 0 | 0.7301 | 0 | 3321775.0743 | 0 | 3188904.0713 | 0 | 3321775.0743 | 3188904.0713
T-5 Lamp and Electronic ballast - 4 foot | 15000 | 0 | 50.1295 | 16 | 0.96 | 751942.5 | 0 | 721864.8 | 0 | 11549836.8 | 0 | 0.7301 | 0 | 548994.5313 | 0 | 527034.7501 | 0 | 548994.5313 | 527034.7501
T-5 HO Lamp with electronic ballast - 4 foot | 5000 | 0 | 95.574 | 16 | 0.96 | 477870 | 0 | 458755.2 | 0 | 7340083.2 | 0 | 0.7301 | 0 | 348893.7208 | 0 | 334937.972 | 0 | 348893.7208 | 334937.972
T-8 Lamp and Electronic, 4-foot lamp removed | 30000 | 0 | 201.455 | 16 | 0.96 | 6043650 | 0 | 5801904 | 0 | 92830464 | 0 | 0.7301 | 0 | 4412479.4107 | 0 | 4235980.2342 | 0 | 4412479.4107 | 4235980.2342
T-8 Lamp and Electronic, 8-foot lamp installed | 6465.1 | 0 | 42.165 | 16 | 0.96 | 272600.9415 | 0 | 261696.9038 | 0 | 4187150.4614 | 0 | 0.7301 | 0 | 199026.4231 | 0 | 191065.3661 | 0 | 199026.4231 | 191065.3661
T-5 HO Lamp with electronic ballast - 8 foot | 1500 | 0 | 79.645 | 16 | 0.96 | 119467.5 | 0 | 114688.8 | 0 | 1835020.8 | 0 | 0.7301 | 0 | 87223.4302 | 0 | 83734.493 | 0 | 87223.4302 | 83734.493
T-8 Lamp and Electronic, 8-foot lamp removed | 1326 | 0 | 370.115 | 16 | 0.96 | 490772.49 | 0 | 471141.5904 | 0 | 7538265.4464 | 0 | 0.7301 | 0 | 358313.8513 | 0 | 343981.2973 | 0 | 358313.8513 | 343981.2973
Interior pulse start HID fixture 0-35 watts incandescent basecase | 250 | 0 | 257.675 | 16 | 0.96 | 64418.75 | 0 | 61842 | 0 | 989472 | 0 | 0.7301 | 0 | 47032.2418 | 0 | 45150.9521 | 0 | 47032.2418 | 45150.9521
Interior pulse start HID fixture 0-35 watts mercury vapor basecase | 100 | 0 | 135.865 | 16 | 0.96 | 13586.5 | 0 | 13043.04 | 0 | 208688.64 | 0 | 0.7301 | 0 | 9919.5274 | 0 | 9522.7463 | 0 | 9919.5274 | 9522.7463
Interior pulse start HID fixture 36-70 watts incandescent basecase | 250 | 0 | 515.35 | 16 | 0.96 | 128837.5 | 0 | 123684 | 0 | 1978944 | 0 | 0.7301 | 0 | 94064.4836 | 0 | 90301.9042 | 0 | 94064.4836 | 90301.9042
Interior pulse start HID fixture 36-70 watts mercury vapor basecase | 100 | 0 | 163.975 | 16 | 0.96 | 16397.5 | 0 | 15741.6 | 0 | 251865.6 | 0 | 0.7301 | 0 | 11971.8434 | 0 | 11492.9696 | 0 | 11971.8434 | 11492.9696
Interior pulse start HID fixture 71-100 watts incandescent basecase | 250 | 0 | 801.135 | 16 | 0.96 | 200283.75 | 0 | 192272.4 | 0 | 3076358.4 | 0 | 0.7301 | 0 | 146227.5154 | 0 | 140378.4147 | 0 | 146227.5154 | 140378.4147
Interior pulse start HID fixture 71-100 watts mercury vapor basecase | 100 | 0 | 332.635 | 16 | 0.96 | 33263.5 | 0 | 31932.96 | 0 | 510927.36 | 0 | 0.7301 | 0 | 24285.7394 | 0 | 23314.3098 | 0 | 24285.7394 | 23314.3098
Interior pulse start HID fixture 101-175 watts incandescent basecase | 250 | 0 | 1358.65 | 16 | 0.96 | 339662.5 | 0 | 326076 | 0 | 5217216 | 0 | 0.7301 | 0 | 247988.1839 | 0 | 238068.6566 | 0 | 247988.1839 | 238068.6566
Interior pulse start HID fixture 101-175 watts mercury vapro basecase | 100 | 0 | 351.375 | 16 | 0.96 | 35137.5 | 0 | 33732 | 0 | 539712 | 0 | 0.7301 | 0 | 25653.9501 | 0 | 24627.7921 | 0 | 25653.9501 | 24627.7921
Interior pulse start HID fixture 176 - 250 watts mercury vapro basecase | 250 | 0 | 852.67 | 16 | 0.96 | 213167.5 | 0 | 204640.8 | 0 | 3274252.8 | 0 | 0.7301 | 0 | 155633.9637 | 0 | 149408.6052 | 0 | 155633.9637 | 149408.6052
Interior pulse start HID fixture 176-250 watts incandescent basecase | 100 | 0 | 2164.47 | 16 | 0.96 | 216447 | 0 | 207789.12 | 0 | 3324625.92 | 0 | 0.7301 | 0 | 158028.3324 | 0 | 151707.1991 | 0 | 158028.3324 | 151707.1991
Interior pulse start HID fixture 251 - 400 watts mercury vapro basecase | 400 | 0 | 2262.855 | 16 | 0.96 | 905142 | 0 | 868936.32 | 0 | 13902981.12 | 0 | 0.7301 | 0 | 660845.7536 | 0 | 634411.9235 | 0 | 660845.7536 | 634411.9235
Interior pulse start HID fixture 251-400 watts incandescent basecase | 200 | 0 | 2970.29 | 16 | 0.96 | 594058 | 0 | 570295.68 | 0 | 9124730.88 | 0 | 0.7301 | 0 | 433722.7824 | 0 | 416373.8711 | 0 | 433722.7824 | 416373.8711
Exterior pulse start HID fixture 0-100 watts incandescent basecase | 150 | 0 | 754.82 | 16 | 0.96 | 113223 | 0 | 108694.08 | 0 | 1739105.28 | 0 | 0.7301 | 0 | 82664.3099 | 0 | 79357.7375 | 0 | 82664.3099 | 79357.7375
Exterior pulse start HID fixture 0-100 watts mercury vapor basecase | 100 | 0 | 353.32 | 16 | 0.96 | 35332 | 0 | 33918.72 | 0 | 542699.52 | 0 | 0.7301 | 0 | 25795.9549 | 0 | 24764.1167 | 0 | 25795.9549 | 24764.1167
Exterior pulse start HID fixture 101-175 watts incandescent basecase | 150 | 0 | 1324.95 | 16 | 0.96 | 198742.5 | 0 | 190792.8 | 0 | 3052684.8 | 0 | 0.7301 | 0 | 145102.246 | 0 | 139298.1562 | 0 | 145102.246 | 139298.1562
Exterior pulse start HID fixture 101-175 watts mercury vapor basecas | 100 | 0 | 461.725 | 16 | 0.96 | 46172.5 | 0 | 44325.6 | 0 | 709209.6 | 0 | 0.7301 | 0 | 33710.6228 | 0 | 32362.1979 | 0 | 33710.6228 | 32362.1979
Exterior pulse start HID fixture > 176 watts incandescent basecase | 150 | 0 | 1935.23 | 16 | 0.96 | 290284.5 | 0 | 278673.12 | 0 | 4458769.92 | 0 | 0.7301 | 0 | 211937.22 | 0 | 203459.7312 | 0 | 211937.22 | 203459.7312
Exterior pulse start HID fixture > 176 watts mercury vapor basecase | 200 | 0 | 746.79 | 16 | 0.96 | 149358 | 0 | 143383.68 | 0 | 2294138.88 | 0 | 0.7301 | 0 | 109046.5364 | 0 | 104684.675 | 0 | 109046.5364 | 104684.675
Ceramic Metal Halide (CMH) ,75 watts | 225 | 0 | 343 | 16 | 0.96 | 77175 | 0 | 74088 | 0 | 1185408 | 0 | 0.7301 | 0 | 56345.6022 | 0 | 54091.7781 | 0 | 56345.6022 | 54091.7781
Interior Pulse Start Metal Halide (400 W replacements) | 500 | 0 | 444 | 10 | 0.96 | 222000 | 0 | 213120 | 0 | 2131200 | 0 | 0.53437 | 0 | 118630.8855 | 0 | 113885.65 | 0 | 118630.8855 | 113885.65
Interior HO T-5 4 lamp fixture retrofits | 250 | 0 | 896 | 16 | 0.96 | 224000 | 0 | 215040 | 0 | 3440640 | 0 | 0.7301 | 0 | 163542.7909 | 0 | 157001.0792 | 0 | 163542.7909 | 157001.0792
Occupancy Sensor wall mounted | 500 | 0 | 416.965 | 8 | 0.96 | 208482.5 | 0 | 200143.2 | 0 | 1601145.6 | 0 | 0.45837 | 0 | 95561.1808 | 0 | 91738.7336 | 0 | 95561.1808 | 91738.7336
Occupancy Sensor ceiling mounted | 125 | 0 | 1428.925 | 8 | 0.96 | 178615.625 | 0 | 171471 | 0 | 1371768 | 0 | 0.45837 | 0 | 81871.2364 | 0 | 78596.3869 | 0 | 81871.2364 | 78596.3869
Plug Load sensor | 50 | 0 | 463.815 | 8 | 0.96 | 23190.75 | 0 | 22263.12 | 0 | 178104.96 | 0 | 0.45837 | 0 | 10629.8392 | 0 | 10204.6456 | 0 | 10629.8392 | 10204.6456
Photocell | 37.4 | 0 | 1780.3 | 8 | 0.96 | 66583.22 | 0 | 63919.8912 | 0 | 511359.1296 | 0 | 0.45837 | 0 | 30519.4495 | 0 | 29298.6715 | 0 | 30519.4495 | 29298.6715
Timeclock | 25.5 | 0 | 1780.3 | 8 | 0.96 | 45397.65 | 0 | 43581.744 | 0 | 348653.952 | 0 | 0.45837 | 0 | 20808.7156 | 0 | 19976.3669 | 0 | 20808.7156 | 19976.3669
Refrigeration | 0 | 0 | 0 | 0 | 0 | 0 | 0 | 0 | 0 | 0 | 0 | 0 | 0 | 0 | 0 | 0 | 0 | 0 | 0
Night Covers for Display Cases - med temp | 50 | 0 | 148 | 5 | 0.96 | 7400 | 0 | 7104 | 0 | 35520 | 0 | 0.33098 | 0 | 2449.2559 | 0 | 2351.2857 | 0 | 2449.2559 | 2351.2857
Night Covers for Display Cases - low temp | 25 | 0 | 59 | 5 | 0.96 | 1475 | 0 | 1416 | 0 | 7080 | 0 | 0.33098 | 0 | 488.1963 | 0 | 468.6684 | 0 | 488.1963 | 468.6684
Infiltration Barrier for Walk-ins (strip curtains) | 100 | 0 | 465 | 4 | 0.96 | 46500 | 0 | 44640 | 0 | 178560 | 0 | 0.28478 | 0 | 13242.1081 | 0 | 12712.4238 | 0 | 13242.1081 | 12712.4238
Retrofit Glass doors on open vertical display cases (Low Temp) | 200 | 0 | 2812 | 12 | 0.96 | 562400 | 0 | 539904 | 0 | 6478848 | 0 | 0.60446 | 0 | 339945.7473 | 0 | 326347.9174 | 0 | 339945.7473 | 326347.9174
Retrofit Glass doors on open vertical display cases (Medium Case) | 200 | 0 | 1155 | 12 | 0.96 | 231000 | 0 | 221760 | 0 | 2661120 | 0 | 0.60446 | 0 | 139629.2099 | 0 | 134044.0415 | 0 | 139629.2099 | 134044.0415
Replace reach in case w/doors with hi eff case with special doors | 100 | 0 | 1422 | 12 | 0.96 | 142200 | 0 | 136512 | 0 | 1638144 | 0 | 0.60446 | 0 | 85953.5655 | 0 | 82515.4229 | 0 | 85953.5655 | 82515.4229
New Low Temp reach in Display Case with doors( replace open) | 50 | 0 | 1208 | 16 | 0.96 | 60400 | 0 | 57984 | 0 | 927744 | 0 | 0.7301 | 0 | 44098.1454 | 0 | 42334.2196 | 0 | 44098.1454 | 42334.2196
New Medium Temp reach in Display Case with Doors (replace open) | 100 | 0 | 581 | 16 | 0.96 | 58100 | 0 | 55776 | 0 | 892416 | 0 | 0.7301 | 0 | 42418.9114 | 0 | 40722.1549 | 0 | 42418.9114 | 40722.1549
Special Doors with Low Anti-Sweat Heat low temp) | 1200 | 0 | 749 | 12 | 0.96 | 898800 | 0 | 862848 | 0 | 10354176 | 0 | 0.60446 | 0 | 543284.562 | 0 | 521553.1795 | 0 | 543284.562 | 521553.1795
Anti-Sweat Heat Controller | 50 | 0 | 343 | 8 | 0.96 | 17150 | 0 | 16464 | 0 | 131712 | 0 | 0.45837 | 0 | 7860.968 | 0 | 7546.5292 | 0 | 7860.968 | 7546.5292
Insulate Bare Suction Pipes | 200 | 0 | 283 | 11 | 0.96 | 56600 | 0 | 54336 | 0 | 597696 | 0 | 0.57008 | 0 | 32266.3898 | 0 | 30975.7342 | 0 | 32266.3898 | 30975.7342
Main door Cooler Door Gaskets (Walk-in) | 3400 | 0 | 418 | 4 | 0.96 | 1421200 | 0 | 1364352 | 0 | 5457408 | 0 | 0.28478 | 0 | 404724.3883 | 0 | 388535.4128 | 0 | 404724.3883 | 388535.4128
Main Door Freezer Door Gaskets( Walk-in) | 850 | 0 | 1518 | 4 | 0.96 | 1290300 | 0 | 1238688 | 0 | 4954752 | 0 | 0.28478 | 0 | 367447.142 | 0 | 352749.2563 | 0 | 367447.142 | 352749.2563
Glass 'Cooler Door Gaskets (Reach-in or Walk-in) | 170 | 0 | 10 | 4 | 0.96 | 1700 | 0 | 1632 | 0 | 6528 | 0 | 0.28478 | 0 | 484.1201 | 0 | 464.7553 | 0 | 484.1201 | 464.7553
Auto-closer for Coolers | 850 | 0 | 1511 | 8 | 0.96 | 1284350 | 0 | 1232976 | 0 | 9863808 | 0 | 0.45837 | 0 | 588701.7021 | 0 | 565153.634 | 0 | 588701.7021 | 565153.634
Auto-closer for Freezers | 680 | 0 | 2024 | 8 | 0.96 | 1376320 | 0 | 1321267.2 | 0 | 10570137.6 | 0 | 0.45837 | 0 | 630857.5751 | 0 | 605623.2721 | 0 | 630857.5751 | 605623.2721
Auto-closers Glass Door for Walk-in Coolers | 20 | 0 | 3535 | 8 | 0.96 | 70700 | 0 | 67872 | 0 | 542976 | 0 | 0.45837 | 0 | 32406.4393 | 0 | 31110.1817 | 0 | 32406.4393 | 31110.1817
Oversized Air Cooled Condenser | 100 | 0 | 1559 | 16 | 0.96 | 155900 | 0 | 149664 | 0 | 2394624 | 0 | 0.7301 | 0 | 113822.862 | 0 | 109269.9476 | 0 | 113822.862 | 109269.9476
Oversized Evaporative Cooled Condenser | 150 | 0 | 938 | 16 | 0.96 | 140700 | 0 | 135072 | 0 | 2161152 | 0 | 0.7301 | 0 | 102725.3155 | 0 | 98616.3029 | 0 | 102725.3155 | 98616.3029
Air cooled to Evaporative cooled condensers -conventional | 100 | 0 | 2828 | 16 | 0.96 | 282800 | 0 | 271488 | 0 | 4343808 | 0 | 0.7301 | 0 | 206472.7735 | 0 | 198213.8625 | 0 | 206472.7735 | 198213.8625
Air cooled to Evaporative cooled condensers - multiplex | 150 | 0 | 1900 | 16 | 0.96 | 285000 | 0 | 273600 | 0 | 4377600 | 0 | 0.7301 | 0 | 208078.9973 | 0 | 199755.8374 | 0 | 208078.9973 | 199755.8374
Multiplex Compressor System air cooled | 150 | 0 | 2750 | 12 | 0.96 | 412500 | 0 | 396000 | 0 | 4752000 | 0 | 0.60446 | 0 | 249337.8747 | 0 | 239364.3598 | 0 | 249337.8747 | 239364.3598
Multiplex Compressor System - evap cooled | 100 | 0 | 1500 | 12 | 0.96 | 150000 | 0 | 144000 | 0 | 1728000 | 0 | 0.60446 | 0 | 90668.3181 | 0 | 87041.5854 | 0 | 90668.3181 | 87041.5854
Multiplex Compressor System w/ eff cond - air cooled | 50 | 0 | 2850 | 12 | 0.96 | 142500 | 0 | 136800 | 0 | 1641600 | 0 | 0.60446 | 0 | 86134.9022 | 0 | 82689.5061 | 0 | 86134.9022 | 82689.5061
Multiplex Compressor System w/ eff cond - evap cooled | 50 | 0 | 1500 | 12 | 0.96 | 75000 | 0 | 72000 | 0 | 864000 | 0 | 0.60446 | 0 | 45334.159 | 0 | 43520.7927 | 0 | 45334.159 | 43520.7927
Floating Head Pressure Controller - air cooled | 255 | 0 | 900 | 16 | 0.96 | 229500 | 0 | 220320 | 0 | 3525120 | 0 | 0.7301 | 0 | 167558.3505 | 0 | 160856.0164 | 0 | 167558.3505 | 160856.0164
Floating Head Pressure Controller - evap cooled | 425 | 0 | 420 | 16 | 0.96 | 178500 | 0 | 171360 | 0 | 2741760 | 0 | 0.7301 | 0 | 130323.1615 | 0 | 125110.235 | 0 | 130323.1615 | 125110.235
Efficient Evaporator Fan Motors (SHP to PSC) | 85 | 0 | 336 | 16 | 0.96 | 28560 | 0 | 27417.6 | 0 | 438681.6 | 0 | 0.7301 | 0 | 20851.7058 | 0 | 20017.6376 | 0 | 20851.7058 | 20017.6376
Efficient Evaporator Fan Motors (SHP to ECM) | 85 | 0 | 673 | 16 | 0.96 | 57205 | 0 | 54916.8 | 0 | 878668.8 | 0 | 0.7301 | 0 | 41765.4703 | 0 | 40094.8515 | 0 | 41765.4703 | 40094.8515
High Efficiency Compressor | 85 | 0 | 1051 | 15 | 0.96 | 89335 | 0 | 85761.6 | 0 | 1286424 | 0 | 0.70032 | 0 | 62562.8159 | 0 | 60060.3033 | 0 | 62562.8159 | 60060.3033
Evaporator Fan Controller | 170 | 0 | 1109 | 5 | 0.96 | 188530 | 0 | 180988.8 | 0 | 904944 | 0 | 0.33098 | 0 | 62399.7596 | 0 | 59903.7692 | 0 | 62399.7596 | 59903.7692
Vending Machine Controller | 170 | 0 | 1590 | 15 | 0.96 | 270300 | 0 | 259488 | 0 | 3892320 | 0 | 0.70032 | 0 | 189295.6751 | 0 | 181723.8481 | 0 | 189295.6751 | 181723.8481
Agricultural | 0 | 0 | 0 | 0 | 0 | 0 | 0 | 0 | 0 | 0 | 0 | 0 | 0 | 0 | 0 | 0 | 0 | 0 | 0
Sprinkler to Micro-Irrigation conversion | 4605.3 | 0 | 559 | 20 | 0.96 | 2574362.7 | 0 | 2471388.192 | 0 | 49427763.84 | 0 | 0.8397 | 0 | 2161698.5016 | 0 | 2075230.5615 | 0 | 2161698.5016 | 2075230.5615
Low pressure impact sprinkler nozzles( permanent) | 6232.2 | 0 | 12 | 5 | 0.96 | 74786.4 | 0 | 71794.944 | 0 | 358974.72 | 0 | 0.33098 | 0 | 24752.8424 | 0 | 23762.7287 | 0 | 24752.8424 | 23762.7287
Low pressure impact sprinkler nozzles( portable) | 4000 | 0 | 33.5 | 5 | 0.96 | 134000 | 0 | 128640 | 0 | 643200 | 0 | 0.33098 | 0 | 44351.3912 | 0 | 42577.3356 | 0 | 44351.3912 | 42577.3356
Variable Frequency Drives for Dairy Pumps | 100 | 0 | 3730 | 15 | 0.96 | 373000 | 0 | 358080 | 0 | 5371200 | 0 | 0.70032 | 0 | 261218.2273 | 0 | 250769.4982 | 0 | 261218.2273 | 250769.4982
Variable Frequency Drives for Injection Molding Machines | 1.7 | 0 | 1540 | 15 | 0.96 | 2618 | 0 | 2513.28 | 0 | 37699.2 | 0 | 0.70032 | 0 | 1833.4298 | 0 | 1760.0926 | 0 | 1833.4298 | 1760.0926
Motors | 0 | 0 | 0 | 0 | 0 | 0 | 0 | 0 | 0 | 0 | 0 | 0 | 0 | 0 | 0 | 0 | 0 | 0 | 0
Motors 1-200 HP | 550 | 0 | 94 | 15 | 0.96 | 51700 | 0 | 49632 | 0 | 744480 | 0 | 0.70032 | 0 | 36206.387 | 0 | 34758.1315 | 0 | 36206.387 | 34758.1315
Food Service | 0 | 0 | 0 | 0 | 0 | 0 | 0 | 0 | 0 | 0 | 0 | 0 | 0 | 0 | 0 | 0 | 0 | 0 | 0
Pressureless Steamers <=0.4 kW idle | 340 | 0 | 6620 | 12 | 0.96 | 2250800 | 0 | 2160768 | 0 | 25929216 | 0 | 0.60446 | 0 | 1360508.3357 | 0 | 1306088.0023 | 0 | 1360508.3357 | 1306088.0023
Pressureless Steamers <=0.2 kW idle | 340 | 0 | 7780 | 12 | 0.96 | 2645200 | 0 | 2539392 | 0 | 30472704 | 0 | 0.60446 | 0 | 1598905.5667 | 0 | 1534949.3441 | 0 | 1598905.5667 | 1534949.3441
Insulated Holding Cabinet- Full Size <=.8 kW | 120 | 0 | 3900 | 12 | 0.96 | 468000 | 0 | 449280 | 0 | 5391360 | 0 | 0.60446 | 0 | 282885.1524 | 0 | 271569.7463 | 0 | 282885.1524 | 271569.7463
Insulated Holding Cabinet- Full Size <=.6 kW | 120 | 0 | 5500 | 12 | 0.96 | 660000 | 0 | 633600 | 0 | 7603200 | 0 | 0.60446 | 0 | 398940.5996 | 0 | 382982.9756 | 0 | 398940.5996 | 382982.9756
Insulated Holding Cabinet-Three Quarter Size <=.8 kW | 120 | 0 | 2790 | 12 | 0.96 | 334800 | 0 | 321408 | 0 | 3856896 | 0 | 0.60446 | 0 | 202371.686 | 0 | 194276.8185 | 0 | 202371.686 | 194276.8185
Insulated Holding Cabinet-Three Quarter Size <=.6 kW | 120 | 0 | 3850 | 12 | 0.96 | 462000 | 0 | 443520 | 0 | 5322240 | 0 | 0.60446 | 0 | 279258.4197 | 0 | 268088.0829 | 0 | 279258.4197 | 268088.0829
Insulated Holding Cabinet-Half Size <=.4 kW | 120 | 0 | 1950 | 12 | 0.96 | 234000 | 0 | 224640 | 0 | 2695680 | 0 | 0.60446 | 0 | 141442.5762 | 0 | 135784.8732 | 0 | 141442.5762 | 135784.8732
Insulated Holding Cabinet-Half Size <=.3 kW | 120 | 0 | 2750 | 12 | 0.96 | 330000 | 0 | 316800 | 0 | 3801600 | 0 | 0.60446 | 0 | 199470.2998 | 0 | 191491.4878 | 0 | 199470.2998 | 191491.4878
Program Total | 383677.2859 | [6 empty] | 71868956.4525 | [9 empty] | 44980583.4309 | 43181360.0937
[11 empty] | Load Increases |  |  | 0 | 0 | 0 | 0

## T9 - Non-Administrator Costs
Table 9: Non-Administrator / Administrator Costs
Southern California Edison Company (SCE)
Statewide Express Efficiency
0
Nonresidential
Measure Description | No. of Units (Achieved and Committed) | Total Product or Service Rebate per Unit | Total Rebates Achieved | Gross Incremental Measure Cost per Unit | Net-to-Gross Ratio | Total Gross Incremental Measure Costs | Total Net Incremental Measure Costs | Total Non-Administrator Costs
HVAC | 0 | 0 | 0 | 0 | 0 | 0 | 0 | 0
Package Terminal Air Conditioners | 5000 | 50 | 250000 | 65 | 0.96 | 325000 | 312000 | 562000
Package single Tier 1-air cooled | 5015 | 79.8804 | 400600 | 158 | 0.96 | 792370 | 760675.2 | 1161275.2
Split System single Tier 1- air cooled | 4260 | 79.9061 | 340400 | 205 | 0.96 | 873300 | 838368 | 1178768
Package single Tier 2 - air cooled | 875 | 98.5714 | 86250 | 316 | 0.96 | 276500 | 265440 | 351690
Split System single Tier 2- air cooled | 350 | 98.5714 | 34500 | 406 | 0.96 | 142100 | 136416 | 170916
Package single Tier 3 - air cooled | 180 | 116.6667 | 21000 | 421 | 0.96 | 75780 | 72748.8 | 93748.8
Split System Tier 3 - air cooled | 210 | 117.1429 | 24600 | 541 | 0.96 | 113610 | 109065.6 | 133665.6
65-135kBTU air cooled, package or split Tier 2 | 1385 | 148.6462 | 205875 | 79 | 0.96 | 109415 | 105038.4 | 310913.4
135-240 kBTU air cooled, package or split Tier 2 | 1025 | 148.1707 | 151875 | 79 | 0.96 | 80975 | 77736 | 229611
>240 kBTU air cooled, package or split Tier 2 | 525 | 146.4286 | 76875 | 79 | 0.96 | 41475 | 39816 | 116691
Variable-Frequency Drives - HVAC Fans | 25 | 40 | 1000 | 202 | 0.96 | 5050 | 4848 | 5848
Setback Programmable Thermostats | 2400 | 31 | 74400 | 58 | 0.96 | 139200 | 133632 | 208032
Reflective Window Film - Coastal | 50 | 0.45 | 22.5 | 1.79 | 0.96 | 89.5 | 85.92 | 108.42
Reflective Window Film - Inland | 50200 | 0.89821 | 45090 | 1.79 | 0.96 | 89858 | 86263.68 | 131353.68
Reflective Window Film - Desert | 25100 | 1.7946 | 45045 | 1.79 | 0.96 | 44929 | 43131.84 | 88176.84
Direct Evaporative Coolers | 193.8 | 70 | 13566 | 127 | 0.96 | 24612.6 | 23628.096 | 37194.096
Cool Roof | 1700 | 0.15 | 255 | 0.21 | 0.96 | 357 | 342.72 | 597.72
Lighting | 0 | 0 | 0 | 0 | 0 | 0 | 0 | 0
Screw-in Compact Fluorescent Lamp, 5 - 13 watts | 10000 | 1.5 | 15000 | 14.4 | 0.96 | 144000 | 138240 | 153240
Screw-in Compact Fluorescent Lamp, 14-26 watts | 30000 | 3.5 | 105000 | 11.38 | 0.96 | 341400 | 327744 | 432744
Screw-in Compact Fluorescent Lamp, 14-26 w/ reflector | 25000 | 6 | 150000 | 11.38 | 0.96 | 284500 | 273120 | 423120
Screw-in Compact Fluorescent Lamp, >=27watts | 15000 | 4.25 | 63750 | 21 | 0.96 | 315000 | 302400 | 366150
Hardwired Fluorescent Fixture, 5-13 watts | 850 | 12.5 | 10625 | 37 | 0.96 | 31450 | 30192 | 40817
Hardwired Fluorescent Fixture, 14-26 watts | 850 | 11.5 | 9775 | 44 | 0.96 | 37400 | 35904 | 45679
Hardwired Fluorescent Fixture, 27-65 watts(incandescent basecase) | 1275 | 18 | 22950 | 91 | 0.96 | 116025 | 111384 | 134334
Hardwired Fluorescent Fixture, 27-65 watts(mercury vapor basecase) | 425 | 17 | 7225 | 91 | 0.96 | 38675 | 37128 | 44353
Hardwired Fluorescent Fixture, 66-90 watts(incandescent base case) | 510 | 22.5 | 11475 | 141 | 0.96 | 71910 | 69033.6 | 80508.6
Hardwired Fluorescent Fixture, 66-90 watts(mercury vapor base case) | 85 | 21.5 | 1827.5 | 141 | 0.96 | 11985 | 11505.6 | 13333.1
Hardwired Fluorescent Fixture, >90 watts(incandescent base case) | 170 | 22.5 | 3825 | 141 | 0.96 | 23970 | 23011.2 | 26836.2
Hardwired Fluorescent Fixture, >90 watts(mercury vapor base case) | 42.5 | 21.5 | 913.75 | 141 | 0.96 | 5992.5 | 5752.8 | 6666.55
Induction Lamps and fixtures 55 - 100 watts | 17 | 50 | 850 | 295 | 0.96 | 5015 | 4814.4 | 5664.4
Induction Lamps and fixtures >100 watts | 17 | 60 | 1020 | 135 | 0.96 | 2295 | 2203.2 | 3223.2
LED Exit Sign Retrofit Kit | 1050 | 8.1429 | 8550 | 52.1 | 0.96 | 54705 | 52516.8 | 61066.8
LED Exit Sign | 1800 | 26.25 | 47250 | 111 | 0.96 | 199800 | 191808 | 239058
LED Channel Signage (Red) indoor <2ft | 997 | 7.8596 | 7836 | 18 | 0.96 | 17946 | 17228.16 | 25064.16
LED Channel Signage (Red) indoor >2ft | 875 | 11.8457 | 10365 | 33 | 0.96 | 28875 | 27720 | 38085
LED Channel Signage (Red) outdoor <2ft | 875 | 3.9543 | 3460 | 18 | 0.96 | 15750 | 15120 | 18580
LED Channel Signage (Red) outdoor >2ft | 875 | 6.0171 | 5265 | 33 | 0.96 | 28875 | 27720 | 32985
LED Strip Neon Replacement, Indoor | 1800 | 7.7778 | 14000 | 18 | 0.96 | 32400 | 31104 | 45104
LED Strip Neon Replacement,Outdoor | 1800 | 3.8889 | 7000 | 18 | 0.96 | 32400 | 31104 | 38104
Electronic Ballast, Non-Dimming | 200 | 2 | 400 | 13 | 0.96 | 2600 | 2496 | 2896
Electronic Ballast, Dimming(with daylighting) | 500 | 10 | 5000 | 42 | 0.96 | 21000 | 20160 | 25160
Premium 'T-8 Lamp and Electronic, 2-foot lamp installed | 5000 | 2 | 10000 | 21 | 0.96 | 105000 | 100800 | 110800
T-5 Lamp and Electronic ballast - 2 foot | 900 | 2.3 | 2070 | 21 | 0.96 | 18900 | 18144 | 20214
T-5 HO Lamp with electronic ballast - 2 foot | 52 | 4.37 | 227.24 | 39.9 | 0.96 | 2074.8 | 1991.808 | 2219.048
T-8 Lamp and Electronic, 2-foot lamp removed | 810.9 | 1 | 810.9 | 19 | 0.96 | 15407.1 | 14790.816 | 15601.716
Premium T-8 Lamp and Electronic, 3-foot lamp installed | 900 | 2.75 | 2475 | 21 | 0.96 | 18900 | 18144 | 20619
T-5 Lamp and Electronic ballast - 3 foot | 100 | 3.25 | 325 | 21 | 0.96 | 2100 | 2016 | 2341
T-5 HO Lamp with electronic ballast - 3 foot | 60 | 6.18 | 370.8 | 39.9 | 0.96 | 2394 | 2298.24 | 2669.04
T-8 Lamp and Electronic, 3-foot lamp removed | 124.1 | 1 | 124.1 | 19 | 0.96 | 2357.9 | 2263.584 | 2387.684
Premium T-8 Lamp and Electronic, 4-foot lamp installed | 90759.7859 | 4.25 | 385729.09 | 4.49 | 0.96 | 407511.4386 | 391210.9811 | 776940.0711
T-5 Lamp and Electronic ballast - 4 foot | 15000 | 4.25 | 63750 | 4.49 | 0.96 | 67350 | 64656 | 128406
T-5 HO Lamp with electronic ballast - 4 foot | 5000 | 8.08 | 40400 | 8.53 | 0.96 | 42650 | 40944 | 81344
T-8 Lamp and Electronic, 4-foot lamp removed | 30000 | 1.5 | 45000 | 35 | 0.96 | 1050000 | 1008000 | 1053000
T-8 Lamp and Electronic, 8-foot lamp installed | 6465.1 | 7.5 | 48488.25 | 19.5 | 0.96 | 126069.45 | 121026.672 | 169514.922
T-5 HO Lamp with electronic ballast - 8 foot | 1500 | 14.25 | 21375 | 61.75 | 0.96 | 92625 | 88920 | 110295
T-8 Lamp and Electronic, 8-foot lamp removed | 1326 | 2.25 | 2983.5 | 50 | 0.96 | 66300 | 63648 | 66631.5
Interior pulse start HID fixture 0-35 watts incandescent basecase | 250 | 25 | 6250 | 133 | 0.96 | 33250 | 31920 | 38170
Interior pulse start HID fixture 0-35 watts mercury vapor basecase | 100 | 23 | 2300 | 60 | 0.96 | 6000 | 5760 | 8060
Interior pulse start HID fixture 36-70 watts incandescent basecase | 250 | 32 | 8000 | 171 | 0.96 | 42750 | 41040 | 49040
Interior pulse start HID fixture 36-70 watts mercury vapor basecase | 100 | 30 | 3000 | 70 | 0.96 | 7000 | 6720 | 9720
Interior pulse start HID fixture 71-100 watts incandescent basecase | 250 | 40 | 10000 | 100 | 0.96 | 25000 | 24000 | 34000
Interior pulse start HID fixture 71-100 watts mercury vapor basecase | 100 | 38 | 3800 | 80 | 0.96 | 8000 | 7680 | 11480
Interior pulse start HID fixture 101-175 watts incandescent basecase | 250 | 40 | 10000 | 32 | 0.96 | 8000 | 7680 | 17680
Interior pulse start HID fixture 101-175 watts mercury vapro basecase | 100 | 38 | 3800 | 150 | 0.96 | 15000 | 14400 | 18200
Interior pulse start HID fixture 176 - 250 watts mercury vapro basecase | 250 | 38 | 9500 | 150 | 0.96 | 37500 | 36000 | 45500
Interior pulse start HID fixture 176-250 watts incandescent basecase | 100 | 40 | 4000 | 32 | 0.96 | 3200 | 3072 | 7072
Interior pulse start HID fixture 251 - 400 watts mercury vapro basecase | 400 | 38 | 15200 | 150 | 0.96 | 60000 | 57600 | 72800
Interior pulse start HID fixture 251-400 watts incandescent basecase | 200 | 40 | 8000 | 32 | 0.96 | 6400 | 6144 | 14144
Exterior pulse start HID fixture 0-100 watts incandescent basecase | 150 | 12 | 1800 | 95 | 0.96 | 14250 | 13680 | 15480
Exterior pulse start HID fixture 0-100 watts mercury vapor basecase | 100 | 11 | 1100 | 95 | 0.96 | 9500 | 9120 | 10220
Exterior pulse start HID fixture 101-175 watts incandescent basecase | 150 | 16 | 2400 | 150 | 0.96 | 22500 | 21600 | 24000
Exterior pulse start HID fixture 101-175 watts mercury vapor basecas | 100 | 15 | 1500 | 150 | 0.96 | 15000 | 14400 | 15900
Exterior pulse start HID fixture > 176 watts incandescent basecase | 150 | 25 | 3750 | 200 | 0.96 | 30000 | 28800 | 32550
Exterior pulse start HID fixture > 176 watts mercury vapor basecase | 200 | 24 | 4800 | 200 | 0.96 | 40000 | 38400 | 43200
Ceramic Metal Halide (CMH) ,75 watts | 225 | 47.2222 | 10625 | 75 | 0.96 | 16875 | 16200 | 26825
Interior Pulse Start Metal Halide (400 W replacements) | 500 | 45 | 22500 | 128 | 0.96 | 64000 | 61440 | 83940
Interior HO T-5 4 lamp fixture retrofits | 250 | 75 | 18750 | 252 | 0.96 | 63000 | 60480 | 79230
Occupancy Sensor wall mounted | 500 | 7.5 | 3750 | 45 | 0.96 | 22500 | 21600 | 25350
Occupancy Sensor ceiling mounted | 125 | 20 | 2500 | 80 | 0.96 | 10000 | 9600 | 12100
Plug Load sensor | 50 | 15 | 750 | 20 | 0.96 | 1000 | 960 | 1710
Photocell | 37.4 | 3.5 | 130.9 | 10 | 0.96 | 374 | 359.04 | 489.94
Timeclock | 25.5 | 9 | 229.5 | 31 | 0.96 | 790.5 | 758.88 | 988.38
Refrigeration | 0 | 0 | 0 | 0 | 0 | 0 | 0 | 0
Night Covers for Display Cases - med temp | 50 | 3 | 150 | 9.25 | 0.96 | 462.5 | 444 | 594
Night Covers for Display Cases - low temp | 25 | 3 | 75 | 9.25 | 0.96 | 231.25 | 222 | 297
Infiltration Barrier for Walk-ins (strip curtains) | 100 | 1 | 100 | 14 | 0.96 | 1400 | 1344 | 1444
Retrofit Glass doors on open vertical display cases (Low Temp) | 200 | 100 | 20000 | 400 | 0.96 | 80000 | 76800 | 96800
Retrofit Glass doors on open vertical display cases (Medium Case) | 200 | 50 | 10000 | 263 | 0.96 | 52600 | 50496 | 60496
Replace reach in case w/doors with hi eff case with special doors | 100 | 200 | 20000 | 700 | 0.96 | 70000 | 67200 | 87200
New Low Temp reach in Display Case with doors( replace open) | 50 | 200 | 10000 | 450 | 0.96 | 22500 | 21600 | 31600
New Medium Temp reach in Display Case with Doors (replace open) | 100 | 150 | 15000 | 450 | 0.96 | 45000 | 43200 | 58200
Special Doors with Low Anti-Sweat Heat low temp) | 1200 | 175 | 210000 | 300 | 0.96 | 360000 | 345600 | 555600
Anti-Sweat Heat Controller | 50 | 14 | 700 | 56 | 0.96 | 2800 | 2688 | 3388
Insulate Bare Suction Pipes | 200 | 0.4 | 80 | 1.72 | 0.96 | 344 | 330.24 | 410.24
Main door Cooler Door Gaskets (Walk-in) | 3400 | 2 | 6800 | 5 | 0.96 | 17000 | 16320 | 23120
Main Door Freezer Door Gaskets( Walk-in) | 850 | 2 | 1700 | 5 | 0.96 | 4250 | 4080 | 5780
Glass 'Cooler Door Gaskets (Reach-in or Walk-in) | 170 | 1 | 170 | 5 | 0.96 | 850 | 816 | 986
Auto-closer for Coolers | 850 | 40 | 34000 | 125 | 0.96 | 106250 | 102000 | 136000
Auto-closer for Freezers | 680 | 40 | 27200 | 125 | 0.96 | 85000 | 81600 | 108800
Auto-closers Glass Door for Walk-in Coolers | 20 | 25 | 500 | 125 | 0.96 | 2500 | 2400 | 2900
Oversized Air Cooled Condenser | 100 | 75 | 7500 | 350 | 0.96 | 35000 | 33600 | 41100
Oversized Evaporative Cooled Condenser | 150 | 75 | 11250 | 279 | 0.96 | 41850 | 40176 | 51426
Air cooled to Evaporative cooled condensers -conventional | 100 | 150 | 15000 | 500 | 0.96 | 50000 | 48000 | 63000
Air cooled to Evaporative cooled condensers - multiplex | 150 | 75 | 11250 | 390 | 0.96 | 58500 | 56160 | 67410
Multiplex Compressor System air cooled | 150 | 125 | 18750 | 1750 | 0.96 | 262500 | 252000 | 270750
Multiplex Compressor System - evap cooled | 100 | 150 | 15000 | 1750 | 0.96 | 175000 | 168000 | 183000
Multiplex Compressor System w/ eff cond - air cooled | 50 | 150 | 7500 | 1750 | 0.96 | 87500 | 84000 | 91500
Multiplex Compressor System w/ eff cond - evap cooled | 50 | 275 | 13750 | 1750 | 0.96 | 87500 | 84000 | 97750
Floating Head Pressure Controller - air cooled | 255 | 50 | 12750 | 279 | 0.96 | 71145 | 68299.2 | 81049.2
Floating Head Pressure Controller - evap cooled | 425 | 75 | 31875 | 300 | 0.96 | 127500 | 122400 | 154275
Efficient Evaporator Fan Motors (SHP to PSC) | 85 | 15 | 1275 | 76 | 0.96 | 6460 | 6201.6 | 7476.6
Efficient Evaporator Fan Motors (SHP to ECM) | 85 | 10 | 850 | 76 | 0.96 | 6460 | 6201.6 | 7051.6
High Efficiency Compressor | 85 | 75 | 6375 | 132 | 0.96 | 11220 | 10771.2 | 17146.2
Evaporator Fan Controller | 170 | 70 | 11900 | 300 | 0.96 | 51000 | 48960 | 60860
Vending Machine Controller | 170 | 15 | 2550 | 200 | 0.96 | 34000 | 32640 | 35190
Agricultural | 0 | 0 | 0 | 0 | 0 | 0 | 0 | 0
Sprinkler to Micro-Irrigation conversion | 4605.3 | 44 | 202633.2 | 300 | 0.96 | 1381590 | 1326326.4 | 1528959.6
Low pressure impact sprinkler nozzles( permanent) | 6232.2 | 0.35 | 2181.27 | 1.2 | 0.96 | 7478.64 | 7179.4944 | 9360.7644
Low pressure impact sprinkler nozzles( portable) | 4000 | 0.35 | 1400 | 1.2 | 0.96 | 4800 | 4608 | 6008
Variable Frequency Drives for Dairy Pumps | 100 | 100 | 10000 | 340 | 0.96 | 34000 | 32640 | 42640
Variable Frequency Drives for Injection Molding Machines | 1.7 | 35 | 59.5 | 216 | 0.96 | 367.2 | 352.512 | 412.012
Motors | 0 | 0 | 0 | 0 | 0 | 0 | 0 | 0
Motors 1-200 HP | 550 | 7.6364 | 4200 | 530 | 0.96 | 291500 | 279840 | 284040
Food Service | 0 | 0 | 0 | 0 | 0 | 0 | 0 | 0
Pressureless Steamers <=0.4 kW idle | 340 | 750 | 255000 | 0 | 0.96 | 0 | 0 | 255000
Pressureless Steamers <=0.2 kW idle | 340 | 900 | 306000 | 500 | 0.96 | 170000 | 163200 | 469200
Insulated Holding Cabinet- Full Size <=.8 kW | 120 | 458.3333 | 55000 | 1000 | 0.96 | 120000 | 115200 | 170200
Insulated Holding Cabinet- Full Size <=.6 kW | 120 | 733.3333 | 88000 | 1000 | 0.96 | 120000 | 115200 | 203200
Insulated Holding Cabinet-Three Quarter Size <=.8 kW | 120 | 366.6667 | 44000 | 800 | 0.96 | 96000 | 92160 | 136160
Insulated Holding Cabinet-Three Quarter Size <=.6 kW | 120 | 550 | 66000 | 800 | 0.96 | 96000 | 92160 | 158160
Insulated Holding Cabinet-Half Size <=.4 kW | 120 | 275 | 33000 | 600 | 0.96 | 72000 | 69120 | 102120
Insulated Holding Cabinet-Half Size <=.3 kW | 120 | 366.6667 | 44000 | 600 | 0.96 | 72000 | 69120 | 113120
Non - Administrator Costs Program Total |  |  | 4702804 |  |  | 12002677.3786 | 11522570.2835 | 16225374.2835
Administrator Costs Program Total | [7 empty] | 2297196

## T10 - Annual Report Summary
Table 10.1: Summary of Program Cost Effectiveness
Southern California Edison Company (SCE)
Statewide Express Efficiency
0
Nonresidential
TRC Test | Costs | Benefits | Ratio | Net Benefits
| 13819766.2835 | 43181360.0937 | 3.1246 | 29361593.8102
Participant Test | Costs | Benefits | Ratio | Net Benefits
| 12002677.3786 | 49683387.4309 | 4.1394 | 37680710.0523
Table 10.2: Summary of Energy Efficiency Program Effects
Southern California Edison Company (SCE)
Statewide Express Efficiency
0
Nonresidential
|  |  | Achieved | Committed | Total
Annual Demand Reductions Net kW |  |  | 15680.3873 | 0 | 15680.3873
Annual Energy Savings Net kWh |  |  | 71868956.4525 | 0 | 71868956.4525
Lifecycle Energy Savings Net kWh |  |  | 876799272.3017 | 0 | 876799272.3017
Annual Energy Savings Net Therms |  |  | 0 | 0 | 0
Lifecycle Energy Savings Net Therms |  |  | 0 | 0 | 0