## Program Summary
CPUC 2004 - 2005 Energy Efficiency Programs: Program Summary
Gas | Implementer Name | Program Name | IOU Service Area (Select From List) | End Use Fuel Type | Specific Geographic Areas Targeted (use descriptors such as city name, county name, utility service area or other geographic grouping as appropriate)
Electric | Southern California Edison | Standard Performance Contract | SCE | Electric | SCE's service area
Electric and Gas
| Primary Contact Person | Primary Contact Phone | Primary Contact E-mail | Number of Complementary Programs Proposed (i.e. same program in other area or program intended to operate jointly with this program) | Description of Hard to Reach
Yes | Don Arambula | (626) 302-8179 | don.arambula@sce.com | 2 | n/a
No
| Mail Address | Web Address | Organization Type (Select From List) | Total Number of Programs Proposed | Submitter Comments
Private Firm | 2131 Walnut Grove Ave, Rosemead, CA 91770 | www.sce.com | Utility Company | 10
Utility Company
Nonprofit Corporation / CBO | Summary Budget | 36003782.65 | Net Projected Energy Effects |  | Projected Cost Effectiveness
Government Agency | Administrative Budget | 511166 | Net Coincident kW | 36832.9848 | Costs (TRC) | 54789659.3217
Utility Company / Local Government Joint Venture | Marketing Budget | 321000 | Net Annual kWh | 251076590.597 | Benefits (TRC) | 173515166.8199
Other Joint Venture | Direct Implementation Budget | 32167834 | Net Lifecycle kWh | 3849878145.5221 | Net Benefits (TRC) | 118725507.4982
Other | EM&V Budget | 648395 | Net Annual Therms | 0 | TRC | 3.1669
| Other Budget | 2355387.65 | Net Lifecycle Therms | 0 | PT | 7.1867
[5 empty] | TRC Levelized Cost Electric | 0.023712
[5 empty] | TRC Levelized Cost Gas | #DIV/0!
| Program Type | Select All That Apply (Yes/No) | Targeted Sectors | Select All That Apply (Yes/No) | NR Customer Size | (Yes/No)
| Incentives or Rebates | Yes | Agricultural | Yes | Large (> 500 kW, or > 250,000 therms, or both) | Yes
PGE | Direct Install | No | Commercial | Yes | Medium (100 kW to 500 kW, or 50,000 to 250,000 therms, or both) | Yes
SCE | Education and Training | No | Industrial | Yes | Small (20 kW to 100 kW, or 10,000 to 50,000 therms, or both) | Yes
SDGE | Financing | No | Government | Yes | Very small (< 20 kW, or < 10,000 therms, or both) | Yes
SCG | Audits | No | Residential - multi-family | No | List Titles of All Programs Proposed
| Facilitation / Coordination | No | Residential - single family | No | Residential Appliance Recycling
| Design Assistance | No | Institutional | Yes | Single Family EE Rebates
| Performance Contract | Yes | Schools | Yes | Multifamily EE Rebates
| Building Commissioning | No | New Construction | No | CA Energy Star New Homes
| Upstream Program | No | Other (Describe) |  | Standard Performance Contract
| Other (Describe) |  |  |  | Express Efficiency
| End Use Measures | Select All That Apply (Y/N) | Market Actors Targeted | Select All That Apply (Y/N) | Upstream AC and Motors
| Air Conditioning Systems | Yes | Nonresidential Building, Facility, Plant Manager | Yes | Savings By Design
| Appliances | No | Corporate Management | Yes | Small Nonresidential Hard to Reach
| Insulation / Windows / Building Shell | No | Business Owner | Yes | Innovative Designs for EE Activities
| Comprehensive Measures / Whole Building | Yes | Code Official | No
| Compressed Air Systems | Yes | Contractor / Builder | No
| Custom End Use - Commercial / Industrial | Yes | Product Dealer / Distributor / Wholesaler | Yes
| Food Service Technologies | Yes | Designer / Architect / Engineer | No
| Heating Systems | Yes | Home Owner | No
| HVAC Controls | Yes | Lender | No
| HVAC / Ducts | Yes | Local / County / State Government | Yes
| Lighting - Exterior | Yes | Product Manufacturer | No
| Lighting - Interior | Yes | Multi-Family Building Owner / Manager | No
| Lighting Controls | Yes | Nonresidential Building Owner | Yes
| Motor Controls | Yes | Home Buyer | No
| Motors | Yes | Purchasing / Procurement Official | No
| Office Equipment | No | Building Inspector / Real Estate Professional | No
| Process Optimization | Yes | Renter | No
| Pumping Systems | Yes | Retailer | Yes
| Refrigeration - Commercial / Industrial | Yes | School Administrator / Teacher | No
| Roof Color | Yes | Student | No
| Ventilation Systems | Yes | Other (Describe)
| Water Heating Controls | Yes
| Water Heating Systems | Yes
| Appliance Recycling | No
Other (Describe)

## 1 - Budget Worksheet
CPUC 2004 - 2005 Energy Efficiency Programs: 1 - Budget Worksheet | [10 empty] | x
Southern California Edison | Standard Performance Contract |  | SCE | Electric | [6 empty] | x |  | Summary Budget
Projected Benefit / Cost |  | Total Program Budget | 33648395 | (%) | Total Direct Implementation | 32167834 | 95.6% | Net Projected Energy Effects |  |  | x
TRC Net Benefits | 118725507.4982 | Total Administrative | 511166 | 1.519% | Financial Incentives | 30062234 | 89.34%
TRC Ratio | 3.1669 | Managerial & Clerical | 196600 | 0.5843% | Activity | 0 | 0% | Net Coincident Peak kW | 36832.9848 |  | x
PT Net Benefits | 452540515.3857 | HR Support & Development | 0 | 0% | Installation | 0 | 0% | Net Annual kWh | 251076590.597 |  | x
PT Ratio | 7.1867 | Travel & Conference Fees | 14200 | 0.0422% | Hardware & Materials | 0 | 0% | Net Lifecycle kWh | 3849878145.5221 |  | x
TRC Levelized Cost Electric | 0.023712 | Overhead | 300366 | 0.8927% | Rebate Processing & Inspection | 2105600 | 6.258% | Net Annual Therms | 0 |  | x
TRC Levelized Cost Gas | #DIV/0! | Total EM&V Costs | 648395 | 1.927% | Total Marketing | 321000 | 0.954% | Net Lifecycle Therms | 0 |  | x
|  | EM&V Activity | 358354 | 0.862% | Financing Costs | 0 | 0%
|  | EM&V Overhead | 290041 | 1.065% | Potential Performance Award | 2355387.65 | 7% |  |  |  | x
Budget Items | Budget | Allocation Rate (%) | Allocation Base ($) | Notes | [6 empty] | x | "Scratch Paper"
(Choose from list) |  | If Applicable | If Applicable | Describe base upon which allocation rate is applied. | [6 empty] | x
Administrative | [10 empty] | x
Managerial and Clerical Labor | [10 empty] | x
Labor - Staff Management | 6400 | [9 empty] | x
Labor - Program/Project Management | 123800
Labor - Clerical | 4400 | [9 empty] | x
Labor - Program Planning | 62000 | [9 empty] | x
x
x
x
x
x
x
x
x
x
x
Subtotal Managerial and Clerical Labor | 196600 | [9 empty] | x
Human Resource Support and Development | [10 empty] | x
x
x
x
x
x
x
x
x
x
x
x
x
x
x
x
x
x
x
x
x
x
x
Subtotal HR Support and Development | 0 | [9 empty] | x
Travel and Conference Fees | [10 empty] | x
Conference Fees | 13000 | [9 empty] | x
Travel - Mileage | 1200 | [9 empty] | x
x
x
x
x
x
x
x
x
x
x
x
x
x
x
Subtotal Travel and Conference Fees | 14200 | [9 empty] | x
Overhead (General and Administrative) - Labor and Materials | [10 empty] | x
Labor - Administrative | 117200 | [9 empty] | x
Labor - Regulatory Reporting | 50200 | [9 empty] | x
Labor - Information Technology | 64000 | [9 empty] | x
Office Supplies | 68966 | [9 empty] | x
x
x
x
x
x
x
x
x
x
x
x
x
x
x
x
x
x
x
x
x
x
x
x
x
x
x
x
x
x
x
x
x
x
x
x
x
x
x
x
x
x
x
Subtotal Overhead | 300366 | [9 empty] | x
Total Administrative Costs | 511166 | [9 empty] | x
x
Marketing/Advertising/Outreach | [10 empty] | x
x
Brochures | 10000 | [9 empty] | x
Labor - Customer Relations | 133400 | [9 empty] | x
Advertisements / Media Promotions | 150000 | [9 empty] | x
Bill Inserts | 7600 | [9 empty] | x
Labor - Customer Outreach | 20000 | [9 empty] | x
x
x
x
x
x
x
x
x
x
x
x
x
x
x
x
x
x
x
Total Marketing/Advertising/Outreach | 321000 | [9 empty] | x
x
Direct Implementation | [10 empty] | x
Financial Incentives to Customers | [10 empty] | x
Financial Incentives from 2-MeasurableEEActivities | 30062234 | [9 empty] | x
Activity - Labor | [10 empty] | x
x
x
x
x
x
x
x
x
Subtotal Activity | 0 | [9 empty] | x
Installation and Service - Labor | [10 empty] | x
Installation and Service from 2-MeasurableEEActivities | 0 | [9 empty] | x
x
x
x
x
Subtotal Installation | 0 | [9 empty] | x
Hardware and Materials - Installation and Other DI Activity | [10 empty] | x
x
x
x
x
x
x
x
x
x
x
Subtotal Hardware and Materials | 0 | [9 empty] | x
Rebate Processing and Inspection - Labor and Materials | [10 empty] | x
Labor - Rebate Processing | 5600 | [9 empty] | x
Subcontractor Labor - Field Verification | 2100000 | [9 empty] | x
x
x
x
x
x
x
Subtotal Rebate Processing and Inspection | 2105600 | [9 empty] | x
Total Direct Implementation | 32167834 | [9 empty] | x
x
Evaluation, Measurement and Verification | [10 empty] | x
EM&V Labor and Materials | [10 empty] | x
Labor - EM&V | 78734 | [9 empty] | x
Materials - EM&V | 4631 | [9 empty] | x
Subcontractor Labor - EM&V | 274989 | [9 empty] | x
Subtotal EM&V Activity - Labor | 358354 | [9 empty] | x
EM&V Overhead | [10 empty] | x
Overhead - EM&V | 32420 | [9 empty] | x
Subcontractor Benefits - EM&V Labor | 32999 | [9 empty] | x
Subcontractor Overhead - EM&V | 164994 | [9 empty] | x
Subcontractor Payroll Tax - EM&V Labor | 19249 | [9 empty] | x
Subcontractor Pension - EM&V Labor | 21999 | [9 empty] | x
Subcontractor Travel - EM&V | 13749 | [9 empty] | x
Travel - EM&V | 4631 | [9 empty] | x
x
x
x
Subtotal EM&V Overhead | 290041 | [9 empty] | x
Total EM&V | 648395 | [9 empty] | x
x
Financing Costs | [10 empty] | x
Potential Performance Award | 2355387.65 | [9 empty] | x
x
Total Budget | 33648395 | [9 empty] | x
Labor - Clerical | Benefits - Administrative Labor | Conference Fees | Equipment - Communications | Advertisements / Media Promotions | Labor - Curriculum Development | Labor - Customer Equipment Repair and Servicing | Audit Applications and Forms | Labor - Field Verification | Labor - EM&V | Benefits - EM&V Labor
Labor - Program Design | Benefits - Direct Implementation Labor | Labor - Conference Attendance | Equipment - Computing | Bill Inserts | Labor - Customer Education and Training | Labor - Measure Installation | Direct Implementation Literature | Labor - Rebate Processing | Materials - EM&V | Overhead - EM&V
Labor - Program Development | Benefits - Marketing/Advertising/Outreach Labor | Subcontractor - Conference Fees | Equipment - Document Reproduction | Brochures | Labor - Customer Equipment Testing and Diagnostics | Subcontractor Labor - Customer Equipment Repair and Servicing | Education Materials | Labor - Site Inspections | Subcontractor Labor - EM&V | Payroll Tax - EM&V Labor
Labor - Program Planning | Labor - Human Resources | Subcontractor - Travel - Airfare | Equipment - General Office | Door Hangers | Labor - Facilities Audits | Subcontractor Labor - Measure Installation | Energy Measurement Tools | Rebate Applications |  | Pension - EM&V Labor
Labor - Program/Project Management | Labor - Staff Development and Training | Subcontractor - Travel - Lodging | Equipment - Transportation | Labor - Business Outreach | Subcontractor Labor - Facilities Audits |  | Installation Hardware | Subcontractor - Rebate Applications |  | Subcontractor Benefits - EM&V Labor
Labor - Staff Management | Payroll Tax - Administrative Labor | Subcontractor - Travel - Meals | Facilities - Lease/Rent Payment | Labor - Customer Outreach | Subcontractor Labor - Curriculum Development |  | Subcontractor - Direct Implementation Literature | Subcontractor Labor - Field Verification |  | Subcontractor Overhead - EM&V
Labor - Staff Supervision | Payroll Tax - Direct Implementation Labor | Subcontractor - Travel - Mileage | Labor - Accounts Payable | Labor - Customer Relations | Subcontractor Labor - Customer Education and Training |  | Subcontractor - Education Materials | Subcontractor Labor - Rebate Processing |  | Subcontractor Payroll Tax - EM&V Labor
Subcontractor Labor - Clerical | Payroll Tax - Marketing/Advertising/Outreach Labor | Subcontractor - Travel - Parking | Labor - Accounts Receivable | Labor - Marketing | Subcontractor Labor - Customer Equipment Testing and Diagnostics |  | Subcontractor - Energy Measurement Tools | Subcontractor Labor - Site Inspections |  | Subcontractor Pension - EM&V Labor
Subcontractor Labor - Program Design | Pension - Administrative Labor | Subcontractor - Travel - Per Diem for Misc. Expenses | Labor - Administrative | Print Advertisements |  |  | Subcontractor - Installation Hardware |  |  | Subcontractor Travel - EM&V
Subcontractor Labor - Program Development | Pension - Direct Implementation Labor | Subcontractor Labor - Conference Attendance | Labor - Automated Systems | Radio Spots |  |  | Subcontractor -Audit Applications and Forms |  |  | Travel - EM&V
Subcontractor Labor - Program Planning | Pension - Marketing/Advertising/Outreach Labor | Travel - Airfare | Labor - Communications | Subcontractor - Bill Inserts
Subcontractor Labor - Program/Project Management | Subcontractor Benefits - Administrative Labor | Travel - Lodging | Labor - Contract Reporting | Subcontractor - Brochures
Subcontractor Labor - Staff Management | Subcontractor Benefits - Direct Implementation Labor | Travel - Meals | Labor - Corporate Services | Subcontractor - Door Hangers
Subcontractor Labor - Staff Supervision | Subcontractor Benefits - Marketing/Advertising/Outreach Labor | Travel - Mileage | Labor - Facilities Maintenance | Subcontractor - Print Advertisements
| Subcontractor Labor - Human Resources | Travel - Parking | Labor - Information Technology | Subcontractor - Radio Spots
| Subcontractor Labor - Staff Development and Training | Travel - Per Diem for Misc. Expenses | Labor - Materials Management | Subcontractor - Television Spots
| Subcontractor Payroll Tax - Administrative Labor |  | Labor - Procurement | Subcontractor Labor - Business Outreach
| Subcontractor Payroll Tax - Direct Implementation Labor |  | Labor - Regulatory Reporting | Subcontractor Labor - Customer Outreach
| Subcontractor Payroll Tax - Marketing/Advertising/Outreach Labor |  | Labor - Shop Services | Subcontractor Labor - Customer Relations
| Subcontractor Pension - Administrative Labor |  | Labor - Telecommunications | Subcontractor Labor - Marketing
| Subcontractor Pension - Direct Implementation Labor |  | Labor - Transportation Services | Television Spots
| Subcontractor Pension - Marketing/Advertising/Outreach Labor |  | Office Supplies | Website Development
Postage
Subcontractor - Equipment - Communications
Subcontractor - Equipment - Computing
Subcontractor - Equipment - Document Reproduction
Subcontractor - Equipment - General Office
Subcontractor - Equipment - Transportation
Subcontractor - Facilities - Lease/Rent Payment
Subcontractor - Office Supplies
Subcontractor - Postage
Subcontractor Labor - Accounts Payable
Subcontractor Labor - Accounts Receivable
Subcontractor Labor - Administrative
Subcontractor Labor - Automated Systems
Subcontractor Labor - Communications
Subcontractor Labor - Contract Reporting
Subcontractor Labor - Corporate Services
Subcontractor Labor - Facilities Maintenance
Subcontractor Labor - Information Technology
Subcontractor Labor - Materials Management
Subcontractor Labor - Procurement
Subcontractor Labor - Regulatory Reporting
Subcontractor Labor - Shop Services
Subcontractor Labor - Telecommunications
Subcontractor Labor - Transportation Services

## 2 - MeasurableEEActivities
CPUC 2004 - 2005 Energy Efficiency Programs: 2 - MeasurableEEActivities
Southern California Edison |  | Standard Performance Contract | SCE | Electric
Projected Total Resource Costs and Benefits |  | Net Projected Energy Effects |  | Direct Implementation Budget |  | Projected Participant Costs and Benefits |  | Program Budget
TRC Costs | 54789659.3217 | Net Coincident Peak kW | 36832.9848 | Total Direct Implementation | 32167834 | PT Costs | 73147854.7452 | Total Program Budget |  | 33648395
TRC Benefits | 173515166.8199 | Net Annual kWh | 251076590.597 | Financial Incentives | 30062234 | PT Benefits | 525688370.1309 | Administrative |  | 511166
TRC Net Benefits | 118725507.4982 | Net Lifecycle kWh | 3849878145.5221 | Activity | 0 | PT Net Benefits | 452540515.3857 | Marketing |  | 321000
TRC Ratio | 3.1669 | Net Annual Therms | 0 | Installation | 0 | PT Ratio | 7.1867 | Direct Implementation |  | 32167834
TRC Levelized Cost Electric | 0.023712 | Net Lifecycle Therms | 0 | Hardware & Materials | 0 |  |  | EM&V |  | 648395 | [45 empty] | LOAD INCREASES
TRC Levelized Cost Gas | #DIV/0! |  |  | Rebate Processing & Inspection | 2105600 |  |  | Other | [47 empty] | 0 | 0 | 0 | 0
MEASURE TYPE / END USE LOAD Select from List | TARGET SECTOR Select From List See Instructions For List Definitions | MEASURE / ACTIVITY NAME Provide Measure Descriptions in Proposal Narrative | UNIT GOALS | UNIT DEFINITION | FINANCIAL INCENTIVE PER UNIT | INSTALLATION, SERVICE, AND REPAIR LABOR COSTS PER UNIT | GROSS COINCIDENT PEAK DEMAND REDUCTION PER UNIT (kW) | GROSS ANNUAL ENERGY SAVINGS PER UNIT (kWh) | GROSS ANNUAL ENERGY SAVINGS PER UNIT (THERMS) | GROSS IMC | EUL | NTG | FINANCIAL INCENTIVE PER MEASURE | INSTALLATION, SERVICE, AND REPAIR LABOR COSTS PER MEASURE | TOTAL GROSS INCREMENTAL MEASURE COST PER MEASURE | TOTAL NET INCREMENTAL MEASURE COST PER MEASURE | PROJECTED NET COINCIDENT PEAK DEMAND REDUCTION (KW) | PROJECTED ANNUAL NET KWH SAVINGS | PROJECTED ANNUAL NET THERM SAVINGS | PROJECTED LIFECYCLE NET KWH SAVINGS | PROJECTED LIFECYCLE NET THERM SAVINGS | PRESENT VALUE OF ANNUALIZED ELECTRIC SAVINGS per KWH - TRC | PRESENT VALUE OF ANNUALIZED GAS SAVINGS per THERM - TRC | PG&E Res | PG&E Small Comm | PG&E Med Comm | PG&E Large Comm | PG&E Ag | SCE Res | SCE Small Comm | SCE Med Comm | SCE Large Comm | SCE Ag | SDGE Res | SDGE Small Comm | SDGE Med Comm | SDGE Large Comm | SDGE Ag | PRESENT VALUE OF ANNUALIZED ELECTRIC SAVINGS per KWH - PT | PG&E Res | PG&E Small Comm | PG&E Med Comm | PG&E Large Comm | PG&E Ag | SCG Res | SCG Small Comm | SCG Med Comm | SCG Large Comm | SCG Ag | SDGE Res | SDGE Small Comm | SDGE Med Comm | SDGE Large Comm | SDGE Ag | PRESENT VALUE OF ANNUALIZED GAS SAVINGS per THERM - PT | GROSS ELECTRICITY BENEFITS - PT | GROSS GAS BENEFITS - PT | NET ELECTRICITY BENEFITS - TRC | NET GAS BENEFITS -TRC | GROSS RESOURCE BENEFITS | NET RESOURCE BENEFITS
|  | Air Conditioning | [10 empty] | 0 | 0 | 0 | 0 | 0 | 0 | 0 | 0 | 0 | 0 | 0 | 0 | 0 | 0 | 0 | 0 | 0 | 0 | 0 | 0 | 0 | 0 | 0 | 0 | 0 | 0 | 0 | 0 | 0 | 0 | 0 | 0 | 0 | 0 | 0 | 0 | 0 | 0 | 0 | 0 | 0 | 0 | 0 | 0 | 0 | 0 | 0 | 0 | 0
Nonresidential - Comprehensive Measures | L NR | Com. Reduced Internal Cooling Load | 0 | kWh | 0.14 |  | 0.00013889 | 1 |  | 0.21584 | 15 | 0.7 | 0 | 0 | 0 | 0 | 0 | 0 | 0 | 0 | 0 | 0.68336 | 4.7167 | 0 | 0 | 0 | 0 | 0 | 0 | 0 | 0 | 1.3726 | 0 | 0 | 0 | 0 | 0 | 0 | 1.3726 | 0 | 0 | 0 | 0 | 0 | 0 | 0 | 0 | 0 | 0 | 0 | 0 | 0 | 0 | 0 | 0 | 0 | 0 | 0 | 0 | 0 | 0
Nonresidential - Custom End Use | L NR | Com. Customized - Space Conditioning | 19342181.8845 | kWh | 0.14 |  | 0.00013889 | 1 |  | 0.21584 | 15 | 0.7 | 2707905.4638 | 0 | 4174748.4828 | 2922323.938 | 1880.4899 | 13539527.3191 | 0 | 203092909.7872 | 0 | 0.68336 | 4.7167 | 0 | 0 | 0 | 0 | 0 | 0 | 0 | 0 | 1.3726 | 0 | 0 | 0 | 0 | 0 | 0 | 1.3726 | 0 | 0 | 0 | 0 | 0 | 0 | 0 | 0 | 0 | 0 | 0 | 0 | 0 | 0 | 0 | 0 | 26548749.4732 | 0 | 9252418.6214 | 0 | 26548749.4732 | 9252418.6214
HVAC - Controls | L NR | Com. EMS (Space Conditioning) | 1414677.2427 | kWh | 0.14 |  | 0.00013889 | 1 |  | 0.21584 | 15 | 0.7 | 198054.814 | 0 | 305338.9586 | 213737.271 | 137.5381 | 990274.0699 | 0 | 14854111.0485 | 0 | 0.68336 | 4.7167 | 0 | 0 | 0 | 0 | 0 | 0 | 0 | 0 | 1.3726 | 0 | 0 | 0 | 0 | 0 | 0 | 1.3726 | 0 | 0 | 0 | 0 | 0 | 0 | 0 | 0 | 0 | 0 | 0 | 0 | 0 | 0 | 0 | 0 | 1941761.8926 | 0 | 676717.143 | 0 | 1941761.8926 | 676717.143
Nonresidential - Custom End Use | L NR | Com. Chillers | 30773853.1703 | kWh | 0.14 |  | 0.00013889 | 1 |  | 0.10697 | 20 | 0.7 | 4308339.4438 | 0 | 3291946.3449 | 2304362.4414 | 2991.9024 | 21541697.2192 | 0 | 430833944.384 | 0 | 0.83625 | 5.6989 | 0 | 0 | 0 | 0 | 0 | 0 | 0 | 0 | 1.6231 | 0 | 0 | 0 | 0 | 0 | 0 | 1.6231 | 0 | 0 | 0 | 0 | 0 | 0 | 0 | 0 | 0 | 0 | 0 | 0 | 0 | 0 | 0 | 0 | 49948773.0876 | 0 | 18014220.9303 | 0 | 49948773.0876 | 18014220.9303
HVAC - Air Conditioning Systems | L NR | Com. Package Units Replacement | 1003140.8898 | kWh | 0.14 |  | 0.00013889 | 1 |  | 0.1553 | 15 | 0.7 | 140439.7246 | 0 | 155791.2613 | 109053.8829 | 97.5276 | 702198.6228 | 0 | 10532979.3425 | 0 | 0.68336 | 4.7167 | 0 | 0 | 0 | 0 | 0 | 0 | 0 | 0 | 1.3726 | 0 | 0 | 0 | 0 | 0 | 0 | 1.3726 | 0 | 0 | 0 | 0 | 0 | 0 | 0 | 0 | 0 | 0 | 0 | 0 | 0 | 0 | 0 | 0 | 1376894.1026 | 0 | 479856.9005 | 0 | 1376894.1026 | 479856.9005
Nonresidential - Comprehensive Measures | L NR | Ind. Reduced Internal Cooling Load | 0 | kWh | 0.14 |  | 0.00013889 | 1 |  | 0.21584 | 15 | 0.7 | 0 | 0 | 0 | 0 | 0 | 0 | 0 | 0 | 0 | 0.68336 | 4.7167 | 0 | 0 | 0 | 0 | 0 | 0 | 0 | 0 | 1.3726 | 0 | 0 | 0 | 0 | 0 | 0 | 1.3726 | 0 | 0 | 0 | 0 | 0 | 0 | 0 | 0 | 0 | 0 | 0 | 0 | 0 | 0 | 0 | 0 | 0 | 0 | 0 | 0 | 0 | 0
Nonresidential - Custom End Use | L NR | Ind. Customized - Space Conditioning | 6473711.7082 | kWh | 0.14 |  | 0.00013889 | 1 |  | 0.21584 | 15 | 0.7 | 906319.6391 | 0 | 1397263.1575 | 978084.2102 | 629.3886 | 4531598.1957 | 0 | 67973972.9356 | 0 | 0.68336 | 4.7167 | 0 | 0 | 0 | 0 | 0 | 0 | 0 | 0 | 1.3726 | 0 | 0 | 0 | 0 | 0 | 0 | 1.3726 | 0 | 0 | 0 | 0 | 0 | 0 | 0 | 0 | 0 | 0 | 0 | 0 | 0 | 0 | 0 | 0 | 8885706.4486 | 0 | 3096728.7515 | 0 | 8885706.4486 | 3096728.7515
Nonresidential - Custom End Use | L NR | Ind. Chillers | 10242435.1046 | kWh | 0.14 |  | 0.00013889 | 1 |  | 0.10697 | 20 | 0.7 | 1433940.9146 | 0 | 1095655.673 | 766958.9711 | 995.7923 | 7169704.5732 | 0 | 143394091.4643 | 0 | 0.83625 | 5.6989 | 0 | 0 | 0 | 0 | 0 | 0 | 0 | 0 | 1.6231 | 0 | 0 | 0 | 0 | 0 | 0 | 1.6231 | 0 | 0 | 0 | 0 | 0 | 0 | 0 | 0 | 0 | 0 | 0 | 0 | 0 | 0 | 0 | 0 | 16624407.2223 | 0 | 5995657.6714 | 0 | 16624407.2223 | 5995657.6714
|  | Lighting | [10 empty] | 0 | 0 | 0 | 0 | 0 | 0 | 0 | 0 | 0 | 0 | 0 | 0 | 0 | 0 | 0 | 0 | 0 | 0 | 0 | 0 | 0 | 0 | 0 | 0 | 0 | 0 | 0 | 0 | 0 | 0 | 0 | 0 | 0 | 0 | 0 | 0 | 0 | 0 | 0 | 0 | 0 | 0 | 0 | 0 | 0 | 0 | 0 | 0 | 0
Lighting - Interior | L NR | Com. Indoor Lighting Sys. Mod. | 2226128.772 | kWh | 0.05 |  | 0.00014493 | 1 |  | 0.14418 | 16 | 0.7 | 111306.4386 | 0 | 320954.7211 | 224668.3048 | 225.8392 | 1558290.1404 | 0 | 24932642.246 | 0 | 0.71598 | 4.9297 | 0 | 0 | 0 | 0 | 0 | 0 | 0 | 0 | 1.4286 | 0 | 0 | 0 | 0 | 0 | 0 | 1.4286 | 0 | 0 | 0 | 0 | 0 | 0 | 0 | 0 | 0 | 0 | 0 | 0 | 0 | 0 | 0 | 0 | 3180258.8364 | 0 | 1115703.7586 | 0 | 3180258.8364 | 1115703.7586
Lighting - Interior | L NR | Com. Indoor Lighting Sys. Repl. | 3820988.2866 | kWh | 0.05 |  | 0.00014493 | 1 |  | 0.068618 | 16 | 0.7 | 191049.4143 | 0 | 262189.9075 | 183532.9353 | 387.6365 | 2674691.8006 | 0 | 42795068.8099 | 0 | 0.71598 | 4.9297 | 0 | 0 | 0 | 0 | 0 | 0 | 0 | 0 | 1.4286 | 0 | 0 | 0 | 0 | 0 | 0 | 1.4286 | 0 | 0 | 0 | 0 | 0 | 0 | 0 | 0 | 0 | 0 | 0 | 0 | 0 | 0 | 0 | 0 | 5458683.2151 | 0 | 1915024.4346 | 0 | 5458683.2151 | 1915024.4346
Lighting - Exterior | L NR | Com. Outdoor Lighting | 0 | kWh | 0.05 |  | 0.00014493 | 1 |  | 0.068618 | 16 | 0.7 | 0 | 0 | 0 | 0 | 0 | 0 | 0 | 0 | 0 | 0.71598 | 4.9297 | 0 | 0 | 0 | 0 | 0 | 0 | 0 | 0 | 1.4286 | 0 | 0 | 0 | 0 | 0 | 0 | 1.4286 | 0 | 0 | 0 | 0 | 0 | 0 | 0 | 0 | 0 | 0 | 0 | 0 | 0 | 0 | 0 | 0 | 0 | 0 | 0 | 0 | 0 | 0
Lighting - Controls | L NR | Com. Lighting Controls | 6519732.042 | kWh | 0.05 |  | 0.00014493 | 1 |  | 0.14418 | 16 | 0.7 | 325986.6021 | 0 | 939989.9978 | 657992.9984 | 661.4221 | 4563812.4294 | 0 | 73020998.8709 | 0 | 0.71598 | 4.9297 | 0 | 0 | 0 | 0 | 0 | 0 | 0 | 0 | 1.4286 | 0 | 0 | 0 | 0 | 0 | 0 | 1.4286 | 0 | 0 | 0 | 0 | 0 | 0 | 0 | 0 | 0 | 0 | 0 | 0 | 0 | 0 | 0 | 0 | 9314122.2102 | 0 | 3267596.0331 | 0 | 9314122.2102 | 3267596.0331
Lighting - Interior | L NR | Ind. Indoor Lighting Sys. Mod. | 0 | kWh | 0.05 |  | 0.00014493 | 1 |  | 0.14418 | 16 | 0.7 | 0 | 0 | 0 | 0 | 0 | 0 | 0 | 0 | 0 | 0.71598 | 4.9297 | 0 | 0 | 0 | 0 | 0 | 0 | 0 | 0 | 1.4286 | 0 | 0 | 0 | 0 | 0 | 0 | 1.4286 | 0 | 0 | 0 | 0 | 0 | 0 | 0 | 0 | 0 | 0 | 0 | 0 | 0 | 0 | 0 | 0 | 0 | 0 | 0 | 0 | 0 | 0
Lighting - Interior | L NR | Ind. Indoor Lighting Sys. Repl. | 1283150.8994 | kWh | 0.05 |  | 0.00014493 | 1 |  | 0.068618 | 16 | 0.7 | 64157.545 | 0 | 88047.6962 | 61633.3873 | 130.1747 | 898205.6296 | 0 | 14371290.0732 | 0 | 0.71598 | 4.9297 | 0 | 0 | 0 | 0 | 0 | 0 | 0 | 0 | 1.4286 | 0 | 0 | 0 | 0 | 0 | 0 | 1.4286 | 0 | 0 | 0 | 0 | 0 | 0 | 0 | 0 | 0 | 0 | 0 | 0 | 0 | 0 | 0 | 0 | 1833115.8726 | 0 | 643096.7963 | 0 | 1833115.8726 | 643096.7963
Lighting - Exterior | L NR | Ind. Outdoor Lighting Sys. Mod. | 0 | kWh | 0.05 |  | 0.00014493 | 1 |  | 0.14418 | 16 | 0.7 | 0 | 0 | 0 | 0 | 0 | 0 | 0 | 0 | 0 | 0.71598 | 4.9297 | 0 | 0 | 0 | 0 | 0 | 0 | 0 | 0 | 1.4286 | 0 | 0 | 0 | 0 | 0 | 0 | 1.4286 | 0 | 0 | 0 | 0 | 0 | 0 | 0 | 0 | 0 | 0 | 0 | 0 | 0 | 0 | 0 | 0 | 0 | 0 | 0 | 0 | 0 | 0
Lighting - Exterior | L NR | Ind. Outdoor Lighting Sys. Repl. | 0 | kWh | 0.05 |  | 0.00014493 | 1 |  | 0.068618 | 16 | 0.7 | 0 | 0 | 0 | 0 | 0 | 0 | 0 | 0 | 0 | 0.71598 | 4.9297 | 0 | 0 | 0 | 0 | 0 | 0 | 0 | 0 | 1.4286 | 0 | 0 | 0 | 0 | 0 | 0 | 1.4286 | 0 | 0 | 0 | 0 | 0 | 0 | 0 | 0 | 0 | 0 | 0 | 0 | 0 | 0 | 0 | 0 | 0 | 0 | 0 | 0 | 0 | 0
Lighting - Comprehensive Measures | L NR | Ind. LED Lamps | 0 | kWh | 0.05 |  | 0.00014493 | 1 |  | 0.068618 | 16 | 0.7 | 0 | 0 | 0 | 0 | 0 | 0 | 0 | 0 | 0 | 0.71598 | 4.9297 | 0 | 0 | 0 | 0 | 0 | 0 | 0 | 0 | 1.4286 | 0 | 0 | 0 | 0 | 0 | 0 | 1.4286 | 0 | 0 | 0 | 0 | 0 | 0 | 0 | 0 | 0 | 0 | 0 | 0 | 0 | 0 | 0 | 0 | 0 | 0 | 0 | 0 | 0 | 0
|  | Other | [10 empty] | 0 | 0 | 0 | 0 | 0 | 0 | 0 | 0 | 0 | 0 | 0 | 0 | 0 | 0 | 0 | 0 | 0 | 0 | 0 | 0 | 0 | 0 | 0 | 0 | 0 | 0 | 0 | 0 | 0 | 0 | 0 | 0 | 0 | 0 | 0 | 0 | 0 | 0 | 0 | 0 | 0 | 0 | 0 | 0 | 0 | 0 | 0 | 0 | 0
Nonresidential - Process Optimization | L NR | Com. Customized - Process | 101999553.9828 | kWh | 0.08 |  | 0.00012658 | 1 |  | 0.22 | 15 | 0.7 | 8159964.3186 | 0 | 22439901.8762 | 15707931.3134 | 9037.9352 | 71399687.788 | 0 | 1070995316.8194 | 0 | 0.68336 | 4.7167 | 0 | 0 | 0 | 0 | 0 | 0 | 0 | 0 | 1.3726 | 0 | 0 | 0 | 0 | 0 | 0 | 1.3726 | 0 | 0 | 0 | 0 | 0 | 0 | 0 | 0 | 0 | 0 | 0 | 0 | 0 | 0 | 0 | 0 | 140002850.8284 | 0 | 48791939.7244 | 0 | 140002850.8284 | 48791939.7244
Nonresidential - Refrigeration | L NR | Com. Customized - Refrigeration | 7612751.4877 | kWh | 0.08 |  | 0.00012658 | 1 |  | 0.25 | 15 | 0.7 | 609020.119 | 0 | 1903187.8719 | 1332231.5103 | 674.5476 | 5328926.0414 | 0 | 79933890.6208 | 0 | 0.68336 | 4.7167 | 0 | 0 | 0 | 0 | 0 | 0 | 0 | 0 | 1.3726 | 0 | 0 | 0 | 0 | 0 | 0 | 1.3726 | 0 | 0 | 0 | 0 | 0 | 0 | 0 | 0 | 0 | 0 | 0 | 0 | 0 | 0 | 0 | 0 | 10449133.0531 | 0 | 3641593.4896 | 0 | 10449133.0531 | 3641593.4896
Nonresidential - Pumping Systems | L NR | Com. Customized - Pumping | 3018740.2027 | kWh | 0.08 |  | 0.00012658 | 1 |  | 0.22 | 15 | 0.7 | 241499.2162 | 0 | 664122.8446 | 464885.9912 | 267.4833 | 2113118.1419 | 0 | 31696772.1282 | 0 | 0.68336 | 4.7167 | 0 | 0 | 0 | 0 | 0 | 0 | 0 | 0 | 1.3726 | 0 | 0 | 0 | 0 | 0 | 0 | 1.3726 | 0 | 0 | 0 | 0 | 0 | 0 | 0 | 0 | 0 | 0 | 0 | 0 | 0 | 0 | 0 | 0 | 4143471.3956 | 0 | 1444027.785 | 0 | 4143471.3956 | 1444027.785
Nonresidential - Motors | L NR | Ind. Motors | 63644751.7364 | kWh | 0.08 |  | 0.00012658 | 1 |  | 0.22 | 15 | 0.7 | 5091580.1389 | 0 | 14001845.382 | 9801291.7674 | 5639.4084 | 44551326.2155 | 0 | 668269893.2326 | 0 | 0.68336 | 4.7167 | 0 | 0 | 0 | 0 | 0 | 0 | 0 | 0 | 1.3726 | 0 | 0 | 0 | 0 | 0 | 0 | 1.3726 | 0 | 0 | 0 | 0 | 0 | 0 | 0 | 0 | 0 | 0 | 0 | 0 | 0 | 0 | 0 | 0 | 87357702.4157 | 0 | 30444749.6998 | 0 | 87357702.4157 | 30444749.6998
Nonresidential - Motors | L NR | Ind. Adj. Speed Drive | 0 | kWh | 0.08 |  | 0.00012658 | 1 |  | 0.22 | 15 | 0.7 | 0 | 0 | 0 | 0 | 0 | 0 | 0 | 0 | 0 | 0.68336 | 4.7167 | 0 | 0 | 0 | 0 | 0 | 0 | 0 | 0 | 1.3726 | 0 | 0 | 0 | 0 | 0 | 0 | 1.3726 | 0 | 0 | 0 | 0 | 0 | 0 | 0 | 0 | 0 | 0 | 0 | 0 | 0 | 0 | 0 | 0 | 0 | 0 | 0 | 0 | 0 | 0
Nonresidential - Pumping Systems | L NR | Ind. Pump System Controls | 13649464.7932 | kWh | 0.08 |  | 0.00012658 | 1 |  | 0.22 | 15 | 0.7 | 1091957.1835 | 0 | 3002882.2545 | 2102017.5781 | 1209.4462 | 9554625.3552 | 0 | 143319380.3281 | 0 | 0.68336 | 4.7167 | 0 | 0 | 0 | 0 | 0 | 0 | 0 | 0 | 1.3726 | 0 | 0 | 0 | 0 | 0 | 0 | 1.3726 | 0 | 0 | 0 | 0 | 0 | 0 | 0 | 0 | 0 | 0 | 0 | 0 | 0 | 0 | 0 | 0 | 18735022.9359 | 0 | 6529282.114 | 0 | 18735022.9359 | 6529282.114
Nonresidential - Custom End Use | L NR | Ind. Cooling Towers | 0 | kWh | 0.08 |  | 0.00012658 | 1 |  | 0.22 | 15 | 0.7 | 0 | 0 | 0 | 0 | 0 | 0 | 0 | 0 | 0 | 0.68336 | 4.7167 | 0 | 0 | 0 | 0 | 0 | 0 | 0 | 0 | 1.3726 | 0 | 0 | 0 | 0 | 0 | 0 | 1.3726 | 0 | 0 | 0 | 0 | 0 | 0 | 0 | 0 | 0 | 0 | 0 | 0 | 0 | 0 | 0 | 0 | 0 | 0 | 0 | 0 | 0 | 0
Nonresidential - Process Optimization | L NR | Ind. Customized - Process | 3974737.7972 | kWh | 0.08 |  | 0.00012658 | 1 |  | 0.22 | 15 | 0.7 | 317979.0238 | 0 | 874442.3154 | 612109.6208 | 352.192 | 2782316.4581 | 0 | 41734746.8709 | 0 | 0.68336 | 4.7167 | 0 | 0 | 0 | 0 | 0 | 0 | 0 | 0 | 1.3726 | 0 | 0 | 0 | 0 | 0 | 0 | 1.3726 | 0 | 0 | 0 | 0 | 0 | 0 | 0 | 0 | 0 | 0 | 0 | 0 | 0 | 0 | 0 | 0 | 5455657.414 | 0 | 1901333.4809 | 0 | 5455657.414 | 1901333.4809
[13 empty] | 0 | 0 | 0 | 0 | 0 | 0 | 0 | 0 | 0 | 0 | 0 | 0 | 0 | 0 | 0 | 0 | 0 | 0 | 0 | 0 | 0 | 0 | 0 | 0 | 0 | 0 | 0 | 0 | 0 | 0 | 0 | 0 | 0 | 0 | 0 | 0 | 0 | 0 | 0 | 0 | 0 | 0 | 0 | 0 | 0 | 0 | 0 | 0 | 0
|  | HVAC | [10 empty] | 0 | 0 | 0 | 0 | 0 | 0 | 0 | 0 | 0 | 0 | 0 | 0 | 0 | 0 | 0 | 0 | 0 | 0 | 0 | 0 | 0 | 0 | 0 | 0 | 0 | 0 | 0 | 0 | 0 | 0 | 0 | 0 | 0 | 0 | 0 | 0 | 0 | 0 | 0 | 0 | 0 | 0 | 0 | 0 | 0 | 0 | 0 | 0 | 0
HVAC - Air Conditioning Systems | L NR | Package Terminal Air Conditioners | 280 | unit | 100 |  | 0.157 | 383.08 |  | 65 | 15 | 0.7 | 28000 | 0 | 18200 | 12740 | 30.772 | 75083.68 | 0 | 1126255.2 | 0 | 0.68336 | 4.7167 | 0 | 0 | 0 | 0 | 0 | 0 | 0 | 0 | 1.3726 | 0 | 0 | 0 | 0 | 0 | 0 | 1.3726 | 0 | 0 | 0 | 0 | 0 | 0 | 0 | 0 | 0 | 0 | 0 | 0 | 0 | 0 | 0 | 0 | 147226.5436 | 0 | 51309.4455 | 0 | 147226.5436 | 51309.4455
HVAC - Air Conditioning Systems | L NR | Package single Tier 1-air cooled |  | ton | 80 |  | 0.254 | 619.76 |  | 158 | 15 | 0.7 | 0 | 0 | 0 | 0 | 0 | 0 | 0 | 0 | 0 | 0.68336 | 4.7167 | 0 | 0 | 0 | 0 | 0 | 0 | 0 | 0 | 1.3726 | 0 | 0 | 0 | 0 | 0 | 0 | 1.3726 | 0 | 0 | 0 | 0 | 0 | 0 | 0 | 0 | 0 | 0 | 0 | 0 | 0 | 0 | 0 | 0 | 0 | 0 | 0 | 0 | 0 | 0
HVAC - Air Conditioning Systems | L NR | Split System single Tier 1- air cooled |  | ton | 80 |  | 0.217 | 529.48 |  | 205 | 15 | 0.7 | 0 | 0 | 0 | 0 | 0 | 0 | 0 | 0 | 0 | 0.68336 | 4.7167 | 0 | 0 | 0 | 0 | 0 | 0 | 0 | 0 | 1.3726 | 0 | 0 | 0 | 0 | 0 | 0 | 1.3726 | 0 | 0 | 0 | 0 | 0 | 0 | 0 | 0 | 0 | 0 | 0 | 0 | 0 | 0 | 0 | 0 | 0 | 0 | 0 | 0 | 0 | 0
HVAC - Air Conditioning Systems | L NR | Package single Tier 2 - air cooled |  | ton | 100 |  | 0.283 | 690.52 |  | 316 | 15 | 0.7 | 0 | 0 | 0 | 0 | 0 | 0 | 0 | 0 | 0 | 0.68336 | 4.7167 | 0 | 0 | 0 | 0 | 0 | 0 | 0 | 0 | 1.3726 | 0 | 0 | 0 | 0 | 0 | 0 | 1.3726 | 0 | 0 | 0 | 0 | 0 | 0 | 0 | 0 | 0 | 0 | 0 | 0 | 0 | 0 | 0 | 0 | 0 | 0 | 0 | 0 | 0 | 0
HVAC - Air Conditioning Systems | L NR | Split System single Tier 2- air cooled |  | ton | 100 |  | 0.274 | 668.56 |  | 406 | 15 | 0.7 | 0 | 0 | 0 | 0 | 0 | 0 | 0 | 0 | 0 | 0.68336 | 4.7167 | 0 | 0 | 0 | 0 | 0 | 0 | 0 | 0 | 1.3726 | 0 | 0 | 0 | 0 | 0 | 0 | 1.3726 | 0 | 0 | 0 | 0 | 0 | 0 | 0 | 0 | 0 | 0 | 0 | 0 | 0 | 0 | 0 | 0 | 0 | 0 | 0 | 0 | 0 | 0
HVAC - Air Conditioning Systems | L NR | Package single Tier 3 - air cooled | 56 | ton | 140 |  | 0.311 | 758.84 |  | 421 | 15 | 0.7 | 7840 | 0 | 23576 | 16503.2 | 12.1912 | 29746.528 | 0 | 446197.92 | 0 | 0.68336 | 4.7167 | 0 | 0 | 0 | 0 | 0 | 0 | 0 | 0 | 1.3726 | 0 | 0 | 0 | 0 | 0 | 0 | 1.3726 | 0 | 0 | 0 | 0 | 0 | 0 | 0 | 0 | 0 | 0 | 0 | 0 | 0 | 0 | 0 | 0 | 58327.9682 | 0 | 20327.6911 | 0 | 58327.9682 | 20327.6911
HVAC - Air Conditioning Systems | L NR | Split System Tier 3 - air cooled | 56 | ton | 140 |  | 0.308 | 751.52 |  | 541 | 15 | 0.7 | 7840 | 0 | 30296 | 21207.2 | 12.0736 | 29459.584 | 0 | 441893.76 | 0 | 0.68336 | 4.7167 | 0 | 0 | 0 | 0 | 0 | 0 | 0 | 0 | 1.3726 | 0 | 0 | 0 | 0 | 0 | 0 | 1.3726 | 0 | 0 | 0 | 0 | 0 | 0 | 0 | 0 | 0 | 0 | 0 | 0 | 0 | 0 | 0 | 0 | 57765.319 | 0 | 20131.6041 | 0 | 57765.319 | 20131.6041
HVAC - Air Conditioning Systems | L NR | 65-135kBTU air cooled, package or split Tier 2 |  | ton | 75 |  | 0.106 | 258.64 |  | 79 | 15 | 0.7 | 0 | 0 | 0 | 0 | 0 | 0 | 0 | 0 | 0 | 0.68336 | 4.7167 | 0 | 0 | 0 | 0 | 0 | 0 | 0 | 0 | 1.3726 | 0 | 0 | 0 | 0 | 0 | 0 | 1.3726 | 0 | 0 | 0 | 0 | 0 | 0 | 0 | 0 | 0 | 0 | 0 | 0 | 0 | 0 | 0 | 0 | 0 | 0 | 0 | 0 | 0 | 0
HVAC - Air Conditioning Systems | L NR | 65-135kBTU water/evap cooled, package or split Tier 2 |  | ton | 75 |  | 0.106 | 258.64 |  | 79 | 15 | 0.7 | 0 | 0 | 0 | 0 | 0 | 0 | 0 | 0 | 0 | 0.68336 | 4.7167 | 0 | 0 | 0 | 0 | 0 | 0 | 0 | 0 | 1.3726 | 0 | 0 | 0 | 0 | 0 | 0 | 1.3726 | 0 | 0 | 0 | 0 | 0 | 0 | 0 | 0 | 0 | 0 | 0 | 0 | 0 | 0 | 0 | 0 | 0 | 0 | 0 | 0 | 0 | 0
HVAC - Air Conditioning Systems | L NR | 135-240 kBTU air cooled, package or split Tier 2 |  | ton | 75 |  | 0.115 | 280.6 |  | 79 | 15 | 0.7 | 0 | 0 | 0 | 0 | 0 | 0 | 0 | 0 | 0 | 0.68336 | 4.7167 | 0 | 0 | 0 | 0 | 0 | 0 | 0 | 0 | 1.3726 | 0 | 0 | 0 | 0 | 0 | 0 | 1.3726 | 0 | 0 | 0 | 0 | 0 | 0 | 0 | 0 | 0 | 0 | 0 | 0 | 0 | 0 | 0 | 0 | 0 | 0 | 0 | 0 | 0 | 0
HVAC - Air Conditioning Systems | L NR | 135-240 kBTU water/evap cooled, package or split Tier 2 |  | ton | 113 |  | 0.115 | 280.6 |  | 79 | 15 | 0.7 | 0 | 0 | 0 | 0 | 0 | 0 | 0 | 0 | 0 | 0.68336 | 4.7167 | 0 | 0 | 0 | 0 | 0 | 0 | 0 | 0 | 1.3726 | 0 | 0 | 0 | 0 | 0 | 0 | 1.3726 | 0 | 0 | 0 | 0 | 0 | 0 | 0 | 0 | 0 | 0 | 0 | 0 | 0 | 0 | 0 | 0 | 0 | 0 | 0 | 0 | 0 | 0
HVAC - Air Conditioning Systems | L NR | >240 kBTU air cooled, package or split Tier 2 |  | ton | 75 |  | 0.126 | 307.44 |  | 79 | 15 | 0.7 | 0 | 0 | 0 | 0 | 0 | 0 | 0 | 0 | 0 | 0.68336 | 4.7167 | 0 | 0 | 0 | 0 | 0 | 0 | 0 | 0 | 1.3726 | 0 | 0 | 0 | 0 | 0 | 0 | 1.3726 | 0 | 0 | 0 | 0 | 0 | 0 | 0 | 0 | 0 | 0 | 0 | 0 | 0 | 0 | 0 | 0 | 0 | 0 | 0 | 0 | 0 | 0
HVAC - Controls | L NR | Variable-Frequency Drives - HVAC Fans |  | hp | 80 |  | 0 | 753 |  | 202 | 15 | 0.7 | 0 | 0 | 0 | 0 | 0 | 0 | 0 | 0 | 0 | 0.68336 | 4.7167 | 0 | 0 | 0 | 0 | 0 | 0 | 0 | 0 | 1.3726 | 0 | 0 | 0 | 0 | 0 | 0 | 1.3726 | 0 | 0 | 0 | 0 | 0 | 0 | 0 | 0 | 0 | 0 | 0 | 0 | 0 | 0 | 0 | 0 | 0 | 0 | 0 | 0 | 0 | 0
HVAC - Controls | L NR | Setback Programmable Thermostats | 3500 | unit | 54 |  | 0 | 327 |  | 58 | 11 | 0.7 | 189000 | 0 | 203000 | 142100 | 0 | 801150 | 0 | 8812650 | 0 | 0.54143 | 3.7855 | 0 | 0 | 0 | 0 | 0 | 0 | 0 | 0 | 1.1133 | 0 | 0 | 0 | 0 | 0 | 0 | 1.1133 | 0 | 0 | 0 | 0 | 0 | 0 | 0 | 0 | 0 | 0 | 0 | 0 | 0 | 0 | 0 | 0 | 1274129.5355 | 0 | 433763.9362 | 0 | 1274129.5355 | 433763.9362
Building Shell - Windows | L NR | Reflective Window Film - Coastal |  | ft2 | 1.35 |  | 0.003 | 13 |  | 1.79 | 10 | 0.7 | 0 | 0 | 0 | 0 | 0 | 0 | 0 | 0 | 0 | 0.50271 | 3.5343 | 0 | 0 | 0 | 0 | 0 | 0 | 0 | 0 | 1.0386 | 0 | 0 | 0 | 0 | 0 | 0 | 1.0386 | 0 | 0 | 0 | 0 | 0 | 0 | 0 | 0 | 0 | 0 | 0 | 0 | 0 | 0 | 0 | 0 | 0 | 0 | 0 | 0 | 0 | 0
Building Shell - Windows | L NR | Reflective Window Film - Inland | 14000 | ft2 | 1.35 |  | 0.003 | 16 |  | 1.79 | 10 | 0.7 | 18900 | 0 | 25060 | 17542 | 29.4 | 156800 | 0 | 1568000 | 0 | 0.50271 | 3.5343 | 0 | 0 | 0 | 0 | 0 | 0 | 0 | 0 | 1.0386 | 0 | 0 | 0 | 0 | 0 | 0 | 1.0386 | 0 | 0 | 0 | 0 | 0 | 0 | 0 | 0 | 0 | 0 | 0 | 0 | 0 | 0 | 0 | 0 | 232639.9621 | 0 | 78824.5327 | 0 | 232639.9621 | 78824.5327
Building Shell - Windows | L NR | Reflective Window Film - Desert | 7000 | ft2 | 1.35 |  | 0.003 | 24 |  | 1.79 | 10 | 0.7 | 9450 | 0 | 12530 | 8771 | 14.7 | 117600 | 0 | 1176000 | 0 | 0.50271 | 3.5343 | 0 | 0 | 0 | 0 | 0 | 0 | 0 | 0 | 1.0386 | 0 | 0 | 0 | 0 | 0 | 0 | 1.0386 | 0 | 0 | 0 | 0 | 0 | 0 | 0 | 0 | 0 | 0 | 0 | 0 | 0 | 0 | 0 | 0 | 174479.9716 | 0 | 59118.3995 | 0 | 174479.9716 | 59118.3995
Nonresidential - Comprehensive Measures | L NR | Evaporative Coolers |  | ton | 123 |  | 0.714 | 1075 |  | 127 | 15 | 0.7 | 0 | 0 | 0 | 0 | 0 | 0 | 0 | 0 | 0 | 0.68336 | 4.7167 | 0 | 0 | 0 | 0 | 0 | 0 | 0 | 0 | 1.3726 | 0 | 0 | 0 | 0 | 0 | 0 | 1.3726 | 0 | 0 | 0 | 0 | 0 | 0 | 0 | 0 | 0 | 0 | 0 | 0 | 0 | 0 | 0 | 0 | 0 | 0 | 0 | 0 | 0 | 0
Building Shell - Roof Color | L NR | Cool Roof | 2100000 | ft2 | 0.15 |  | 0.00033 | 0.33 |  | 0.21 | 15 | 0.7 | 315000 | 0 | 441000 | 308700 | 485.1 | 485100 | 0 | 7276500 | 0 | 0.68336 | 4.7167 | 0 | 0 | 0 | 0 | 0 | 0 | 0 | 0 | 1.3726 | 0 | 0 | 0 | 0 | 0 | 0 | 1.3726 | 0 | 0 | 0 | 0 | 0 | 0 | 0 | 0 | 0 | 0 | 0 | 0 | 0 | 0 | 0 | 0 | 951199.9988 | 0 | 331499.6283 | 0 | 951199.9988 | 331499.6283
|  | Lighting | [10 empty] | 0 | 0 | 0 | 0 | 0 | 0 | 0 | 0 | 0 | 0 | 0 | 0 | 0 | 0 | 0 | 0 | 0 | 0 | 0 | 0 | 0 | 0 | 0 | 0 | 0 | 0 | 0 | 0 | 0 | 0 | 0 | 0 | 0 | 0 | 0 | 0 | 0 | 0 | 0 | 0 | 0 | 0 | 0 | 0 | 0 | 0 | 0 | 0 | 0
Lighting - Interior | L NR | Screw-in Compact Fluorescent Lamp, 5 - 13 watts |  | lamp | 1.5 |  | 0.031 | 145.235 |  | 14.4 | 8 | 0.7 | 0 | 0 | 0 | 0 | 0 | 0 | 0 | 0 | 0 | 0.42074 | 2.9897 | 0 | 0 | 0 | 0 | 0 | 0 | 0 | 0 | 0.87565 | 0 | 0 | 0 | 0 | 0 | 0 | 0.87565 | 0 | 0 | 0 | 0 | 0 | 0 | 0 | 0 | 0 | 0 | 0 | 0 | 0 | 0 | 0 | 0 | 0 | 0 | 0 | 0 | 0 | 0
Lighting - Interior | L NR | Screw-in Compact Fluorescent Lamp, 14-26 watts | 21000 | lamp | 3.5 |  | 0.0495 | 231.9075 |  | 11.38 | 8 | 0.7 | 73500 | 0 | 238980 | 167286 | 727.65 | 3409040.25 | 0 | 27272322 | 0 | 0.42074 | 2.9897 | 0 | 0 | 0 | 0 | 0 | 0 | 0 | 0 | 0.87565 | 0 | 0 | 0 | 0 | 0 | 0 | 0.87565 | 0 | 0 | 0 | 0 | 0 | 0 | 0 | 0 | 0 | 0 | 0 | 0 | 0 | 0 | 0 | 0 | 4264461.1081 | 0 | 1434307.6573 | 0 | 4264461.1081 | 1434307.6573
Lighting - Interior | L NR | Screw-in Compact Fluorescent Lamp, 14-26 watts w/ reflector |  | lamp | 6 |  | 0.0495 | 231.9075 |  | 11.38 | 8 | 0.7 | 0 | 0 | 0 | 0 | 0 | 0 | 0 | 0 | 0 | 0.42074 | 2.9897 | 0 | 0 | 0 | 0 | 0 | 0 | 0 | 0 | 0.87565 | 0 | 0 | 0 | 0 | 0 | 0 | 0.87565 | 0 | 0 | 0 | 0 | 0 | 0 | 0 | 0 | 0 | 0 | 0 | 0 | 0 | 0 | 0 | 0 | 0 | 0 | 0 | 0 | 0 | 0
Lighting - Interior | L NR | Screw-in Compact Fluorescent Lamp, >=27watts | 28000 | lamp | 4.25 |  | 0.094 | 440.39 |  | 21 | 8 | 0.7 | 119000 | 0 | 588000 | 411600 | 1842.4 | 8631644 | 0 | 69053152 | 0 | 0.42074 | 2.9897 | 0 | 0 | 0 | 0 | 0 | 0 | 0 | 0 | 0.87565 | 0 | 0 | 0 | 0 | 0 | 0 | 0.87565 | 0 | 0 | 0 | 0 | 0 | 0 | 0 | 0 | 0 | 0 | 0 | 0 | 0 | 0 | 0 | 0 | 10797558.0918 | 0 | 3631647.671 | 0 | 10797558.0918 | 3631647.671
Lighting - Interior | L NR | Hardwired Fluorescent Fixture, 5-13 watts |  | fixture | 9 |  | 0.045 | 210.825 |  | 37 | 16 | 0.7 | 0 | 0 | 0 | 0 | 0 | 0 | 0 | 0 | 0 | 0.71598 | 4.9297 | 0 | 0 | 0 | 0 | 0 | 0 | 0 | 0 | 1.4286 | 0 | 0 | 0 | 0 | 0 | 0 | 1.4286 | 0 | 0 | 0 | 0 | 0 | 0 | 0 | 0 | 0 | 0 | 0 | 0 | 0 | 0 | 0 | 0 | 0 | 0 | 0 | 0 | 0 | 0
Lighting - Interior | L NR | Hardwired Fluorescent Fixture, 14-26 watts |  | fixture | 11 |  | 0.074 | 346.69 |  | 44 | 16 | 0.7 | 0 | 0 | 0 | 0 | 0 | 0 | 0 | 0 | 0 | 0.71598 | 4.9297 | 0 | 0 | 0 | 0 | 0 | 0 | 0 | 0 | 1.4286 | 0 | 0 | 0 | 0 | 0 | 0 | 1.4286 | 0 | 0 | 0 | 0 | 0 | 0 | 0 | 0 | 0 | 0 | 0 | 0 | 0 | 0 | 0 | 0 | 0 | 0 | 0 | 0 | 0 | 0
Lighting - Interior | L NR | Hardwired Fluorescent Fixture, 27-65 watts(incandescent basecase) |  | fixture | 12.5 |  | 0.142 | 665.27 |  | 91 | 16 | 0.7 | 0 | 0 | 0 | 0 | 0 | 0 | 0 | 0 | 0 | 0.71598 | 4.9297 | 0 | 0 | 0 | 0 | 0 | 0 | 0 | 0 | 1.4286 | 0 | 0 | 0 | 0 | 0 | 0 | 1.4286 | 0 | 0 | 0 | 0 | 0 | 0 | 0 | 0 | 0 | 0 | 0 | 0 | 0 | 0 | 0 | 0 | 0 | 0 | 0 | 0 | 0 | 0
Lighting - Interior | L NR | Hardwired Fluorescent Fixture, 27-65 watts(mercury vapor basecase) | 10500 | fixture | 11.5 |  | 0.067 | 313.895 |  | 91 | 16 | 0.7 | 120750 | 0 | 955500 | 668850 | 492.45 | 2307128.25 | 0 | 36914052 | 0 | 0.71598 | 4.9297 | 0 | 0 | 0 | 0 | 0 | 0 | 0 | 0 | 1.4286 | 0 | 0 | 0 | 0 | 0 | 0 | 1.4286 | 0 | 0 | 0 | 0 | 0 | 0 | 0 | 0 | 0 | 0 | 0 | 0 | 0 | 0 | 0 | 0 | 4708535.8584 | 0 | 1651856.4762 | 0 | 4708535.8584 | 1651856.4762
Lighting - Interior | L NR | Hardwired Fluorescent Fixture, 66-90 watts(incandescent base case) | 14000 | fixture | 18 |  | 0.216 | 1011.96 |  | 141 | 16 | 0.7 | 252000 | 0 | 1974000 | 1381800 | 2116.8 | 9917208 | 0 | 158675328 | 0 | 0.71598 | 4.9297 | 0 | 0 | 0 | 0 | 0 | 0 | 0 | 0 | 1.4286 | 0 | 0 | 0 | 0 | 0 | 0 | 1.4286 | 0 | 0 | 0 | 0 | 0 | 0 | 0 | 0 | 0 | 0 | 0 | 0 | 0 | 0 | 0 | 0 | 20239676.5257 | 0 | 7100517.3901 | 0 | 20239676.5257 | 7100517.3901
Lighting - Interior | L NR | Hardwired Fluorescent Fixture, 66-90 watts(mercury vapor base case) |  | fixture | 17 |  | 0.116 | 543.46 |  | 141 | 16 | 0.7 | 0 | 0 | 0 | 0 | 0 | 0 | 0 | 0 | 0 | 0.71598 | 4.9297 | 0 | 0 | 0 | 0 | 0 | 0 | 0 | 0 | 1.4286 | 0 | 0 | 0 | 0 | 0 | 0 | 1.4286 | 0 | 0 | 0 | 0 | 0 | 0 | 0 | 0 | 0 | 0 | 0 | 0 | 0 | 0 | 0 | 0 | 0 | 0 | 0 | 0 | 0 | 0
Lighting - Interior | L NR | Hardwired Fluorescent Fixture, >90 watts(incandescent base case) |  | fixture | 22.5 |  | 0.216 | 1011.96 |  | 141 | 16 | 0.7 | 0 | 0 | 0 | 0 | 0 | 0 | 0 | 0 | 0 | 0.71598 | 4.9297 | 0 | 0 | 0 | 0 | 0 | 0 | 0 | 0 | 1.4286 | 0 | 0 | 0 | 0 | 0 | 0 | 1.4286 | 0 | 0 | 0 | 0 | 0 | 0 | 0 | 0 | 0 | 0 | 0 | 0 | 0 | 0 | 0 | 0 | 0 | 0 | 0 | 0 | 0 | 0
Lighting - Interior | L NR | Hardwired Fluorescent Fixture, >90 watts(mercury vapor base case) |  | fixture | 21.5 |  | 0.116 | 543.46 |  | 141 | 16 | 0.7 | 0 | 0 | 0 | 0 | 0 | 0 | 0 | 0 | 0 | 0.71598 | 4.9297 | 0 | 0 | 0 | 0 | 0 | 0 | 0 | 0 | 1.4286 | 0 | 0 | 0 | 0 | 0 | 0 | 1.4286 | 0 | 0 | 0 | 0 | 0 | 0 | 0 | 0 | 0 | 0 | 0 | 0 | 0 | 0 | 0 | 0 | 0 | 0 | 0 | 0 | 0 | 0
Lighting - Interior | L NR | Induction Lamps and fixtures 55 - 100 watts |  | fixture | 35 |  | 0.18 | 843.3 |  | 295 | 16 | 0.7 | 0 | 0 | 0 | 0 | 0 | 0 | 0 | 0 | 0 | 0.71598 | 4.9297 | 0 | 0 | 0 | 0 | 0 | 0 | 0 | 0 | 1.4286 | 0 | 0 | 0 | 0 | 0 | 0 | 1.4286 | 0 | 0 | 0 | 0 | 0 | 0 | 0 | 0 | 0 | 0 | 0 | 0 | 0 | 0 | 0 | 0 | 0 | 0 | 0 | 0 | 0 | 0
Lighting - Interior | L NR | Induction Lamps and fixtures >100 watts |  | fixture | 50 |  | 0.343 | 1606.955 |  | 135 | 16 | 0.7 | 0 | 0 | 0 | 0 | 0 | 0 | 0 | 0 | 0 | 0.71598 | 4.9297 | 0 | 0 | 0 | 0 | 0 | 0 | 0 | 0 | 1.4286 | 0 | 0 | 0 | 0 | 0 | 0 | 1.4286 | 0 | 0 | 0 | 0 | 0 | 0 | 0 | 0 | 0 | 0 | 0 | 0 | 0 | 0 | 0 | 0 | 0 | 0 | 0 | 0 | 0 | 0
Lighting - Comprehensive Measures | L NR | LED Exit Sign | 14000 | fixture | 27 |  | 0.034 | 297.024 |  | 111 | 16 | 0.7 | 378000 | 0 | 1554000 | 1087800 | 333.2 | 2910835.2 | 0 | 46573363.2 | 0 | 0.71598 | 4.9297 | 0 | 0 | 0 | 0 | 0 | 0 | 0 | 0 | 1.4286 | 0 | 0 | 0 | 0 | 0 | 0 | 1.4286 | 0 | 0 | 0 | 0 | 0 | 0 | 0 | 0 | 0 | 0 | 0 | 0 | 0 | 0 | 0 | 0 | 5940619.8668 | 0 | 2084098.2621 | 0 | 5940619.8668 | 2084098.2621
Lighting - Comprehensive Measures | L NR | LED Channel Signage (Red) indoor <2ft |  | foot | 4 |  | 0.01 | 43.68 |  | 18 | 16 | 0.7 | 0 | 0 | 0 | 0 | 0 | 0 | 0 | 0 | 0 | 0.71598 | 4.9297 | 0 | 0 | 0 | 0 | 0 | 0 | 0 | 0 | 1.4286 | 0 | 0 | 0 | 0 | 0 | 0 | 1.4286 | 0 | 0 | 0 | 0 | 0 | 0 | 0 | 0 | 0 | 0 | 0 | 0 | 0 | 0 | 0 | 0 | 0 | 0 | 0 | 0 | 0 | 0
Lighting - Comprehensive Measures | L NR | LED Channel Signage (Red) indoor >2ft |  | foot | 6 |  | 0.02 | 87.36 |  | 33 | 16 | 0.7 | 0 | 0 | 0 | 0 | 0 | 0 | 0 | 0 | 0 | 0.71598 | 4.9297 | 0 | 0 | 0 | 0 | 0 | 0 | 0 | 0 | 1.4286 | 0 | 0 | 0 | 0 | 0 | 0 | 1.4286 | 0 | 0 | 0 | 0 | 0 | 0 | 0 | 0 | 0 | 0 | 0 | 0 | 0 | 0 | 0 | 0 | 0 | 0 | 0 | 0 | 0 | 0
Lighting - Comprehensive Measures | L NR | LED Channel Signage (Red) outdoor <2ft |  | foot | 2 |  | 0 | 22 |  | 18 | 16 | 0.7 | 0 | 0 | 0 | 0 | 0 | 0 | 0 | 0 | 0 | 0.71598 | 4.9297 | 0 | 0 | 0 | 0 | 0 | 0 | 0 | 0 | 1.4286 | 0 | 0 | 0 | 0 | 0 | 0 | 1.4286 | 0 | 0 | 0 | 0 | 0 | 0 | 0 | 0 | 0 | 0 | 0 | 0 | 0 | 0 | 0 | 0 | 0 | 0 | 0 | 0 | 0 | 0
Lighting - Comprehensive Measures | L NR | LED Channel Signage (Red) outdoor >2ft | 6026 | foot | 3 |  | 0 | 43.8 |  | 33 | 16 | 0.7 | 18078 | 0 | 198858 | 139200.6 | 0 | 184757.16 | 0 | 2956114.56 | 0 | 0.71598 | 4.9297 | 0 | 0 | 0 | 0 | 0 | 0 | 0 | 0 | 1.4286 | 0 | 0 | 0 | 0 | 0 | 0 | 1.4286 | 0 | 0 | 0 | 0 | 0 | 0 | 0 | 0 | 0 | 0 | 0 | 0 | 0 | 0 | 0 | 0 | 377064.3062 | 0 | 132282.3347 | 0 | 377064.3062 | 132282.3347
Lighting - Interior | L NR | T-8 or T-5 Lamp and Electronic ballast - 2 foot |  | lamp | 3.5 |  | 0.0099 | 46.3815 |  | 21 | 16 | 0.7 | 0 | 0 | 0 | 0 | 0 | 0 | 0 | 0 | 0 | 0.71598 | 4.9297 | 0 | 0 | 0 | 0 | 0 | 0 | 0 | 0 | 1.4286 | 0 | 0 | 0 | 0 | 0 | 0 | 1.4286 | 0 | 0 | 0 | 0 | 0 | 0 | 0 | 0 | 0 | 0 | 0 | 0 | 0 | 0 | 0 | 0 | 0 | 0 | 0 | 0 | 0 | 0
Lighting - Interior | L NR | T-8 or T-5 Lamp and Electronic, 2-foot lamp removed |  | lamp | 4 |  | 0.0375 | 175.6875 |  | 19 | 16 | 0.7 | 0 | 0 | 0 | 0 | 0 | 0 | 0 | 0 | 0 | 0.71598 | 4.9297 | 0 | 0 | 0 | 0 | 0 | 0 | 0 | 0 | 1.4286 | 0 | 0 | 0 | 0 | 0 | 0 | 1.4286 | 0 | 0 | 0 | 0 | 0 | 0 | 0 | 0 | 0 | 0 | 0 | 0 | 0 | 0 | 0 | 0 | 0 | 0 | 0 | 0 | 0 | 0
Lighting - Interior | L NR | T-8 or T-5 Lamp and Electronic ballast - 3 foot |  | lamp | 4.25 |  | 0.0116 | 54.346 |  | 21 | 16 | 0.7 | 0 | 0 | 0 | 0 | 0 | 0 | 0 | 0 | 0 | 0.71598 | 4.9297 | 0 | 0 | 0 | 0 | 0 | 0 | 0 | 0 | 1.4286 | 0 | 0 | 0 | 0 | 0 | 0 | 1.4286 | 0 | 0 | 0 | 0 | 0 | 0 | 0 | 0 | 0 | 0 | 0 | 0 | 0 | 0 | 0 | 0 | 0 | 0 | 0 | 0 | 0 | 0
Lighting - Interior | L NR | T-8 or T-5 Lamp and Electronic, 3-foot lamp removed |  | lamp | 4 |  | 0.044 | 206.14 |  | 19 | 16 | 0.7 | 0 | 0 | 0 | 0 | 0 | 0 | 0 | 0 | 0 | 0.71598 | 4.9297 | 0 | 0 | 0 | 0 | 0 | 0 | 0 | 0 | 1.4286 | 0 | 0 | 0 | 0 | 0 | 0 | 1.4286 | 0 | 0 | 0 | 0 | 0 | 0 | 0 | 0 | 0 | 0 | 0 | 0 | 0 | 0 | 0 | 0 | 0 | 0 | 0 | 0 | 0 | 0
Lighting - Interior | L NR | T-8 or T-5 Lamp and Electronic ballast - 4 foot | 35000 | lamp | 4.25 |  | 0.0107 | 50.1295 |  | 4.49 | 16 | 0.7 | 148750 | 0 | 157150 | 110005 | 262.15 | 1228172.75 | 0 | 19650764 | 0 | 0.71598 | 4.9297 | 0 | 0 | 0 | 0 | 0 | 0 | 0 | 0 | 1.4286 | 0 | 0 | 0 | 0 | 0 | 0 | 1.4286 | 0 | 0 | 0 | 0 | 0 | 0 | 0 | 0 | 0 | 0 | 0 | 0 | 0 | 0 | 0 | 0 | 2506534.0142 | 0 | 879346.4823 | 0 | 2506534.0142 | 879346.4823
Lighting - Interior | L NR | T-8 or T5 Lamp and Electronic, 4-foot lamp removed |  | lamp | 6 |  | 0.043 | 201.455 |  | 35 | 16 | 0.7 | 0 | 0 | 0 | 0 | 0 | 0 | 0 | 0 | 0 | 0.71598 | 4.9297 | 0 | 0 | 0 | 0 | 0 | 0 | 0 | 0 | 1.4286 | 0 | 0 | 0 | 0 | 0 | 0 | 1.4286 | 0 | 0 | 0 | 0 | 0 | 0 | 0 | 0 | 0 | 0 | 0 | 0 | 0 | 0 | 0 | 0 | 0 | 0 | 0 | 0 | 0 | 0
Lighting - Interior | L NR | T-8 or T-5 Lamp and Electronic, 8-foot lamp installed | 10000 | lamp | 7.5 |  | 0.009 | 42.165 |  | 19.5 | 16 | 0.7 | 75000 | 0 | 195000 | 136500 | 63 | 295155 | 0 | 4722480 | 0 | 0.71598 | 4.9297 | 0 | 0 | 0 | 0 | 0 | 0 | 0 | 0 | 1.4286 | 0 | 0 | 0 | 0 | 0 | 0 | 1.4286 | 0 | 0 | 0 | 0 | 0 | 0 | 0 | 0 | 0 | 0 | 0 | 0 | 0 | 0 | 0 | 0 | 602371.3252 | 0 | 211324.9223 | 0 | 602371.3252 | 211324.9223
Lighting - Interior | L NR | T-8 or T-5 Lamp and Electronic, 8-foot lamp removed |  | lamp | 9 |  | 0.079 | 370.115 |  | 50 | 16 | 0.7 | 0 | 0 | 0 | 0 | 0 | 0 | 0 | 0 | 0 | 0.71598 | 4.9297 | 0 | 0 | 0 | 0 | 0 | 0 | 0 | 0 | 1.4286 | 0 | 0 | 0 | 0 | 0 | 0 | 1.4286 | 0 | 0 | 0 | 0 | 0 | 0 | 0 | 0 | 0 | 0 | 0 | 0 | 0 | 0 | 0 | 0 | 0 | 0 | 0 | 0 | 0 | 0
Lighting - Interior | L NR | Interior pulse start HID fixture 0-35 watts incandescent basecase |  | lamp | 18 |  | 0.055 | 257.675 |  | 133 | 16 | 0.7 | 0 | 0 | 0 | 0 | 0 | 0 | 0 | 0 | 0 | 0.71598 | 4.9297 | 0 | 0 | 0 | 0 | 0 | 0 | 0 | 0 | 1.4286 | 0 | 0 | 0 | 0 | 0 | 0 | 1.4286 | 0 | 0 | 0 | 0 | 0 | 0 | 0 | 0 | 0 | 0 | 0 | 0 | 0 | 0 | 0 | 0 | 0 | 0 | 0 | 0 | 0 | 0
Lighting - Interior | L NR | Interior pulse start HID fixture 0-35 watts mercury vapor basecase |  | lamp | 12.5 |  | 0.029 | 135.865 |  | 60 | 16 | 0.7 | 0 | 0 | 0 | 0 | 0 | 0 | 0 | 0 | 0 | 0.71598 | 4.9297 | 0 | 0 | 0 | 0 | 0 | 0 | 0 | 0 | 1.4286 | 0 | 0 | 0 | 0 | 0 | 0 | 1.4286 | 0 | 0 | 0 | 0 | 0 | 0 | 0 | 0 | 0 | 0 | 0 | 0 | 0 | 0 | 0 | 0 | 0 | 0 | 0 | 0 | 0 | 0
Lighting - Interior | L NR | Interior pulse start HID fixture 36-70 watts incandescent basecase |  | lamp | 25 |  | 0.11 | 515.35 |  | 171 | 16 | 0.7 | 0 | 0 | 0 | 0 | 0 | 0 | 0 | 0 | 0 | 0.71598 | 4.9297 | 0 | 0 | 0 | 0 | 0 | 0 | 0 | 0 | 1.4286 | 0 | 0 | 0 | 0 | 0 | 0 | 1.4286 | 0 | 0 | 0 | 0 | 0 | 0 | 0 | 0 | 0 | 0 | 0 | 0 | 0 | 0 | 0 | 0 | 0 | 0 | 0 | 0 | 0 | 0
Lighting - Interior | L NR | Interior pulse start HID fixture 36-70 watts mercury vapor basecase |  | lamp | 18 |  | 0.035 | 163.975 |  | 70 | 16 | 0.7 | 0 | 0 | 0 | 0 | 0 | 0 | 0 | 0 | 0 | 0.71598 | 4.9297 | 0 | 0 | 0 | 0 | 0 | 0 | 0 | 0 | 1.4286 | 0 | 0 | 0 | 0 | 0 | 0 | 1.4286 | 0 | 0 | 0 | 0 | 0 | 0 | 0 | 0 | 0 | 0 | 0 | 0 | 0 | 0 | 0 | 0 | 0 | 0 | 0 | 0 | 0 | 0
Lighting - Interior | L NR | Interior pulse start HID fixture 71-100 watts incandescent basecase |  | lamp | 40 |  | 0.171 | 801.135 |  | 100 | 16 | 0.7 | 0 | 0 | 0 | 0 | 0 | 0 | 0 | 0 | 0 | 0.71598 | 4.9297 | 0 | 0 | 0 | 0 | 0 | 0 | 0 | 0 | 1.4286 | 0 | 0 | 0 | 0 | 0 | 0 | 1.4286 | 0 | 0 | 0 | 0 | 0 | 0 | 0 | 0 | 0 | 0 | 0 | 0 | 0 | 0 | 0 | 0 | 0 | 0 | 0 | 0 | 0 | 0
Lighting - Interior | L NR | Interior pulse start HID fixture 71-100 watts mercury vapor basecase |  | lamp | 38 |  | 0.071 | 332.635 |  | 80 | 16 | 0.7 | 0 | 0 | 0 | 0 | 0 | 0 | 0 | 0 | 0 | 0.71598 | 4.9297 | 0 | 0 | 0 | 0 | 0 | 0 | 0 | 0 | 1.4286 | 0 | 0 | 0 | 0 | 0 | 0 | 1.4286 | 0 | 0 | 0 | 0 | 0 | 0 | 0 | 0 | 0 | 0 | 0 | 0 | 0 | 0 | 0 | 0 | 0 | 0 | 0 | 0 | 0 | 0
Lighting - Interior | L NR | Interior pulse start HID fixture 101-175 watts incandescent basecase |  | lamp | 40 |  | 0.29 | 1358.65 |  | 32 | 16 | 0.7 | 0 | 0 | 0 | 0 | 0 | 0 | 0 | 0 | 0 | 0.71598 | 4.9297 | 0 | 0 | 0 | 0 | 0 | 0 | 0 | 0 | 1.4286 | 0 | 0 | 0 | 0 | 0 | 0 | 1.4286 | 0 | 0 | 0 | 0 | 0 | 0 | 0 | 0 | 0 | 0 | 0 | 0 | 0 | 0 | 0 | 0 | 0 | 0 | 0 | 0 | 0 | 0
Lighting - Interior | L NR | Interior pulse start HID fixture 101-175 watts mercury vapro basecase |  | lamp | 38 |  | 0.075 | 351.375 |  | 150 | 16 | 0.7 | 0 | 0 | 0 | 0 | 0 | 0 | 0 | 0 | 0 | 0.71598 | 4.9297 | 0 | 0 | 0 | 0 | 0 | 0 | 0 | 0 | 1.4286 | 0 | 0 | 0 | 0 | 0 | 0 | 1.4286 | 0 | 0 | 0 | 0 | 0 | 0 | 0 | 0 | 0 | 0 | 0 | 0 | 0 | 0 | 0 | 0 | 0 | 0 | 0 | 0 | 0 | 0
Lighting - Interior | L NR | Interior pulse start HID fixture 176 - 250 watts mercury vapro basecase |  | lamp | 38 |  | 0.182 | 852.67 |  | 150 | 16 | 0.7 | 0 | 0 | 0 | 0 | 0 | 0 | 0 | 0 | 0 | 0.71598 | 4.9297 | 0 | 0 | 0 | 0 | 0 | 0 | 0 | 0 | 1.4286 | 0 | 0 | 0 | 0 | 0 | 0 | 1.4286 | 0 | 0 | 0 | 0 | 0 | 0 | 0 | 0 | 0 | 0 | 0 | 0 | 0 | 0 | 0 | 0 | 0 | 0 | 0 | 0 | 0 | 0
Lighting - Interior | L NR | Interior pulse start HID fixture 176-250 watts incandescent basecase | 2400 | lamp | 40 |  | 0.462 | 2164.47 |  | 32 | 16 | 0.7 | 96000 | 0 | 76800 | 53760 | 776.16 | 3636309.6 | 0 | 58180953.6 | 0 | 0.71598 | 4.9297 | 0 | 0 | 0 | 0 | 0 | 0 | 0 | 0 | 1.4286 | 0 | 0 | 0 | 0 | 0 | 0 | 1.4286 | 0 | 0 | 0 | 0 | 0 | 0 | 0 | 0 | 0 | 0 | 0 | 0 | 0 | 0 | 0 | 0 | 7421214.7261 | 0 | 2603523.043 | 0 | 7421214.7261 | 2603523.043
Lighting - Interior | L NR | Interior pulse start HID fixture 251 - 400 watts mercury vapro basecase |  | lamp | 48 |  | 0.483 | 2262.855 |  | 150 | 16 | 0.7 | 0 | 0 | 0 | 0 | 0 | 0 | 0 | 0 | 0 | 0.71598 | 4.9297 | 0 | 0 | 0 | 0 | 0 | 0 | 0 | 0 | 1.4286 | 0 | 0 | 0 | 0 | 0 | 0 | 1.4286 | 0 | 0 | 0 | 0 | 0 | 0 | 0 | 0 | 0 | 0 | 0 | 0 | 0 | 0 | 0 | 0 | 0 | 0 | 0 | 0 | 0 | 0
Lighting - Interior | L NR | Interior pulse start HID fixture 251-400 watts incandescent basecase | 4000 | lamp | 50 |  | 0.634 | 2970.29 |  | 32 | 16 | 0.7 | 200000 | 0 | 128000 | 89600 | 1775.2 | 8316812 | 0 | 133068992 | 0 | 0.71598 | 4.9297 | 0 | 0 | 0 | 0 | 0 | 0 | 0 | 0 | 1.4286 | 0 | 0 | 0 | 0 | 0 | 0 | 1.4286 | 0 | 0 | 0 | 0 | 0 | 0 | 0 | 0 | 0 | 0 | 0 | 0 | 0 | 0 | 0 | 0 | 16973485.3403 | 0 | 5954666.7002 | 0 | 16973485.3403 | 5954666.7002
Lighting - Exterior | L NR | Exterior pulse start HID fixture 0-100 watts incandescent basecase |  | lamp | 36 |  | 0.188 | 754.82 |  | 95 | 16 | 0.7 | 0 | 0 | 0 | 0 | 0 | 0 | 0 | 0 | 0 | 0.71598 | 4.9297 | 0 | 0 | 0 | 0 | 0 | 0 | 0 | 0 | 1.4286 | 0 | 0 | 0 | 0 | 0 | 0 | 1.4286 | 0 | 0 | 0 | 0 | 0 | 0 | 0 | 0 | 0 | 0 | 0 | 0 | 0 | 0 | 0 | 0 | 0 | 0 | 0 | 0 | 0 | 0
Lighting - Exterior | L NR | Exterior pulse start HID fixture 0-100 watts mercury vapor basecase |  | lamp | 22 |  | 0.088 | 353.32 |  | 95 | 16 | 0.7 | 0 | 0 | 0 | 0 | 0 | 0 | 0 | 0 | 0 | 0.71598 | 4.9297 | 0 | 0 | 0 | 0 | 0 | 0 | 0 | 0 | 1.4286 | 0 | 0 | 0 | 0 | 0 | 0 | 1.4286 | 0 | 0 | 0 | 0 | 0 | 0 | 0 | 0 | 0 | 0 | 0 | 0 | 0 | 0 | 0 | 0 | 0 | 0 | 0 | 0 | 0 | 0
Lighting - Exterior | L NR | Exterior pulse start HID fixture 101-175 watts incandescent basecase |  | lamp | 64 |  | 0.33 | 1324.95 |  | 150 | 16 | 0.7 | 0 | 0 | 0 | 0 | 0 | 0 | 0 | 0 | 0 | 0.71598 | 4.9297 | 0 | 0 | 0 | 0 | 0 | 0 | 0 | 0 | 1.4286 | 0 | 0 | 0 | 0 | 0 | 0 | 1.4286 | 0 | 0 | 0 | 0 | 0 | 0 | 0 | 0 | 0 | 0 | 0 | 0 | 0 | 0 | 0 | 0 | 0 | 0 | 0 | 0 | 0 | 0
Lighting - Exterior | L NR | Exterior pulse start HID fixture 101-175 watts mercury vapor basecas |  | lamp | 30 |  | 0.115 | 461.725 |  | 150 | 16 | 0.7 | 0 | 0 | 0 | 0 | 0 | 0 | 0 | 0 | 0 | 0.71598 | 4.9297 | 0 | 0 | 0 | 0 | 0 | 0 | 0 | 0 | 1.4286 | 0 | 0 | 0 | 0 | 0 | 0 | 1.4286 | 0 | 0 | 0 | 0 | 0 | 0 | 0 | 0 | 0 | 0 | 0 | 0 | 0 | 0 | 0 | 0 | 0 | 0 | 0 | 0 | 0 | 0
Lighting - Exterior | L NR | Exterior pulse start HID fixture > 176 watts incandescent basecase | 1120 | lamp | 100 |  | 0.482 | 1935.23 |  | 200 | 16 | 0.7 | 112000 | 0 | 224000 | 156800 | 377.888 | 1517220.32 | 0 | 24275525.12 | 0 | 0.71598 | 4.9297 | 0 | 0 | 0 | 0 | 0 | 0 | 0 | 0 | 1.4286 | 0 | 0 | 0 | 0 | 0 | 0 | 1.4286 | 0 | 0 | 0 | 0 | 0 | 0 | 0 | 0 | 0 | 0 | 0 | 0 | 0 | 0 | 0 | 0 | 3096440.903 | 0 | 1086298.6101 | 0 | 3096440.903 | 1086298.6101
Lighting - Exterior | L NR | Exterior pulse start HID fixture > 176 watts mercury vapor basecase |  | lamp | 48 |  | 0.186 | 746.79 |  | 200 | 16 | 0.7 | 0 | 0 | 0 | 0 | 0 | 0 | 0 | 0 | 0 | 0.71598 | 4.9297 | 0 | 0 | 0 | 0 | 0 | 0 | 0 | 0 | 1.4286 | 0 | 0 | 0 | 0 | 0 | 0 | 1.4286 | 0 | 0 | 0 | 0 | 0 | 0 | 0 | 0 | 0 | 0 | 0 | 0 | 0 | 0 | 0 | 0 | 0 | 0 | 0 | 0 | 0 | 0
Lighting - Interior | L NR | Ceramic Metal Halide (CMH) ,75 watts | 2100 | lamp | 25 |  | 0.0733 | 343 |  | 75 | 16 | 0.7 | 52500 | 0 | 157500 | 110250 | 107.751 | 504210 | 0 | 8067360 | 0 | 0.71598 | 4.9297 | 0 | 0 | 0 | 0 | 0 | 0 | 0 | 0 | 1.4286 | 0 | 0 | 0 | 0 | 0 | 0 | 1.4286 | 0 | 0 | 0 | 0 | 0 | 0 | 0 | 0 | 0 | 0 | 0 | 0 | 0 | 0 | 0 | 0 | 1029024.2275 | 0 | 361004.0117 | 0 | 1029024.2275 | 361004.0117
Lighting - Interior | L NR | Interior Pulse Start Metal Halide (400 W replacements) | 1600 | lamp | 45 |  | 0.111 | 444 |  | 128 | 10 | 0.7 | 72000 | 0 | 204800 | 143360 | 124.32 | 497280 | 0 | 4972800 | 0 | 0.50271 | 3.5343 | 0 | 0 | 0 | 0 | 0 | 0 | 0 | 0 | 1.0386 | 0 | 0 | 0 | 0 | 0 | 0 | 1.0386 | 0 | 0 | 0 | 0 | 0 | 0 | 0 | 0 | 0 | 0 | 0 | 0 | 0 | 0 | 0 | 0 | 737801.0228 | 0 | 249986.375 | 0 | 737801.0228 | 249986.375
Lighting - Interior | L NR | Interior HO T-5 4 lamp fixture retrofits | 7600 | lamp | 75 |  | 0.224 | 896 |  | 252 | 16 | 0.7 | 570000 | 0 | 1915200 | 1340640 | 1191.68 | 4766720 | 0 | 76267520 | 0 | 0.71598 | 4.9297 | 0 | 0 | 0 | 0 | 0 | 0 | 0 | 0 | 1.4286 | 0 | 0 | 0 | 0 | 0 | 0 | 1.4286 | 0 | 0 | 0 | 0 | 0 | 0 | 0 | 0 | 0 | 0 | 0 | 0 | 0 | 0 | 0 | 0 | 9728229.0427 | 0 | 3412873.6892 | 0 | 9728229.0427 | 3412873.6892
Lighting - Controls | L NR | Occupancy Sensor wall mounted | 840 | sensor | 16.5 |  | 0.089 | 416.965 |  | 45 | 8 | 0.7 | 13860 | 0 | 37800 | 26460 | 52.332 | 245175.42 | 0 | 1961403.36 | 0 | 0.42074 | 2.9897 | 0 | 0 | 0 | 0 | 0 | 0 | 0 | 0 | 0.87565 | 0 | 0 | 0 | 0 | 0 | 0 | 0.87565 | 0 | 0 | 0 | 0 | 0 | 0 | 0 | 0 | 0 | 0 | 0 | 0 | 0 | 0 | 0 | 0 | 306696.5969 | 0 | 103154.2477 | 0 | 306696.5969 | 103154.2477
Lighting - Controls | L NR | Occupancy Sensor ceiling mounted | 950 | sensor | 44 |  | 0.305 | 1428.925 |  | 80 | 8 | 0.7 | 41800 | 0 | 76000 | 53200 | 202.825 | 950235.125 | 0 | 7601881 | 0 | 0.42074 | 2.9897 | 0 | 0 | 0 | 0 | 0 | 0 | 0 | 0 | 0.87565 | 0 | 0 | 0 | 0 | 0 | 0 | 0.87565 | 0 | 0 | 0 | 0 | 0 | 0 | 0 | 0 | 0 | 0 | 0 | 0 | 0 | 0 | 0 | 0 | 1188674.9457 | 0 | 399798.599 | 0 | 1188674.9457 | 399798.599
Lighting - Controls | L NR | Plug Load sensor | 140 | sensor | 15 |  | 0.099 | 463.815 |  | 20 | 8 | 0.7 | 2100 | 0 | 2800 | 1960 | 9.702 | 45453.87 | 0 | 363630.96 | 0 | 0.42074 | 2.9897 | 0 | 0 | 0 | 0 | 0 | 0 | 0 | 0 | 0.87565 | 0 | 0 | 0 | 0 | 0 | 0 | 0.87565 | 0 | 0 | 0 | 0 | 0 | 0 | 0 | 0 | 0 | 0 | 0 | 0 | 0 | 0 | 0 | 0 | 56859.4814 | 0 | 19124.1021 | 0 | 56859.4814 | 19124.1021
Lighting - Controls | L NR | Photocell | 140 | photocell | 7 |  | 0.38 | 1780.3 |  | 10 | 8 | 0.7 | 980 | 0 | 1400 | 980 | 37.24 | 174469.4 | 0 | 1395755.2 | 0 | 0.42074 | 2.9897 | 0 | 0 | 0 | 0 | 0 | 0 | 0 | 0 | 0.87565 | 0 | 0 | 0 | 0 | 0 | 0 | 0.87565 | 0 | 0 | 0 | 0 | 0 | 0 | 0 | 0 | 0 | 0 | 0 | 0 | 0 | 0 | 0 | 0 | 218248.5146 | 0 | 73405.6444 | 0 | 218248.5146 | 73405.6444
Lighting - Controls | L NR | Timeclock | 126 | timeclock | 36 |  | 0.38 | 1780.3 |  | 31 | 8 | 0.7 | 4536 | 0 | 3906 | 2734.2 | 33.516 | 157022.46 | 0 | 1256179.68 | 0 | 0.42074 | 2.9897 | 0 | 0 | 0 | 0 | 0 | 0 | 0 | 0 | 0.87565 | 0 | 0 | 0 | 0 | 0 | 0 | 0.87565 | 0 | 0 | 0 | 0 | 0 | 0 | 0 | 0 | 0 | 0 | 0 | 0 | 0 | 0 | 0 | 0 | 196423.6632 | 0 | 66065.08 | 0 | 196423.6632 | 66065.08
|  | Refrigeration | [10 empty] | 0 | 0 | 0 | 0 | 0 | 0 | 0 | 0 | 0 | 0 | 0 | 0 | 0 | 0 | 0 | 0 | 0 | 0 | 0 | 0 | 0 | 0 | 0 | 0 | 0 | 0 | 0 | 0 | 0 | 0 | 0 | 0 | 0 | 0 | 0 | 0 | 0 | 0 | 0 | 0 | 0 | 0 | 0 | 0 | 0 | 0 | 0 | 0 | 0
Nonresidential - Refrigeration | L NR | Night Covers for Display Cases - med temp |  | linear ft | 9 |  | 0.1 | 148 |  | 9.25 | 5 | 0.7 | 0 | 0 | 0 | 0 | 0 | 0 | 0 | 0 | 0 | 0.28433 | 1.9988 | 0 | 0 | 0 | 0 | 0 | 0 | 0 | 0 | 0.59254 | 0 | 0 | 0 | 0 | 0 | 0 | 0.59254 | 0 | 0 | 0 | 0 | 0 | 0 | 0 | 0 | 0 | 0 | 0 | 0 | 0 | 0 | 0 | 0 | 0 | 0 | 0 | 0 | 0 | 0
Nonresidential - Refrigeration | L NR | Night Covers for Display Cases - low temp |  | linear ft | 9 |  | 0.04 | 59 |  | 9.25 | 5 | 0.7 | 0 | 0 | 0 | 0 | 0 | 0 | 0 | 0 | 0 | 0.28433 | 1.9988 | 0 | 0 | 0 | 0 | 0 | 0 | 0 | 0 | 0.59254 | 0 | 0 | 0 | 0 | 0 | 0 | 0.59254 | 0 | 0 | 0 | 0 | 0 | 0 | 0 | 0 | 0 | 0 | 0 | 0 | 0 | 0 | 0 | 0 | 0 | 0 | 0 | 0 | 0 | 0
Nonresidential - Refrigeration | L NR | Infiltration Barrier for Walk-ins (strip curtains) |  | ft2 | 3 |  | 0.0531 | 465 |  | 14 | 4 | 0.7 | 0 | 0 | 0 | 0 | 0 | 0 | 0 | 0 | 0 | 0.23474 | 1.626 | 0 | 0 | 0 | 0 | 0 | 0 | 0 | 0 | 0.48631 | 0 | 0 | 0 | 0 | 0 | 0 | 0.48631 | 0 | 0 | 0 | 0 | 0 | 0 | 0 | 0 | 0 | 0 | 0 | 0 | 0 | 0 | 0 | 0 | 0 | 0 | 0 | 0 | 0 | 0
Nonresidential - Refrigeration | L NR | Retrofit Glass doors on open vertical display cases (Low Temp) |  | door | 150 |  | 0.53 | 2812 |  | 400 | 12 | 0.7 | 0 | 0 | 0 | 0 | 0 | 0 | 0 | 0 | 0 | 0.57879 | 4.0305 | 0 | 0 | 0 | 0 | 0 | 0 | 0 | 0 | 1.1838 | 0 | 0 | 0 | 0 | 0 | 0 | 1.1838 | 0 | 0 | 0 | 0 | 0 | 0 | 0 | 0 | 0 | 0 | 0 | 0 | 0 | 0 | 0 | 0 | 0 | 0 | 0 | 0 | 0 | 0
Nonresidential - Refrigeration | L NR | Retrofit Glass doors on open vertical display cases (Medium Case) |  | door | 75 |  | 0.24 | 1155 |  | 263 | 12 | 0.7 | 0 | 0 | 0 | 0 | 0 | 0 | 0 | 0 | 0 | 0.57879 | 4.0305 | 0 | 0 | 0 | 0 | 0 | 0 | 0 | 0 | 1.1838 | 0 | 0 | 0 | 0 | 0 | 0 | 1.1838 | 0 | 0 | 0 | 0 | 0 | 0 | 0 | 0 | 0 | 0 | 0 | 0 | 0 | 0 | 0 | 0 | 0 | 0 | 0 | 0 | 0 | 0
Nonresidential - Refrigeration | L NR | Replace reach in case w/doors with hi eff case with special doors |  | linear ft | 200 |  | 0.16 | 1422 |  | 700 | 12 | 0.7 | 0 | 0 | 0 | 0 | 0 | 0 | 0 | 0 | 0 | 0.57879 | 4.0305 | 0 | 0 | 0 | 0 | 0 | 0 | 0 | 0 | 1.1838 | 0 | 0 | 0 | 0 | 0 | 0 | 1.1838 | 0 | 0 | 0 | 0 | 0 | 0 | 0 | 0 | 0 | 0 | 0 | 0 | 0 | 0 | 0 | 0 | 0 | 0 | 0 | 0 | 0 | 0
Nonresidential - Refrigeration | L NR | New Low Temp reach in Display Case with doors( replace open) |  | linear ft | 200 |  | 0.22 | 1208 |  | 450 | 16 | 0.7 | 0 | 0 | 0 | 0 | 0 | 0 | 0 | 0 | 0 | 0.71598 | 4.9297 | 0 | 0 | 0 | 0 | 0 | 0 | 0 | 0 | 1.4286 | 0 | 0 | 0 | 0 | 0 | 0 | 1.4286 | 0 | 0 | 0 | 0 | 0 | 0 | 0 | 0 | 0 | 0 | 0 | 0 | 0 | 0 | 0 | 0 | 0 | 0 | 0 | 0 | 0 | 0
Nonresidential - Refrigeration | L NR | New Medium Temp reach in Display Case with Doors (replace open) |  | linear ft | 150 |  | 0.11 | 581 |  | 450 | 16 | 0.7 | 0 | 0 | 0 | 0 | 0 | 0 | 0 | 0 | 0 | 0.71598 | 4.9297 | 0 | 0 | 0 | 0 | 0 | 0 | 0 | 0 | 1.4286 | 0 | 0 | 0 | 0 | 0 | 0 | 1.4286 | 0 | 0 | 0 | 0 | 0 | 0 | 0 | 0 | 0 | 0 | 0 | 0 | 0 | 0 | 0 | 0 | 0 | 0 | 0 | 0 | 0 | 0
Nonresidential - Refrigeration | L NR | Special Doors with Low Anti-Sweat Heat low temp) |  | door | 175 |  | 0.09 | 749 |  | 300 | 12 | 0.7 | 0 | 0 | 0 | 0 | 0 | 0 | 0 | 0 | 0 | 0.57879 | 4.0305 | 0 | 0 | 0 | 0 | 0 | 0 | 0 | 0 | 1.1838 | 0 | 0 | 0 | 0 | 0 | 0 | 1.1838 | 0 | 0 | 0 | 0 | 0 | 0 | 0 | 0 | 0 | 0 | 0 | 0 | 0 | 0 | 0 | 0 | 0 | 0 | 0 | 0 | 0 | 0
Nonresidential - Refrigeration | L NR | Anti-Sweat Heat Controller |  | linear ft | 14 |  | 0.04 | 343 |  | 56 | 8 | 0.7 | 0 | 0 | 0 | 0 | 0 | 0 | 0 | 0 | 0 | 0.42074 | 2.9897 | 0 | 0 | 0 | 0 | 0 | 0 | 0 | 0 | 0.87565 | 0 | 0 | 0 | 0 | 0 | 0 | 0.87565 | 0 | 0 | 0 | 0 | 0 | 0 | 0 | 0 | 0 | 0 | 0 | 0 | 0 | 0 | 0 | 0 | 0 | 0 | 0 | 0 | 0 | 0
Nonresidential - Refrigeration | L NR | Insulate Bare Suction Pipes |  | linear ft | 1 |  | 0.0018 | 283 |  | 1.72 | 11 | 0.7 | 0 | 0 | 0 | 0 | 0 | 0 | 0 | 0 | 0 | 0.54143 | 3.7855 | 0 | 0 | 0 | 0 | 0 | 0 | 0 | 0 | 1.1133 | 0 | 0 | 0 | 0 | 0 | 0 | 1.1133 | 0 | 0 | 0 | 0 | 0 | 0 | 0 | 0 | 0 | 0 | 0 | 0 | 0 | 0 | 0 | 0 | 0 | 0 | 0 | 0 | 0 | 0
Nonresidential - Refrigeration | L NR | Main door Cooler Door Gaskets (Walk-in) |  | linear ft | 4 |  | 0 | 418 |  | 5 | 4 | 0.7 | 0 | 0 | 0 | 0 | 0 | 0 | 0 | 0 | 0 | 0.23474 | 1.626 | 0 | 0 | 0 | 0 | 0 | 0 | 0 | 0 | 0.48631 | 0 | 0 | 0 | 0 | 0 | 0 | 0.48631 | 0 | 0 | 0 | 0 | 0 | 0 | 0 | 0 | 0 | 0 | 0 | 0 | 0 | 0 | 0 | 0 | 0 | 0 | 0 | 0 | 0 | 0
Nonresidential - Refrigeration | L NR | Main Door Freezer Door Gaskets( Walk-in) |  | linear ft | 4 |  | 0 | 1518 |  | 5 | 4 | 0.7 | 0 | 0 | 0 | 0 | 0 | 0 | 0 | 0 | 0 | 0.23474 | 1.626 | 0 | 0 | 0 | 0 | 0 | 0 | 0 | 0 | 0.48631 | 0 | 0 | 0 | 0 | 0 | 0 | 0.48631 | 0 | 0 | 0 | 0 | 0 | 0 | 0 | 0 | 0 | 0 | 0 | 0 | 0 | 0 | 0 | 0 | 0 | 0 | 0 | 0 | 0 | 0
Nonresidential - Refrigeration | L NR | Auto-closer for Coolers |  | closer | 40 |  | 0 | 1511 |  | 125 | 8 | 0.7 | 0 | 0 | 0 | 0 | 0 | 0 | 0 | 0 | 0 | 0.42074 | 2.9897 | 0 | 0 | 0 | 0 | 0 | 0 | 0 | 0 | 0.87565 | 0 | 0 | 0 | 0 | 0 | 0 | 0.87565 | 0 | 0 | 0 | 0 | 0 | 0 | 0 | 0 | 0 | 0 | 0 | 0 | 0 | 0 | 0 | 0 | 0 | 0 | 0 | 0 | 0 | 0
Nonresidential - Refrigeration | L NR | Auto-closer for Freezers |  | closer | 50 |  | 0 | 2024 |  | 125 | 8 | 0.7 | 0 | 0 | 0 | 0 | 0 | 0 | 0 | 0 | 0 | 0.42074 | 2.9897 | 0 | 0 | 0 | 0 | 0 | 0 | 0 | 0 | 0.87565 | 0 | 0 | 0 | 0 | 0 | 0 | 0.87565 | 0 | 0 | 0 | 0 | 0 | 0 | 0 | 0 | 0 | 0 | 0 | 0 | 0 | 0 | 0 | 0 | 0 | 0 | 0 | 0 | 0 | 0
Nonresidential - Refrigeration | L NR | Auto-closer for Glass Doors for Walk-In Coolers |  | closer | 40 |  | 0.57 | 3535 |  | 125 | 8 | 0.7 | 0 | 0 | 0 | 0 | 0 | 0 | 0 | 0 | 0 | 0.42074 | 2.9897 | 0 | 0 | 0 | 0 | 0 | 0 | 0 | 0 | 0.87565 | 0 | 0 | 0 | 0 | 0 | 0 | 0.87565 | 0 | 0 | 0 | 0 | 0 | 0 | 0 | 0 | 0 | 0 | 0 | 0 | 0 | 0 | 0 | 0 | 0 | 0 | 0 | 0 | 0 | 0
Nonresidential - Refrigeration | L NR | Oversized Air Cooled Condenser | 210 | tons | 175 |  | 0.19 | 1559 |  | 350 | 16 | 0.7 | 36750 | 0 | 73500 | 51450 | 27.93 | 229173 | 0 | 3666768 | 0 | 0.71598 | 4.9297 | 0 | 0 | 0 | 0 | 0 | 0 | 0 | 0 | 1.4286 | 0 | 0 | 0 | 0 | 0 | 0 | 1.4286 | 0 | 0 | 0 | 0 | 0 | 0 | 0 | 0 | 0 | 0 | 0 | 0 | 0 | 0 | 0 | 0 | 467711.0119 | 0 | 164083.1645 | 0 | 467711.0119 | 164083.1645
Nonresidential - Refrigeration | L NR | Oversized Evaporative Cooled Condenser | 210 | tons | 75 |  | 0.12 | 938 |  | 279 | 16 | 0.7 | 15750 | 0 | 58590 | 41013 | 17.64 | 137886 | 0 | 2206176 | 0 | 0.71598 | 4.9297 | 0 | 0 | 0 | 0 | 0 | 0 | 0 | 0 | 1.4286 | 0 | 0 | 0 | 0 | 0 | 0 | 1.4286 | 0 | 0 | 0 | 0 | 0 | 0 | 0 | 0 | 0 | 0 | 0 | 0 | 0 | 0 | 0 | 0 | 281406.6255 | 0 | 98723.5461 | 0 | 281406.6255 | 98723.5461
Nonresidential - Refrigeration | L NR | Air cooled to Evaporative cooled condensers -conventional |  | tons | 195 |  | 0.48 | 2828 |  | 500 | 16 | 0.7 | 0 | 0 | 0 | 0 | 0 | 0 | 0 | 0 | 0 | 0.71598 | 4.9297 | 0 | 0 | 0 | 0 | 0 | 0 | 0 | 0 | 1.4286 | 0 | 0 | 0 | 0 | 0 | 0 | 1.4286 | 0 | 0 | 0 | 0 | 0 | 0 | 0 | 0 | 0 | 0 | 0 | 0 | 0 | 0 | 0 | 0 | 0 | 0 | 0 | 0 | 0 | 0
Nonresidential - Refrigeration | L NR | Air cooled to Evaporative cooled condensers - multiplex |  | tons | 195 |  | 0.55 | 1900 |  | 390 | 16 | 0.7 | 0 | 0 | 0 | 0 | 0 | 0 | 0 | 0 | 0 | 0.71598 | 4.9297 | 0 | 0 | 0 | 0 | 0 | 0 | 0 | 0 | 1.4286 | 0 | 0 | 0 | 0 | 0 | 0 | 1.4286 | 0 | 0 | 0 | 0 | 0 | 0 | 0 | 0 | 0 | 0 | 0 | 0 | 0 | 0 | 0 | 0 | 0 | 0 | 0 | 0 | 0 | 0
Nonresidential - Refrigeration | L NR | Multiplex Compressor System air cooled |  | tons | 300 |  | 0.3 | 2750 |  | 1750 | 12 | 0.7 | 0 | 0 | 0 | 0 | 0 | 0 | 0 | 0 | 0 | 0.57879 | 4.0305 | 0 | 0 | 0 | 0 | 0 | 0 | 0 | 0 | 1.1838 | 0 | 0 | 0 | 0 | 0 | 0 | 1.1838 | 0 | 0 | 0 | 0 | 0 | 0 | 0 | 0 | 0 | 0 | 0 | 0 | 0 | 0 | 0 | 0 | 0 | 0 | 0 | 0 | 0 | 0
Nonresidential - Refrigeration | L NR | Multiplex Compressor System - evap cooled | 490 | tons | 300 |  | 0.15 | 1500 |  | 1750 | 12 | 0.7 | 147000 | 0 | 857500 | 600250 | 51.45 | 514500 | 0 | 6174000 | 0 | 0.57879 | 4.0305 | 0 | 0 | 0 | 0 | 0 | 0 | 0 | 0 | 1.1838 | 0 | 0 | 0 | 0 | 0 | 0 | 1.1838 | 0 | 0 | 0 | 0 | 0 | 0 | 0 | 0 | 0 | 0 | 0 | 0 | 0 | 0 | 0 | 0 | 870088.8009 | 0 | 297787.8538 | 0 | 870088.8009 | 297787.8538
Nonresidential - Refrigeration | L NR | Multiplex Compressor System w/ eff cond - air cooled |  | tons | 300 |  | 0.3 | 2850 |  | 1750 | 12 | 0.7 | 0 | 0 | 0 | 0 | 0 | 0 | 0 | 0 | 0 | 0.57879 | 4.0305 | 0 | 0 | 0 | 0 | 0 | 0 | 0 | 0 | 1.1838 | 0 | 0 | 0 | 0 | 0 | 0 | 1.1838 | 0 | 0 | 0 | 0 | 0 | 0 | 0 | 0 | 0 | 0 | 0 | 0 | 0 | 0 | 0 | 0 | 0 | 0 | 0 | 0 | 0 | 0
Nonresidential - Refrigeration | L NR | Multiplex Compressor System w/ eff cond - evap cooled |  | tons | 300 |  | 0.15 | 1500 |  | 1750 | 12 | 0.7 | 0 | 0 | 0 | 0 | 0 | 0 | 0 | 0 | 0 | 0.57879 | 4.0305 | 0 | 0 | 0 | 0 | 0 | 0 | 0 | 0 | 1.1838 | 0 | 0 | 0 | 0 | 0 | 0 | 1.1838 | 0 | 0 | 0 | 0 | 0 | 0 | 0 | 0 | 0 | 0 | 0 | 0 | 0 | 0 | 0 | 0 | 0 | 0 | 0 | 0 | 0 | 0
Nonresidential - Refrigeration | L NR | Floating Head Pressure Controller - air cooled |  | tons | 70 |  | 0.12 | 900 |  | 279 | 16 | 0.7 | 0 | 0 | 0 | 0 | 0 | 0 | 0 | 0 | 0 | 0.71598 | 4.9297 | 0 | 0 | 0 | 0 | 0 | 0 | 0 | 0 | 1.4286 | 0 | 0 | 0 | 0 | 0 | 0 | 1.4286 | 0 | 0 | 0 | 0 | 0 | 0 | 0 | 0 | 0 | 0 | 0 | 0 | 0 | 0 | 0 | 0 | 0 | 0 | 0 | 0 | 0 | 0
Nonresidential - Refrigeration | L NR | Floating Head Pressure Controller - evap cooled |  | tons | 70 |  | 0 | 420 |  | 300 | 16 | 0.7 | 0 | 0 | 0 | 0 | 0 | 0 | 0 | 0 | 0 | 0.71598 | 4.9297 | 0 | 0 | 0 | 0 | 0 | 0 | 0 | 0 | 1.4286 | 0 | 0 | 0 | 0 | 0 | 0 | 1.4286 | 0 | 0 | 0 | 0 | 0 | 0 | 0 | 0 | 0 | 0 | 0 | 0 | 0 | 0 | 0 | 0 | 0 | 0 | 0 | 0 | 0 | 0
Nonresidential - Refrigeration | L NR | Efficient Evaporator Fan Motors (SHP to PSC) |  | motor | 20 |  | 0.011 | 336 |  | 76 | 16 | 0.7 | 0 | 0 | 0 | 0 | 0 | 0 | 0 | 0 | 0 | 0.71598 | 4.9297 | 0 | 0 | 0 | 0 | 0 | 0 | 0 | 0 | 1.4286 | 0 | 0 | 0 | 0 | 0 | 0 | 1.4286 | 0 | 0 | 0 | 0 | 0 | 0 | 0 | 0 | 0 | 0 | 0 | 0 | 0 | 0 | 0 | 0 | 0 | 0 | 0 | 0 | 0 | 0
Nonresidential - Refrigeration | L NR | Efficient Evaporator Fan Motors (SHP to ECM) |  | motor | 15 |  | 0.021 | 673 |  | 76 | 16 | 0.7 | 0 | 0 | 0 | 0 | 0 | 0 | 0 | 0 | 0 | 0.71598 | 4.9297 | 0 | 0 | 0 | 0 | 0 | 0 | 0 | 0 | 1.4286 | 0 | 0 | 0 | 0 | 0 | 0 | 1.4286 | 0 | 0 | 0 | 0 | 0 | 0 | 0 | 0 | 0 | 0 | 0 | 0 | 0 | 0 | 0 | 0 | 0 | 0 | 0 | 0 | 0 | 0
Nonresidential - Refrigeration | L NR | High Efficiency Compressor | 700 | tons | 75 |  | 0.16 | 1051 |  | 132 | 15 | 0.7 | 52500 | 0 | 92400 | 64680 | 78.4 | 514990 | 0 | 7724850 | 0 | 0.68336 | 4.7167 | 0 | 0 | 0 | 0 | 0 | 0 | 0 | 0 | 1.3726 | 0 | 0 | 0 | 0 | 0 | 0 | 1.3726 | 0 | 0 | 0 | 0 | 0 | 0 | 0 | 0 | 0 | 0 | 0 | 0 | 0 | 0 | 0 | 0 | 1009809.2916 | 0 | 351925.3629 | 0 | 1009809.2916 | 351925.3629
Nonresidential - Refrigeration | L NR | Evaporative Fan Controller | 70 | controller | 75 |  | 0 | 1109 |  | 300 | 5 | 0.7 | 5250 | 0 | 21000 | 14700 | 0 | 54341 | 0 | 271705 | 0 | 0.28433 | 1.9988 | 0 | 0 | 0 | 0 | 0 | 0 | 0 | 0 | 0.59254 | 0 | 0 | 0 | 0 | 0 | 0 | 0.59254 | 0 | 0 | 0 | 0 | 0 | 0 | 0 | 0 | 0 | 0 | 0 | 0 | 0 | 0 | 0 | 0 | 45999.0842 | 0 | 15450.9867 | 0 | 45999.0842 | 15450.9867
Nonresidential - Refrigeration | L NR | Vending Machine Controller | 2800 | controller | 90 |  | 0 | 1590 |  | 200 | 15 | 0.7 | 252000 | 0 | 560000 | 392000 | 0 | 3116400 | 0 | 46746000 | 0 | 0.68336 | 4.7167 | 0 | 0 | 0 | 0 | 0 | 0 | 0 | 0 | 1.3726 | 0 | 0 | 0 | 0 | 0 | 0 | 1.3726 | 0 | 0 | 0 | 0 | 0 | 0 | 0 | 0 | 0 | 0 | 0 | 0 | 0 | 0 | 0 | 0 | 6110739.3861 | 0 | 2129633.9756 | 0 | 6110739.3861 | 2129633.9756
|  | Agricultural | [10 empty] | 0 | 0 | 0 | 0 | 0 | 0 | 0 | 0 | 0 | 0 | 0 | 0 | 0 | 0 | 0 | 0 | 0 | 0 | 0 | 0 | 0 | 0 | 0 | 0 | 0 | 0 | 0 | 0 | 0 | 0 | 0 | 0 | 0 | 0 | 0 | 0 | 0 | 0 | 0 | 0 | 0 | 0 | 0 | 0 | 0 | 0 | 0 | 0 | 0
Nonresidential - Pumping Systems | AG | Sprinkler to Micro-Irrigation conversion |  | acre | 132 |  | 0.314 | 559 |  | 300 | 20 | 0.7 | 0 | 0 | 0 | 0 | 0 | 0 | 0 | 0 | 0 | 0.83625 | 5.6989 | 0 | 0 | 0 | 0 | 0 | 0 | 0 | 0 | 0 | 1.3734 | 0 | 0 | 0 | 0 | 0 | 1.3734 | 0 | 0 | 0 | 0 | 0 | 0 | 0 | 0 | 0 | 0 | 0 | 0 | 0 | 0 | 0 | 0 | 0 | 0 | 0 | 0 | 0 | 0
Nonresidential - Pumping Systems | AG | Low pressure impact sprinkler nozzles( permanent) |  | nozzle | 1.15 |  | 0.0035 | 12 |  | 1.2 | 5 | 0.7 | 0 | 0 | 0 | 0 | 0 | 0 | 0 | 0 | 0 | 0.28433 | 1.9988 | 0 | 0 | 0 | 0 | 0 | 0 | 0 | 0 | 0 | 0.50138 | 0 | 0 | 0 | 0 | 0 | 0.50138 | 0 | 0 | 0 | 0 | 0 | 0 | 0 | 0 | 0 | 0 | 0 | 0 | 0 | 0 | 0 | 0 | 0 | 0 | 0 | 0 | 0 | 0
Nonresidential - Pumping Systems | AG | Low pressure impact sprinkler nozzles( portable) |  | nozzle | 1.15 |  | 0.0216 | 33.5 |  | 1.2 | 5 | 0.7 | 0 | 0 | 0 | 0 | 0 | 0 | 0 | 0 | 0 | 0.28433 | 1.9988 | 0 | 0 | 0 | 0 | 0 | 0 | 0 | 0 | 0 | 0.50138 | 0 | 0 | 0 | 0 | 0 | 0.50138 | 0 | 0 | 0 | 0 | 0 | 0 | 0 | 0 | 0 | 0 | 0 | 0 | 0 | 0 | 0 | 0 | 0 | 0 | 0 | 0 | 0 | 0
Nonresidential - Pumping Systems | AG | Variable Frequency Drives for Injectin Molding Machines |  | hp | 100 |  | 0.22 | 1540 |  | 216 | 15 | 0.7 | 0 | 0 | 0 | 0 | 0 | 0 | 0 | 0 | 0 | 0.68336 | 4.7167 | 0 | 0 | 0 | 0 | 0 | 0 | 0 | 0 | 0 | 1.1614 | 0 | 0 | 0 | 0 | 0 | 1.1614 | 0 | 0 | 0 | 0 | 0 | 0 | 0 | 0 | 0 | 0 | 0 | 0 | 0 | 0 | 0 | 0 | 0 | 0 | 0 | 0 | 0 | 0
|  | Motors | [10 empty] | 0 | 0 | 0 | 0 | 0 | 0 | 0 | 0 | 0 | 0 | 0 | 0 | 0 | 0 | 0 | 0 | 0 | 0 | 0 | 0 | 0 | 0 | 0 | 0 | 0 | 0 | 0 | 0 | 0 | 0 | 0 | 0 | 0 | 0 | 0 | 0 | 0 | 0 | 0 | 0 | 0 | 0 | 0 | 0 | 0 | 0 | 0 | 0 | 0
Nonresidential - Motors | L NR | Motors 1-200 HP | 13300 | hp | 50 |  | 0.02 | 94 |  | 530 | 15 | 0.7 | 665000 | 0 | 7049000 | 4934300 | 186.2 | 875140 | 0 | 13127100 | 0 | 0.68336 | 4.7167 | 0 | 0 | 0 | 0 | 0 | 0 | 0 | 0 | 1.3726 | 0 | 0 | 0 | 0 | 0 | 0 | 1.3726 | 0 | 0 | 0 | 0 | 0 | 0 | 0 | 0 | 0 | 0 | 0 | 0 | 0 | 0 | 0 | 0 | 1716003.2301 | 0 | 598038.7233 | 0 | 1716003.2301 | 598038.7233
|  | Food Service | [10 empty] | 0 | 0 | 0 | 0 | 0 | 0 | 0 | 0 | 0 | 0 | 0 | 0 | 0 | 0 | 0 | 0 | 0 | 0 | 0 | 0 | 0 | 0 | 0 | 0 | 0 | 0 | 0 | 0 | 0 | 0 | 0 | 0 | 0 | 0 | 0 | 0 | 0 | 0 | 0 | 0 | 0 | 0 | 0 | 0 | 0 | 0 | 0 | 0 | 0
Nonresidential - Food Service & Processing | L NR | Pressureless Steamers <=0.4 kW idle | 14 | unit | 750 |  | 0.2 | 6620 |  | 0 | 12 | 0.7 | 10500 | 0 | 0 | 0 | 1.96 | 64876 | 0 | 778512 | 0 | 0.57879 | 4.0305 | 0 | 0 | 0 | 0 | 0 | 0 | 0 | 0 | 1.1838 | 0 | 0 | 0 | 0 | 0 | 0 | 1.1838 | 0 | 0 | 0 | 0 | 0 | 0 | 0 | 0 | 0 | 0 | 0 | 0 | 0 | 0 | 0 | 0 | 109714.0545 | 0 | 37549.6303 | 0 | 109714.0545 | 37549.6303
Nonresidential - Food Service & Processing | L NR | Pressureless Steamers <=0.2 kW idle | 14 | unit | 900 |  | 0.4 | 7780 |  | 500 | 12 | 0.7 | 12600 | 0 | 7000 | 4900 | 3.92 | 76244 | 0 | 914928 | 0 | 0.57879 | 4.0305 | 0 | 0 | 0 | 0 | 0 | 0 | 0 | 0 | 1.1838 | 0 | 0 | 0 | 0 | 0 | 0 | 1.1838 | 0 | 0 | 0 | 0 | 0 | 0 | 0 | 0 | 0 | 0 | 0 | 0 | 0 | 0 | 0 | 0 | 128938.8737 | 0 | 44129.3239 | 0 | 128938.8737 | 44129.3239
Nonresidential - Food Service & Processing | L NR | Insulated Holding Cabinet- Full Size <=.8 kW | 14 | unit | 458 |  | 0.7 | 3900 |  | 1000 | 12 | 0.7 | 6412 | 0 | 14000 | 9800 | 6.86 | 38220 | 0 | 458640 | 0 | 0.57879 | 4.0305 | 0 | 0 | 0 | 0 | 0 | 0 | 0 | 0 | 1.1838 | 0 | 0 | 0 | 0 | 0 | 0 | 1.1838 | 0 | 0 | 0 | 0 | 0 | 0 | 0 | 0 | 0 | 0 | 0 | 0 | 0 | 0 | 0 | 0 | 64635.1681 | 0 | 22121.3834 | 0 | 64635.1681 | 22121.3834
Nonresidential - Food Service & Processing | L NR | Insulated Holding Cabinet- Full Size <=.6 kW | 14 | unit | 733 |  | 1 | 5500 |  | 1000 | 12 | 0.7 | 10262 | 0 | 14000 | 9800 | 9.8 | 53900 | 0 | 646800 | 0 | 0.57879 | 4.0305 | 0 | 0 | 0 | 0 | 0 | 0 | 0 | 0 | 1.1838 | 0 | 0 | 0 | 0 | 0 | 0 | 1.1838 | 0 | 0 | 0 | 0 | 0 | 0 | 0 | 0 | 0 | 0 | 0 | 0 | 0 | 0 | 0 | 0 | 91152.1601 | 0 | 31196.8228 | 0 | 91152.1601 | 31196.8228
Nonresidential - Food Service & Processing | L NR | Insulated Holding Cabinet-Three Quarter Size <=.8 kW | 14 | unit | 367 |  | 0.5 | 2790 |  | 800 | 12 | 0.7 | 5138 | 0 | 11200 | 7840 | 4.9 | 27342 | 0 | 328104 | 0 | 0.57879 | 4.0305 | 0 | 0 | 0 | 0 | 0 | 0 | 0 | 0 | 1.1838 | 0 | 0 | 0 | 0 | 0 | 0 | 1.1838 | 0 | 0 | 0 | 0 | 0 | 0 | 0 | 0 | 0 | 0 | 0 | 0 | 0 | 0 | 0 | 0 | 46239.0048 | 0 | 15825.2974 | 0 | 46239.0048 | 15825.2974
Nonresidential - Food Service & Processing | L NR | Insulated Holding Cabinet-Three Quarter Size <=.6 kW | 14 | unit | 550 |  | 0.7 | 3850 |  | 800 | 12 | 0.7 | 7700 | 0 | 11200 | 7840 | 6.86 | 37730 | 0 | 452760 | 0 | 0.57879 | 4.0305 | 0 | 0 | 0 | 0 | 0 | 0 | 0 | 0 | 1.1838 | 0 | 0 | 0 | 0 | 0 | 0 | 1.1838 | 0 | 0 | 0 | 0 | 0 | 0 | 0 | 0 | 0 | 0 | 0 | 0 | 0 | 0 | 0 | 0 | 63806.5121 | 0 | 21837.7759 | 0 | 63806.5121 | 21837.7759
Nonresidential - Food Service & Processing | L NR | Insulated Holding Cabinet-Half Size <=.4 kW | 14 | unit | 275 |  | 0.35 | 1950 |  | 600 | 12 | 0.7 | 3850 | 0 | 8400 | 5880 | 3.43 | 19110 | 0 | 229320 | 0 | 0.57879 | 4.0305 | 0 | 0 | 0 | 0 | 0 | 0 | 0 | 0 | 1.1838 | 0 | 0 | 0 | 0 | 0 | 0 | 1.1838 | 0 | 0 | 0 | 0 | 0 | 0 | 0 | 0 | 0 | 0 | 0 | 0 | 0 | 0 | 0 | 0 | 32317.584 | 0 | 11060.6917 | 0 | 32317.584 | 11060.6917
Nonresidential - Food Service & Processing | L NR | Insulated Holding Cabinet-Half Size <=.3 kW | 14 | unit | 367 |  | 0.45 | 2750 |  | 600 | 12 | 0.7 | 5138 | 0 | 8400 | 5880 | 4.41 | 26950 | 0 | 323400 | 0 | 0.57879 | 4.0305 | 0 | 0 | 0 | 0 | 0 | 0 | 0 | 0 | 1.1838 | 0 | 0 | 0 | 0 | 0 | 0 | 1.1838 | 0 | 0 | 0 | 0 | 0 | 0 | 0 | 0 | 0 | 0 | 0 | 0 | 0 | 0 | 0 | 0 | 45576.08 | 0 | 15598.4114 | 0 | 45576.08 | 15598.4114
[13 empty] | 0 | 0 | 0 | 0 | 0 | 0 | 0 | 0 | 0 | 0 | 0 | 0 | 0 | 0 | 0 | 0 | 0 | 0 | 0 | 0 | 0 | 0 | 0 | 0 | 0 | 0 | 0 | 0 | 0 | 0 | 0 | 0 | 0 | 0 | 0 | 0 | 0 | 0 | 0 | 0 | 0 | 0 | 0 | 0 | 0 | 0 | 0 | 0 | 0
[13 empty] | 0 | 0 | 0 | 0 | 0 | 0 | 0 | 0 | 0 | 0 | 0 | 0 | 0 | 0 | 0 | 0 | 0 | 0 | 0 | 0 | 0 | 0 | 0 | 0 | 0 | 0 | 0 | 0 | 0 | 0 | 0 | 0 | 0 | 0 | 0 | 0 | 0 | 0 | 0 | 0 | 0 | 0 | 0 | 0 | 0 | 0 | 0 | 0 | 0
[13 empty] | 0 | 0 | 0 | 0 | 0 | 0 | 0 | 0 | 0 | 0 | 0 | 0 | 0 | 0 | 0 | 0 | 0 | 0 | 0 | 0 | 0 | 0 | 0 | 0 | 0 | 0 | 0 | 0 | 0 | 0 | 0 | 0 | 0 | 0 | 0 | 0 | 0 | 0 | 0 | 0 | 0 | 0 | 0 | 0 | 0 | 0 | 0 | 0 | 0
[13 empty] | 0 | 0 | 0 | 0 | 0 | 0 | 0 | 0 | 0 | 0 | 0 | 0 | 0 | 0 | 0 | 0 | 0 | 0 | 0 | 0 | 0 | 0 | 0 | 0 | 0 | 0 | 0 | 0 | 0 | 0 | 0 | 0 | 0 | 0 | 0 | 0 | 0 | 0 | 0 | 0 | 0 | 0 | 0 | 0 | 0 | 0 | 0 | 0 | 0
[13 empty] | 0 | 0 | 0 | 0 | 0 | 0 | 0 | 0 | 0 | 0 | 0 | 0 | 0 | 0 | 0 | 0 | 0 | 0 | 0 | 0 | 0 | 0 | 0 | 0 | 0 | 0 | 0 | 0 | 0 | 0 | 0 | 0 | 0 | 0 | 0 | 0 | 0 | 0 | 0 | 0 | 0 | 0 | 0 | 0 | 0 | 0 | 0 | 0 | 0
[13 empty] | 0 | 0 | 0 | 0 | 0 | 0 | 0 | 0 | 0 | 0 | 0 | 0 | 0 | 0 | 0 | 0 | 0 | 0 | 0 | 0 | 0 | 0 | 0 | 0 | 0 | 0 | 0 | 0 | 0 | 0 | 0 | 0 | 0 | 0 | 0 | 0 | 0 | 0 | 0 | 0 | 0 | 0 | 0 | 0 | 0 | 0 | 0 | 0 | 0
[13 empty] | 0 | 0 | 0 | 0 | 0 | 0 | 0 | 0 | 0 | 0 | 0 | 0 | 0 | 0 | 0 | 0 | 0 | 0 | 0 | 0 | 0 | 0 | 0 | 0 | 0 | 0 | 0 | 0 | 0 | 0 | 0 | 0 | 0 | 0 | 0 | 0 | 0 | 0 | 0 | 0 | 0 | 0 | 0 | 0 | 0 | 0 | 0 | 0 | 0
[13 empty] | 0 | 0 | 0 | 0 | 0 | 0 | 0 | 0 | 0 | 0 | 0 | 0 | 0 | 0 | 0 | 0 | 0 | 0 | 0 | 0 | 0 | 0 | 0 | 0 | 0 | 0 | 0 | 0 | 0 | 0 | 0 | 0 | 0 | 0 | 0 | 0 | 0 | 0 | 0 | 0 | 0 | 0 | 0 | 0 | 0 | 0 | 0 | 0 | 0
[13 empty] | 0 | 0 | 0 | 0 | 0 | 0 | 0 | 0 | 0 | 0 | 0 | 0 | 0 | 0 | 0 | 0 | 0 | 0 | 0 | 0 | 0 | 0 | 0 | 0 | 0 | 0 | 0 | 0 | 0 | 0 | 0 | 0 | 0 | 0 | 0 | 0 | 0 | 0 | 0 | 0 | 0 | 0 | 0 | 0 | 0 | 0 | 0 | 0 | 0
[13 empty] | 0 | 0 | 0 | 0 | 0 | 0 | 0 | 0 | 0 | 0 | 0 | 0 | 0 | 0 | 0 | 0 | 0 | 0 | 0 | 0 | 0 | 0 | 0 | 0 | 0 | 0 | 0 | 0 | 0 | 0 | 0 | 0 | 0 | 0 | 0 | 0 | 0 | 0 | 0 | 0 | 0 | 0 | 0 | 0 | 0 | 0 | 0 | 0 | 0
[13 empty] | 0 | 0 | 0 | 0 | 0 | 0 | 0 | 0 | 0 | 0 | 0 | 0 | 0 | 0 | 0 | 0 | 0 | 0 | 0 | 0 | 0 | 0 | 0 | 0 | 0 | 0 | 0 | 0 | 0 | 0 | 0 | 0 | 0 | 0 | 0 | 0 | 0 | 0 | 0 | 0 | 0 | 0 | 0 | 0 | 0 | 0 | 0 | 0 | 0
[13 empty] | 0 | 0 | 0 | 0 | 0 | 0 | 0 | 0 | 0 | 0 | 0 | 0 | 0 | 0 | 0 | 0 | 0 | 0 | 0 | 0 | 0 | 0 | 0 | 0 | 0 | 0 | 0 | 0 | 0 | 0 | 0 | 0 | 0 | 0 | 0 | 0 | 0 | 0 | 0 | 0 | 0 | 0 | 0 | 0 | 0 | 0 | 0 | 0 | 0
[13 empty] | 0 | 0 | 0 | 0 | 0 | 0 | 0 | 0 | 0 | 0 | 0 | 0 | 0 | 0 | 0 | 0 | 0 | 0 | 0 | 0 | 0 | 0 | 0 | 0 | 0 | 0 | 0 | 0 | 0 | 0 | 0 | 0 | 0 | 0 | 0 | 0 | 0 | 0 | 0 | 0 | 0 | 0 | 0 | 0 | 0 | 0 | 0 | 0 | 0
[13 empty] | 0 | 0 | 0 | 0 | 0 | 0 | 0 | 0 | 0 | 0 | 0 | 0 | 0 | 0 | 0 | 0 | 0 | 0 | 0 | 0 | 0 | 0 | 0 | 0 | 0 | 0 | 0 | 0 | 0 | 0 | 0 | 0 | 0 | 0 | 0 | 0 | 0 | 0 | 0 | 0 | 0 | 0 | 0 | 0 | 0 | 0 | 0 | 0 | 0
[13 empty] | 0 | 0 | 0 | 0 | 0 | 0 | 0 | 0 | 0 | 0 | 0 | 0 | 0 | 0 | 0 | 0 | 0 | 0 | 0 | 0 | 0 | 0 | 0 | 0 | 0 | 0 | 0 | 0 | 0 | 0 | 0 | 0 | 0 | 0 | 0 | 0 | 0 | 0 | 0 | 0 | 0 | 0 | 0 | 0 | 0 | 0 | 0 | 0 | 0
[13 empty] | 0 | 0 | 0 | 0 | 0 | 0 | 0 | 0 | 0 | 0 | 0 | 0 | 0 | 0 | 0 | 0 | 0 | 0 | 0 | 0 | 0 | 0 | 0 | 0 | 0 | 0 | 0 | 0 | 0 | 0 | 0 | 0 | 0 | 0 | 0 | 0 | 0 | 0 | 0 | 0 | 0 | 0 | 0 | 0 | 0 | 0 | 0 | 0 | 0
[13 empty] | 0 | 0 | 0 | 0 | 0 | 0 | 0 | 0 | 0 | 0 | 0 | 0 | 0 | 0 | 0 | 0 | 0 | 0 | 0 | 0 | 0 | 0 | 0 | 0 | 0 | 0 | 0 | 0 | 0 | 0 | 0 | 0 | 0 | 0 | 0 | 0 | 0 | 0 | 0 | 0 | 0 | 0 | 0 | 0 | 0 | 0 | 0 | 0 | 0
[13 empty] | 0 | 0 | 0 | 0 | 0 | 0 | 0 | 0 | 0 | 0 | 0 | 0 | 0 | 0 | 0 | 0 | 0 | 0 | 0 | 0 | 0 | 0 | 0 | 0 | 0 | 0 | 0 | 0 | 0 | 0 | 0 | 0 | 0 | 0 | 0 | 0 | 0 | 0 | 0 | 0 | 0 | 0 | 0 | 0 | 0 | 0 | 0 | 0 | 0
[13 empty] | 0 | 0 | 0 | 0 | 0 | 0 | 0 | 0 | 0 | 0 | 0 | 0 | 0 | 0 | 0 | 0 | 0 | 0 | 0 | 0 | 0 | 0 | 0 | 0 | 0 | 0 | 0 | 0 | 0 | 0 | 0 | 0 | 0 | 0 | 0 | 0 | 0 | 0 | 0 | 0 | 0 | 0 | 0 | 0 | 0 | 0 | 0 | 0 | 0
[13 empty] | 0 | 0 | 0 | 0 | 0 | 0 | 0 | 0 | 0 | 0 | 0 | 0 | 0 | 0 | 0 | 0 | 0 | 0 | 0 | 0 | 0 | 0 | 0 | 0 | 0 | 0 | 0 | 0 | 0 | 0 | 0 | 0 | 0 | 0 | 0 | 0 | 0 | 0 | 0 | 0 | 0 | 0 | 0 | 0 | 0 | 0 | 0 | 0 | 0
[13 empty] | 0 | 0 | 0 | 0 | 0 | 0 | 0 | 0 | 0 | 0 | 0 | 0 | 0 | 0 | 0 | 0 | 0 | 0 | 0 | 0 | 0 | 0 | 0 | 0 | 0 | 0 | 0 | 0 | 0 | 0 | 0 | 0 | 0 | 0 | 0 | 0 | 0 | 0 | 0 | 0 | 0 | 0 | 0 | 0 | 0 | 0 | 0 | 0 | 0
[13 empty] | 0 | 0 | 0 | 0 | 0 | 0 | 0 | 0 | 0 | 0 | 0 | 0 | 0 | 0 | 0 | 0 | 0 | 0 | 0 | 0 | 0 | 0 | 0 | 0 | 0 | 0 | 0 | 0 | 0 | 0 | 0 | 0 | 0 | 0 | 0 | 0 | 0 | 0 | 0 | 0 | 0 | 0 | 0 | 0 | 0 | 0 | 0 | 0 | 0
[13 empty] | 0 | 0 | 0 | 0 | 0 | 0 | 0 | 0 | 0 | 0 | 0 | 0 | 0 | 0 | 0 | 0 | 0 | 0 | 0 | 0 | 0 | 0 | 0 | 0 | 0 | 0 | 0 | 0 | 0 | 0 | 0 | 0 | 0 | 0 | 0 | 0 | 0 | 0 | 0 | 0 | 0 | 0 | 0 | 0 | 0 | 0 | 0 | 0 | 0
[13 empty] | 0 | 0 | 0 | 0 | 0 | 0 | 0 | 0 | 0 | 0 | 0 | 0 | 0 | 0 | 0 | 0 | 0 | 0 | 0 | 0 | 0 | 0 | 0 | 0 | 0 | 0 | 0 | 0 | 0 | 0 | 0 | 0 | 0 | 0 | 0 | 0 | 0 | 0 | 0 | 0 | 0 | 0 | 0 | 0 | 0 | 0 | 0 | 0 | 0
[13 empty] | 0 | 0 | 0 | 0 | 0 | 0 | 0 | 0 | 0 | 0 | 0 | 0 | 0 | 0 | 0 | 0 | 0 | 0 | 0 | 0 | 0 | 0 | 0 | 0 | 0 | 0 | 0 | 0 | 0 | 0 | 0 | 0 | 0 | 0 | 0 | 0 | 0 | 0 | 0 | 0 | 0 | 0 | 0 | 0 | 0 | 0 | 0 | 0 | 0
[13 empty] | 0 | 0 | 0 | 0 | 0 | 0 | 0 | 0 | 0 | 0 | 0 | 0 | 0 | 0 | 0 | 0 | 0 | 0 | 0 | 0 | 0 | 0 | 0 | 0 | 0 | 0 | 0 | 0 | 0 | 0 | 0 | 0 | 0 | 0 | 0 | 0 | 0 | 0 | 0 | 0 | 0 | 0 | 0 | 0 | 0 | 0 | 0 | 0 | 0
[13 empty] | 0 | 0 | 0 | 0 | 0 | 0 | 0 | 0 | 0 | 0 | 0 | 0 | 0 | 0 | 0 | 0 | 0 | 0 | 0 | 0 | 0 | 0 | 0 | 0 | 0 | 0 | 0 | 0 | 0 | 0 | 0 | 0 | 0 | 0 | 0 | 0 | 0 | 0 | 0 | 0 | 0 | 0 | 0 | 0 | 0 | 0 | 0 | 0 | 0
[13 empty] | 0 | 0 | 0 | 0 | 0 | 0 | 0 | 0 | 0 | 0 | 0 | 0 | 0 | 0 | 0 | 0 | 0 | 0 | 0 | 0 | 0 | 0 | 0 | 0 | 0 | 0 | 0 | 0 | 0 | 0 | 0 | 0 | 0 | 0 | 0 | 0 | 0 | 0 | 0 | 0 | 0 | 0 | 0 | 0 | 0 | 0 | 0 | 0 | 0
[13 empty] | 0 | 0 | 0 | 0 | 0 | 0 | 0 | 0 | 0 | 0 | 0 | 0 | 0 | 0 | 0 | 0 | 0 | 0 | 0 | 0 | 0 | 0 | 0 | 0 | 0 | 0 | 0 | 0 | 0 | 0 | 0 | 0 | 0 | 0 | 0 | 0 | 0 | 0 | 0 | 0 | 0 | 0 | 0 | 0 | 0 | 0 | 0 | 0 | 0
[13 empty] | 0 | 0 | 0 | 0 | 0 | 0 | 0 | 0 | 0 | 0 | 0 | 0 | 0 | 0 | 0 | 0 | 0 | 0 | 0 | 0 | 0 | 0 | 0 | 0 | 0 | 0 | 0 | 0 | 0 | 0 | 0 | 0 | 0 | 0 | 0 | 0 | 0 | 0 | 0 | 0 | 0 | 0 | 0 | 0 | 0 | 0 | 0 | 0 | 0
[13 empty] | 0 | 0 | 0 | 0 | 0 | 0 | 0 | 0 | 0 | 0 | 0 | 0 | 0 | 0 | 0 | 0 | 0 | 0 | 0 | 0 | 0 | 0 | 0 | 0 | 0 | 0 | 0 | 0 | 0 | 0 | 0 | 0 | 0 | 0 | 0 | 0 | 0 | 0 | 0 | 0 | 0 | 0 | 0 | 0 | 0 | 0 | 0 | 0 | 0
[13 empty] | 0 | 0 | 0 | 0 | 0 | 0 | 0 | 0 | 0 | 0 | 0 | 0 | 0 | 0 | 0 | 0 | 0 | 0 | 0 | 0 | 0 | 0 | 0 | 0 | 0 | 0 | 0 | 0 | 0 | 0 | 0 | 0 | 0 | 0 | 0 | 0 | 0 | 0 | 0 | 0 | 0 | 0 | 0 | 0 | 0 | 0 | 0 | 0 | 0
[13 empty] | 0 | 0 | 0 | 0 | 0 | 0 | 0 | 0 | 0 | 0 | 0 | 0 | 0 | 0 | 0 | 0 | 0 | 0 | 0 | 0 | 0 | 0 | 0 | 0 | 0 | 0 | 0 | 0 | 0 | 0 | 0 | 0 | 0 | 0 | 0 | 0 | 0 | 0 | 0 | 0 | 0 | 0 | 0 | 0 | 0 | 0 | 0 | 0 | 0
[13 empty] | 0 | 0 | 0 | 0 | 0 | 0 | 0 | 0 | 0 | 0 | 0 | 0 | 0 | 0 | 0 | 0 | 0 | 0 | 0 | 0 | 0 | 0 | 0 | 0 | 0 | 0 | 0 | 0 | 0 | 0 | 0 | 0 | 0 | 0 | 0 | 0 | 0 | 0 | 0 | 0 | 0 | 0 | 0 | 0 | 0 | 0 | 0 | 0 | 0
[13 empty] | 0 | 0 | 0 | 0 | 0 | 0 | 0 | 0 | 0 | 0 | 0 | 0 | 0 | 0 | 0 | 0 | 0 | 0 | 0 | 0 | 0 | 0 | 0 | 0 | 0 | 0 | 0 | 0 | 0 | 0 | 0 | 0 | 0 | 0 | 0 | 0 | 0 | 0 | 0 | 0 | 0 | 0 | 0 | 0 | 0 | 0 | 0 | 0 | 0
[13 empty] | 0 | 0 | 0 | 0 | 0 | 0 | 0 | 0 | 0 | 0 | 0 | 0 | 0 | 0 | 0 | 0 | 0 | 0 | 0 | 0 | 0 | 0 | 0 | 0 | 0 | 0 | 0 | 0 | 0 | 0 | 0 | 0 | 0 | 0 | 0 | 0 | 0 | 0 | 0 | 0 | 0 | 0 | 0 | 0 | 0 | 0 | 0 | 0 | 0
[13 empty] | 0 | 0 | 0 | 0 | 0 | 0 | 0 | 0 | 0 | 0 | 0 | 0 | 0 | 0 | 0 | 0 | 0 | 0 | 0 | 0 | 0 | 0 | 0 | 0 | 0 | 0 | 0 | 0 | 0 | 0 | 0 | 0 | 0 | 0 | 0 | 0 | 0 | 0 | 0 | 0 | 0 | 0 | 0 | 0 | 0 | 0 | 0 | 0 | 0
[13 empty] | 0 | 0 | 0 | 0 | 0 | 0 | 0 | 0 | 0 | 0 | 0 | 0 | 0 | 0 | 0 | 0 | 0 | 0 | 0 | 0 | 0 | 0 | 0 | 0 | 0 | 0 | 0 | 0 | 0 | 0 | 0 | 0 | 0 | 0 | 0 | 0 | 0 | 0 | 0 | 0 | 0 | 0 | 0 | 0 | 0 | 0 | 0 | 0 | 0
[13 empty] | 0 | 0 | 0 | 0 | 0 | 0 | 0 | 0 | 0 | 0 | 0 | 0 | 0 | 0 | 0 | 0 | 0 | 0 | 0 | 0 | 0 | 0 | 0 | 0 | 0 | 0 | 0 | 0 | 0 | 0 | 0 | 0 | 0 | 0 | 0 | 0 | 0 | 0 | 0 | 0 | 0 | 0 | 0 | 0 | 0 | 0 | 0 | 0 | 0
[13 empty] | 0 | 0 | 0 | 0 | 0 | 0 | 0 | 0 | 0 | 0 | 0 | 0 | 0 | 0 | 0 | 0 | 0 | 0 | 0 | 0 | 0 | 0 | 0 | 0 | 0 | 0 | 0 | 0 | 0 | 0 | 0 | 0 | 0 | 0 | 0 | 0 | 0 | 0 | 0 | 0 | 0 | 0 | 0 | 0 | 0 | 0 | 0 | 0 | 0
[13 empty] | 0 | 0 | 0 | 0 | 0 | 0 | 0 | 0 | 0 | 0 | 0 | 0 | 0 | 0 | 0 | 0 | 0 | 0 | 0 | 0 | 0 | 0 | 0 | 0 | 0 | 0 | 0 | 0 | 0 | 0 | 0 | 0 | 0 | 0 | 0 | 0 | 0 | 0 | 0 | 0 | 0 | 0 | 0 | 0 | 0 | 0 | 0 | 0 | 0
[13 empty] | 0 | 0 | 0 | 0 | 0 | 0 | 0 | 0 | 0 | 0 | 0 | 0 | 0 | 0 | 0 | 0 | 0 | 0 | 0 | 0 | 0 | 0 | 0 | 0 | 0 | 0 | 0 | 0 | 0 | 0 | 0 | 0 | 0 | 0 | 0 | 0 | 0 | 0 | 0 | 0 | 0 | 0 | 0 | 0 | 0 | 0 | 0 | 0 | 0
[13 empty] | 0 | 0 | 0 | 0 | 0 | 0 | 0 | 0 | 0 | 0 | 0 | 0 | 0 | 0 | 0 | 0 | 0 | 0 | 0 | 0 | 0 | 0 | 0 | 0 | 0 | 0 | 0 | 0 | 0 | 0 | 0 | 0 | 0 | 0 | 0 | 0 | 0 | 0 | 0 | 0 | 0 | 0 | 0 | 0 | 0 | 0 | 0 | 0 | 0
[13 empty] | 0 | 0 | 0 | 0 | 0 | 0 | 0 | 0 | 0 | 0 | 0 | 0 | 0 | 0 | 0 | 0 | 0 | 0 | 0 | 0 | 0 | 0 | 0 | 0 | 0 | 0 | 0 | 0 | 0 | 0 | 0 | 0 | 0 | 0 | 0 | 0 | 0 | 0 | 0 | 0 | 0 | 0 | 0 | 0 | 0 | 0 | 0 | 0 | 0
[13 empty] | 0 | 0 | 0 | 0 | 0 | 0 | 0 | 0 | 0 | 0 | 0 | 0 | 0 | 0 | 0 | 0 | 0 | 0 | 0 | 0 | 0 | 0 | 0 | 0 | 0 | 0 | 0 | 0 | 0 | 0 | 0 | 0 | 0 | 0 | 0 | 0 | 0 | 0 | 0 | 0 | 0 | 0 | 0 | 0 | 0 | 0 | 0 | 0 | 0
[13 empty] | 0 | 0 | 0 | 0 | 0 | 0 | 0 | 0 | 0 | 0 | 0 | 0 | 0 | 0 | 0 | 0 | 0 | 0 | 0 | 0 | 0 | 0 | 0 | 0 | 0 | 0 | 0 | 0 | 0 | 0 | 0 | 0 | 0 | 0 | 0 | 0 | 0 | 0 | 0 | 0 | 0 | 0 | 0 | 0 | 0 | 0 | 0 | 0 | 0
[13 empty] | 0 | 0 | 0 | 0 | 0 | 0 | 0 | 0 | 0 | 0 | 0 | 0 | 0 | 0 | 0 | 0 | 0 | 0 | 0 | 0 | 0 | 0 | 0 | 0 | 0 | 0 | 0 | 0 | 0 | 0 | 0 | 0 | 0 | 0 | 0 | 0 | 0 | 0 | 0 | 0 | 0 | 0 | 0 | 0 | 0 | 0 | 0 | 0 | 0
[13 empty] | 0 | 0 | 0 | 0 | 0 | 0 | 0 | 0 | 0 | 0 | 0 | 0 | 0 | 0 | 0 | 0 | 0 | 0 | 0 | 0 | 0 | 0 | 0 | 0 | 0 | 0 | 0 | 0 | 0 | 0 | 0 | 0 | 0 | 0 | 0 | 0 | 0 | 0 | 0 | 0 | 0 | 0 | 0 | 0 | 0 | 0 | 0 | 0 | 0
[13 empty] | 0 | 0 | 0 | 0 | 0 | 0 | 0 | 0 | 0 | 0 | 0 | 0 | 0 | 0 | 0 | 0 | 0 | 0 | 0 | 0 | 0 | 0 | 0 | 0 | 0 | 0 | 0 | 0 | 0 | 0 | 0 | 0 | 0 | 0 | 0 | 0 | 0 | 0 | 0 | 0 | 0 | 0 | 0 | 0 | 0 | 0 | 0 | 0 | 0
[13 empty] | 0 | 0 | 0 | 0 | 0 | 0 | 0 | 0 | 0 | 0 | 0 | 0 | 0 | 0 | 0 | 0 | 0 | 0 | 0 | 0 | 0 | 0 | 0 | 0 | 0 | 0 | 0 | 0 | 0 | 0 | 0 | 0 | 0 | 0 | 0 | 0 | 0 | 0 | 0 | 0 | 0 | 0 | 0 | 0 | 0 | 0 | 0 | 0 | 0
[13 empty] | 0 | 0 | 0 | 0 | 0 | 0 | 0 | 0 | 0 | 0 | 0 | 0 | 0 | 0 | 0 | 0 | 0 | 0 | 0 | 0 | 0 | 0 | 0 | 0 | 0 | 0 | 0 | 0 | 0 | 0 | 0 | 0 | 0 | 0 | 0 | 0 | 0 | 0 | 0 | 0 | 0 | 0 | 0 | 0 | 0 | 0 | 0 | 0 | 0
[13 empty] | 0 | 0 | 0 | 0 | 0 | 0 | 0 | 0 | 0 | 0 | 0 | 0 | 0 | 0 | 0 | 0 | 0 | 0 | 0 | 0 | 0 | 0 | 0 | 0 | 0 | 0 | 0 | 0 | 0 | 0 | 0 | 0 | 0 | 0 | 0 | 0 | 0 | 0 | 0 | 0 | 0 | 0 | 0 | 0 | 0 | 0 | 0 | 0 | 0
[13 empty] | 0 | 0 | 0 | 0 | 0 | 0 | 0 | 0 | 0 | 0 | 0 | 0 | 0 | 0 | 0 | 0 | 0 | 0 | 0 | 0 | 0 | 0 | 0 | 0 | 0 | 0 | 0 | 0 | 0 | 0 | 0 | 0 | 0 | 0 | 0 | 0 | 0 | 0 | 0 | 0 | 0 | 0 | 0 | 0 | 0 | 0 | 0 | 0 | 0
[13 empty] | 0 | 0 | 0 | 0 | 0 | 0 | 0 | 0 | 0 | 0 | 0 | 0 | 0 | 0 | 0 | 0 | 0 | 0 | 0 | 0 | 0 | 0 | 0 | 0 | 0 | 0 | 0 | 0 | 0 | 0 | 0 | 0 | 0 | 0 | 0 | 0 | 0 | 0 | 0 | 0 | 0 | 0 | 0 | 0 | 0 | 0 | 0 | 0 | 0
[13 empty] | 0 | 0 | 0 | 0 | 0 | 0 | 0 | 0 | 0 | 0 | 0 | 0 | 0 | 0 | 0 | 0 | 0 | 0 | 0 | 0 | 0 | 0 | 0 | 0 | 0 | 0 | 0 | 0 | 0 | 0 | 0 | 0 | 0 | 0 | 0 | 0 | 0 | 0 | 0 | 0 | 0 | 0 | 0 | 0 | 0 | 0 | 0 | 0 | 0
[13 empty] | 0 | 0 | 0 | 0 | 0 | 0 | 0 | 0 | 0 | 0 | 0 | 0 | 0 | 0 | 0 | 0 | 0 | 0 | 0 | 0 | 0 | 0 | 0 | 0 | 0 | 0 | 0 | 0 | 0 | 0 | 0 | 0 | 0 | 0 | 0 | 0 | 0 | 0 | 0 | 0 | 0 | 0 | 0 | 0 | 0 | 0 | 0 | 0 | 0
[13 empty] | 0 | 0 | 0 | 0 | 0 | 0 | 0 | 0 | 0 | 0 | 0 | 0 | 0 | 0 | 0 | 0 | 0 | 0 | 0 | 0 | 0 | 0 | 0 | 0 | 0 | 0 | 0 | 0 | 0 | 0 | 0 | 0 | 0 | 0 | 0 | 0 | 0 | 0 | 0 | 0 | 0 | 0 | 0 | 0 | 0 | 0 | 0 | 0 | 0
[13 empty] | 0 | 0 | 0 | 0 | 0 | 0 | 0 | 0 | 0 | 0 | 0 | 0 | 0 | 0 | 0 | 0 | 0 | 0 | 0 | 0 | 0 | 0 | 0 | 0 | 0 | 0 | 0 | 0 | 0 | 0 | 0 | 0 | 0 | 0 | 0 | 0 | 0 | 0 | 0 | 0 | 0 | 0 | 0 | 0 | 0 | 0 | 0 | 0 | 0
[13 empty] | 0 | 0 | 0 | 0 | 0 | 0 | 0 | 0 | 0 | 0 | 0 | 0 | 0 | 0 | 0 | 0 | 0 | 0 | 0 | 0 | 0 | 0 | 0 | 0 | 0 | 0 | 0 | 0 | 0 | 0 | 0 | 0 | 0 | 0 | 0 | 0 | 0 | 0 | 0 | 0 | 0 | 0 | 0 | 0 | 0 | 0 | 0 | 0 | 0
[13 empty] | 0 | 0 | 0 | 0 | 0 | 0 | 0 | 0 | 0 | 0 | 0 | 0 | 0 | 0 | 0 | 0 | 0 | 0 | 0 | 0 | 0 | 0 | 0 | 0 | 0 | 0 | 0 | 0 | 0 | 0 | 0 | 0 | 0 | 0 | 0 | 0 | 0 | 0 | 0 | 0 | 0 | 0 | 0 | 0 | 0 | 0 | 0 | 0 | 0
[13 empty] | 0 | 0 | 0 | 0 | 0 | 0 | 0 | 0 | 0 | 0 | 0 | 0 | 0 | 0 | 0 | 0 | 0 | 0 | 0 | 0 | 0 | 0 | 0 | 0 | 0 | 0 | 0 | 0 | 0 | 0 | 0 | 0 | 0 | 0 | 0 | 0 | 0 | 0 | 0 | 0 | 0 | 0 | 0 | 0 | 0 | 0 | 0 | 0 | 0
[13 empty] | 0 | 0 | 0 | 0 | 0 | 0 | 0 | 0 | 0 | 0 | 0 | 0 | 0 | 0 | 0 | 0 | 0 | 0 | 0 | 0 | 0 | 0 | 0 | 0 | 0 | 0 | 0 | 0 | 0 | 0 | 0 | 0 | 0 | 0 | 0 | 0 | 0 | 0 | 0 | 0 | 0 | 0 | 0 | 0 | 0 | 0 | 0 | 0 | 0
[13 empty] | 0 | 0 | 0 | 0 | 0 | 0 | 0 | 0 | 0 | 0 | 0 | 0 | 0 | 0 | 0 | 0 | 0 | 0 | 0 | 0 | 0 | 0 | 0 | 0 | 0 | 0 | 0 | 0 | 0 | 0 | 0 | 0 | 0 | 0 | 0 | 0 | 0 | 0 | 0 | 0 | 0 | 0 | 0 | 0 | 0 | 0 | 0 | 0 | 0
[13 empty] | 0 | 0 | 0 | 0 | 0 | 0 | 0 | 0 | 0 | 0 | 0 | 0 | 0 | 0 | 0 | 0 | 0 | 0 | 0 | 0 | 0 | 0 | 0 | 0 | 0 | 0 | 0 | 0 | 0 | 0 | 0 | 0 | 0 | 0 | 0 | 0 | 0 | 0 | 0 | 0 | 0 | 0 | 0 | 0 | 0 | 0 | 0 | 0 | 0
[13 empty] | 0 | 0 | 0 | 0 | 0 | 0 | 0 | 0 | 0 | 0 | 0 | 0 | 0 | 0 | 0 | 0 | 0 | 0 | 0 | 0 | 0 | 0 | 0 | 0 | 0 | 0 | 0 | 0 | 0 | 0 | 0 | 0 | 0 | 0 | 0 | 0 | 0 | 0 | 0 | 0 | 0 | 0 | 0 | 0 | 0 | 0 | 0 | 0 | 0
[13 empty] | 0 | 0 | 0 | 0 | 0 | 0 | 0 | 0 | 0 | 0 | 0 | 0 | 0 | 0 | 0 | 0 | 0 | 0 | 0 | 0 | 0 | 0 | 0 | 0 | 0 | 0 | 0 | 0 | 0 | 0 | 0 | 0 | 0 | 0 | 0 | 0 | 0 | 0 | 0 | 0 | 0 | 0 | 0 | 0 | 0 | 0 | 0 | 0 | 0
[13 empty] | 0 | 0 | 0 | 0 | 0 | 0 | 0 | 0 | 0 | 0 | 0 | 0 | 0 | 0 | 0 | 0 | 0 | 0 | 0 | 0 | 0 | 0 | 0 | 0 | 0 | 0 | 0 | 0 | 0 | 0 | 0 | 0 | 0 | 0 | 0 | 0 | 0 | 0 | 0 | 0 | 0 | 0 | 0 | 0 | 0 | 0 | 0 | 0 | 0
[13 empty] | 0 | 0 | 0 | 0 | 0 | 0 | 0 | 0 | 0 | 0 | 0 | 0 | 0 | 0 | 0 | 0 | 0 | 0 | 0 | 0 | 0 | 0 | 0 | 0 | 0 | 0 | 0 | 0 | 0 | 0 | 0 | 0 | 0 | 0 | 0 | 0 | 0 | 0 | 0 | 0 | 0 | 0 | 0 | 0 | 0 | 0 | 0 | 0 | 0
[13 empty] | 0 | 0 | 0 | 0 | 0 | 0 | 0 | 0 | 0 | 0 | 0 | 0 | 0 | 0 | 0 | 0 | 0 | 0 | 0 | 0 | 0 | 0 | 0 | 0 | 0 | 0 | 0 | 0 | 0 | 0 | 0 | 0 | 0 | 0 | 0 | 0 | 0 | 0 | 0 | 0 | 0 | 0 | 0 | 0 | 0 | 0 | 0 | 0 | 0
[13 empty] | 0 | 0 | 0 | 0 | 0 | 0 | 0 | 0 | 0 | 0 | 0 | 0 | 0 | 0 | 0 | 0 | 0 | 0 | 0 | 0 | 0 | 0 | 0 | 0 | 0 | 0 | 0 | 0 | 0 | 0 | 0 | 0 | 0 | 0 | 0 | 0 | 0 | 0 | 0 | 0 | 0 | 0 | 0 | 0 | 0 | 0 | 0 | 0 | 0
[13 empty] | 0 | 0 | 0 | 0 | 0 | 0 | 0 | 0 | 0 | 0 | 0 | 0 | 0 | 0 | 0 | 0 | 0 | 0 | 0 | 0 | 0 | 0 | 0 | 0 | 0 | 0 | 0 | 0 | 0 | 0 | 0 | 0 | 0 | 0 | 0 | 0 | 0 | 0 | 0 | 0 | 0 | 0 | 0 | 0 | 0 | 0 | 0 | 0 | 0
[13 empty] | 0 | 0 | 0 | 0 | 0 | 0 | 0 | 0 | 0 | 0 | 0 | 0 | 0 | 0 | 0 | 0 | 0 | 0 | 0 | 0 | 0 | 0 | 0 | 0 | 0 | 0 | 0 | 0 | 0 | 0 | 0 | 0 | 0 | 0 | 0 | 0 | 0 | 0 | 0 | 0 | 0 | 0 | 0 | 0 | 0 | 0 | 0 | 0 | 0
[13 empty] | 0 | 0 | 0 | 0 | 0 | 0 | 0 | 0 | 0 | 0 | 0 | 0 | 0 | 0 | 0 | 0 | 0 | 0 | 0 | 0 | 0 | 0 | 0 | 0 | 0 | 0 | 0 | 0 | 0 | 0 | 0 | 0 | 0 | 0 | 0 | 0 | 0 | 0 | 0 | 0 | 0 | 0 | 0 | 0 | 0 | 0 | 0 | 0 | 0
[13 empty] | 0 | 0 | 0 | 0 | 0 | 0 | 0 | 0 | 0 | 0 | 0 | 0 | 0 | 0 | 0 | 0 | 0 | 0 | 0 | 0 | 0 | 0 | 0 | 0 | 0 | 0 | 0 | 0 | 0 | 0 | 0 | 0 | 0 | 0 | 0 | 0 | 0 | 0 | 0 | 0 | 0 | 0 | 0 | 0 | 0 | 0 | 0 | 0 | 0
[13 empty] | 0 | 0 | 0 | 0 | 0 | 0 | 0 | 0 | 0 | 0 | 0 | 0 | 0 | 0 | 0 | 0 | 0 | 0 | 0 | 0 | 0 | 0 | 0 | 0 | 0 | 0 | 0 | 0 | 0 | 0 | 0 | 0 | 0 | 0 | 0 | 0 | 0 | 0 | 0 | 0 | 0 | 0 | 0 | 0 | 0 | 0 | 0 | 0 | 0
[13 empty] | 0 | 0 | 0 | 0 | 0 | 0 | 0 | 0 | 0 | 0 | 0 | 0 | 0 | 0 | 0 | 0 | 0 | 0 | 0 | 0 | 0 | 0 | 0 | 0 | 0 | 0 | 0 | 0 | 0 | 0 | 0 | 0 | 0 | 0 | 0 | 0 | 0 | 0 | 0 | 0 | 0 | 0 | 0 | 0 | 0 | 0 | 0 | 0 | 0
[13 empty] | 0 | 0 | 0 | 0 | 0 | 0 | 0 | 0 | 0 | 0 | 0 | 0 | 0 | 0 | 0 | 0 | 0 | 0 | 0 | 0 | 0 | 0 | 0 | 0 | 0 | 0 | 0 | 0 | 0 | 0 | 0 | 0 | 0 | 0 | 0 | 0 | 0 | 0 | 0 | 0 | 0 | 0 | 0 | 0 | 0 | 0 | 0 | 0 | 0
[13 empty] | 0 | 0 | 0 | 0 | 0 | 0 | 0 | 0 | 0 | 0 | 0 | 0 | 0 | 0 | 0 | 0 | 0 | 0 | 0 | 0 | 0 | 0 | 0 | 0 | 0 | 0 | 0 | 0 | 0 | 0 | 0 | 0 | 0 | 0 | 0 | 0 | 0 | 0 | 0 | 0 | 0 | 0 | 0 | 0 | 0 | 0 | 0 | 0 | 0
[13 empty] | 0 | 0 | 0 | 0 | 0 | 0 | 0 | 0 | 0 | 0 | 0 | 0 | 0 | 0 | 0 | 0 | 0 | 0 | 0 | 0 | 0 | 0 | 0 | 0 | 0 | 0 | 0 | 0 | 0 | 0 | 0 | 0 | 0 | 0 | 0 | 0 | 0 | 0 | 0 | 0 | 0 | 0 | 0 | 0 | 0 | 0 | 0 | 0 | 0
[13 empty] | 0 | 0 | 0 | 0 | 0 | 0 | 0 | 0 | 0 | 0 | 0 | 0 | 0 | 0 | 0 | 0 | 0 | 0 | 0 | 0 | 0 | 0 | 0 | 0 | 0 | 0 | 0 | 0 | 0 | 0 | 0 | 0 | 0 | 0 | 0 | 0 | 0 | 0 | 0 | 0 | 0 | 0 | 0 | 0 | 0 | 0 | 0 | 0 | 0
[13 empty] | 0 | 0 | 0 | 0 | 0 | 0 | 0 | 0 | 0 | 0 | 0 | 0 | 0 | 0 | 0 | 0 | 0 | 0 | 0 | 0 | 0 | 0 | 0 | 0 | 0 | 0 | 0 | 0 | 0 | 0 | 0 | 0 | 0 | 0 | 0 | 0 | 0 | 0 | 0 | 0 | 0 | 0 | 0 | 0 | 0 | 0 | 0 | 0 | 0
[13 empty] | 0 | 0 | 0 | 0 | 0 | 0 | 0 | 0 | 0 | 0 | 0 | 0 | 0 | 0 | 0 | 0 | 0 | 0 | 0 | 0 | 0 | 0 | 0 | 0 | 0 | 0 | 0 | 0 | 0 | 0 | 0 | 0 | 0 | 0 | 0 | 0 | 0 | 0 | 0 | 0 | 0 | 0 | 0 | 0 | 0 | 0 | 0 | 0 | 0
[13 empty] | 0 | 0 | 0 | 0 | 0 | 0 | 0 | 0 | 0 | 0 | 0 | 0 | 0 | 0 | 0 | 0 | 0 | 0 | 0 | 0 | 0 | 0 | 0 | 0 | 0 | 0 | 0 | 0 | 0 | 0 | 0 | 0 | 0 | 0 | 0 | 0 | 0 | 0 | 0 | 0 | 0 | 0 | 0 | 0 | 0 | 0 | 0 | 0 | 0
[13 empty] | 0 | 0 | 0 | 0 | 0 | 0 | 0 | 0 | 0 | 0 | 0 | 0 | 0 | 0 | 0 | 0 | 0 | 0 | 0 | 0 | 0 | 0 | 0 | 0 | 0 | 0 | 0 | 0 | 0 | 0 | 0 | 0 | 0 | 0 | 0 | 0 | 0 | 0 | 0 | 0 | 0 | 0 | 0 | 0 | 0 | 0 | 0 | 0 | 0
[13 empty] | 0 | 0 | 0 | 0 | 0 | 0 | 0 | 0 | 0 | 0 | 0 | 0 | 0 | 0 | 0 | 0 | 0 | 0 | 0 | 0 | 0 | 0 | 0 | 0 | 0 | 0 | 0 | 0 | 0 | 0 | 0 | 0 | 0 | 0 | 0 | 0 | 0 | 0 | 0 | 0 | 0 | 0 | 0 | 0 | 0 | 0 | 0 | 0 | 0
[13 empty] | 0 | 0 | 0 | 0 | 0 | 0 | 0 | 0 | 0 | 0 | 0 | 0 | 0 | 0 | 0 | 0 | 0 | 0 | 0 | 0 | 0 | 0 | 0 | 0 | 0 | 0 | 0 | 0 | 0 | 0 | 0 | 0 | 0 | 0 | 0 | 0 | 0 | 0 | 0 | 0 | 0 | 0 | 0 | 0 | 0 | 0 | 0 | 0 | 0
[13 empty] | 0 | 0 | 0 | 0 | 0 | 0 | 0 | 0 | 0 | 0 | 0 | 0 | 0 | 0 | 0 | 0 | 0 | 0 | 0 | 0 | 0 | 0 | 0 | 0 | 0 | 0 | 0 | 0 | 0 | 0 | 0 | 0 | 0 | 0 | 0 | 0 | 0 | 0 | 0 | 0 | 0 | 0 | 0 | 0 | 0 | 0 | 0 | 0 | 0
[13 empty] | 0 | 0 | 0 | 0 | 0 | 0 | 0 | 0 | 0 | 0 | 0 | 0 | 0 | 0 | 0 | 0 | 0 | 0 | 0 | 0 | 0 | 0 | 0 | 0 | 0 | 0 | 0 | 0 | 0 | 0 | 0 | 0 | 0 | 0 | 0 | 0 | 0 | 0 | 0 | 0 | 0 | 0 | 0 | 0 | 0 | 0 | 0 | 0 | 0
[13 empty] | 0 | 0 | 0 | 0 | 0 | 0 | 0 | 0 | 0 | 0 | 0 | 0 | 0 | 0 | 0 | 0 | 0 | 0 | 0 | 0 | 0 | 0 | 0 | 0 | 0 | 0 | 0 | 0 | 0 | 0 | 0 | 0 | 0 | 0 | 0 | 0 | 0 | 0 | 0 | 0 | 0 | 0 | 0 | 0 | 0 | 0 | 0 | 0 | 0
[13 empty] | 0 | 0 | 0 | 0 | 0 | 0 | 0 | 0 | 0 | 0 | 0 | 0 | 0 | 0 | 0 | 0 | 0 | 0 | 0 | 0 | 0 | 0 | 0 | 0 | 0 | 0 | 0 | 0 | 0 | 0 | 0 | 0 | 0 | 0 | 0 | 0 | 0 | 0 | 0 | 0 | 0 | 0 | 0 | 0 | 0 | 0 | 0 | 0 | 0
[13 empty] | 0 | 0 | 0 | 0 | 0 | 0 | 0 | 0 | 0 | 0 | 0 | 0 | 0 | 0 | 0 | 0 | 0 | 0 | 0 | 0 | 0 | 0 | 0 | 0 | 0 | 0 | 0 | 0 | 0 | 0 | 0 | 0 | 0 | 0 | 0 | 0 | 0 | 0 | 0 | 0 | 0 | 0 | 0 | 0 | 0 | 0 | 0 | 0 | 0
[13 empty] | 0 | 0 | 0 | 0 | 0 | 0 | 0 | 0 | 0 | 0 | 0 | 0 | 0 | 0 | 0 | 0 | 0 | 0 | 0 | 0 | 0 | 0 | 0 | 0 | 0 | 0 | 0 | 0 | 0 | 0 | 0 | 0 | 0 | 0 | 0 | 0 | 0 | 0 | 0 | 0 | 0 | 0 | 0 | 0 | 0 | 0 | 0 | 0 | 0
[13 empty] | 0 | 0 | 0 | 0 | 0 | 0 | 0 | 0 | 0 | 0 | 0 | 0 | 0 | 0 | 0 | 0 | 0 | 0 | 0 | 0 | 0 | 0 | 0 | 0 | 0 | 0 | 0 | 0 | 0 | 0 | 0 | 0 | 0 | 0 | 0 | 0 | 0 | 0 | 0 | 0 | 0 | 0 | 0 | 0 | 0 | 0 | 0 | 0 | 0
[13 empty] | 0 | 0 | 0 | 0 | 0 | 0 | 0 | 0 | 0 | 0 | 0 | 0 | 0 | 0 | 0 | 0 | 0 | 0 | 0 | 0 | 0 | 0 | 0 | 0 | 0 | 0 | 0 | 0 | 0 | 0 | 0 | 0 | 0 | 0 | 0 | 0 | 0 | 0 | 0 | 0 | 0 | 0 | 0 | 0 | 0 | 0 | 0 | 0 | 0
[13 empty] | 0 | 0 | 0 | 0 | 0 | 0 | 0 | 0 | 0 | 0 | 0 | 0 | 0 | 0 | 0 | 0 | 0 | 0 | 0 | 0 | 0 | 0 | 0 | 0 | 0 | 0 | 0 | 0 | 0 | 0 | 0 | 0 | 0 | 0 | 0 | 0 | 0 | 0 | 0 | 0 | 0 | 0 | 0 | 0 | 0 | 0 | 0 | 0 | 0
[13 empty] | 0 | 0 | 0 | 0 | 0 | 0 | 0 | 0 | 0 | 0 | 0 | 0 | 0 | 0 | 0 | 0 | 0 | 0 | 0 | 0 | 0 | 0 | 0 | 0 | 0 | 0 | 0 | 0 | 0 | 0 | 0 | 0 | 0 | 0 | 0 | 0 | 0 | 0 | 0 | 0 | 0 | 0 | 0 | 0 | 0 | 0 | 0 | 0 | 0
[13 empty] | 0 | 0 | 0 | 0 | 0 | 0 | 0 | 0 | 0 | 0 | 0 | 0 | 0 | 0 | 0 | 0 | 0 | 0 | 0 | 0 | 0 | 0 | 0 | 0 | 0 | 0 | 0 | 0 | 0 | 0 | 0 | 0 | 0 | 0 | 0 | 0 | 0 | 0 | 0 | 0 | 0 | 0 | 0 | 0 | 0 | 0 | 0 | 0 | 0
[13 empty] | 0 | 0 | 0 | 0 | 0 | 0 | 0 | 0 | 0 | 0 | 0 | 0 | 0 | 0 | 0 | 0 | 0 | 0 | 0 | 0 | 0 | 0 | 0 | 0 | 0 | 0 | 0 | 0 | 0 | 0 | 0 | 0 | 0 | 0 | 0 | 0 | 0 | 0 | 0 | 0 | 0 | 0 | 0 | 0 | 0 | 0 | 0 | 0 | 0
[13 empty] | 0 | 0 | 0 | 0 | 0 | 0 | 0 | 0 | 0 | 0 | 0 | 0 | 0 | 0 | 0 | 0 | 0 | 0 | 0 | 0 | 0 | 0 | 0 | 0 | 0 | 0 | 0 | 0 | 0 | 0 | 0 | 0 | 0 | 0 | 0 | 0 | 0 | 0 | 0 | 0 | 0 | 0 | 0 | 0 | 0 | 0 | 0 | 0 | 0
[13 empty] | 0 | 0 | 0 | 0 | 0 | 0 | 0 | 0 | 0 | 0 | 0 | 0 | 0 | 0 | 0 | 0 | 0 | 0 | 0 | 0 | 0 | 0 | 0 | 0 | 0 | 0 | 0 | 0 | 0 | 0 | 0 | 0 | 0 | 0 | 0 | 0 | 0 | 0 | 0 | 0 | 0 | 0 | 0 | 0 | 0 | 0 | 0 | 0 | 0
[13 empty] | 0 | 0 | 0 | 0 | 0 | 0 | 0 | 0 | 0 | 0 | 0 | 0 | 0 | 0 | 0 | 0 | 0 | 0 | 0 | 0 | 0 | 0 | 0 | 0 | 0 | 0 | 0 | 0 | 0 | 0 | 0 | 0 | 0 | 0 | 0 | 0 | 0 | 0 | 0 | 0 | 0 | 0 | 0 | 0 | 0 | 0 | 0 | 0 | 0
[13 empty] | 0 | 0 | 0 | 0 | 0 | 0 | 0 | 0 | 0 | 0 | 0 | 0 | 0 | 0 | 0 | 0 | 0 | 0 | 0 | 0 | 0 | 0 | 0 | 0 | 0 | 0 | 0 | 0 | 0 | 0 | 0 | 0 | 0 | 0 | 0 | 0 | 0 | 0 | 0 | 0 | 0 | 0 | 0 | 0 | 0 | 0 | 0 | 0 | 0
[13 empty] | 0 | 0 | 0 | 0 | 0 | 0 | 0 | 0 | 0 | 0 | 0 | 0 | 0 | 0 | 0 | 0 | 0 | 0 | 0 | 0 | 0 | 0 | 0 | 0 | 0 | 0 | 0 | 0 | 0 | 0 | 0 | 0 | 0 | 0 | 0 | 0 | 0 | 0 | 0 | 0 | 0 | 0 | 0 | 0 | 0 | 0 | 0 | 0 | 0
[13 empty] | 0 | 0 | 0 | 0 | 0 | 0 | 0 | 0 | 0 | 0 | 0 | 0 | 0 | 0 | 0 | 0 | 0 | 0 | 0 | 0 | 0 | 0 | 0 | 0 | 0 | 0 | 0 | 0 | 0 | 0 | 0 | 0 | 0 | 0 | 0 | 0 | 0 | 0 | 0 | 0 | 0 | 0 | 0 | 0 | 0 | 0 | 0 | 0 | 0
[13 empty] | 0 | 0 | 0 | 0 | 0 | 0 | 0 | 0 | 0 | 0 | 0 | 0 | 0 | 0 | 0 | 0 | 0 | 0 | 0 | 0 | 0 | 0 | 0 | 0 | 0 | 0 | 0 | 0 | 0 | 0 | 0 | 0 | 0 | 0 | 0 | 0 | 0 | 0 | 0 | 0 | 0 | 0 | 0 | 0 | 0 | 0 | 0 | 0 | 0
[13 empty] | 0 | 0 | 0 | 0 | 0 | 0 | 0 | 0 | 0 | 0 | 0 | 0 | 0 | 0 | 0 | 0 | 0 | 0 | 0 | 0 | 0 | 0 | 0 | 0 | 0 | 0 | 0 | 0 | 0 | 0 | 0 | 0 | 0 | 0 | 0 | 0 | 0 | 0 | 0 | 0 | 0 | 0 | 0 | 0 | 0 | 0 | 0 | 0 | 0
[13 empty] | 0 | 0 | 0 | 0 | 0 | 0 | 0 | 0 | 0 | 0 | 0 | 0 | 0 | 0 | 0 | 0 | 0 | 0 | 0 | 0 | 0 | 0 | 0 | 0 | 0 | 0 | 0 | 0 | 0 | 0 | 0 | 0 | 0 | 0 | 0 | 0 | 0 | 0 | 0 | 0 | 0 | 0 | 0 | 0 | 0 | 0 | 0 | 0 | 0
[13 empty] | 0 | 0 | 0 | 0 | 0 | 0 | 0 | 0 | 0 | 0 | 0 | 0 | 0 | 0 | 0 | 0 | 0 | 0 | 0 | 0 | 0 | 0 | 0 | 0 | 0 | 0 | 0 | 0 | 0 | 0 | 0 | 0 | 0 | 0 | 0 | 0 | 0 | 0 | 0 | 0 | 0 | 0 | 0 | 0 | 0 | 0 | 0 | 0 | 0
[13 empty] | 0 | 0 | 0 | 0 | 0 | 0 | 0 | 0 | 0 | 0 | 0 | 0 | 0 | 0 | 0 | 0 | 0 | 0 | 0 | 0 | 0 | 0 | 0 | 0 | 0 | 0 | 0 | 0 | 0 | 0 | 0 | 0 | 0 | 0 | 0 | 0 | 0 | 0 | 0 | 0 | 0 | 0 | 0 | 0 | 0 | 0 | 0 | 0 | 0
[13 empty] | 0 | 0 | 0 | 0 | 0 | 0 | 0 | 0 | 0 | 0 | 0 | 0 | 0 | 0 | 0 | 0 | 0 | 0 | 0 | 0 | 0 | 0 | 0 | 0 | 0 | 0 | 0 | 0 | 0 | 0 | 0 | 0 | 0 | 0 | 0 | 0 | 0 | 0 | 0 | 0 | 0 | 0 | 0 | 0 | 0 | 0 | 0 | 0 | 0
[13 empty] | 0 | 0 | 0 | 0 | 0 | 0 | 0 | 0 | 0 | 0 | 0 | 0 | 0 | 0 | 0 | 0 | 0 | 0 | 0 | 0 | 0 | 0 | 0 | 0 | 0 | 0 | 0 | 0 | 0 | 0 | 0 | 0 | 0 | 0 | 0 | 0 | 0 | 0 | 0 | 0 | 0 | 0 | 0 | 0 | 0 | 0 | 0 | 0 | 0
[13 empty] | 0 | 0 | 0 | 0 | 0 | 0 | 0 | 0 | 0 | 0 | 0 | 0 | 0 | 0 | 0 | 0 | 0 | 0 | 0 | 0 | 0 | 0 | 0 | 0 | 0 | 0 | 0 | 0 | 0 | 0 | 0 | 0 | 0 | 0 | 0 | 0 | 0 | 0 | 0 | 0 | 0 | 0 | 0 | 0 | 0 | 0 | 0 | 0 | 0
[13 empty] | 0 | 0 | 0 | 0 | 0 | 0 | 0 | 0 | 0 | 0 | 0 | 0 | 0 | 0 | 0 | 0 | 0 | 0 | 0 | 0 | 0 | 0 | 0 | 0 | 0 | 0 | 0 | 0 | 0 | 0 | 0 | 0 | 0 | 0 | 0 | 0 | 0 | 0 | 0 | 0 | 0 | 0 | 0 | 0 | 0 | 0 | 0 | 0 | 0
[13 empty] | 0 | 0 | 0 | 0 | 0 | 0 | 0 | 0 | 0 | 0 | 0 | 0 | 0 | 0 | 0 | 0 | 0 | 0 | 0 | 0 | 0 | 0 | 0 | 0 | 0 | 0 | 0 | 0 | 0 | 0 | 0 | 0 | 0 | 0 | 0 | 0 | 0 | 0 | 0 | 0 | 0 | 0 | 0 | 0 | 0 | 0 | 0 | 0 | 0
[13 empty] | 0 | 0 | 0 | 0 | 0 | 0 | 0 | 0 | 0 | 0 | 0 | 0 | 0 | 0 | 0 | 0 | 0 | 0 | 0 | 0 | 0 | 0 | 0 | 0 | 0 | 0 | 0 | 0 | 0 | 0 | 0 | 0 | 0 | 0 | 0 | 0 | 0 | 0 | 0 | 0 | 0 | 0 | 0 | 0 | 0 | 0 | 0 | 0 | 0
[13 empty] | 0 | 0 | 0 | 0 | 0 | 0 | 0 | 0 | 0 | 0 | 0 | 0 | 0 | 0 | 0 | 0 | 0 | 0 | 0 | 0 | 0 | 0 | 0 | 0 | 0 | 0 | 0 | 0 | 0 | 0 | 0 | 0 | 0 | 0 | 0 | 0 | 0 | 0 | 0 | 0 | 0 | 0 | 0 | 0 | 0 | 0 | 0 | 0 | 0
[13 empty] | 0 | 0 | 0 | 0 | 0 | 0 | 0 | 0 | 0 | 0 | 0 | 0 | 0 | 0 | 0 | 0 | 0 | 0 | 0 | 0 | 0 | 0 | 0 | 0 | 0 | 0 | 0 | 0 | 0 | 0 | 0 | 0 | 0 | 0 | 0 | 0 | 0 | 0 | 0 | 0 | 0 | 0 | 0 | 0 | 0 | 0 | 0 | 0 | 0
[13 empty] | 0 | 0 | 0 | 0 | 0 | 0 | 0 | 0 | 0 | 0 | 0 | 0 | 0 | 0 | 0 | 0 | 0 | 0 | 0 | 0 | 0 | 0 | 0 | 0 | 0 | 0 | 0 | 0 | 0 | 0 | 0 | 0 | 0 | 0 | 0 | 0 | 0 | 0 | 0 | 0 | 0 | 0 | 0 | 0 | 0 | 0 | 0 | 0 | 0
[13 empty] | 0 | 0 | 0 | 0 | 0 | 0 | 0 | 0 | 0 | 0 | 0 | 0 | 0 | 0 | 0 | 0 | 0 | 0 | 0 | 0 | 0 | 0 | 0 | 0 | 0 | 0 | 0 | 0 | 0 | 0 | 0 | 0 | 0 | 0 | 0 | 0 | 0 | 0 | 0 | 0 | 0 | 0 | 0 | 0 | 0 | 0 | 0 | 0 | 0
[13 empty] | 0 | 0 | 0 | 0 | 0 | 0 | 0 | 0 | 0 | 0 | 0 | 0 | 0 | 0 | 0 | 0 | 0 | 0 | 0 | 0 | 0 | 0 | 0 | 0 | 0 | 0 | 0 | 0 | 0 | 0 | 0 | 0 | 0 | 0 | 0 | 0 | 0 | 0 | 0 | 0 | 0 | 0 | 0 | 0 | 0 | 0 | 0 | 0 | 0
[13 empty] | 0 | 0 | 0 | 0 | 0 | 0 | 0 | 0 | 0 | 0 | 0 | 0 | 0 | 0 | 0 | 0 | 0 | 0 | 0 | 0 | 0 | 0 | 0 | 0 | 0 | 0 | 0 | 0 | 0 | 0 | 0 | 0 | 0 | 0 | 0 | 0 | 0 | 0 | 0 | 0 | 0 | 0 | 0 | 0 | 0 | 0 | 0 | 0 | 0
[13 empty] | 0 | 0 | 0 | 0 | 0 | 0 | 0 | 0 | 0 | 0 | 0 | 0 | 0 | 0 | 0 | 0 | 0 | 0 | 0 | 0 | 0 | 0 | 0 | 0 | 0 | 0 | 0 | 0 | 0 | 0 | 0 | 0 | 0 | 0 | 0 | 0 | 0 | 0 | 0 | 0 | 0 | 0 | 0 | 0 | 0 | 0 | 0 | 0 | 0
[13 empty] | 0 | 0 | 0 | 0 | 0 | 0 | 0 | 0 | 0 | 0 | 0 | 0 | 0 | 0 | 0 | 0 | 0 | 0 | 0 | 0 | 0 | 0 | 0 | 0 | 0 | 0 | 0 | 0 | 0 | 0 | 0 | 0 | 0 | 0 | 0 | 0 | 0 | 0 | 0 | 0 | 0 | 0 | 0 | 0 | 0 | 0 | 0 | 0 | 0
[13 empty] | 0 | 0 | 0 | 0 | 0 | 0 | 0 | 0 | 0 | 0 | 0 | 0 | 0 | 0 | 0 | 0 | 0 | 0 | 0 | 0 | 0 | 0 | 0 | 0 | 0 | 0 | 0 | 0 | 0 | 0 | 0 | 0 | 0 | 0 | 0 | 0 | 0 | 0 | 0 | 0 | 0 | 0 | 0 | 0 | 0 | 0 | 0 | 0 | 0
[13 empty] | 0 | 0 | 0 | 0 | 0 | 0 | 0 | 0 | 0 | 0 | 0 | 0 | 0 | 0 | 0 | 0 | 0 | 0 | 0 | 0 | 0 | 0 | 0 | 0 | 0 | 0 | 0 | 0 | 0 | 0 | 0 | 0 | 0 | 0 | 0 | 0 | 0 | 0 | 0 | 0 | 0 | 0 | 0 | 0 | 0 | 0 | 0 | 0 | 0
[13 empty] | 0 | 0 | 0 | 0 | 0 | 0 | 0 | 0 | 0 | 0 | 0 | 0 | 0 | 0 | 0 | 0 | 0 | 0 | 0 | 0 | 0 | 0 | 0 | 0 | 0 | 0 | 0 | 0 | 0 | 0 | 0 | 0 | 0 | 0 | 0 | 0 | 0 | 0 | 0 | 0 | 0 | 0 | 0 | 0 | 0 | 0 | 0 | 0 | 0
[13 empty] | 0 | 0 | 0 | 0 | 0 | 0 | 0 | 0 | 0 | 0 | 0 | 0 | 0 | 0 | 0 | 0 | 0 | 0 | 0 | 0 | 0 | 0 | 0 | 0 | 0 | 0 | 0 | 0 | 0 | 0 | 0 | 0 | 0 | 0 | 0 | 0 | 0 | 0 | 0 | 0 | 0 | 0 | 0 | 0 | 0 | 0 | 0 | 0 | 0
[13 empty] | 0 | 0 | 0 | 0 | 0 | 0 | 0 | 0 | 0 | 0 | 0 | 0 | 0 | 0 | 0 | 0 | 0 | 0 | 0 | 0 | 0 | 0 | 0 | 0 | 0 | 0 | 0 | 0 | 0 | 0 | 0 | 0 | 0 | 0 | 0 | 0 | 0 | 0 | 0 | 0 | 0 | 0 | 0 | 0 | 0 | 0 | 0 | 0 | 0
[13 empty] | 0 | 0 | 0 | 0 | 0 | 0 | 0 | 0 | 0 | 0 | 0 | 0 | 0 | 0 | 0 | 0 | 0 | 0 | 0 | 0 | 0 | 0 | 0 | 0 | 0 | 0 | 0 | 0 | 0 | 0 | 0 | 0 | 0 | 0 | 0 | 0 | 0 | 0 | 0 | 0 | 0 | 0 | 0 | 0 | 0 | 0 | 0 | 0 | 0
[13 empty] | 0 | 0 | 0 | 0 | 0 | 0 | 0 | 0 | 0 | 0 | 0 | 0 | 0 | 0 | 0 | 0 | 0 | 0 | 0 | 0 | 0 | 0 | 0 | 0 | 0 | 0 | 0 | 0 | 0 | 0 | 0 | 0 | 0 | 0 | 0 | 0 | 0 | 0 | 0 | 0 | 0 | 0 | 0 | 0 | 0 | 0 | 0 | 0 | 0
[13 empty] | 0 | 0 | 0 | 0 | 0 | 0 | 0 | 0 | 0 | 0 | 0 | 0 | 0 | 0 | 0 | 0 | 0 | 0 | 0 | 0 | 0 | 0 | 0 | 0 | 0 | 0 | 0 | 0 | 0 | 0 | 0 | 0 | 0 | 0 | 0 | 0 | 0 | 0 | 0 | 0 | 0 | 0 | 0 | 0 | 0 | 0 | 0 | 0 | 0
[13 empty] | 0 | 0 | 0 | 0 | 0 | 0 | 0 | 0 | 0 | 0 | 0 | 0 | 0 | 0 | 0 | 0 | 0 | 0 | 0 | 0 | 0 | 0 | 0 | 0 | 0 | 0 | 0 | 0 | 0 | 0 | 0 | 0 | 0 | 0 | 0 | 0 | 0 | 0 | 0 | 0 | 0 | 0 | 0 | 0 | 0 | 0 | 0 | 0 | 0
[13 empty] | 0 | 0 | 0 | 0 | 0 | 0 | 0 | 0 | 0 | 0 | 0 | 0 | 0 | 0 | 0 | 0 | 0 | 0 | 0 | 0 | 0 | 0 | 0 | 0 | 0 | 0 | 0 | 0 | 0 | 0 | 0 | 0 | 0 | 0 | 0 | 0 | 0 | 0 | 0 | 0 | 0 | 0 | 0 | 0 | 0 | 0 | 0 | 0 | 0
[13 empty] | 0 | 0 | 0 | 0 | 0 | 0 | 0 | 0 | 0 | 0 | 0 | 0 | 0 | 0 | 0 | 0 | 0 | 0 | 0 | 0 | 0 | 0 | 0 | 0 | 0 | 0 | 0 | 0 | 0 | 0 | 0 | 0 | 0 | 0 | 0 | 0 | 0 | 0 | 0 | 0 | 0 | 0 | 0 | 0 | 0 | 0 | 0 | 0 | 0
[13 empty] | 0 | 0 | 0 | 0 | 0 | 0 | 0 | 0 | 0 | 0 | 0 | 0 | 0 | 0 | 0 | 0 | 0 | 0 | 0 | 0 | 0 | 0 | 0 | 0 | 0 | 0 | 0 | 0 | 0 | 0 | 0 | 0 | 0 | 0 | 0 | 0 | 0 | 0 | 0 | 0 | 0 | 0 | 0 | 0 | 0 | 0 | 0 | 0 | 0
[13 empty] | 0 | 0 | 0 | 0 | 0 | 0 | 0 | 0 | 0 | 0 | 0 | 0 | 0 | 0 | 0 | 0 | 0 | 0 | 0 | 0 | 0 | 0 | 0 | 0 | 0 | 0 | 0 | 0 | 0 | 0 | 0 | 0 | 0 | 0 | 0 | 0 | 0 | 0 | 0 | 0 | 0 | 0 | 0 | 0 | 0 | 0 | 0 | 0 | 0
[13 empty] | 0 | 0 | 0 | 0 | 0 | 0 | 0 | 0 | 0 | 0 | 0 | 0 | 0 | 0 | 0 | 0 | 0 | 0 | 0 | 0 | 0 | 0 | 0 | 0 | 0 | 0 | 0 | 0 | 0 | 0 | 0 | 0 | 0 | 0 | 0 | 0 | 0 | 0 | 0 | 0 | 0 | 0 | 0 | 0 | 0 | 0 | 0 | 0 | 0
[13 empty] | 0 | 0 | 0 | 0 | 0 | 0 | 0 | 0 | 0 | 0 | 0 | 0 | 0 | 0 | 0 | 0 | 0 | 0 | 0 | 0 | 0 | 0 | 0 | 0 | 0 | 0 | 0 | 0 | 0 | 0 | 0 | 0 | 0 | 0 | 0 | 0 | 0 | 0 | 0 | 0 | 0 | 0 | 0 | 0 | 0 | 0 | 0 | 0 | 0
[13 empty] | 0 | 0 | 0 | 0 | 0 | 0 | 0 | 0 | 0 | 0 | 0 | 0 | 0 | 0 | 0 | 0 | 0 | 0 | 0 | 0 | 0 | 0 | 0 | 0 | 0 | 0 | 0 | 0 | 0 | 0 | 0 | 0 | 0 | 0 | 0 | 0 | 0 | 0 | 0 | 0 | 0 | 0 | 0 | 0 | 0 | 0 | 0 | 0 | 0
[13 empty] | 0 | 0 | 0 | 0 | 0 | 0 | 0 | 0 | 0 | 0 | 0 | 0 | 0 | 0 | 0 | 0 | 0 | 0 | 0 | 0 | 0 | 0 | 0 | 0 | 0 | 0 | 0 | 0 | 0 | 0 | 0 | 0 | 0 | 0 | 0 | 0 | 0 | 0 | 0 | 0 | 0 | 0 | 0 | 0 | 0 | 0 | 0 | 0 | 0
[13 empty] | 0 | 0 | 0 | 0 | 0 | 0 | 0 | 0 | 0 | 0 | 0 | 0 | 0 | 0 | 0 | 0 | 0 | 0 | 0 | 0 | 0 | 0 | 0 | 0 | 0 | 0 | 0 | 0 | 0 | 0 | 0 | 0 | 0 | 0 | 0 | 0 | 0 | 0 | 0 | 0 | 0 | 0 | 0 | 0 | 0 | 0 | 0 | 0 | 0
[13 empty] | 0 | 0 | 0 | 0 | 0 | 0 | 0 | 0 | 0 | 0 | 0 | 0 | 0 | 0 | 0 | 0 | 0 | 0 | 0 | 0 | 0 | 0 | 0 | 0 | 0 | 0 | 0 | 0 | 0 | 0 | 0 | 0 | 0 | 0 | 0 | 0 | 0 | 0 | 0 | 0 | 0 | 0 | 0 | 0 | 0 | 0 | 0 | 0 | 0
[13 empty] | 0 | 0 | 0 | 0 | 0 | 0 | 0 | 0 | 0 | 0 | 0 | 0 | 0 | 0 | 0 | 0 | 0 | 0 | 0 | 0 | 0 | 0 | 0 | 0 | 0 | 0 | 0 | 0 | 0 | 0 | 0 | 0 | 0 | 0 | 0 | 0 | 0 | 0 | 0 | 0 | 0 | 0 | 0 | 0 | 0 | 0 | 0 | 0 | 0
[13 empty] | 0 | 0 | 0 | 0 | 0 | 0 | 0 | 0 | 0 | 0 | 0 | 0 | 0 | 0 | 0 | 0 | 0 | 0 | 0 | 0 | 0 | 0 | 0 | 0 | 0 | 0 | 0 | 0 | 0 | 0 | 0 | 0 | 0 | 0 | 0 | 0 | 0 | 0 | 0 | 0 | 0 | 0 | 0 | 0 | 0 | 0 | 0 | 0 | 0
[13 empty] | 0 | 0 | 0 | 0 | 0 | 0 | 0 | 0 | 0 | 0 | 0 | 0 | 0 | 0 | 0 | 0 | 0 | 0 | 0 | 0 | 0 | 0 | 0 | 0 | 0 | 0 | 0 | 0 | 0 | 0 | 0 | 0 | 0 | 0 | 0 | 0 | 0 | 0 | 0 | 0 | 0 | 0 | 0 | 0 | 0 | 0 | 0 | 0 | 0
[13 empty] | 0 | 0 | 0 | 0 | 0 | 0 | 0 | 0 | 0 | 0 | 0 | 0 | 0 | 0 | 0 | 0 | 0 | 0 | 0 | 0 | 0 | 0 | 0 | 0 | 0 | 0 | 0 | 0 | 0 | 0 | 0 | 0 | 0 | 0 | 0 | 0 | 0 | 0 | 0 | 0 | 0 | 0 | 0 | 0 | 0 | 0 | 0 | 0 | 0
[13 empty] | 0 | 0 | 0 | 0 | 0 | 0 | 0 | 0 | 0 | 0 | 0 | 0 | 0 | 0 | 0 | 0 | 0 | 0 | 0 | 0 | 0 | 0 | 0 | 0 | 0 | 0 | 0 | 0 | 0 | 0 | 0 | 0 | 0 | 0 | 0 | 0 | 0 | 0 | 0 | 0 | 0 | 0 | 0 | 0 | 0 | 0 | 0 | 0 | 0
[13 empty] | 0 | 0 | 0 | 0 | 0 | 0 | 0 | 0 | 0 | 0 | 0 | 0 | 0 | 0 | 0 | 0 | 0 | 0 | 0 | 0 | 0 | 0 | 0 | 0 | 0 | 0 | 0 | 0 | 0 | 0 | 0 | 0 | 0 | 0 | 0 | 0 | 0 | 0 | 0 | 0 | 0 | 0 | 0 | 0 | 0 | 0 | 0 | 0 | 0
[13 empty] | 0 | 0 | 0 | 0 | 0 | 0 | 0 | 0 | 0 | 0 | 0 | 0 | 0 | 0 | 0 | 0 | 0 | 0 | 0 | 0 | 0 | 0 | 0 | 0 | 0 | 0 | 0 | 0 | 0 | 0 | 0 | 0 | 0 | 0 | 0 | 0 | 0 | 0 | 0 | 0 | 0 | 0 | 0 | 0 | 0 | 0 | 0 | 0 | 0
x | x | x | x | x | x | x | x | x | x | x | x | x | x |  | x | x | x | x | x | x | x | [34 empty] | x | x | x | x | x | x
Appliance Recycling | RES
Appliances | VS or S NR
Building Shell - Insulation | M NR
Building Shell - Roof Color | L NR
Building Shell - Windows | AG
HVAC - Air Conditioning Systems
HVAC - Controls
HVAC - Heating Systems
HVAC - Tune-up
HVAC - Ventilation Systems
Lighting - Comprehensive Measures
Lighting - Controls
Lighting - Exterior
Lighting - Interior
Nonresidential - Comprehensive Measures
Nonresidential - Compressed Air Systems
Nonresidential - Custom End Use
Nonresidential - Food Service & Processing
Nonresidential - Motor Controls
Nonresidential - Motors
Nonresidential - Office Equipment
Nonresidential - Process Optimization
Nonresidential - Pumping Systems
Nonresidential - Refrigeration
Residential - Comprehensive Measures
Water Heating - Systems
Water Heating - Controls
Other

## 3 - Non-MeasurableEEActivities
CPUC 2004 - 2005 Energy Efficiency Programs: 3- Non-MeasurableEEActivities
Southern California Edison
Standard Performance Contract
SCE
Electric
MEASURE TYPE / END USE LOAD Select from List | MEASURE / ACTIVITY NAME Provide Additional Descriptions in Proposal Narrative | UNIT GOALS | DIRECT COST PER UNIT
X | x | x | x
Appliance Recycling
Appliances
Building Shell - Insulation
Building Shell - Roof Color
Building Shell - Windows
HVAC - Air Conditioning Systems
HVAC - Controls
HVAC - Heating Systems
HVAC - Tune-up
HVAC - Ventilation Systems
Lighting - Comprehensive Measures
Lighting - Controls
Lighting - Exterior
Lighting - Interior
Nonresidential - Comprehensive Measures
Nonresidential - Compressed Air Systems
Nonresidential - Custom End Use
Nonresidential - Food Service & Processing
Nonresidential - Motor Controls
Nonresidential - Motors
Nonresidential - Office Equipment
Nonresidential - Process Optimization
Nonresidential - Pumping Systems
Nonresidential - Refrigeration
Residential - Comprehensive Measures
Water Heating - Systems
Water Heating - Controls
Other

## 4 - Other Performance Goals
CPUC 2004 - 2005 Energy Efficiency Programs: 4 - Other Performance Goals
Southern California Edison
Standard Performance Contract
SCE
Electric
ACTIVITY DESCRIPTION | SPECIFY QUANTITATIVE GOAL If Applicable | SPECIFY TARGET COMPLETION DATE If Applicable
x | x | x

## 5 - Marketing Activities
CPUC 2004 - 2005 Energy Efficiency Programs: 5 - Marketing Activities
Southern California Edison
Standard Performance Contract
SCE
Electric
ACTIVITY DESCRIPTION | SPECIFY QUANTITATIVE GOAL If Applicable | SPECIFY TARGET COMPLETION DATE If Applicable
Development and design of program brochures outlining program requirements, eligibility, and application instructions. | 2500 | 2004-03-31
Update, produce and make available a program CD including estimating tools and application information. | 3000 | 2004-03-31
Promotional items to be distributerd at trade shows, conventions, workshops and special events. | 10000 | on-going
Direct mailers distributed to eligible customers in SCE service territory. | 30000 | 2004-04-30
Bill inserts for distribution in customer bills that include program information and updates. | 5000 | 2004-04-30
Update program website to include 2004 program features, downloadable application forms and instructions, downloadable program manual, funding updates and other program changes. | n/a | 2004-02-28
Plan and conduct seminars/workshops for contractors, program applications, customers, and internal account management staff regarding program updates and changes. | 2 | 2004-03-31
Development and design of program brochures outlining program requirements, eligibility, and application instructions. | 2500 | 2005-03-31
Update, produce and make available a program CD including estimating tools and application information. | 3000 | 3/31/200
Direct mailers distributed to eligible customers in SCE service territory. | 30000 | 2005-04-30
Bill inserts for distribution in customer bills that include program information and updates. | 5000 | 2005-04-30
Plan and conduct seminars/workshops for contractors, program applications, customers, and internal account management staff regarding program updates and changes. | 2 | 2005-03-31
x | x | x

## 6 - EM&V Activities
CPUC 2004 - 2005 Energy Efficiency Programs: 6 - EM&V Activities
Southern California Edison
Standard Performance Contract
SCE
Electric
| ACTIVITY CATEGORY Select From List | SPECIFY TARGET COMPLETION DATE
Select EM&V Contractor | Select EM&V Contractor | 2004-04-01
Develop EM&V Plan | Develop EM&V Plan | 2004-06-01
Conduct Market Assessments and or Baseline analysis | Conduct Phone/Mail/Email Surveys | 8/1/04 & 8/1/05
Develop Survey Instruments | Analyze Survey Data | 9/15/04 & 9/15/05
Conduct Phone/Mail/Email Surveys | Provide Feedback to Implementer (s) | ongoing
Conduct On-site Surveys/Site Inspections | Provide Interim EM&V Reports and Memorandums | quarterly
Install Metering/Monitoring Equipment | Prepare and Submit Draft EM&V Report | 2006-03-01
Analyze Survey Data | Prepare and Submit Final EM&V Report | 2006-04-01
Analyze Metering/Monitoring Data
Perform/Review Engineering Analysis
Provide Feedback to Implementer (s)
Provide Interim EM&V Reports and Memorandums
Prepare and Submit Draft EM&V Report
Prepare and Submit Final EM&V Report

## 7 - Subcontractor Activities
CPUC 2004 - 2005 Energy Efficiency Programs: 7 - Subcontractor Activities
Southern California Edison
Standard Performance Contract
SCE
Electric
SUBCONTRATOR | EXPECTED TASK OR ACTIVITIES
Alternative Energy Systems Consulting, Inc.(AESC) | Conduct pre- and post-installation inspections, analyze project applications, verify savings estimates, write reviews and make recommendations for project status.
kW Engineering | Conduct pre- and post-installation inspections, analyze project applications, verify savings estimates, write reviews and make recommendations for project status.
Nexant, Inc. | Conduct pre- and post-installation inspections, analyze project applications, verify savings estimates, write reviews and make recommendations for project status.
SBW Consulting | Conduct pre- and post-installation inspections, analyze project applications, verify savings estimates, write reviews and make recommendations for project status.
x | x

## 8 - Labor
CPUC 2004 - 2005 Energy Efficiency Programs: 8 - Labor
Southern California Edison
Standard Performance Contract
SCE
Electric
Position Title | Staff Name | Primary Responsibilities | % of Time Devoted to Program
Manager | Grant Hjelsand | Budget responsibility, oversight of program | 15%
Program Manager | Marci Burgdorf | Manage daily activities, reporting, responsibility for meeting program goals and objectives | 25%
Contract Administrator | Carole Quinn | Manage contracts, work closely with reviewers, communcate with customers | 30%
Contract Administrator | Priscilla Flores | Manage contracts, work closely with reviewers,communicate with customers | 30%
Analyst | TBD | Assist with contract management, provide technical support and track of applications | 40%
Customer Service Specialist | Angel de la Isla | Data entry, database management, and contract processing | 40%
Customer Service Specialist | Joann Hernandez | Data entry, database management, and contract processing | 40%
x |  | x | x
Labor - Audit Execution
Labor - Business Outreach
Labor - Clerical
Labor - Conference Attendance
Labor - Customer Outreach
Labor - Customer Relations
Labor - Customer Training
Labor - EM&V
Labor - Field Verification
Labor - Marketing
Labor - Measure Installation
Labor - Program Design
Labor - Program Development
Labor - Program Planning
Labor - Program/Project Management
Labor - Rebate Processing
Labor - Site Inspections
Labor - Staff Management
Labor - Staff Supervision
Subcontractor Labor - Audit Execution
Subcontractor Labor - Business Outreach
Subcontractor Labor - Clerical
Subcontractor Labor - Conference Attendance
Subcontractor Labor - Customer Outreach
Subcontractor Labor - Customer Relations
Subcontractor Labor - Customer Training
Subcontractor Labor - EM&V
Subcontractor Labor - Field Verification
Subcontractor Labor - Marketing
Subcontractor Labor - Measure Installation
Subcontractor Labor - Program Design
Subcontractor Labor - Program Development
Subcontractor Labor - Program Planning
Subcontractor Labor - Program/Project Management
Subcontractor Labor - Rebate Processing
Subcontractor Labor - Site Inspections
Subcontractor Labor - Staff Management
Subcontractor Labor - Staff Supervision

## LU - Avd. Costs TRC
Discount Rate
|  |  |  | AVOIDED COST VALUES - TRC |  |  |  |  | 8.15%
|  | Electric |  |  |  |  | Natural Gas
| Statewide Avg. | Gen | T&D | Env.Ext. | Total |  | Gen | T&D | Env.Ext. | Total
| Year | $/kWh | $/kWh | $/kWh | $/kWh | Year | $/thm | $/thm | $/thm | $/thm
| 2004 | 0.05341 | 0.00574 | 0.00704 | 0.06619 | 2004 | 0.34 | 0.03 | 0.06 | 0.43
| 2005 | 0.05451 | 0.006 | 0.0072 | 0.06771 | 2005 | 0.35 | 0.03 | 0.06 | 0.44
| 2006 | 0.04961 | 0.0062 | 0.0074 | 0.06321 | 2006 | 0.37 | 0.03 | 0.07 | 0.47
| 2007 | 0.05155 | 0.0065 | 0.0076 | 0.06565 | 2007 | 0.39 | 0.03 | 0.07 | 0.49
| 2008 | 0.05325 | 0.00675 | 0.00785 | 0.06785 | 2008 | 0.4 | 0.04 | 0.07 | 0.51
| 2009 | 0.0551 | 0.00704 | 0.00814 | 0.07028 | 2009 | 0.42 | 0.04 | 0.07 | 0.53
| 2010 | 0.05708 | 0.00734 | 0.00834 | 0.07276 | 2010 | 0.44 | 0.04 | 0.07 | 0.55
| 2011 | 0.05896 | 0.0076 | 0.0086 | 0.07516 | 2011 | 0.38 | 0.04 | 0.08 | 0.5
| 2012 | 0.06138 | 0.00794 | 0.00884 | 0.07816 | 2012 | 0.4 | 0.04 | 0.08 | 0.52
| 2013 | 0.06399 | 0.0083 | 0.0091 | 0.08139 | 2013 | 0.42 | 0.04 | 0.08 | 0.54
| 2014 | 0.06676 | 0.0086 | 0.0094 | 0.08476 | 2014 | 0.43 | 0.04 | 0.08 | 0.55
| 2015 | 0.06976 | 0.009 | 0.0097 | 0.08846 | 2015 | 0.45 | 0.04 | 0.09 | 0.58
| 2016 | 0.073 | 0.00934 | 0.00994 | 0.09228 | 2016 | 0.48 | 0.04 | 0.09 | 0.61
| 2017 | 0.07649 | 0.00974 | 0.01024 | 0.09647 | 2017 | 0.5 | 0.04 | 0.09 | 0.63
| 2018 | 0.08023 | 0.01014 | 0.01054 | 0.10091 | 2018 | 0.52 | 0.05 | 0.09 | 0.66
| 2019 | 0.08428 | 0.01055 | 0.01081 | 0.10564 | 2019 | 0.54 | 0.05 | 0.1 | 0.69
| 2020 | 0.08844 | 0.01059 | 0.01108 | 0.11011 | 2020 | 0.57 | 0.05 | 0.1 | 0.72
| 2021 | 0.09287 | 0.01112 | 0.01136 | 0.11535 | 2021 | 0.59 | 0.05 | 0.1 | 0.74
| 2022 | 0.09942 | 0.01152 | 0.01167 | 0.12261 | 2022 | 0.61 | 0.05 | 0.1 | 0.76
| 2023 | 0.10222 | 0.01191 | 0.01198 | 0.12611 | 2023 | 0.64 | 0.06 | 0.11 | 0.81
| SUM | 1.3923 | 0.17192 | 0.18683 | 1.7511 | SUM | 9.24 | 0.66 | 1.66 | 11.73
0 |  |  |  |  | 0 |  |  |  |  | 0
1 | PV (1 yr) | 0.05341 | 0.00574 | 0.00704 | 0.06619 | PV (1 yr) | 0.34 | 0.03 | 0.06 | 0.43
2 | PV (2 yr) | 0.10381 | 0.011288 | 0.013697 | 0.1288 | PV (2 yr) | 0.66362 | 0.057739 | 0.11548 | 0.83684
3 | PV (3 yr) | 0.14623 | 0.016589 | 0.020024 | 0.18284 | PV (3 yr) | 0.97996 | 0.083388 | 0.17533 | 1.2387 | Discount Rate | 8.15%
4 | PV (4 yr) | 0.18698 | 0.021727 | 0.026032 | 0.23474 | PV (4 yr) | 1.2883 | 0.1071 | 0.23066 | 1.626
5 | PV (5 yr) | 0.2259 | 0.026661 | 0.03177 | 0.28433 | PV (5 yr) | 1.5807 | 0.13634 | 0.28183 | 1.9988
6 | PV (6 yr) | 0.26314 | 0.031419 | 0.037272 | 0.33183 | PV (6 yr) | 1.8645 | 0.16338 | 0.32914 | 2.357
7 | PV (7 yr) | 0.29882 | 0.036006 | 0.042484 | 0.37731 | PV (7 yr) | 2.1395 | 0.18838 | 0.37289 | 2.7008
8 | PV (8 yr) | 0.33289 | 0.040398 | 0.047453 | 0.42074 | PV (8 yr) | 2.3591 | 0.21149 | 0.41912 | 2.9897
9 | PV (9 yr) | 0.36568 | 0.04464 | 0.052177 | 0.4625 | PV (9 yr) | 2.5728 | 0.23286 | 0.46186 | 3.2675
10 | PV (10 yr) | 0.39729 | 0.048741 | 0.056672 | 0.50271 | PV (10 yr) | 2.7803 | 0.25262 | 0.50138 | 3.5343
11 | PV (11 yr) | 0.42779 | 0.052669 | 0.060966 | 0.54143 | PV (11 yr) | 2.9767 | 0.2709 | 0.53793 | 3.7855
12 | PV (12 yr) | 0.45726 | 0.056471 | 0.065064 | 0.57879 | PV (12 yr) | 3.1668 | 0.28779 | 0.57594 | 4.0305
13 | PV (13 yr) | 0.48577 | 0.060119 | 0.068946 | 0.61483 | PV (13 yr) | 3.3543 | 0.30341 | 0.61109 | 4.2688
14 | PV (14 yr) | 0.51339 | 0.063636 | 0.072644 | 0.64967 | PV (14 yr) | 3.5348 | 0.31786 | 0.64359 | 4.4963
15 | PV (15 yr) | 0.54018 | 0.067022 | 0.076163 | 0.68336 | PV (15 yr) | 3.7085 | 0.33455 | 0.67365 | 4.7167
16 | PV (16 yr) | 0.5662 | 0.070279 | 0.079501 | 0.71598 | PV (16 yr) | 3.8752 | 0.34999 | 0.70452 | 4.9297
17 | PV (17 yr) | 0.59145 | 0.073302 | 0.082664 | 0.74741 | PV (17 yr) | 4.0379 | 0.36426 | 0.73307 | 5.1352
18 | PV (18 yr) | 0.61596 | 0.076238 | 0.085662 | 0.77786 | PV (18 yr) | 4.1936 | 0.37746 | 0.75946 | 5.3306
19 | PV (19 yr) | 0.64023 | 0.079049 | 0.088511 | 0.80779 | PV (19 yr) | 4.3425 | 0.38967 | 0.78387 | 5.5161
20 | PV (20 yr) | 0.6633 | 0.081737 | 0.091214 | 0.83625 | PV (20 yr) | 4.487 | 0.40321 | 0.8087 | 5.6989

## LU - Avd. Costs PT
[5 empty] | AVOIDED COST VALUES - PT |  |  |  |  | Discount Rate | 8.15%
|  |  | Electric ($/kWh) | [5 empty] | Electric ($/kWh) | [5 empty] | Electric ($/kWh)
|  |  | PG&E | [5 empty] | SCE | [5 empty] | SDG&E
|  | Residential | Agricultural | Small Commercial | Medium Commercial | Large Commerical |  | Residential | Agricultural | Small Commercial | Medium Commercial | Large Commerical |  | Residential | Agricultural | Small Commercial | Medium Commercial | Large Commerical
| 2004 | 0.13 | 0.14 | 0.17 | 0.16 | 0.14 | 2004 | 0.14 | 0.11 | 0.18 | 0.15 | 0.13 | 2004 | 0.16 | 0.15 | 0.17 | 0.12 | 0.12
| 2005 | 0.13466 | 0.14502 | 0.1761 | 0.16574 | 0.14502 | 2005 | 0.14502 | 0.11395 | 0.18646 | 0.15538 | 0.13466 | 2005 | 0.16574 | 0.15538 | 0.1761 | 0.12431 | 0.12431
| 2006 | 0.13933 | 0.15005 | 0.1822 | 0.17148 | 0.15005 | 2006 | 0.15005 | 0.11789 | 0.19292 | 0.16076 | 0.13933 | 2006 | 0.17148 | 0.16076 | 0.1822 | 0.12861 | 0.12861
| 2007 | 0.14252 | 0.15349 | 0.18638 | 0.17541 | 0.15349 | 2007 | 0.15349 | 0.1206 | 0.19734 | 0.16445 | 0.14252 | 2007 | 0.17541 | 0.16445 | 0.18638 | 0.13156 | 0.13156
| 2008 | 0.14534 | 0.15652 | 0.19006 | 0.17888 | 0.15652 | 2008 | 0.15652 | 0.12298 | 0.20124 | 0.1677 | 0.14534 | 2008 | 0.17888 | 0.1677 | 0.19006 | 0.13416 | 0.13416
| 2009 | 0.14804 | 0.15942 | 0.19359 | 0.1822 | 0.15942 | 2009 | 0.15942 | 0.12526 | 0.20497 | 0.17081 | 0.14804 | 2009 | 0.1822 | 0.17081 | 0.19359 | 0.13665 | 0.13665
| 2010 | 0.15079 | 0.16239 | 0.19718 | 0.18558 | 0.16239 | 2010 | 0.16239 | 0.12759 | 0.20878 | 0.17398 | 0.15079 | 2010 | 0.18558 | 0.17398 | 0.19718 | 0.13919 | 0.13919
| 2011 | 0.15371 | 0.16553 | 0.201 | 0.18918 | 0.16553 | 2011 | 0.16553 | 0.13006 | 0.21282 | 0.17735 | 0.15371 | 2011 | 0.18918 | 0.17735 | 0.201 | 0.14188 | 0.14188
| 2012 | 0.15685 | 0.16892 | 0.20511 | 0.19305 | 0.16892 | 2012 | 0.16892 | 0.13272 | 0.21718 | 0.18098 | 0.15685 | 2012 | 0.19305 | 0.18098 | 0.20511 | 0.14478 | 0.14478
| 2013 | 0.16014 | 0.17246 | 0.20942 | 0.1971 | 0.17246 | 2013 | 0.17246 | 0.13551 | 0.22174 | 0.18478 | 0.16014 | 2013 | 0.1971 | 0.18478 | 0.20942 | 0.14782 | 0.14782
| 2014 | 0.16351 | 0.17609 | 0.21382 | 0.20124 | 0.17609 | 2014 | 0.17609 | 0.13835 | 0.2264 | 0.18866 | 0.16351 | 2014 | 0.20124 | 0.18866 | 0.21382 | 0.15093 | 0.15093
| 2015 | 0.16698 | 0.17983 | 0.21836 | 0.20552 | 0.17983 | 2015 | 0.17983 | 0.14129 | 0.23121 | 0.19267 | 0.16698 | 2015 | 0.20552 | 0.19267 | 0.21836 | 0.15414 | 0.15414
| 2016 | 0.17049 | 0.18361 | 0.22295 | 0.20984 | 0.18361 | 2016 | 0.18361 | 0.14426 | 0.23607 | 0.19672 | 0.17049 | 2016 | 0.20984 | 0.19672 | 0.22295 | 0.15738 | 0.15738
| 2017 | 0.17406 | 0.18745 | 0.22762 | 0.21423 | 0.18745 | 2017 | 0.18745 | 0.14728 | 0.24101 | 0.20084 | 0.17406 | 2017 | 0.21423 | 0.20084 | 0.22762 | 0.16067 | 0.16067
| 2018 | 0.17772 | 0.1914 | 0.23241 | 0.21874 | 0.1914 | 2018 | 0.1914 | 0.15038 | 0.24608 | 0.20507 | 0.17772 | 2018 | 0.21874 | 0.20507 | 0.23241 | 0.16405 | 0.16405
| 2019 | 0.18145 | 0.19541 | 0.23728 | 0.22332 | 0.19541 | 2019 | 0.19541 | 0.15353 | 0.25124 | 0.20937 | 0.18145 | 2019 | 0.22332 | 0.20937 | 0.23728 | 0.16749 | 0.16749
| 2020 | 0.18529 | 0.19954 | 0.2423 | 0.22805 | 0.19954 | 2020 | 0.19954 | 0.15679 | 0.25656 | 0.2138 | 0.18529 | 2020 | 0.22805 | 0.2138 | 0.2423 | 0.17104 | 0.17104
| 2021 | 0.18918 | 0.20374 | 0.24739 | 0.23284 | 0.20374 | 2021 | 0.20374 | 0.16008 | 0.26195 | 0.21829 | 0.18918 | 2021 | 0.23284 | 0.21829 | 0.24739 | 0.17463 | 0.17463
| 2022 | 0.19316 | 0.20801 | 0.25259 | 0.23773 | 0.20801 | 2022 | 0.20801 | 0.16344 | 0.26745 | 0.22287 | 0.19316 | 2022 | 0.23773 | 0.22287 | 0.25259 | 0.1783 | 0.1783
| 2023 | 0.19721 | 0.21238 | 0.25789 | 0.24272 | 0.21238 | 2023 | 0.21238 | 0.16687 | 0.27306 | 0.22755 | 0.19721 | 2023 | 0.24272 | 0.22755 | 0.25789 | 0.18204 | 0.18204
| 2024 | 0.20135 | 0.21684 | 0.26331 | 0.24782 | 0.21684 | 2024 | 0.21684 | 0.17038 | 0.2788 | 0.23233 | 0.20135 | 2024 | 0.24782 | 0.23233 | 0.26331 | 0.18586 | 0.18586
0
1 | PV (1 yr) | 0.13 | 0.14 | 0.17 | 0.16 | 0.14 | PV (1 yr) | 0.14 | 0.11 | 0.18 | 0.15 | 0.13 | PV (1 yr) | 0.16 | 0.15 | 0.17 | 0.12 | 0.12
2 | PV (2 yr) | 0.25452 | 0.27409 | 0.33283 | 0.31325 | 0.27409 | PV (2 yr) | 0.27409 | 0.21536 | 0.35241 | 0.29367 | 0.25452 | PV (2 yr) | 0.31325 | 0.29367 | 0.33283 | 0.23494 | 0.23494
3 | PV (3 yr) | 0.37364 | 0.40238 | 0.4886 | 0.45986 | 0.40238 | PV (3 yr) | 0.40238 | 0.31616 | 0.51735 | 0.43112 | 0.37364 | PV (3 yr) | 0.45986 | 0.43112 | 0.4886 | 0.3449 | 0.3449
4 | PV (4 yr) | 0.48631 | 0.52372 | 0.63594 | 0.59853 | 0.52372 | PV (4 yr) | 0.52372 | 0.41149 | 0.67335 | 0.56112 | 0.48631 | PV (4 yr) | 0.59853 | 0.56112 | 0.63594 | 0.4489 | 0.4489
5 | PV (5 yr) | 0.59254 | 0.63812 | 0.77486 | 0.72928 | 0.63812 | PV (5 yr) | 0.63812 | 0.50138 | 0.82044 | 0.6837 | 0.59254 | PV (5 yr) | 0.72928 | 0.6837 | 0.77486 | 0.54696 | 0.54696
6 | PV (6 yr) | 0.6926 | 0.74587 | 0.9057 | 0.85243 | 0.74587 | PV (6 yr) | 0.74587 | 0.58604 | 0.95898 | 0.79915 | 0.6926 | PV (6 yr) | 0.85243 | 0.79915 | 0.9057 | 0.63932 | 0.63932
7 | PV (7 yr) | 0.78683 | 0.84736 | 1.0289 | 0.96841 | 0.84736 | PV (7 yr) | 0.84736 | 0.66578 | 1.0895 | 0.90788 | 0.78683 | PV (7 yr) | 0.96841 | 0.90788 | 1.0289 | 0.72631 | 0.72631
8 | PV (8 yr) | 0.87565 | 0.94301 | 1.1451 | 1.0777 | 0.94301 | PV (8 yr) | 0.94301 | 0.74093 | 1.2124 | 1.0104 | 0.87565 | PV (8 yr) | 1.0777 | 1.0104 | 1.1451 | 0.80829 | 0.80829
9 | PV (9 yr) | 0.95945 | 1.0333 | 1.2547 | 1.1809 | 1.0333 | PV (9 yr) | 1.0333 | 0.81185 | 1.3285 | 1.1071 | 0.95945 | PV (9 yr) | 1.1809 | 1.1071 | 1.2547 | 0.88565 | 0.88565
10 | PV (10 yr) | 1.0386 | 1.1185 | 1.3581 | 1.2782 | 1.1185 | PV (10 yr) | 1.1185 | 0.87879 | 1.438 | 1.1984 | 1.0386 | PV (10 yr) | 1.2782 | 1.1984 | 1.3581 | 0.95868 | 0.95868
11 | PV (11 yr) | 1.1133 | 1.1989 | 1.4558 | 1.3702 | 1.1989 | PV (11 yr) | 1.1989 | 0.94199 | 1.5414 | 1.2845 | 1.1133 | PV (11 yr) | 1.3702 | 1.2845 | 1.4558 | 1.0276 | 1.0276
12 | PV (12 yr) | 1.1838 | 1.2749 | 1.548 | 1.457 | 1.2749 | PV (12 yr) | 1.2749 | 1.0017 | 1.6391 | 1.3659 | 1.1838 | PV (12 yr) | 1.457 | 1.3659 | 1.548 | 1.0927 | 1.0927
13 | PV (13 yr) | 1.2504 | 1.3466 | 1.6351 | 1.5389 | 1.3466 | PV (13 yr) | 1.3466 | 1.058 | 1.7313 | 1.4427 | 1.2504 | PV (13 yr) | 1.5389 | 1.4427 | 1.6351 | 1.1542 | 1.1542
14 | PV (14 yr) | 1.3132 | 1.4143 | 1.7173 | 1.6163 | 1.4143 | PV (14 yr) | 1.4143 | 1.1112 | 1.8183 | 1.5153 | 1.3132 | PV (14 yr) | 1.6163 | 1.5153 | 1.7173 | 1.2122 | 1.2122
15 | PV (15 yr) | 1.3726 | 1.4782 | 1.7949 | 1.6893 | 1.4782 | PV (15 yr) | 1.4782 | 1.1614 | 1.9005 | 1.5837 | 1.3726 | PV (15 yr) | 1.6893 | 1.5837 | 1.7949 | 1.267 | 1.267
16 | PV (16 yr) | 1.4286 | 1.5385 | 1.8682 | 1.7583 | 1.5385 | PV (16 yr) | 1.5385 | 1.2088 | 1.9781 | 1.6484 | 1.4286 | PV (16 yr) | 1.7583 | 1.6484 | 1.8682 | 1.3187 | 1.3187
17 | PV (17 yr) | 1.4815 | 1.5955 | 1.9373 | 1.8234 | 1.5955 | PV (17 yr) | 1.5955 | 1.2536 | 2.0513 | 1.7094 | 1.4815 | PV (17 yr) | 1.8234 | 1.7094 | 1.9373 | 1.3675 | 1.3675
18 | PV (18 yr) | 1.5314 | 1.6492 | 2.0027 | 1.8848 | 1.6492 | PV (18 yr) | 1.6492 | 1.2958 | 2.1205 | 1.767 | 1.5314 | PV (18 yr) | 1.8848 | 1.767 | 2.0027 | 1.4136 | 1.4136
19 | PV (19 yr) | 1.5786 | 1.7 | 2.0643 | 1.9429 | 1.7 | PV (19 yr) | 1.7 | 1.3357 | 2.1857 | 1.8214 | 1.5786 | PV (19 yr) | 1.9429 | 1.8214 | 2.0643 | 1.4572 | 1.4572
20 | PV (20 yr) | 1.6231 | 1.7479 | 2.1225 | 1.9977 | 1.7479 | PV (20 yr) | 1.7479 | 1.3734 | 2.2474 | 1.8728 | 1.6231 | PV (20 yr) | 1.9977 | 1.8728 | 2.1225 | 1.4982 | 1.4982
|  |  | Natural Gas ($/therm) | [5 empty] | Natural Gas ($/therm) | [5 empty] | Natural Gas ($/therm)
|  |  | PG&E | [5 empty] | SoCalGas | [5 empty] | SDG&E
|  | Residential | Agricultural | Small Commercial | Medium Commercial | Large Commerical |  | Residential | Agricultural | Small Commercial | Medium Commercial | Large Commerical |  | Residential | Agricultural | Small Commercial | Medium Commercial | Large Commerical
| 2004 | 0.89 |  | 0.87 | 0.73 | 0.67 | 2004 | 1.07 | 0.74 | 0.87 | 0.77 | 0.63 | 2004 | 1.31 |  | 0.93 | 0.81 | 0.63
| 2005 | 0.92194 |  | 0.90122 | 0.75619 | 0.69404 | 2005 | 1.1084 | 0.76655 | 0.90122 | 0.79763 | 0.65261 | 2005 | 1.357 |  | 0.96337 | 0.83906 | 0.65261
| 2006 | 0.95387 |  | 0.93244 | 0.78239 | 0.71808 | 2006 | 1.1468 | 0.79311 | 0.93244 | 0.82526 | 0.67521 | 2006 | 1.404 |  | 0.99674 | 0.86813 | 0.67521
| 2007 | 0.97573 |  | 0.95381 | 0.80032 | 0.73454 | 2007 | 1.1731 | 0.81128 | 0.95381 | 0.84417 | 0.69069 | 2007 | 1.4362 |  | 1.0196 | 0.88803 | 0.69069
| 2008 | 0.995 |  | 0.97264 | 0.81612 | 0.74904 | 2008 | 1.1962 | 0.8273 | 0.97264 | 0.86084 | 0.70433 | 2008 | 1.4645 |  | 1.0397 | 0.90556 | 0.70433
| 2009 | 1.0135 |  | 0.99071 | 0.83129 | 0.76296 | 2009 | 1.2185 | 0.84267 | 0.99071 | 0.87684 | 0.71741 | 2009 | 1.4918 |  | 1.059 | 0.92239 | 0.71741
| 2010 | 1.0323 |  | 1.0091 | 0.84672 | 0.77713 | 2010 | 1.2411 | 0.85832 | 1.0091 | 0.89312 | 0.73073 | 2010 | 1.5195 |  | 1.0787 | 0.93952 | 0.73073
| 2011 | 1.0523 |  | 1.0286 | 0.86311 | 0.79217 | 2011 | 1.2651 | 0.87494 | 1.0286 | 0.91041 | 0.74488 | 2011 | 1.5489 |  | 1.0996 | 0.9577 | 0.74488
| 2012 | 1.0738 |  | 1.0497 | 0.88077 | 0.80838 | 2012 | 1.291 | 0.89284 | 1.0497 | 0.92904 | 0.76012 | 2012 | 1.5806 |  | 1.1221 | 0.9773 | 0.76012
| 2013 | 1.0964 |  | 1.0717 | 0.89926 | 0.82535 | 2013 | 1.3181 | 0.91158 | 1.0717 | 0.94854 | 0.77607 | 2013 | 1.6137 |  | 1.1456 | 0.99781 | 0.77607
| 2014 | 1.1194 |  | 1.0942 | 0.91816 | 0.84269 | 2014 | 1.3458 | 0.93074 | 1.0942 | 0.96847 | 0.79238 | 2014 | 1.6477 |  | 1.1697 | 1.0188 | 0.79238
| 2015 | 1.1432 |  | 1.1175 | 0.93768 | 0.86061 | 2015 | 1.3744 | 0.95052 | 1.1175 | 0.98906 | 0.80923 | 2015 | 1.6827 |  | 1.1946 | 1.0404 | 0.80923
| 2016 | 1.1672 |  | 1.141 | 0.95738 | 0.87869 | 2016 | 1.4033 | 0.97049 | 1.141 | 1.0098 | 0.82623 | 2016 | 1.718 |  | 1.2197 | 1.0623 | 0.82623
| 2017 | 1.1917 |  | 1.1649 | 0.97744 | 0.8971 | 2017 | 1.4327 | 0.99083 | 1.1649 | 1.031 | 0.84354 | 2017 | 1.754 |  | 1.2452 | 1.0846 | 0.84354
| 2018 | 1.2167 |  | 1.1894 | 0.99799 | 0.91596 | 2018 | 1.4628 | 1.0117 | 1.1894 | 1.0527 | 0.86128 | 2018 | 1.7909 |  | 1.2714 | 1.1074 | 0.86128
| 2019 | 1.2422 |  | 1.2143 | 1.0189 | 0.93517 | 2019 | 1.4935 | 1.0329 | 1.2143 | 1.0747 | 0.87934 | 2019 | 1.8285 |  | 1.2981 | 1.1306 | 0.87934
| 2020 | 1.2685 |  | 1.24 | 1.0405 | 0.95496 | 2020 | 1.5251 | 1.0547 | 1.24 | 1.0975 | 0.89795 | 2020 | 1.8672 |  | 1.3255 | 1.1545 | 0.89795
| 2021 | 1.2952 |  | 1.2661 | 1.0623 | 0.97502 | 2021 | 1.5571 | 1.0769 | 1.2661 | 1.1205 | 0.91681 | 2021 | 1.9064 |  | 1.3534 | 1.1788 | 0.91681
| 2022 | 1.3224 |  | 1.2927 | 1.0846 | 0.99549 | 2022 | 1.5898 | 1.0995 | 1.2927 | 1.1441 | 0.93606 | 2022 | 1.9464 |  | 1.3818 | 1.2035 | 0.93606
| 2023 | 1.3501 |  | 1.3198 | 1.1074 | 1.0164 | 2023 | 1.6232 | 1.1226 | 1.3198 | 1.1681 | 0.95572 | 2023 | 1.9873 |  | 1.4108 | 1.2288 | 0.95572
| 2024 | 1.3785 |  | 1.3475 | 1.1307 | 1.0377 | 2024 | 1.6573 | 1.1462 | 1.3475 | 1.1926 | 0.97579 | 2024 | 2.029 |  | 1.4404 | 1.2546 | 0.97579
1 | PV (1 yr) | 0.89 |  | 0.87 | 0.73 | 0.67 | PV (1 yr) | 1.07 | 0.74 | 0.87 | 0.77 | 0.63 | PV (1 yr) | 1.31 |  | 0.93 | 0.81 | 0.63
2 | PV (2 yr) | 1.7425 |  | 1.7033 | 1.4292 | 1.3117 | PV (2 yr) | 2.0949 | 1.4488 | 1.7033 | 1.5075 | 1.2334 | PV (2 yr) | 2.5647 |  | 1.8208 | 1.5858 | 1.2334
3 | PV (3 yr) | 2.558 |  | 2.5005 | 2.0981 | 1.9257 | PV (3 yr) | 3.0753 | 2.1269 | 2.5005 | 2.2131 | 1.8107 | PV (3 yr) | 3.7651 |  | 2.6729 | 2.3281 | 1.8107
4 | PV (4 yr) | 3.3293 |  | 3.2545 | 2.7308 | 2.5064 | PV (4 yr) | 4.0027 | 2.7682 | 3.2545 | 2.8804 | 2.3567 | PV (4 yr) | 4.9005 |  | 3.479 | 3.0301 | 2.3567
5 | PV (5 yr) | 4.0566 |  | 3.9655 | 3.3274 | 3.0539 | PV (5 yr) | 4.8771 | 3.3729 | 3.9655 | 3.5097 | 2.8716 | PV (5 yr) | 5.971 |  | 4.239 | 3.692 | 2.8716
6 | PV (6 yr) | 4.7416 |  | 4.6351 | 3.8892 | 3.5695 | PV (6 yr) | 5.7006 | 3.9425 | 4.6351 | 4.1023 | 3.3564 | PV (6 yr) | 6.9793 |  | 4.9547 | 4.3154 | 3.3564
7 | PV (7 yr) | 5.3868 |  | 5.2657 | 4.4184 | 4.0552 | PV (7 yr) | 6.4762 | 4.4789 | 5.2657 | 4.6605 | 3.8131 | PV (7 yr) | 7.9288 |  | 5.6289 | 4.9026 | 3.8131
8 | PV (8 yr) | 5.9948 |  | 5.8601 | 4.9171 | 4.513 | PV (8 yr) | 7.2073 | 4.9845 | 5.8601 | 5.1865 | 4.2435 | PV (8 yr) | 8.8238 |  | 6.2643 | 5.456 | 4.2435
9 | PV (9 yr) | 6.5686 |  | 6.421 | 5.3877 | 4.9449 | PV (9 yr) | 7.897 | 5.4615 | 6.421 | 5.6829 | 4.6497 | PV (9 yr) | 9.6684 |  | 6.8638 | 5.9781 | 4.6497
10 | PV (10 yr) | 7.1102 |  | 6.9504 | 5.832 | 5.3526 | PV (10 yr) | 8.5482 | 5.9119 | 6.9504 | 6.1515 | 5.0331 | PV (10 yr) | 10.4656 |  | 7.4298 | 6.4711 | 5.0331
11 | PV (11 yr) | 7.6216 |  | 7.4503 | 6.2514 | 5.7376 | PV (11 yr) | 9.163 | 6.337 | 7.4503 | 6.5939 | 5.395 | PV (11 yr) | 11.2183 |  | 7.9641 | 6.9365 | 5.395
12 | PV (12 yr) | 8.1044 |  | 7.9223 | 6.6475 | 6.1011 | PV (12 yr) | 9.7435 | 6.7385 | 7.9223 | 7.0117 | 5.7368 | PV (12 yr) | 11.929 |  | 8.4687 | 7.3759 | 5.7368
13 | PV (13 yr) | 8.5603 |  | 8.3679 | 7.0214 | 6.4443 | PV (13 yr) | 10.2916 | 7.1176 | 8.3679 | 7.4061 | 6.0595 | PV (13 yr) | 12.6 |  | 8.945 | 7.7908 | 6.0595
14 | PV (14 yr) | 8.9906 |  | 8.7886 | 7.3743 | 6.7682 | PV (14 yr) | 10.809 | 7.4754 | 8.7886 | 7.7784 | 6.3642 | PV (14 yr) | 13.2334 |  | 9.3947 | 8.1825 | 6.3642
15 | PV (15 yr) | 9.3969 |  | 9.1857 | 7.7076 | 7.0741 | PV (15 yr) | 11.2974 | 7.8132 | 9.1857 | 8.1299 | 6.6517 | PV (15 yr) | 13.8314 |  | 9.8192 | 8.5522 | 6.6517
16 | PV (16 yr) | 9.7805 |  | 9.5607 | 8.0222 | 7.3628 | PV (16 yr) | 11.7585 | 8.1321 | 9.5607 | 8.4617 | 6.9232 | PV (16 yr) | 14.3959 |  | 10.22 | 8.9013 | 6.9232
17 | PV (17 yr) | 10.1426 |  | 9.9147 | 8.3192 | 7.6354 | PV (17 yr) | 12.1939 | 8.4332 | 9.9147 | 8.7751 | 7.1796 | PV (17 yr) | 14.929 |  | 10.5984 | 9.2309 | 7.1796
18 | PV (18 yr) | 10.4845 |  | 10.2489 | 8.5996 | 7.8928 | PV (18 yr) | 12.6049 | 8.7174 | 10.2489 | 9.0708 | 7.4216 | PV (18 yr) | 15.4322 |  | 10.9557 | 9.542 | 7.4216
19 | PV (19 yr) | 10.8072 |  | 10.5644 | 8.8644 | 8.1358 | PV (19 yr) | 12.993 | 8.9858 | 10.5644 | 9.3501 | 7.6501 | PV (19 yr) | 15.9073 |  | 11.2929 | 9.8358 | 7.6501
20 | PV (20 yr) | 11.1119 |  | 10.8622 | 9.1143 | 8.3652 | PV (20 yr) | 13.3593 | 9.2391 | 10.8622 | 9.6137 | 7.8658 | PV (20 yr) | 16.3558 |  | 11.6113 | 10.1131 | 7.8658
CEC GDP Deflator Series
|  | YEAR |  | INDEX | ANNUAL GROWTH RATE
|  | 2004 |  | 106.6029
|  | 2005 |  | 110.428 | 3.588%
|  | 2006 |  | 114.2532 | 3.464%
|  | 2007 |  | 116.8717 | 2.292%
|  | 2008 |  | 119.1795 | 1.975%
|  | 2009 |  | 121.3939 | 1.858%
|  | 2010 |  | 123.6481 | 1.857%
|  | 2011 |  | 126.0417 | 1.936%
|  | 2012 |  | 128.6207 | 2.046%
|  | 2013 |  | 131.3203 | 2.099%
|  | 2014 |  | 134.0798 | 2.101%
|  | 2015 |  | 136.9301 | 2.126%
|  | 2016 |  | 139.8071 | 2.101%
|  | 2017 |  | 142.7362 | 2.095%
|  | 2018 |  | 145.7379 | 2.103%
|  | 2019 |  | 148.7931 | 2.096%
|  | 2020 |  | 151.9431 | 2.117%
|  | 2021 |  | 155.1339 | 2.1%
|  | 2022 |  | 158.3917 | 2.1%
|  | 2023 |  | 161.7179 | 2.1%
|  | 2024 |  | 165.114 | 2.1%
|  | Source: | 1970 - 1985 Historic DRI-WEFA
1986-2003 UCLA March 2002
2004-2005 adjusted
2006 - 2020 UCLA September 2001
|  |  | 2021-2024 | escalated by growth rate of previous year

## LU - Levelized Cost Electric
Southern California Edison
Standard Performance Contract
SCE
Electric
TOTAL PROJECTED ANNUAL NET KWH PER YEAR |  |  | 251076590.597 | 251076590.597 | 251076590.597 | 251076590.597 | 251076590.597 | 251022249.597 | 251022249.597 | 251022249.597 | 237409209.072 | 237409209.072 | 236637529.072 | 235836379.072 | 234977507.072 | 234977507.072 | 234977507.072 | 74357989.0724 | 28711401.7924 | 28711401.7924 | 28711401.7924 | 28711401.7924
MEASURE / ACTIVITY NAME Provide Measure Descriptions in Proposal Narrative | EUL | PROJECTED ANNUAL NET KWH SAVINGS | 1st Year Net Savings | 2nd Year Net Savings | 3rd Year Net Savings | 4th Year Net Savings | 5th Year Net Savings | 6th Year Net Savings | 7th Year Net Savings | 8th Year Net Savings | 9th Year Net Savings | 10th Year Net Savings | 11th Year Net Savings | 12th Year Net Savings | 13th Year Net Savings | 14th Year Net Savings | 15th Year Net Savings | 16th Year Net Savings | 17th Year Net Savings | 18th Year Net Savings | 19th Year Net Savings | 20th Year Net Savings
Air Conditioning | 0 | 0 | 0 | 0 | 0 | 0 | 0 | 0 | 0 | 0 | 0 | 0 | 0 | 0 | 0 | 0 | 0 | 0 | 0 | 0 | 0 | 0
Com. Reduced Internal Cooling Load | 15 | 0 | 0 | 0 | 0 | 0 | 0 | 0 | 0 | 0 | 0 | 0 | 0 | 0 | 0 | 0 | 0 | 0 | 0 | 0 | 0 | 0
Com. Customized - Space Conditioning | 15 | 13539527.3191 | 13539527.3191 | 13539527.3191 | 13539527.3191 | 13539527.3191 | 13539527.3191 | 13539527.3191 | 13539527.3191 | 13539527.3191 | 13539527.3191 | 13539527.3191 | 13539527.3191 | 13539527.3191 | 13539527.3191 | 13539527.3191 | 13539527.3191 | 0 | 0 | 0 | 0 | 0
Com. EMS (Space Conditioning) | 15 | 990274.0699 | 990274.0699 | 990274.0699 | 990274.0699 | 990274.0699 | 990274.0699 | 990274.0699 | 990274.0699 | 990274.0699 | 990274.0699 | 990274.0699 | 990274.0699 | 990274.0699 | 990274.0699 | 990274.0699 | 990274.0699 | 0 | 0 | 0 | 0 | 0
Com. Chillers | 20 | 21541697.2192 | 21541697.2192 | 21541697.2192 | 21541697.2192 | 21541697.2192 | 21541697.2192 | 21541697.2192 | 21541697.2192 | 21541697.2192 | 21541697.2192 | 21541697.2192 | 21541697.2192 | 21541697.2192 | 21541697.2192 | 21541697.2192 | 21541697.2192 | 21541697.2192 | 21541697.2192 | 21541697.2192 | 21541697.2192 | 21541697.2192
Com. Package Units Replacement | 15 | 702198.6228 | 702198.6228 | 702198.6228 | 702198.6228 | 702198.6228 | 702198.6228 | 702198.6228 | 702198.6228 | 702198.6228 | 702198.6228 | 702198.6228 | 702198.6228 | 702198.6228 | 702198.6228 | 702198.6228 | 702198.6228 | 0 | 0 | 0 | 0 | 0
Ind. Reduced Internal Cooling Load | 15 | 0 | 0 | 0 | 0 | 0 | 0 | 0 | 0 | 0 | 0 | 0 | 0 | 0 | 0 | 0 | 0 | 0 | 0 | 0 | 0 | 0
Ind. Customized - Space Conditioning | 15 | 4531598.1957 | 4531598.1957 | 4531598.1957 | 4531598.1957 | 4531598.1957 | 4531598.1957 | 4531598.1957 | 4531598.1957 | 4531598.1957 | 4531598.1957 | 4531598.1957 | 4531598.1957 | 4531598.1957 | 4531598.1957 | 4531598.1957 | 4531598.1957 | 0 | 0 | 0 | 0 | 0
Ind. Chillers | 20 | 7169704.5732 | 7169704.5732 | 7169704.5732 | 7169704.5732 | 7169704.5732 | 7169704.5732 | 7169704.5732 | 7169704.5732 | 7169704.5732 | 7169704.5732 | 7169704.5732 | 7169704.5732 | 7169704.5732 | 7169704.5732 | 7169704.5732 | 7169704.5732 | 7169704.5732 | 7169704.5732 | 7169704.5732 | 7169704.5732 | 7169704.5732
Lighting | 0 | 0 | 0 | 0 | 0 | 0 | 0 | 0 | 0 | 0 | 0 | 0 | 0 | 0 | 0 | 0 | 0 | 0 | 0 | 0 | 0 | 0
Com. Indoor Lighting Sys. Mod. | 16 | 1558290.1404 | 1558290.1404 | 1558290.1404 | 1558290.1404 | 1558290.1404 | 1558290.1404 | 1558290.1404 | 1558290.1404 | 1558290.1404 | 1558290.1404 | 1558290.1404 | 1558290.1404 | 1558290.1404 | 1558290.1404 | 1558290.1404 | 1558290.1404 | 1558290.1404 | 0 | 0 | 0 | 0
Com. Indoor Lighting Sys. Repl. | 16 | 2674691.8006 | 2674691.8006 | 2674691.8006 | 2674691.8006 | 2674691.8006 | 2674691.8006 | 2674691.8006 | 2674691.8006 | 2674691.8006 | 2674691.8006 | 2674691.8006 | 2674691.8006 | 2674691.8006 | 2674691.8006 | 2674691.8006 | 2674691.8006 | 2674691.8006 | 0 | 0 | 0 | 0
Com. Outdoor Lighting | 16 | 0 | 0 | 0 | 0 | 0 | 0 | 0 | 0 | 0 | 0 | 0 | 0 | 0 | 0 | 0 | 0 | 0 | 0 | 0 | 0 | 0
Com. Lighting Controls | 16 | 4563812.4294 | 4563812.4294 | 4563812.4294 | 4563812.4294 | 4563812.4294 | 4563812.4294 | 4563812.4294 | 4563812.4294 | 4563812.4294 | 4563812.4294 | 4563812.4294 | 4563812.4294 | 4563812.4294 | 4563812.4294 | 4563812.4294 | 4563812.4294 | 4563812.4294 | 0 | 0 | 0 | 0
Ind. Indoor Lighting Sys. Mod. | 16 | 0 | 0 | 0 | 0 | 0 | 0 | 0 | 0 | 0 | 0 | 0 | 0 | 0 | 0 | 0 | 0 | 0 | 0 | 0 | 0 | 0
Ind. Indoor Lighting Sys. Repl. | 16 | 898205.6296 | 898205.6296 | 898205.6296 | 898205.6296 | 898205.6296 | 898205.6296 | 898205.6296 | 898205.6296 | 898205.6296 | 898205.6296 | 898205.6296 | 898205.6296 | 898205.6296 | 898205.6296 | 898205.6296 | 898205.6296 | 898205.6296 | 0 | 0 | 0 | 0
Ind. Outdoor Lighting Sys. Mod. | 16 | 0 | 0 | 0 | 0 | 0 | 0 | 0 | 0 | 0 | 0 | 0 | 0 | 0 | 0 | 0 | 0 | 0 | 0 | 0 | 0 | 0
Ind. Outdoor Lighting Sys. Repl. | 16 | 0 | 0 | 0 | 0 | 0 | 0 | 0 | 0 | 0 | 0 | 0 | 0 | 0 | 0 | 0 | 0 | 0 | 0 | 0 | 0 | 0
Ind. LED Lamps | 16 | 0 | 0 | 0 | 0 | 0 | 0 | 0 | 0 | 0 | 0 | 0 | 0 | 0 | 0 | 0 | 0 | 0 | 0 | 0 | 0 | 0
Other | 0 | 0 | 0 | 0 | 0 | 0 | 0 | 0 | 0 | 0 | 0 | 0 | 0 | 0 | 0 | 0 | 0 | 0 | 0 | 0 | 0 | 0
Com. Customized - Process | 15 | 71399687.788 | 71399687.788 | 71399687.788 | 71399687.788 | 71399687.788 | 71399687.788 | 71399687.788 | 71399687.788 | 71399687.788 | 71399687.788 | 71399687.788 | 71399687.788 | 71399687.788 | 71399687.788 | 71399687.788 | 71399687.788 | 0 | 0 | 0 | 0 | 0
Com. Customized - Refrigeration | 15 | 5328926.0414 | 5328926.0414 | 5328926.0414 | 5328926.0414 | 5328926.0414 | 5328926.0414 | 5328926.0414 | 5328926.0414 | 5328926.0414 | 5328926.0414 | 5328926.0414 | 5328926.0414 | 5328926.0414 | 5328926.0414 | 5328926.0414 | 5328926.0414 | 0 | 0 | 0 | 0 | 0
Com. Customized - Pumping | 15 | 2113118.1419 | 2113118.1419 | 2113118.1419 | 2113118.1419 | 2113118.1419 | 2113118.1419 | 2113118.1419 | 2113118.1419 | 2113118.1419 | 2113118.1419 | 2113118.1419 | 2113118.1419 | 2113118.1419 | 2113118.1419 | 2113118.1419 | 2113118.1419 | 0 | 0 | 0 | 0 | 0
Ind. Motors | 15 | 44551326.2155 | 44551326.2155 | 44551326.2155 | 44551326.2155 | 44551326.2155 | 44551326.2155 | 44551326.2155 | 44551326.2155 | 44551326.2155 | 44551326.2155 | 44551326.2155 | 44551326.2155 | 44551326.2155 | 44551326.2155 | 44551326.2155 | 44551326.2155 | 0 | 0 | 0 | 0 | 0
Ind. Adj. Speed Drive | 15 | 0 | 0 | 0 | 0 | 0 | 0 | 0 | 0 | 0 | 0 | 0 | 0 | 0 | 0 | 0 | 0 | 0 | 0 | 0 | 0 | 0
Ind. Pump System Controls | 15 | 9554625.3552 | 9554625.3552 | 9554625.3552 | 9554625.3552 | 9554625.3552 | 9554625.3552 | 9554625.3552 | 9554625.3552 | 9554625.3552 | 9554625.3552 | 9554625.3552 | 9554625.3552 | 9554625.3552 | 9554625.3552 | 9554625.3552 | 9554625.3552 | 0 | 0 | 0 | 0 | 0
Ind. Cooling Towers | 15 | 0 | 0 | 0 | 0 | 0 | 0 | 0 | 0 | 0 | 0 | 0 | 0 | 0 | 0 | 0 | 0 | 0 | 0 | 0 | 0 | 0
Ind. Customized - Process | 15 | 2782316.4581 | 2782316.4581 | 2782316.4581 | 2782316.4581 | 2782316.4581 | 2782316.4581 | 2782316.4581 | 2782316.4581 | 2782316.4581 | 2782316.4581 | 2782316.4581 | 2782316.4581 | 2782316.4581 | 2782316.4581 | 2782316.4581 | 2782316.4581 | 0 | 0 | 0 | 0 | 0
0 | 0 | 0 | 0 | 0 | 0 | 0 | 0 | 0 | 0 | 0 | 0 | 0 | 0 | 0 | 0 | 0 | 0 | 0 | 0 | 0 | 0 | 0
HVAC | 0 | 0 | 0 | 0 | 0 | 0 | 0 | 0 | 0 | 0 | 0 | 0 | 0 | 0 | 0 | 0 | 0 | 0 | 0 | 0 | 0 | 0
Package Terminal Air Conditioners | 15 | 75083.68 | 75083.68 | 75083.68 | 75083.68 | 75083.68 | 75083.68 | 75083.68 | 75083.68 | 75083.68 | 75083.68 | 75083.68 | 75083.68 | 75083.68 | 75083.68 | 75083.68 | 75083.68 | 0 | 0 | 0 | 0 | 0
Package single Tier 1-air cooled | 15 | 0 | 0 | 0 | 0 | 0 | 0 | 0 | 0 | 0 | 0 | 0 | 0 | 0 | 0 | 0 | 0 | 0 | 0 | 0 | 0 | 0
Split System single Tier 1- air cooled | 15 | 0 | 0 | 0 | 0 | 0 | 0 | 0 | 0 | 0 | 0 | 0 | 0 | 0 | 0 | 0 | 0 | 0 | 0 | 0 | 0 | 0
Package single Tier 2 - air cooled | 15 | 0 | 0 | 0 | 0 | 0 | 0 | 0 | 0 | 0 | 0 | 0 | 0 | 0 | 0 | 0 | 0 | 0 | 0 | 0 | 0 | 0
Split System single Tier 2- air cooled | 15 | 0 | 0 | 0 | 0 | 0 | 0 | 0 | 0 | 0 | 0 | 0 | 0 | 0 | 0 | 0 | 0 | 0 | 0 | 0 | 0 | 0
Package single Tier 3 - air cooled | 15 | 29746.528 | 29746.528 | 29746.528 | 29746.528 | 29746.528 | 29746.528 | 29746.528 | 29746.528 | 29746.528 | 29746.528 | 29746.528 | 29746.528 | 29746.528 | 29746.528 | 29746.528 | 29746.528 | 0 | 0 | 0 | 0 | 0
Split System Tier 3 - air cooled | 15 | 29459.584 | 29459.584 | 29459.584 | 29459.584 | 29459.584 | 29459.584 | 29459.584 | 29459.584 | 29459.584 | 29459.584 | 29459.584 | 29459.584 | 29459.584 | 29459.584 | 29459.584 | 29459.584 | 0 | 0 | 0 | 0 | 0
65-135kBTU air cooled, package or split Tier 2 | 15 | 0 | 0 | 0 | 0 | 0 | 0 | 0 | 0 | 0 | 0 | 0 | 0 | 0 | 0 | 0 | 0 | 0 | 0 | 0 | 0 | 0
65-135kBTU water/evap cooled, package or split Tier 2 | 15 | 0 | 0 | 0 | 0 | 0 | 0 | 0 | 0 | 0 | 0 | 0 | 0 | 0 | 0 | 0 | 0 | 0 | 0 | 0 | 0 | 0
135-240 kBTU air cooled, package or split Tier 2 | 15 | 0 | 0 | 0 | 0 | 0 | 0 | 0 | 0 | 0 | 0 | 0 | 0 | 0 | 0 | 0 | 0 | 0 | 0 | 0 | 0 | 0
135-240 kBTU water/evap cooled, package or split Tier 2 | 15 | 0 | 0 | 0 | 0 | 0 | 0 | 0 | 0 | 0 | 0 | 0 | 0 | 0 | 0 | 0 | 0 | 0 | 0 | 0 | 0 | 0
>240 kBTU air cooled, package or split Tier 2 | 15 | 0 | 0 | 0 | 0 | 0 | 0 | 0 | 0 | 0 | 0 | 0 | 0 | 0 | 0 | 0 | 0 | 0 | 0 | 0 | 0 | 0
Variable-Frequency Drives - HVAC Fans | 15 | 0 | 0 | 0 | 0 | 0 | 0 | 0 | 0 | 0 | 0 | 0 | 0 | 0 | 0 | 0 | 0 | 0 | 0 | 0 | 0 | 0
Setback Programmable Thermostats | 11 | 801150 | 801150 | 801150 | 801150 | 801150 | 801150 | 801150 | 801150 | 801150 | 801150 | 801150 | 801150 | 0 | 0 | 0 | 0 | 0 | 0 | 0 | 0 | 0
Reflective Window Film - Coastal | 10 | 0 | 0 | 0 | 0 | 0 | 0 | 0 | 0 | 0 | 0 | 0 | 0 | 0 | 0 | 0 | 0 | 0 | 0 | 0 | 0 | 0
Reflective Window Film - Inland | 10 | 156800 | 156800 | 156800 | 156800 | 156800 | 156800 | 156800 | 156800 | 156800 | 156800 | 156800 | 0 | 0 | 0 | 0 | 0 | 0 | 0 | 0 | 0 | 0
Reflective Window Film - Desert | 10 | 117600 | 117600 | 117600 | 117600 | 117600 | 117600 | 117600 | 117600 | 117600 | 117600 | 117600 | 0 | 0 | 0 | 0 | 0 | 0 | 0 | 0 | 0 | 0
Evaporative Coolers | 15 | 0 | 0 | 0 | 0 | 0 | 0 | 0 | 0 | 0 | 0 | 0 | 0 | 0 | 0 | 0 | 0 | 0 | 0 | 0 | 0 | 0
Cool Roof | 15 | 485100 | 485100 | 485100 | 485100 | 485100 | 485100 | 485100 | 485100 | 485100 | 485100 | 485100 | 485100 | 485100 | 485100 | 485100 | 485100 | 0 | 0 | 0 | 0 | 0
Lighting | 0 | 0 | 0 | 0 | 0 | 0 | 0 | 0 | 0 | 0 | 0 | 0 | 0 | 0 | 0 | 0 | 0 | 0 | 0 | 0 | 0 | 0
Screw-in Compact Fluorescent Lamp, 5 - 13 watts | 8 | 0 | 0 | 0 | 0 | 0 | 0 | 0 | 0 | 0 | 0 | 0 | 0 | 0 | 0 | 0 | 0 | 0 | 0 | 0 | 0 | 0
Screw-in Compact Fluorescent Lamp, 14-26 watts | 8 | 3409040.25 | 3409040.25 | 3409040.25 | 3409040.25 | 3409040.25 | 3409040.25 | 3409040.25 | 3409040.25 | 3409040.25 | 0 | 0 | 0 | 0 | 0 | 0 | 0 | 0 | 0 | 0 | 0 | 0
Screw-in Compact Fluorescent Lamp, 14-26 watts w/ reflector | 8 | 0 | 0 | 0 | 0 | 0 | 0 | 0 | 0 | 0 | 0 | 0 | 0 | 0 | 0 | 0 | 0 | 0 | 0 | 0 | 0 | 0
Screw-in Compact Fluorescent Lamp, >=27watts | 8 | 8631644 | 8631644 | 8631644 | 8631644 | 8631644 | 8631644 | 8631644 | 8631644 | 8631644 | 0 | 0 | 0 | 0 | 0 | 0 | 0 | 0 | 0 | 0 | 0 | 0
Hardwired Fluorescent Fixture, 5-13 watts | 16 | 0 | 0 | 0 | 0 | 0 | 0 | 0 | 0 | 0 | 0 | 0 | 0 | 0 | 0 | 0 | 0 | 0 | 0 | 0 | 0 | 0
Hardwired Fluorescent Fixture, 14-26 watts | 16 | 0 | 0 | 0 | 0 | 0 | 0 | 0 | 0 | 0 | 0 | 0 | 0 | 0 | 0 | 0 | 0 | 0 | 0 | 0 | 0 | 0
Hardwired Fluorescent Fixture, 27-65 watts(incandescent basecase) | 16 | 0 | 0 | 0 | 0 | 0 | 0 | 0 | 0 | 0 | 0 | 0 | 0 | 0 | 0 | 0 | 0 | 0 | 0 | 0 | 0 | 0
Hardwired Fluorescent Fixture, 27-65 watts(mercury vapor basecase) | 16 | 2307128.25 | 2307128.25 | 2307128.25 | 2307128.25 | 2307128.25 | 2307128.25 | 2307128.25 | 2307128.25 | 2307128.25 | 2307128.25 | 2307128.25 | 2307128.25 | 2307128.25 | 2307128.25 | 2307128.25 | 2307128.25 | 2307128.25 | 0 | 0 | 0 | 0
Hardwired Fluorescent Fixture, 66-90 watts(incandescent base case) | 16 | 9917208 | 9917208 | 9917208 | 9917208 | 9917208 | 9917208 | 9917208 | 9917208 | 9917208 | 9917208 | 9917208 | 9917208 | 9917208 | 9917208 | 9917208 | 9917208 | 9917208 | 0 | 0 | 0 | 0
Hardwired Fluorescent Fixture, 66-90 watts(mercury vapor base case) | 16 | 0 | 0 | 0 | 0 | 0 | 0 | 0 | 0 | 0 | 0 | 0 | 0 | 0 | 0 | 0 | 0 | 0 | 0 | 0 | 0 | 0
Hardwired Fluorescent Fixture, >90 watts(incandescent base case) | 16 | 0 | 0 | 0 | 0 | 0 | 0 | 0 | 0 | 0 | 0 | 0 | 0 | 0 | 0 | 0 | 0 | 0 | 0 | 0 | 0 | 0
Hardwired Fluorescent Fixture, >90 watts(mercury vapor base case) | 16 | 0 | 0 | 0 | 0 | 0 | 0 | 0 | 0 | 0 | 0 | 0 | 0 | 0 | 0 | 0 | 0 | 0 | 0 | 0 | 0 | 0
Induction Lamps and fixtures 55 - 100 watts | 16 | 0 | 0 | 0 | 0 | 0 | 0 | 0 | 0 | 0 | 0 | 0 | 0 | 0 | 0 | 0 | 0 | 0 | 0 | 0 | 0 | 0
Induction Lamps and fixtures >100 watts | 16 | 0 | 0 | 0 | 0 | 0 | 0 | 0 | 0 | 0 | 0 | 0 | 0 | 0 | 0 | 0 | 0 | 0 | 0 | 0 | 0 | 0
LED Exit Sign | 16 | 2910835.2 | 2910835.2 | 2910835.2 | 2910835.2 | 2910835.2 | 2910835.2 | 2910835.2 | 2910835.2 | 2910835.2 | 2910835.2 | 2910835.2 | 2910835.2 | 2910835.2 | 2910835.2 | 2910835.2 | 2910835.2 | 2910835.2 | 0 | 0 | 0 | 0
LED Channel Signage (Red) indoor <2ft | 16 | 0 | 0 | 0 | 0 | 0 | 0 | 0 | 0 | 0 | 0 | 0 | 0 | 0 | 0 | 0 | 0 | 0 | 0 | 0 | 0 | 0
LED Channel Signage (Red) indoor >2ft | 16 | 0 | 0 | 0 | 0 | 0 | 0 | 0 | 0 | 0 | 0 | 0 | 0 | 0 | 0 | 0 | 0 | 0 | 0 | 0 | 0 | 0
LED Channel Signage (Red) outdoor <2ft | 16 | 0 | 0 | 0 | 0 | 0 | 0 | 0 | 0 | 0 | 0 | 0 | 0 | 0 | 0 | 0 | 0 | 0 | 0 | 0 | 0 | 0
LED Channel Signage (Red) outdoor >2ft | 16 | 184757.16 | 184757.16 | 184757.16 | 184757.16 | 184757.16 | 184757.16 | 184757.16 | 184757.16 | 184757.16 | 184757.16 | 184757.16 | 184757.16 | 184757.16 | 184757.16 | 184757.16 | 184757.16 | 184757.16 | 0 | 0 | 0 | 0
T-8 or T-5 Lamp and Electronic ballast - 2 foot | 16 | 0 | 0 | 0 | 0 | 0 | 0 | 0 | 0 | 0 | 0 | 0 | 0 | 0 | 0 | 0 | 0 | 0 | 0 | 0 | 0 | 0
T-8 or T-5 Lamp and Electronic, 2-foot lamp removed | 16 | 0 | 0 | 0 | 0 | 0 | 0 | 0 | 0 | 0 | 0 | 0 | 0 | 0 | 0 | 0 | 0 | 0 | 0 | 0 | 0 | 0
T-8 or T-5 Lamp and Electronic ballast - 3 foot | 16 | 0 | 0 | 0 | 0 | 0 | 0 | 0 | 0 | 0 | 0 | 0 | 0 | 0 | 0 | 0 | 0 | 0 | 0 | 0 | 0 | 0
T-8 or T-5 Lamp and Electronic, 3-foot lamp removed | 16 | 0 | 0 | 0 | 0 | 0 | 0 | 0 | 0 | 0 | 0 | 0 | 0 | 0 | 0 | 0 | 0 | 0 | 0 | 0 | 0 | 0
T-8 or T-5 Lamp and Electronic ballast - 4 foot | 16 | 1228172.75 | 1228172.75 | 1228172.75 | 1228172.75 | 1228172.75 | 1228172.75 | 1228172.75 | 1228172.75 | 1228172.75 | 1228172.75 | 1228172.75 | 1228172.75 | 1228172.75 | 1228172.75 | 1228172.75 | 1228172.75 | 1228172.75 | 0 | 0 | 0 | 0
T-8 or T5 Lamp and Electronic, 4-foot lamp removed | 16 | 0 | 0 | 0 | 0 | 0 | 0 | 0 | 0 | 0 | 0 | 0 | 0 | 0 | 0 | 0 | 0 | 0 | 0 | 0 | 0 | 0
T-8 or T-5 Lamp and Electronic, 8-foot lamp installed | 16 | 295155 | 295155 | 295155 | 295155 | 295155 | 295155 | 295155 | 295155 | 295155 | 295155 | 295155 | 295155 | 295155 | 295155 | 295155 | 295155 | 295155 | 0 | 0 | 0 | 0
T-8 or T-5 Lamp and Electronic, 8-foot lamp removed | 16 | 0 | 0 | 0 | 0 | 0 | 0 | 0 | 0 | 0 | 0 | 0 | 0 | 0 | 0 | 0 | 0 | 0 | 0 | 0 | 0 | 0
Interior pulse start HID fixture 0-35 watts incandescent basecase | 16 | 0 | 0 | 0 | 0 | 0 | 0 | 0 | 0 | 0 | 0 | 0 | 0 | 0 | 0 | 0 | 0 | 0 | 0 | 0 | 0 | 0
Interior pulse start HID fixture 0-35 watts mercury vapor basecase | 16 | 0 | 0 | 0 | 0 | 0 | 0 | 0 | 0 | 0 | 0 | 0 | 0 | 0 | 0 | 0 | 0 | 0 | 0 | 0 | 0 | 0
Interior pulse start HID fixture 36-70 watts incandescent basecase | 16 | 0 | 0 | 0 | 0 | 0 | 0 | 0 | 0 | 0 | 0 | 0 | 0 | 0 | 0 | 0 | 0 | 0 | 0 | 0 | 0 | 0
Interior pulse start HID fixture 36-70 watts mercury vapor basecase | 16 | 0 | 0 | 0 | 0 | 0 | 0 | 0 | 0 | 0 | 0 | 0 | 0 | 0 | 0 | 0 | 0 | 0 | 0 | 0 | 0 | 0
Interior pulse start HID fixture 71-100 watts incandescent basecase | 16 | 0 | 0 | 0 | 0 | 0 | 0 | 0 | 0 | 0 | 0 | 0 | 0 | 0 | 0 | 0 | 0 | 0 | 0 | 0 | 0 | 0
Interior pulse start HID fixture 71-100 watts mercury vapor basecase | 16 | 0 | 0 | 0 | 0 | 0 | 0 | 0 | 0 | 0 | 0 | 0 | 0 | 0 | 0 | 0 | 0 | 0 | 0 | 0 | 0 | 0
Interior pulse start HID fixture 101-175 watts incandescent basecase | 16 | 0 | 0 | 0 | 0 | 0 | 0 | 0 | 0 | 0 | 0 | 0 | 0 | 0 | 0 | 0 | 0 | 0 | 0 | 0 | 0 | 0
Interior pulse start HID fixture 101-175 watts mercury vapro basecase | 16 | 0 | 0 | 0 | 0 | 0 | 0 | 0 | 0 | 0 | 0 | 0 | 0 | 0 | 0 | 0 | 0 | 0 | 0 | 0 | 0 | 0
Interior pulse start HID fixture 176 - 250 watts mercury vapro basecase | 16 | 0 | 0 | 0 | 0 | 0 | 0 | 0 | 0 | 0 | 0 | 0 | 0 | 0 | 0 | 0 | 0 | 0 | 0 | 0 | 0 | 0
Interior pulse start HID fixture 176-250 watts incandescent basecase | 16 | 3636309.6 | 3636309.6 | 3636309.6 | 3636309.6 | 3636309.6 | 3636309.6 | 3636309.6 | 3636309.6 | 3636309.6 | 3636309.6 | 3636309.6 | 3636309.6 | 3636309.6 | 3636309.6 | 3636309.6 | 3636309.6 | 3636309.6 | 0 | 0 | 0 | 0
Interior pulse start HID fixture 251 - 400 watts mercury vapro basecase | 16 | 0 | 0 | 0 | 0 | 0 | 0 | 0 | 0 | 0 | 0 | 0 | 0 | 0 | 0 | 0 | 0 | 0 | 0 | 0 | 0 | 0
Interior pulse start HID fixture 251-400 watts incandescent basecase | 16 | 8316812 | 8316812 | 8316812 | 8316812 | 8316812 | 8316812 | 8316812 | 8316812 | 8316812 | 8316812 | 8316812 | 8316812 | 8316812 | 8316812 | 8316812 | 8316812 | 8316812 | 0 | 0 | 0 | 0
Exterior pulse start HID fixture 0-100 watts incandescent basecase | 16 | 0 | 0 | 0 | 0 | 0 | 0 | 0 | 0 | 0 | 0 | 0 | 0 | 0 | 0 | 0 | 0 | 0 | 0 | 0 | 0 | 0
Exterior pulse start HID fixture 0-100 watts mercury vapor basecase | 16 | 0 | 0 | 0 | 0 | 0 | 0 | 0 | 0 | 0 | 0 | 0 | 0 | 0 | 0 | 0 | 0 | 0 | 0 | 0 | 0 | 0
Exterior pulse start HID fixture 101-175 watts incandescent basecase | 16 | 0 | 0 | 0 | 0 | 0 | 0 | 0 | 0 | 0 | 0 | 0 | 0 | 0 | 0 | 0 | 0 | 0 | 0 | 0 | 0 | 0
Exterior pulse start HID fixture 101-175 watts mercury vapor basecas | 16 | 0 | 0 | 0 | 0 | 0 | 0 | 0 | 0 | 0 | 0 | 0 | 0 | 0 | 0 | 0 | 0 | 0 | 0 | 0 | 0 | 0
Exterior pulse start HID fixture > 176 watts incandescent basecase | 16 | 1517220.32 | 1517220.32 | 1517220.32 | 1517220.32 | 1517220.32 | 1517220.32 | 1517220.32 | 1517220.32 | 1517220.32 | 1517220.32 | 1517220.32 | 1517220.32 | 1517220.32 | 1517220.32 | 1517220.32 | 1517220.32 | 1517220.32 | 0 | 0 | 0 | 0
Exterior pulse start HID fixture > 176 watts mercury vapor basecase | 16 | 0 | 0 | 0 | 0 | 0 | 0 | 0 | 0 | 0 | 0 | 0 | 0 | 0 | 0 | 0 | 0 | 0 | 0 | 0 | 0 | 0
Ceramic Metal Halide (CMH) ,75 watts | 16 | 504210 | 504210 | 504210 | 504210 | 504210 | 504210 | 504210 | 504210 | 504210 | 504210 | 504210 | 504210 | 504210 | 504210 | 504210 | 504210 | 504210 | 0 | 0 | 0 | 0
Interior Pulse Start Metal Halide (400 W replacements) | 10 | 497280 | 497280 | 497280 | 497280 | 497280 | 497280 | 497280 | 497280 | 497280 | 497280 | 497280 | 0 | 0 | 0 | 0 | 0 | 0 | 0 | 0 | 0 | 0
Interior HO T-5 4 lamp fixture retrofits | 16 | 4766720 | 4766720 | 4766720 | 4766720 | 4766720 | 4766720 | 4766720 | 4766720 | 4766720 | 4766720 | 4766720 | 4766720 | 4766720 | 4766720 | 4766720 | 4766720 | 4766720 | 0 | 0 | 0 | 0
Occupancy Sensor wall mounted | 8 | 245175.42 | 245175.42 | 245175.42 | 245175.42 | 245175.42 | 245175.42 | 245175.42 | 245175.42 | 245175.42 | 0 | 0 | 0 | 0 | 0 | 0 | 0 | 0 | 0 | 0 | 0 | 0
Occupancy Sensor ceiling mounted | 8 | 950235.125 | 950235.125 | 950235.125 | 950235.125 | 950235.125 | 950235.125 | 950235.125 | 950235.125 | 950235.125 | 0 | 0 | 0 | 0 | 0 | 0 | 0 | 0 | 0 | 0 | 0 | 0
Plug Load sensor | 8 | 45453.87 | 45453.87 | 45453.87 | 45453.87 | 45453.87 | 45453.87 | 45453.87 | 45453.87 | 45453.87 | 0 | 0 | 0 | 0 | 0 | 0 | 0 | 0 | 0 | 0 | 0 | 0
Photocell | 8 | 174469.4 | 174469.4 | 174469.4 | 174469.4 | 174469.4 | 174469.4 | 174469.4 | 174469.4 | 174469.4 | 0 | 0 | 0 | 0 | 0 | 0 | 0 | 0 | 0 | 0 | 0 | 0
Timeclock | 8 | 157022.46 | 157022.46 | 157022.46 | 157022.46 | 157022.46 | 157022.46 | 157022.46 | 157022.46 | 157022.46 | 0 | 0 | 0 | 0 | 0 | 0 | 0 | 0 | 0 | 0 | 0 | 0
Refrigeration | 0 | 0 | 0 | 0 | 0 | 0 | 0 | 0 | 0 | 0 | 0 | 0 | 0 | 0 | 0 | 0 | 0 | 0 | 0 | 0 | 0 | 0
Night Covers for Display Cases - med temp | 5 | 0 | 0 | 0 | 0 | 0 | 0 | 0 | 0 | 0 | 0 | 0 | 0 | 0 | 0 | 0 | 0 | 0 | 0 | 0 | 0 | 0
Night Covers for Display Cases - low temp | 5 | 0 | 0 | 0 | 0 | 0 | 0 | 0 | 0 | 0 | 0 | 0 | 0 | 0 | 0 | 0 | 0 | 0 | 0 | 0 | 0 | 0
Infiltration Barrier for Walk-ins (strip curtains) | 4 | 0 | 0 | 0 | 0 | 0 | 0 | 0 | 0 | 0 | 0 | 0 | 0 | 0 | 0 | 0 | 0 | 0 | 0 | 0 | 0 | 0
Retrofit Glass doors on open vertical display cases (Low Temp) | 12 | 0 | 0 | 0 | 0 | 0 | 0 | 0 | 0 | 0 | 0 | 0 | 0 | 0 | 0 | 0 | 0 | 0 | 0 | 0 | 0 | 0
Retrofit Glass doors on open vertical display cases (Medium Case) | 12 | 0 | 0 | 0 | 0 | 0 | 0 | 0 | 0 | 0 | 0 | 0 | 0 | 0 | 0 | 0 | 0 | 0 | 0 | 0 | 0 | 0
Replace reach in case w/doors with hi eff case with special doors | 12 | 0 | 0 | 0 | 0 | 0 | 0 | 0 | 0 | 0 | 0 | 0 | 0 | 0 | 0 | 0 | 0 | 0 | 0 | 0 | 0 | 0
New Low Temp reach in Display Case with doors( replace open) | 16 | 0 | 0 | 0 | 0 | 0 | 0 | 0 | 0 | 0 | 0 | 0 | 0 | 0 | 0 | 0 | 0 | 0 | 0 | 0 | 0 | 0
New Medium Temp reach in Display Case with Doors (replace open) | 16 | 0 | 0 | 0 | 0 | 0 | 0 | 0 | 0 | 0 | 0 | 0 | 0 | 0 | 0 | 0 | 0 | 0 | 0 | 0 | 0 | 0
Special Doors with Low Anti-Sweat Heat low temp) | 12 | 0 | 0 | 0 | 0 | 0 | 0 | 0 | 0 | 0 | 0 | 0 | 0 | 0 | 0 | 0 | 0 | 0 | 0 | 0 | 0 | 0
Anti-Sweat Heat Controller | 8 | 0 | 0 | 0 | 0 | 0 | 0 | 0 | 0 | 0 | 0 | 0 | 0 | 0 | 0 | 0 | 0 | 0 | 0 | 0 | 0 | 0
Insulate Bare Suction Pipes | 11 | 0 | 0 | 0 | 0 | 0 | 0 | 0 | 0 | 0 | 0 | 0 | 0 | 0 | 0 | 0 | 0 | 0 | 0 | 0 | 0 | 0
Main door Cooler Door Gaskets (Walk-in) | 4 | 0 | 0 | 0 | 0 | 0 | 0 | 0 | 0 | 0 | 0 | 0 | 0 | 0 | 0 | 0 | 0 | 0 | 0 | 0 | 0 | 0
Main Door Freezer Door Gaskets( Walk-in) | 4 | 0 | 0 | 0 | 0 | 0 | 0 | 0 | 0 | 0 | 0 | 0 | 0 | 0 | 0 | 0 | 0 | 0 | 0 | 0 | 0 | 0
Auto-closer for Coolers | 8 | 0 | 0 | 0 | 0 | 0 | 0 | 0 | 0 | 0 | 0 | 0 | 0 | 0 | 0 | 0 | 0 | 0 | 0 | 0 | 0 | 0
Auto-closer for Freezers | 8 | 0 | 0 | 0 | 0 | 0 | 0 | 0 | 0 | 0 | 0 | 0 | 0 | 0 | 0 | 0 | 0 | 0 | 0 | 0 | 0 | 0
Auto-closer for Glass Doors for Walk-In Coolers | 8 | 0 | 0 | 0 | 0 | 0 | 0 | 0 | 0 | 0 | 0 | 0 | 0 | 0 | 0 | 0 | 0 | 0 | 0 | 0 | 0 | 0
Oversized Air Cooled Condenser | 16 | 229173 | 229173 | 229173 | 229173 | 229173 | 229173 | 229173 | 229173 | 229173 | 229173 | 229173 | 229173 | 229173 | 229173 | 229173 | 229173 | 229173 | 0 | 0 | 0 | 0
Oversized Evaporative Cooled Condenser | 16 | 137886 | 137886 | 137886 | 137886 | 137886 | 137886 | 137886 | 137886 | 137886 | 137886 | 137886 | 137886 | 137886 | 137886 | 137886 | 137886 | 137886 | 0 | 0 | 0 | 0
Air cooled to Evaporative cooled condensers -conventional | 16 | 0 | 0 | 0 | 0 | 0 | 0 | 0 | 0 | 0 | 0 | 0 | 0 | 0 | 0 | 0 | 0 | 0 | 0 | 0 | 0 | 0
Air cooled to Evaporative cooled condensers - multiplex | 16 | 0 | 0 | 0 | 0 | 0 | 0 | 0 | 0 | 0 | 0 | 0 | 0 | 0 | 0 | 0 | 0 | 0 | 0 | 0 | 0 | 0
Multiplex Compressor System air cooled | 12 | 0 | 0 | 0 | 0 | 0 | 0 | 0 | 0 | 0 | 0 | 0 | 0 | 0 | 0 | 0 | 0 | 0 | 0 | 0 | 0 | 0
Multiplex Compressor System - evap cooled | 12 | 514500 | 514500 | 514500 | 514500 | 514500 | 514500 | 514500 | 514500 | 514500 | 514500 | 514500 | 514500 | 514500 | 0 | 0 | 0 | 0 | 0 | 0 | 0 | 0
Multiplex Compressor System w/ eff cond - air cooled | 12 | 0 | 0 | 0 | 0 | 0 | 0 | 0 | 0 | 0 | 0 | 0 | 0 | 0 | 0 | 0 | 0 | 0 | 0 | 0 | 0 | 0
Multiplex Compressor System w/ eff cond - evap cooled | 12 | 0 | 0 | 0 | 0 | 0 | 0 | 0 | 0 | 0 | 0 | 0 | 0 | 0 | 0 | 0 | 0 | 0 | 0 | 0 | 0 | 0
Floating Head Pressure Controller - air cooled | 16 | 0 | 0 | 0 | 0 | 0 | 0 | 0 | 0 | 0 | 0 | 0 | 0 | 0 | 0 | 0 | 0 | 0 | 0 | 0 | 0 | 0
Floating Head Pressure Controller - evap cooled | 16 | 0 | 0 | 0 | 0 | 0 | 0 | 0 | 0 | 0 | 0 | 0 | 0 | 0 | 0 | 0 | 0 | 0 | 0 | 0 | 0 | 0
Efficient Evaporator Fan Motors (SHP to PSC) | 16 | 0 | 0 | 0 | 0 | 0 | 0 | 0 | 0 | 0 | 0 | 0 | 0 | 0 | 0 | 0 | 0 | 0 | 0 | 0 | 0 | 0
Efficient Evaporator Fan Motors (SHP to ECM) | 16 | 0 | 0 | 0 | 0 | 0 | 0 | 0 | 0 | 0 | 0 | 0 | 0 | 0 | 0 | 0 | 0 | 0 | 0 | 0 | 0 | 0
High Efficiency Compressor | 15 | 514990 | 514990 | 514990 | 514990 | 514990 | 514990 | 514990 | 514990 | 514990 | 514990 | 514990 | 514990 | 514990 | 514990 | 514990 | 514990 | 0 | 0 | 0 | 0 | 0
Evaporative Fan Controller | 5 | 54341 | 54341 | 54341 | 54341 | 54341 | 54341 | 0 | 0 | 0 | 0 | 0 | 0 | 0 | 0 | 0 | 0 | 0 | 0 | 0 | 0 | 0
Vending Machine Controller | 15 | 3116400 | 3116400 | 3116400 | 3116400 | 3116400 | 3116400 | 3116400 | 3116400 | 3116400 | 3116400 | 3116400 | 3116400 | 3116400 | 3116400 | 3116400 | 3116400 | 0 | 0 | 0 | 0 | 0
Agricultural | 0 | 0 | 0 | 0 | 0 | 0 | 0 | 0 | 0 | 0 | 0 | 0 | 0 | 0 | 0 | 0 | 0 | 0 | 0 | 0 | 0 | 0
Sprinkler to Micro-Irrigation conversion | 20 | 0 | 0 | 0 | 0 | 0 | 0 | 0 | 0 | 0 | 0 | 0 | 0 | 0 | 0 | 0 | 0 | 0 | 0 | 0 | 0 | 0
Low pressure impact sprinkler nozzles( permanent) | 5 | 0 | 0 | 0 | 0 | 0 | 0 | 0 | 0 | 0 | 0 | 0 | 0 | 0 | 0 | 0 | 0 | 0 | 0 | 0 | 0 | 0
Low pressure impact sprinkler nozzles( portable) | 5 | 0 | 0 | 0 | 0 | 0 | 0 | 0 | 0 | 0 | 0 | 0 | 0 | 0 | 0 | 0 | 0 | 0 | 0 | 0 | 0 | 0
Variable Frequency Drives for Injectin Molding Machines | 15 | 0 | 0 | 0 | 0 | 0 | 0 | 0 | 0 | 0 | 0 | 0 | 0 | 0 | 0 | 0 | 0 | 0 | 0 | 0 | 0 | 0
Motors | 0 | 0 | 0 | 0 | 0 | 0 | 0 | 0 | 0 | 0 | 0 | 0 | 0 | 0 | 0 | 0 | 0 | 0 | 0 | 0 | 0 | 0
Motors 1-200 HP | 15 | 875140 | 875140 | 875140 | 875140 | 875140 | 875140 | 875140 | 875140 | 875140 | 875140 | 875140 | 875140 | 875140 | 875140 | 875140 | 875140 | 0 | 0 | 0 | 0 | 0
Food Service | 0 | 0 | 0 | 0 | 0 | 0 | 0 | 0 | 0 | 0 | 0 | 0 | 0 | 0 | 0 | 0 | 0 | 0 | 0 | 0 | 0 | 0
Pressureless Steamers <=0.4 kW idle | 12 | 64876 | 64876 | 64876 | 64876 | 64876 | 64876 | 64876 | 64876 | 64876 | 64876 | 64876 | 64876 | 64876 | 0 | 0 | 0 | 0 | 0 | 0 | 0 | 0
Pressureless Steamers <=0.2 kW idle | 12 | 76244 | 76244 | 76244 | 76244 | 76244 | 76244 | 76244 | 76244 | 76244 | 76244 | 76244 | 76244 | 76244 | 0 | 0 | 0 | 0 | 0 | 0 | 0 | 0
Insulated Holding Cabinet- Full Size <=.8 kW | 12 | 38220 | 38220 | 38220 | 38220 | 38220 | 38220 | 38220 | 38220 | 38220 | 38220 | 38220 | 38220 | 38220 | 0 | 0 | 0 | 0 | 0 | 0 | 0 | 0
Insulated Holding Cabinet- Full Size <=.6 kW | 12 | 53900 | 53900 | 53900 | 53900 | 53900 | 53900 | 53900 | 53900 | 53900 | 53900 | 53900 | 53900 | 53900 | 0 | 0 | 0 | 0 | 0 | 0 | 0 | 0
Insulated Holding Cabinet-Three Quarter Size <=.8 kW | 12 | 27342 | 27342 | 27342 | 27342 | 27342 | 27342 | 27342 | 27342 | 27342 | 27342 | 27342 | 27342 | 27342 | 0 | 0 | 0 | 0 | 0 | 0 | 0 | 0
Insulated Holding Cabinet-Three Quarter Size <=.6 kW | 12 | 37730 | 37730 | 37730 | 37730 | 37730 | 37730 | 37730 | 37730 | 37730 | 37730 | 37730 | 37730 | 37730 | 0 | 0 | 0 | 0 | 0 | 0 | 0 | 0
Insulated Holding Cabinet-Half Size <=.4 kW | 12 | 19110 | 19110 | 19110 | 19110 | 19110 | 19110 | 19110 | 19110 | 19110 | 19110 | 19110 | 19110 | 19110 | 0 | 0 | 0 | 0 | 0 | 0 | 0 | 0
Insulated Holding Cabinet-Half Size <=.3 kW | 12 | 26950 | 26950 | 26950 | 26950 | 26950 | 26950 | 26950 | 26950 | 26950 | 26950 | 26950 | 26950 | 26950 | 0 | 0 | 0 | 0 | 0 | 0 | 0 | 0
0 | 0 | 0 | 0 | 0 | 0 | 0 | 0 | 0 | 0 | 0 | 0 | 0 | 0 | 0 | 0 | 0 | 0 | 0 | 0 | 0 | 0 | 0
0 | 0 | 0 | 0 | 0 | 0 | 0 | 0 | 0 | 0 | 0 | 0 | 0 | 0 | 0 | 0 | 0 | 0 | 0 | 0 | 0 | 0 | 0
0 | 0 | 0 | 0 | 0 | 0 | 0 | 0 | 0 | 0 | 0 | 0 | 0 | 0 | 0 | 0 | 0 | 0 | 0 | 0 | 0 | 0 | 0
0 | 0 | 0 | 0 | 0 | 0 | 0 | 0 | 0 | 0 | 0 | 0 | 0 | 0 | 0 | 0 | 0 | 0 | 0 | 0 | 0 | 0 | 0
0 | 0 | 0 | 0 | 0 | 0 | 0 | 0 | 0 | 0 | 0 | 0 | 0 | 0 | 0 | 0 | 0 | 0 | 0 | 0 | 0 | 0 | 0
0 | 0 | 0 | 0 | 0 | 0 | 0 | 0 | 0 | 0 | 0 | 0 | 0 | 0 | 0 | 0 | 0 | 0 | 0 | 0 | 0 | 0 | 0
0 | 0 | 0 | 0 | 0 | 0 | 0 | 0 | 0 | 0 | 0 | 0 | 0 | 0 | 0 | 0 | 0 | 0 | 0 | 0 | 0 | 0 | 0
0 | 0 | 0 | 0 | 0 | 0 | 0 | 0 | 0 | 0 | 0 | 0 | 0 | 0 | 0 | 0 | 0 | 0 | 0 | 0 | 0 | 0 | 0
0 | 0 | 0 | 0 | 0 | 0 | 0 | 0 | 0 | 0 | 0 | 0 | 0 | 0 | 0 | 0 | 0 | 0 | 0 | 0 | 0 | 0 | 0
0 | 0 | 0 | 0 | 0 | 0 | 0 | 0 | 0 | 0 | 0 | 0 | 0 | 0 | 0 | 0 | 0 | 0 | 0 | 0 | 0 | 0 | 0
0 | 0 | 0 | 0 | 0 | 0 | 0 | 0 | 0 | 0 | 0 | 0 | 0 | 0 | 0 | 0 | 0 | 0 | 0 | 0 | 0 | 0 | 0
0 | 0 | 0 | 0 | 0 | 0 | 0 | 0 | 0 | 0 | 0 | 0 | 0 | 0 | 0 | 0 | 0 | 0 | 0 | 0 | 0 | 0 | 0
0 | 0 | 0 | 0 | 0 | 0 | 0 | 0 | 0 | 0 | 0 | 0 | 0 | 0 | 0 | 0 | 0 | 0 | 0 | 0 | 0 | 0 | 0
0 | 0 | 0 | 0 | 0 | 0 | 0 | 0 | 0 | 0 | 0 | 0 | 0 | 0 | 0 | 0 | 0 | 0 | 0 | 0 | 0 | 0 | 0
0 | 0 | 0 | 0 | 0 | 0 | 0 | 0 | 0 | 0 | 0 | 0 | 0 | 0 | 0 | 0 | 0 | 0 | 0 | 0 | 0 | 0 | 0
0 | 0 | 0 | 0 | 0 | 0 | 0 | 0 | 0 | 0 | 0 | 0 | 0 | 0 | 0 | 0 | 0 | 0 | 0 | 0 | 0 | 0 | 0
0 | 0 | 0 | 0 | 0 | 0 | 0 | 0 | 0 | 0 | 0 | 0 | 0 | 0 | 0 | 0 | 0 | 0 | 0 | 0 | 0 | 0 | 0
0 | 0 | 0 | 0 | 0 | 0 | 0 | 0 | 0 | 0 | 0 | 0 | 0 | 0 | 0 | 0 | 0 | 0 | 0 | 0 | 0 | 0 | 0
0 | 0 | 0 | 0 | 0 | 0 | 0 | 0 | 0 | 0 | 0 | 0 | 0 | 0 | 0 | 0 | 0 | 0 | 0 | 0 | 0 | 0 | 0
0 | 0 | 0 | 0 | 0 | 0 | 0 | 0 | 0 | 0 | 0 | 0 | 0 | 0 | 0 | 0 | 0 | 0 | 0 | 0 | 0 | 0 | 0
0 | 0 | 0 | 0 | 0 | 0 | 0 | 0 | 0 | 0 | 0 | 0 | 0 | 0 | 0 | 0 | 0 | 0 | 0 | 0 | 0 | 0 | 0
0 | 0 | 0 | 0 | 0 | 0 | 0 | 0 | 0 | 0 | 0 | 0 | 0 | 0 | 0 | 0 | 0 | 0 | 0 | 0 | 0 | 0 | 0
0 | 0 | 0 | 0 | 0 | 0 | 0 | 0 | 0 | 0 | 0 | 0 | 0 | 0 | 0 | 0 | 0 | 0 | 0 | 0 | 0 | 0 | 0
0 | 0 | 0 | 0 | 0 | 0 | 0 | 0 | 0 | 0 | 0 | 0 | 0 | 0 | 0 | 0 | 0 | 0 | 0 | 0 | 0 | 0 | 0
0 | 0 | 0 | 0 | 0 | 0 | 0 | 0 | 0 | 0 | 0 | 0 | 0 | 0 | 0 | 0 | 0 | 0 | 0 | 0 | 0 | 0 | 0
0 | 0 | 0 | 0 | 0 | 0 | 0 | 0 | 0 | 0 | 0 | 0 | 0 | 0 | 0 | 0 | 0 | 0 | 0 | 0 | 0 | 0 | 0
0 | 0 | 0 | 0 | 0 | 0 | 0 | 0 | 0 | 0 | 0 | 0 | 0 | 0 | 0 | 0 | 0 | 0 | 0 | 0 | 0 | 0 | 0
0 | 0 | 0 | 0 | 0 | 0 | 0 | 0 | 0 | 0 | 0 | 0 | 0 | 0 | 0 | 0 | 0 | 0 | 0 | 0 | 0 | 0 | 0
0 | 0 | 0 | 0 | 0 | 0 | 0 | 0 | 0 | 0 | 0 | 0 | 0 | 0 | 0 | 0 | 0 | 0 | 0 | 0 | 0 | 0 | 0
0 | 0 | 0 | 0 | 0 | 0 | 0 | 0 | 0 | 0 | 0 | 0 | 0 | 0 | 0 | 0 | 0 | 0 | 0 | 0 | 0 | 0 | 0
0 | 0 | 0 | 0 | 0 | 0 | 0 | 0 | 0 | 0 | 0 | 0 | 0 | 0 | 0 | 0 | 0 | 0 | 0 | 0 | 0 | 0 | 0
0 | 0 | 0 | 0 | 0 | 0 | 0 | 0 | 0 | 0 | 0 | 0 | 0 | 0 | 0 | 0 | 0 | 0 | 0 | 0 | 0 | 0 | 0
0 | 0 | 0 | 0 | 0 | 0 | 0 | 0 | 0 | 0 | 0 | 0 | 0 | 0 | 0 | 0 | 0 | 0 | 0 | 0 | 0 | 0 | 0
0 | 0 | 0 | 0 | 0 | 0 | 0 | 0 | 0 | 0 | 0 | 0 | 0 | 0 | 0 | 0 | 0 | 0 | 0 | 0 | 0 | 0 | 0
0 | 0 | 0 | 0 | 0 | 0 | 0 | 0 | 0 | 0 | 0 | 0 | 0 | 0 | 0 | 0 | 0 | 0 | 0 | 0 | 0 | 0 | 0
0 | 0 | 0 | 0 | 0 | 0 | 0 | 0 | 0 | 0 | 0 | 0 | 0 | 0 | 0 | 0 | 0 | 0 | 0 | 0 | 0 | 0 | 0
0 | 0 | 0 | 0 | 0 | 0 | 0 | 0 | 0 | 0 | 0 | 0 | 0 | 0 | 0 | 0 | 0 | 0 | 0 | 0 | 0 | 0 | 0
0 | 0 | 0 | 0 | 0 | 0 | 0 | 0 | 0 | 0 | 0 | 0 | 0 | 0 | 0 | 0 | 0 | 0 | 0 | 0 | 0 | 0 | 0
0 | 0 | 0 | 0 | 0 | 0 | 0 | 0 | 0 | 0 | 0 | 0 | 0 | 0 | 0 | 0 | 0 | 0 | 0 | 0 | 0 | 0 | 0
0 | 0 | 0 | 0 | 0 | 0 | 0 | 0 | 0 | 0 | 0 | 0 | 0 | 0 | 0 | 0 | 0 | 0 | 0 | 0 | 0 | 0 | 0
0 | 0 | 0 | 0 | 0 | 0 | 0 | 0 | 0 | 0 | 0 | 0 | 0 | 0 | 0 | 0 | 0 | 0 | 0 | 0 | 0 | 0 | 0
0 | 0 | 0 | 0 | 0 | 0 | 0 | 0 | 0 | 0 | 0 | 0 | 0 | 0 | 0 | 0 | 0 | 0 | 0 | 0 | 0 | 0 | 0
0 | 0 | 0 | 0 | 0 | 0 | 0 | 0 | 0 | 0 | 0 | 0 | 0 | 0 | 0 | 0 | 0 | 0 | 0 | 0 | 0 | 0 | 0
0 | 0 | 0 | 0 | 0 | 0 | 0 | 0 | 0 | 0 | 0 | 0 | 0 | 0 | 0 | 0 | 0 | 0 | 0 | 0 | 0 | 0 | 0
0 | 0 | 0 | 0 | 0 | 0 | 0 | 0 | 0 | 0 | 0 | 0 | 0 | 0 | 0 | 0 | 0 | 0 | 0 | 0 | 0 | 0 | 0
0 | 0 | 0 | 0 | 0 | 0 | 0 | 0 | 0 | 0 | 0 | 0 | 0 | 0 | 0 | 0 | 0 | 0 | 0 | 0 | 0 | 0 | 0
0 | 0 | 0 | 0 | 0 | 0 | 0 | 0 | 0 | 0 | 0 | 0 | 0 | 0 | 0 | 0 | 0 | 0 | 0 | 0 | 0 | 0 | 0
0 | 0 | 0 | 0 | 0 | 0 | 0 | 0 | 0 | 0 | 0 | 0 | 0 | 0 | 0 | 0 | 0 | 0 | 0 | 0 | 0 | 0 | 0
0 | 0 | 0 | 0 | 0 | 0 | 0 | 0 | 0 | 0 | 0 | 0 | 0 | 0 | 0 | 0 | 0 | 0 | 0 | 0 | 0 | 0 | 0
0 | 0 | 0 | 0 | 0 | 0 | 0 | 0 | 0 | 0 | 0 | 0 | 0 | 0 | 0 | 0 | 0 | 0 | 0 | 0 | 0 | 0 | 0
0 | 0 | 0 | 0 | 0 | 0 | 0 | 0 | 0 | 0 | 0 | 0 | 0 | 0 | 0 | 0 | 0 | 0 | 0 | 0 | 0 | 0 | 0
0 | 0 | 0 | 0 | 0 | 0 | 0 | 0 | 0 | 0 | 0 | 0 | 0 | 0 | 0 | 0 | 0 | 0 | 0 | 0 | 0 | 0 | 0
0 | 0 | 0 | 0 | 0 | 0 | 0 | 0 | 0 | 0 | 0 | 0 | 0 | 0 | 0 | 0 | 0 | 0 | 0 | 0 | 0 | 0 | 0
0 | 0 | 0 | 0 | 0 | 0 | 0 | 0 | 0 | 0 | 0 | 0 | 0 | 0 | 0 | 0 | 0 | 0 | 0 | 0 | 0 | 0 | 0
0 | 0 | 0 | 0 | 0 | 0 | 0 | 0 | 0 | 0 | 0 | 0 | 0 | 0 | 0 | 0 | 0 | 0 | 0 | 0 | 0 | 0 | 0
0 | 0 | 0 | 0 | 0 | 0 | 0 | 0 | 0 | 0 | 0 | 0 | 0 | 0 | 0 | 0 | 0 | 0 | 0 | 0 | 0 | 0 | 0
0 | 0 | 0 | 0 | 0 | 0 | 0 | 0 | 0 | 0 | 0 | 0 | 0 | 0 | 0 | 0 | 0 | 0 | 0 | 0 | 0 | 0 | 0
0 | 0 | 0 | 0 | 0 | 0 | 0 | 0 | 0 | 0 | 0 | 0 | 0 | 0 | 0 | 0 | 0 | 0 | 0 | 0 | 0 | 0 | 0
0 | 0 | 0 | 0 | 0 | 0 | 0 | 0 | 0 | 0 | 0 | 0 | 0 | 0 | 0 | 0 | 0 | 0 | 0 | 0 | 0 | 0 | 0
0 | 0 | 0 | 0 | 0 | 0 | 0 | 0 | 0 | 0 | 0 | 0 | 0 | 0 | 0 | 0 | 0 | 0 | 0 | 0 | 0 | 0 | 0
0 | 0 | 0 | 0 | 0 | 0 | 0 | 0 | 0 | 0 | 0 | 0 | 0 | 0 | 0 | 0 | 0 | 0 | 0 | 0 | 0 | 0 | 0
0 | 0 | 0 | 0 | 0 | 0 | 0 | 0 | 0 | 0 | 0 | 0 | 0 | 0 | 0 | 0 | 0 | 0 | 0 | 0 | 0 | 0 | 0
0 | 0 | 0 | 0 | 0 | 0 | 0 | 0 | 0 | 0 | 0 | 0 | 0 | 0 | 0 | 0 | 0 | 0 | 0 | 0 | 0 | 0 | 0
0 | 0 | 0 | 0 | 0 | 0 | 0 | 0 | 0 | 0 | 0 | 0 | 0 | 0 | 0 | 0 | 0 | 0 | 0 | 0 | 0 | 0 | 0
0 | 0 | 0 | 0 | 0 | 0 | 0 | 0 | 0 | 0 | 0 | 0 | 0 | 0 | 0 | 0 | 0 | 0 | 0 | 0 | 0 | 0 | 0
0 | 0 | 0 | 0 | 0 | 0 | 0 | 0 | 0 | 0 | 0 | 0 | 0 | 0 | 0 | 0 | 0 | 0 | 0 | 0 | 0 | 0 | 0
0 | 0 | 0 | 0 | 0 | 0 | 0 | 0 | 0 | 0 | 0 | 0 | 0 | 0 | 0 | 0 | 0 | 0 | 0 | 0 | 0 | 0 | 0
0 | 0 | 0 | 0 | 0 | 0 | 0 | 0 | 0 | 0 | 0 | 0 | 0 | 0 | 0 | 0 | 0 | 0 | 0 | 0 | 0 | 0 | 0
0 | 0 | 0 | 0 | 0 | 0 | 0 | 0 | 0 | 0 | 0 | 0 | 0 | 0 | 0 | 0 | 0 | 0 | 0 | 0 | 0 | 0 | 0
0 | 0 | 0 | 0 | 0 | 0 | 0 | 0 | 0 | 0 | 0 | 0 | 0 | 0 | 0 | 0 | 0 | 0 | 0 | 0 | 0 | 0 | 0
0 | 0 | 0 | 0 | 0 | 0 | 0 | 0 | 0 | 0 | 0 | 0 | 0 | 0 | 0 | 0 | 0 | 0 | 0 | 0 | 0 | 0 | 0
0 | 0 | 0 | 0 | 0 | 0 | 0 | 0 | 0 | 0 | 0 | 0 | 0 | 0 | 0 | 0 | 0 | 0 | 0 | 0 | 0 | 0 | 0
0 | 0 | 0 | 0 | 0 | 0 | 0 | 0 | 0 | 0 | 0 | 0 | 0 | 0 | 0 | 0 | 0 | 0 | 0 | 0 | 0 | 0 | 0
0 | 0 | 0 | 0 | 0 | 0 | 0 | 0 | 0 | 0 | 0 | 0 | 0 | 0 | 0 | 0 | 0 | 0 | 0 | 0 | 0 | 0 | 0
0 | 0 | 0 | 0 | 0 | 0 | 0 | 0 | 0 | 0 | 0 | 0 | 0 | 0 | 0 | 0 | 0 | 0 | 0 | 0 | 0 | 0 | 0
0 | 0 | 0 | 0 | 0 | 0 | 0 | 0 | 0 | 0 | 0 | 0 | 0 | 0 | 0 | 0 | 0 | 0 | 0 | 0 | 0 | 0 | 0
0 | 0 | 0 | 0 | 0 | 0 | 0 | 0 | 0 | 0 | 0 | 0 | 0 | 0 | 0 | 0 | 0 | 0 | 0 | 0 | 0 | 0 | 0
0 | 0 | 0 | 0 | 0 | 0 | 0 | 0 | 0 | 0 | 0 | 0 | 0 | 0 | 0 | 0 | 0 | 0 | 0 | 0 | 0 | 0 | 0
0 | 0 | 0 | 0 | 0 | 0 | 0 | 0 | 0 | 0 | 0 | 0 | 0 | 0 | 0 | 0 | 0 | 0 | 0 | 0 | 0 | 0 | 0
0 | 0 | 0 | 0 | 0 | 0 | 0 | 0 | 0 | 0 | 0 | 0 | 0 | 0 | 0 | 0 | 0 | 0 | 0 | 0 | 0 | 0 | 0
0 | 0 | 0 | 0 | 0 | 0 | 0 | 0 | 0 | 0 | 0 | 0 | 0 | 0 | 0 | 0 | 0 | 0 | 0 | 0 | 0 | 0 | 0
0 | 0 | 0 | 0 | 0 | 0 | 0 | 0 | 0 | 0 | 0 | 0 | 0 | 0 | 0 | 0 | 0 | 0 | 0 | 0 | 0 | 0 | 0
0 | 0 | 0 | 0 | 0 | 0 | 0 | 0 | 0 | 0 | 0 | 0 | 0 | 0 | 0 | 0 | 0 | 0 | 0 | 0 | 0 | 0 | 0
0 | 0 | 0 | 0 | 0 | 0 | 0 | 0 | 0 | 0 | 0 | 0 | 0 | 0 | 0 | 0 | 0 | 0 | 0 | 0 | 0 | 0 | 0
0 | 0 | 0 | 0 | 0 | 0 | 0 | 0 | 0 | 0 | 0 | 0 | 0 | 0 | 0 | 0 | 0 | 0 | 0 | 0 | 0 | 0 | 0
0 | 0 | 0 | 0 | 0 | 0 | 0 | 0 | 0 | 0 | 0 | 0 | 0 | 0 | 0 | 0 | 0 | 0 | 0 | 0 | 0 | 0 | 0
0 | 0 | 0 | 0 | 0 | 0 | 0 | 0 | 0 | 0 | 0 | 0 | 0 | 0 | 0 | 0 | 0 | 0 | 0 | 0 | 0 | 0 | 0
0 | 0 | 0 | 0 | 0 | 0 | 0 | 0 | 0 | 0 | 0 | 0 | 0 | 0 | 0 | 0 | 0 | 0 | 0 | 0 | 0 | 0 | 0
0 | 0 | 0 | 0 | 0 | 0 | 0 | 0 | 0 | 0 | 0 | 0 | 0 | 0 | 0 | 0 | 0 | 0 | 0 | 0 | 0 | 0 | 0
0 | 0 | 0 | 0 | 0 | 0 | 0 | 0 | 0 | 0 | 0 | 0 | 0 | 0 | 0 | 0 | 0 | 0 | 0 | 0 | 0 | 0 | 0
0 | 0 | 0 | 0 | 0 | 0 | 0 | 0 | 0 | 0 | 0 | 0 | 0 | 0 | 0 | 0 | 0 | 0 | 0 | 0 | 0 | 0 | 0
0 | 0 | 0 | 0 | 0 | 0 | 0 | 0 | 0 | 0 | 0 | 0 | 0 | 0 | 0 | 0 | 0 | 0 | 0 | 0 | 0 | 0 | 0
0 | 0 | 0 | 0 | 0 | 0 | 0 | 0 | 0 | 0 | 0 | 0 | 0 | 0 | 0 | 0 | 0 | 0 | 0 | 0 | 0 | 0 | 0
0 | 0 | 0 | 0 | 0 | 0 | 0 | 0 | 0 | 0 | 0 | 0 | 0 | 0 | 0 | 0 | 0 | 0 | 0 | 0 | 0 | 0 | 0
0 | 0 | 0 | 0 | 0 | 0 | 0 | 0 | 0 | 0 | 0 | 0 | 0 | 0 | 0 | 0 | 0 | 0 | 0 | 0 | 0 | 0 | 0
0 | 0 | 0 | 0 | 0 | 0 | 0 | 0 | 0 | 0 | 0 | 0 | 0 | 0 | 0 | 0 | 0 | 0 | 0 | 0 | 0 | 0 | 0
0 | 0 | 0 | 0 | 0 | 0 | 0 | 0 | 0 | 0 | 0 | 0 | 0 | 0 | 0 | 0 | 0 | 0 | 0 | 0 | 0 | 0 | 0
0 | 0 | 0 | 0 | 0 | 0 | 0 | 0 | 0 | 0 | 0 | 0 | 0 | 0 | 0 | 0 | 0 | 0 | 0 | 0 | 0 | 0 | 0
0 | 0 | 0 | 0 | 0 | 0 | 0 | 0 | 0 | 0 | 0 | 0 | 0 | 0 | 0 | 0 | 0 | 0 | 0 | 0 | 0 | 0 | 0
0 | 0 | 0 | 0 | 0 | 0 | 0 | 0 | 0 | 0 | 0 | 0 | 0 | 0 | 0 | 0 | 0 | 0 | 0 | 0 | 0 | 0 | 0
0 | 0 | 0 | 0 | 0 | 0 | 0 | 0 | 0 | 0 | 0 | 0 | 0 | 0 | 0 | 0 | 0 | 0 | 0 | 0 | 0 | 0 | 0
0 | 0 | 0 | 0 | 0 | 0 | 0 | 0 | 0 | 0 | 0 | 0 | 0 | 0 | 0 | 0 | 0 | 0 | 0 | 0 | 0 | 0 | 0
0 | 0 | 0 | 0 | 0 | 0 | 0 | 0 | 0 | 0 | 0 | 0 | 0 | 0 | 0 | 0 | 0 | 0 | 0 | 0 | 0 | 0 | 0
0 | 0 | 0 | 0 | 0 | 0 | 0 | 0 | 0 | 0 | 0 | 0 | 0 | 0 | 0 | 0 | 0 | 0 | 0 | 0 | 0 | 0 | 0
0 | 0 | 0 | 0 | 0 | 0 | 0 | 0 | 0 | 0 | 0 | 0 | 0 | 0 | 0 | 0 | 0 | 0 | 0 | 0 | 0 | 0 | 0
0 | 0 | 0 | 0 | 0 | 0 | 0 | 0 | 0 | 0 | 0 | 0 | 0 | 0 | 0 | 0 | 0 | 0 | 0 | 0 | 0 | 0 | 0
0 | 0 | 0 | 0 | 0 | 0 | 0 | 0 | 0 | 0 | 0 | 0 | 0 | 0 | 0 | 0 | 0 | 0 | 0 | 0 | 0 | 0 | 0
0 | 0 | 0 | 0 | 0 | 0 | 0 | 0 | 0 | 0 | 0 | 0 | 0 | 0 | 0 | 0 | 0 | 0 | 0 | 0 | 0 | 0 | 0
0 | 0 | 0 | 0 | 0 | 0 | 0 | 0 | 0 | 0 | 0 | 0 | 0 | 0 | 0 | 0 | 0 | 0 | 0 | 0 | 0 | 0 | 0
0 | 0 | 0 | 0 | 0 | 0 | 0 | 0 | 0 | 0 | 0 | 0 | 0 | 0 | 0 | 0 | 0 | 0 | 0 | 0 | 0 | 0 | 0
0 | 0 | 0 | 0 | 0 | 0 | 0 | 0 | 0 | 0 | 0 | 0 | 0 | 0 | 0 | 0 | 0 | 0 | 0 | 0 | 0 | 0 | 0
0 | 0 | 0 | 0 | 0 | 0 | 0 | 0 | 0 | 0 | 0 | 0 | 0 | 0 | 0 | 0 | 0 | 0 | 0 | 0 | 0 | 0 | 0
0 | 0 | 0 | 0 | 0 | 0 | 0 | 0 | 0 | 0 | 0 | 0 | 0 | 0 | 0 | 0 | 0 | 0 | 0 | 0 | 0 | 0 | 0
0 | 0 | 0 | 0 | 0 | 0 | 0 | 0 | 0 | 0 | 0 | 0 | 0 | 0 | 0 | 0 | 0 | 0 | 0 | 0 | 0 | 0 | 0
0 | 0 | 0 | 0 | 0 | 0 | 0 | 0 | 0 | 0 | 0 | 0 | 0 | 0 | 0 | 0 | 0 | 0 | 0 | 0 | 0 | 0 | 0
0 | 0 | 0 | 0 | 0 | 0 | 0 | 0 | 0 | 0 | 0 | 0 | 0 | 0 | 0 | 0 | 0 | 0 | 0 | 0 | 0 | 0 | 0
0 | 0 | 0 | 0 | 0 | 0 | 0 | 0 | 0 | 0 | 0 | 0 | 0 | 0 | 0 | 0 | 0 | 0 | 0 | 0 | 0 | 0 | 0
0 | 0 | 0 | 0 | 0 | 0 | 0 | 0 | 0 | 0 | 0 | 0 | 0 | 0 | 0 | 0 | 0 | 0 | 0 | 0 | 0 | 0 | 0
0 | 0 | 0 | 0 | 0 | 0 | 0 | 0 | 0 | 0 | 0 | 0 | 0 | 0 | 0 | 0 | 0 | 0 | 0 | 0 | 0 | 0 | 0
0 | 0 | 0 | 0 | 0 | 0 | 0 | 0 | 0 | 0 | 0 | 0 | 0 | 0 | 0 | 0 | 0 | 0 | 0 | 0 | 0 | 0 | 0
0 | 0 | 0 | 0 | 0 | 0 | 0 | 0 | 0 | 0 | 0 | 0 | 0 | 0 | 0 | 0 | 0 | 0 | 0 | 0 | 0 | 0 | 0
0 | 0 | 0 | 0 | 0 | 0 | 0 | 0 | 0 | 0 | 0 | 0 | 0 | 0 | 0 | 0 | 0 | 0 | 0 | 0 | 0 | 0 | 0
0 | 0 | 0 | 0 | 0 | 0 | 0 | 0 | 0 | 0 | 0 | 0 | 0 | 0 | 0 | 0 | 0 | 0 | 0 | 0 | 0 | 0 | 0
0 | 0 | 0 | 0 | 0 | 0 | 0 | 0 | 0 | 0 | 0 | 0 | 0 | 0 | 0 | 0 | 0 | 0 | 0 | 0 | 0 | 0 | 0
0 | 0 | 0 | 0 | 0 | 0 | 0 | 0 | 0 | 0 | 0 | 0 | 0 | 0 | 0 | 0 | 0 | 0 | 0 | 0 | 0 | 0 | 0
0 | 0 | 0 | 0 | 0 | 0 | 0 | 0 | 0 | 0 | 0 | 0 | 0 | 0 | 0 | 0 | 0 | 0 | 0 | 0 | 0 | 0 | 0
0 | 0 | 0 | 0 | 0 | 0 | 0 | 0 | 0 | 0 | 0 | 0 | 0 | 0 | 0 | 0 | 0 | 0 | 0 | 0 | 0 | 0 | 0
0 | 0 | 0 | 0 | 0 | 0 | 0 | 0 | 0 | 0 | 0 | 0 | 0 | 0 | 0 | 0 | 0 | 0 | 0 | 0 | 0 | 0 | 0
0 | 0 | 0 | 0 | 0 | 0 | 0 | 0 | 0 | 0 | 0 | 0 | 0 | 0 | 0 | 0 | 0 | 0 | 0 | 0 | 0 | 0 | 0
0 | 0 | 0 | 0 | 0 | 0 | 0 | 0 | 0 | 0 | 0 | 0 | 0 | 0 | 0 | 0 | 0 | 0 | 0 | 0 | 0 | 0 | 0
0 | 0 | 0 | 0 | 0 | 0 | 0 | 0 | 0 | 0 | 0 | 0 | 0 | 0 | 0 | 0 | 0 | 0 | 0 | 0 | 0 | 0 | 0
0 | 0 | 0 | 0 | 0 | 0 | 0 | 0 | 0 | 0 | 0 | 0 | 0 | 0 | 0 | 0 | 0 | 0 | 0 | 0 | 0 | 0 | 0
0 | 0 | 0 | 0 | 0 | 0 | 0 | 0 | 0 | 0 | 0 | 0 | 0 | 0 | 0 | 0 | 0 | 0 | 0 | 0 | 0 | 0 | 0
0 | 0 | 0 | 0 | 0 | 0 | 0 | 0 | 0 | 0 | 0 | 0 | 0 | 0 | 0 | 0 | 0 | 0 | 0 | 0 | 0 | 0 | 0
0 | 0 | 0 | 0 | 0 | 0 | 0 | 0 | 0 | 0 | 0 | 0 | 0 | 0 | 0 | 0 | 0 | 0 | 0 | 0 | 0 | 0 | 0
0 | 0 | 0 | 0 | 0 | 0 | 0 | 0 | 0 | 0 | 0 | 0 | 0 | 0 | 0 | 0 | 0 | 0 | 0 | 0 | 0 | 0 | 0
0 | 0 | 0 | 0 | 0 | 0 | 0 | 0 | 0 | 0 | 0 | 0 | 0 | 0 | 0 | 0 | 0 | 0 | 0 | 0 | 0 | 0 | 0
0 | 0 | 0 | 0 | 0 | 0 | 0 | 0 | 0 | 0 | 0 | 0 | 0 | 0 | 0 | 0 | 0 | 0 | 0 | 0 | 0 | 0 | 0
0 | 0 | 0 | 0 | 0 | 0 | 0 | 0 | 0 | 0 | 0 | 0 | 0 | 0 | 0 | 0 | 0 | 0 | 0 | 0 | 0 | 0 | 0
0 | 0 | 0 | 0 | 0 | 0 | 0 | 0 | 0 | 0 | 0 | 0 | 0 | 0 | 0 | 0 | 0 | 0 | 0 | 0 | 0 | 0 | 0
0 | 0 | 0 | 0 | 0 | 0 | 0 | 0 | 0 | 0 | 0 | 0 | 0 | 0 | 0 | 0 | 0 | 0 | 0 | 0 | 0 | 0 | 0
0 | 0 | 0 | 0 | 0 | 0 | 0 | 0 | 0 | 0 | 0 | 0 | 0 | 0 | 0 | 0 | 0 | 0 | 0 | 0 | 0 | 0 | 0
0 | 0 | 0 | 0 | 0 | 0 | 0 | 0 | 0 | 0 | 0 | 0 | 0 | 0 | 0 | 0 | 0 | 0 | 0 | 0 | 0 | 0 | 0
0 | 0 | 0 | 0 | 0 | 0 | 0 | 0 | 0 | 0 | 0 | 0 | 0 | 0 | 0 | 0 | 0 | 0 | 0 | 0 | 0 | 0 | 0
0 | 0 | 0 | 0 | 0 | 0 | 0 | 0 | 0 | 0 | 0 | 0 | 0 | 0 | 0 | 0 | 0 | 0 | 0 | 0 | 0 | 0 | 0
0 | 0 | 0 | 0 | 0 | 0 | 0 | 0 | 0 | 0 | 0 | 0 | 0 | 0 | 0 | 0 | 0 | 0 | 0 | 0 | 0 | 0 | 0
0 | 0 | 0 | 0 | 0 | 0 | 0 | 0 | 0 | 0 | 0 | 0 | 0 | 0 | 0 | 0 | 0 | 0 | 0 | 0 | 0 | 0 | 0
0 | 0 | 0 | 0 | 0 | 0 | 0 | 0 | 0 | 0 | 0 | 0 | 0 | 0 | 0 | 0 | 0 | 0 | 0 | 0 | 0 | 0 | 0
0 | 0 | 0 | 0 | 0 | 0 | 0 | 0 | 0 | 0 | 0 | 0 | 0 | 0 | 0 | 0 | 0 | 0 | 0 | 0 | 0 | 0 | 0
x | x

## LU - Levelized Cost Gas
Southern California Edison
Standard Performance Contract
SCE
Electric
TOTAL PROJECTED ANNUAL NET THERMS PER YEAR |  |  | 0 | 0 | 0 | 0 | 0 | 0 | 0 | 0 | 0 | 0 | 0 | 0 | 0 | 0 | 0 | 0 | 0 | 0 | 0 | 0
MEASURE / ACTIVITY NAME Provide Measure Descriptions in Proposal Narrative | EUL | PROJECTED ANNUAL NET THERM SAVINGS | 1st Year Net Savings | 2nd Year Net Savings | 3rd Year Net Savings | 4th Year Net Savings | 5th Year Net Savings | 6th Year Net Savings | 7th Year Net Savings | 8th Year Net Savings | 9th Year Net Savings | 10th Year Net Savings | 11th Year Net Savings | 12th Year Net Savings | 13th Year Net Savings | 14th Year Net Savings | 15th Year Net Savings | 16th Year Net Savings | 17th Year Net Savings | 18th Year Net Savings | 19th Year Net Savings | 20th Year Net Savings
Air Conditioning | 0 | 0 | 0 | 0 | 0 | 0 | 0 | 0 | 0 | 0 | 0 | 0 | 0 | 0 | 0 | 0 | 0 | 0 | 0 | 0 | 0 | 0
Com. Reduced Internal Cooling Load | 15 | 0 | 0 | 0 | 0 | 0 | 0 | 0 | 0 | 0 | 0 | 0 | 0 | 0 | 0 | 0 | 0 | 0 | 0 | 0 | 0 | 0
Com. Customized - Space Conditioning | 15 | 0 | 0 | 0 | 0 | 0 | 0 | 0 | 0 | 0 | 0 | 0 | 0 | 0 | 0 | 0 | 0 | 0 | 0 | 0 | 0 | 0
Com. EMS (Space Conditioning) | 15 | 0 | 0 | 0 | 0 | 0 | 0 | 0 | 0 | 0 | 0 | 0 | 0 | 0 | 0 | 0 | 0 | 0 | 0 | 0 | 0 | 0
Com. Chillers | 20 | 0 | 0 | 0 | 0 | 0 | 0 | 0 | 0 | 0 | 0 | 0 | 0 | 0 | 0 | 0 | 0 | 0 | 0 | 0 | 0 | 0
Com. Package Units Replacement | 15 | 0 | 0 | 0 | 0 | 0 | 0 | 0 | 0 | 0 | 0 | 0 | 0 | 0 | 0 | 0 | 0 | 0 | 0 | 0 | 0 | 0
Ind. Reduced Internal Cooling Load | 15 | 0 | 0 | 0 | 0 | 0 | 0 | 0 | 0 | 0 | 0 | 0 | 0 | 0 | 0 | 0 | 0 | 0 | 0 | 0 | 0 | 0
Ind. Customized - Space Conditioning | 15 | 0 | 0 | 0 | 0 | 0 | 0 | 0 | 0 | 0 | 0 | 0 | 0 | 0 | 0 | 0 | 0 | 0 | 0 | 0 | 0 | 0
Ind. Chillers | 20 | 0 | 0 | 0 | 0 | 0 | 0 | 0 | 0 | 0 | 0 | 0 | 0 | 0 | 0 | 0 | 0 | 0 | 0 | 0 | 0 | 0
Lighting | 0 | 0 | 0 | 0 | 0 | 0 | 0 | 0 | 0 | 0 | 0 | 0 | 0 | 0 | 0 | 0 | 0 | 0 | 0 | 0 | 0 | 0
Com. Indoor Lighting Sys. Mod. | 16 | 0 | 0 | 0 | 0 | 0 | 0 | 0 | 0 | 0 | 0 | 0 | 0 | 0 | 0 | 0 | 0 | 0 | 0 | 0 | 0 | 0
Com. Indoor Lighting Sys. Repl. | 16 | 0 | 0 | 0 | 0 | 0 | 0 | 0 | 0 | 0 | 0 | 0 | 0 | 0 | 0 | 0 | 0 | 0 | 0 | 0 | 0 | 0
Com. Outdoor Lighting | 16 | 0 | 0 | 0 | 0 | 0 | 0 | 0 | 0 | 0 | 0 | 0 | 0 | 0 | 0 | 0 | 0 | 0 | 0 | 0 | 0 | 0
Com. Lighting Controls | 16 | 0 | 0 | 0 | 0 | 0 | 0 | 0 | 0 | 0 | 0 | 0 | 0 | 0 | 0 | 0 | 0 | 0 | 0 | 0 | 0 | 0
Ind. Indoor Lighting Sys. Mod. | 16 | 0 | 0 | 0 | 0 | 0 | 0 | 0 | 0 | 0 | 0 | 0 | 0 | 0 | 0 | 0 | 0 | 0 | 0 | 0 | 0 | 0
Ind. Indoor Lighting Sys. Repl. | 16 | 0 | 0 | 0 | 0 | 0 | 0 | 0 | 0 | 0 | 0 | 0 | 0 | 0 | 0 | 0 | 0 | 0 | 0 | 0 | 0 | 0
Ind. Outdoor Lighting Sys. Mod. | 16 | 0 | 0 | 0 | 0 | 0 | 0 | 0 | 0 | 0 | 0 | 0 | 0 | 0 | 0 | 0 | 0 | 0 | 0 | 0 | 0 | 0
Ind. Outdoor Lighting Sys. Repl. | 16 | 0 | 0 | 0 | 0 | 0 | 0 | 0 | 0 | 0 | 0 | 0 | 0 | 0 | 0 | 0 | 0 | 0 | 0 | 0 | 0 | 0
Ind. LED Lamps | 16 | 0 | 0 | 0 | 0 | 0 | 0 | 0 | 0 | 0 | 0 | 0 | 0 | 0 | 0 | 0 | 0 | 0 | 0 | 0 | 0 | 0
Other | 0 | 0 | 0 | 0 | 0 | 0 | 0 | 0 | 0 | 0 | 0 | 0 | 0 | 0 | 0 | 0 | 0 | 0 | 0 | 0 | 0 | 0
Com. Customized - Process | 15 | 0 | 0 | 0 | 0 | 0 | 0 | 0 | 0 | 0 | 0 | 0 | 0 | 0 | 0 | 0 | 0 | 0 | 0 | 0 | 0 | 0
Com. Customized - Refrigeration | 15 | 0 | 0 | 0 | 0 | 0 | 0 | 0 | 0 | 0 | 0 | 0 | 0 | 0 | 0 | 0 | 0 | 0 | 0 | 0 | 0 | 0
Com. Customized - Pumping | 15 | 0 | 0 | 0 | 0 | 0 | 0 | 0 | 0 | 0 | 0 | 0 | 0 | 0 | 0 | 0 | 0 | 0 | 0 | 0 | 0 | 0
Ind. Motors | 15 | 0 | 0 | 0 | 0 | 0 | 0 | 0 | 0 | 0 | 0 | 0 | 0 | 0 | 0 | 0 | 0 | 0 | 0 | 0 | 0 | 0
Ind. Adj. Speed Drive | 15 | 0 | 0 | 0 | 0 | 0 | 0 | 0 | 0 | 0 | 0 | 0 | 0 | 0 | 0 | 0 | 0 | 0 | 0 | 0 | 0 | 0
Ind. Pump System Controls | 15 | 0 | 0 | 0 | 0 | 0 | 0 | 0 | 0 | 0 | 0 | 0 | 0 | 0 | 0 | 0 | 0 | 0 | 0 | 0 | 0 | 0
Ind. Cooling Towers | 15 | 0 | 0 | 0 | 0 | 0 | 0 | 0 | 0 | 0 | 0 | 0 | 0 | 0 | 0 | 0 | 0 | 0 | 0 | 0 | 0 | 0
Ind. Customized - Process | 15 | 0 | 0 | 0 | 0 | 0 | 0 | 0 | 0 | 0 | 0 | 0 | 0 | 0 | 0 | 0 | 0 | 0 | 0 | 0 | 0 | 0
0 | 0 | 0 | 0 | 0 | 0 | 0 | 0 | 0 | 0 | 0 | 0 | 0 | 0 | 0 | 0 | 0 | 0 | 0 | 0 | 0 | 0 | 0
HVAC | 0 | 0 | 0 | 0 | 0 | 0 | 0 | 0 | 0 | 0 | 0 | 0 | 0 | 0 | 0 | 0 | 0 | 0 | 0 | 0 | 0 | 0
Package Terminal Air Conditioners | 15 | 0 | 0 | 0 | 0 | 0 | 0 | 0 | 0 | 0 | 0 | 0 | 0 | 0 | 0 | 0 | 0 | 0 | 0 | 0 | 0 | 0
Package single Tier 1-air cooled | 15 | 0 | 0 | 0 | 0 | 0 | 0 | 0 | 0 | 0 | 0 | 0 | 0 | 0 | 0 | 0 | 0 | 0 | 0 | 0 | 0 | 0
Split System single Tier 1- air cooled | 15 | 0 | 0 | 0 | 0 | 0 | 0 | 0 | 0 | 0 | 0 | 0 | 0 | 0 | 0 | 0 | 0 | 0 | 0 | 0 | 0 | 0
Package single Tier 2 - air cooled | 15 | 0 | 0 | 0 | 0 | 0 | 0 | 0 | 0 | 0 | 0 | 0 | 0 | 0 | 0 | 0 | 0 | 0 | 0 | 0 | 0 | 0
Split System single Tier 2- air cooled | 15 | 0 | 0 | 0 | 0 | 0 | 0 | 0 | 0 | 0 | 0 | 0 | 0 | 0 | 0 | 0 | 0 | 0 | 0 | 0 | 0 | 0
Package single Tier 3 - air cooled | 15 | 0 | 0 | 0 | 0 | 0 | 0 | 0 | 0 | 0 | 0 | 0 | 0 | 0 | 0 | 0 | 0 | 0 | 0 | 0 | 0 | 0
Split System Tier 3 - air cooled | 15 | 0 | 0 | 0 | 0 | 0 | 0 | 0 | 0 | 0 | 0 | 0 | 0 | 0 | 0 | 0 | 0 | 0 | 0 | 0 | 0 | 0
65-135kBTU air cooled, package or split Tier 2 | 15 | 0 | 0 | 0 | 0 | 0 | 0 | 0 | 0 | 0 | 0 | 0 | 0 | 0 | 0 | 0 | 0 | 0 | 0 | 0 | 0 | 0
65-135kBTU water/evap cooled, package or split Tier 2 | 15 | 0 | 0 | 0 | 0 | 0 | 0 | 0 | 0 | 0 | 0 | 0 | 0 | 0 | 0 | 0 | 0 | 0 | 0 | 0 | 0 | 0
135-240 kBTU air cooled, package or split Tier 2 | 15 | 0 | 0 | 0 | 0 | 0 | 0 | 0 | 0 | 0 | 0 | 0 | 0 | 0 | 0 | 0 | 0 | 0 | 0 | 0 | 0 | 0
135-240 kBTU water/evap cooled, package or split Tier 2 | 15 | 0 | 0 | 0 | 0 | 0 | 0 | 0 | 0 | 0 | 0 | 0 | 0 | 0 | 0 | 0 | 0 | 0 | 0 | 0 | 0 | 0
>240 kBTU air cooled, package or split Tier 2 | 15 | 0 | 0 | 0 | 0 | 0 | 0 | 0 | 0 | 0 | 0 | 0 | 0 | 0 | 0 | 0 | 0 | 0 | 0 | 0 | 0 | 0
Variable-Frequency Drives - HVAC Fans | 15 | 0 | 0 | 0 | 0 | 0 | 0 | 0 | 0 | 0 | 0 | 0 | 0 | 0 | 0 | 0 | 0 | 0 | 0 | 0 | 0 | 0
Setback Programmable Thermostats | 11 | 0 | 0 | 0 | 0 | 0 | 0 | 0 | 0 | 0 | 0 | 0 | 0 | 0 | 0 | 0 | 0 | 0 | 0 | 0 | 0 | 0
Reflective Window Film - Coastal | 10 | 0 | 0 | 0 | 0 | 0 | 0 | 0 | 0 | 0 | 0 | 0 | 0 | 0 | 0 | 0 | 0 | 0 | 0 | 0 | 0 | 0
Reflective Window Film - Inland | 10 | 0 | 0 | 0 | 0 | 0 | 0 | 0 | 0 | 0 | 0 | 0 | 0 | 0 | 0 | 0 | 0 | 0 | 0 | 0 | 0 | 0
Reflective Window Film - Desert | 10 | 0 | 0 | 0 | 0 | 0 | 0 | 0 | 0 | 0 | 0 | 0 | 0 | 0 | 0 | 0 | 0 | 0 | 0 | 0 | 0 | 0
Evaporative Coolers | 15 | 0 | 0 | 0 | 0 | 0 | 0 | 0 | 0 | 0 | 0 | 0 | 0 | 0 | 0 | 0 | 0 | 0 | 0 | 0 | 0 | 0
Cool Roof | 15 | 0 | 0 | 0 | 0 | 0 | 0 | 0 | 0 | 0 | 0 | 0 | 0 | 0 | 0 | 0 | 0 | 0 | 0 | 0 | 0 | 0
Lighting | 0 | 0 | 0 | 0 | 0 | 0 | 0 | 0 | 0 | 0 | 0 | 0 | 0 | 0 | 0 | 0 | 0 | 0 | 0 | 0 | 0 | 0
Screw-in Compact Fluorescent Lamp, 5 - 13 watts | 8 | 0 | 0 | 0 | 0 | 0 | 0 | 0 | 0 | 0 | 0 | 0 | 0 | 0 | 0 | 0 | 0 | 0 | 0 | 0 | 0 | 0
Screw-in Compact Fluorescent Lamp, 14-26 watts | 8 | 0 | 0 | 0 | 0 | 0 | 0 | 0 | 0 | 0 | 0 | 0 | 0 | 0 | 0 | 0 | 0 | 0 | 0 | 0 | 0 | 0
Screw-in Compact Fluorescent Lamp, 14-26 watts w/ reflector | 8 | 0 | 0 | 0 | 0 | 0 | 0 | 0 | 0 | 0 | 0 | 0 | 0 | 0 | 0 | 0 | 0 | 0 | 0 | 0 | 0 | 0
Screw-in Compact Fluorescent Lamp, >=27watts | 8 | 0 | 0 | 0 | 0 | 0 | 0 | 0 | 0 | 0 | 0 | 0 | 0 | 0 | 0 | 0 | 0 | 0 | 0 | 0 | 0 | 0
Hardwired Fluorescent Fixture, 5-13 watts | 16 | 0 | 0 | 0 | 0 | 0 | 0 | 0 | 0 | 0 | 0 | 0 | 0 | 0 | 0 | 0 | 0 | 0 | 0 | 0 | 0 | 0
Hardwired Fluorescent Fixture, 14-26 watts | 16 | 0 | 0 | 0 | 0 | 0 | 0 | 0 | 0 | 0 | 0 | 0 | 0 | 0 | 0 | 0 | 0 | 0 | 0 | 0 | 0 | 0
Hardwired Fluorescent Fixture, 27-65 watts(incandescent basecase) | 16 | 0 | 0 | 0 | 0 | 0 | 0 | 0 | 0 | 0 | 0 | 0 | 0 | 0 | 0 | 0 | 0 | 0 | 0 | 0 | 0 | 0
Hardwired Fluorescent Fixture, 27-65 watts(mercury vapor basecase) | 16 | 0 | 0 | 0 | 0 | 0 | 0 | 0 | 0 | 0 | 0 | 0 | 0 | 0 | 0 | 0 | 0 | 0 | 0 | 0 | 0 | 0
Hardwired Fluorescent Fixture, 66-90 watts(incandescent base case) | 16 | 0 | 0 | 0 | 0 | 0 | 0 | 0 | 0 | 0 | 0 | 0 | 0 | 0 | 0 | 0 | 0 | 0 | 0 | 0 | 0 | 0
Hardwired Fluorescent Fixture, 66-90 watts(mercury vapor base case) | 16 | 0 | 0 | 0 | 0 | 0 | 0 | 0 | 0 | 0 | 0 | 0 | 0 | 0 | 0 | 0 | 0 | 0 | 0 | 0 | 0 | 0
Hardwired Fluorescent Fixture, >90 watts(incandescent base case) | 16 | 0 | 0 | 0 | 0 | 0 | 0 | 0 | 0 | 0 | 0 | 0 | 0 | 0 | 0 | 0 | 0 | 0 | 0 | 0 | 0 | 0
Hardwired Fluorescent Fixture, >90 watts(mercury vapor base case) | 16 | 0 | 0 | 0 | 0 | 0 | 0 | 0 | 0 | 0 | 0 | 0 | 0 | 0 | 0 | 0 | 0 | 0 | 0 | 0 | 0 | 0
Induction Lamps and fixtures 55 - 100 watts | 16 | 0 | 0 | 0 | 0 | 0 | 0 | 0 | 0 | 0 | 0 | 0 | 0 | 0 | 0 | 0 | 0 | 0 | 0 | 0 | 0 | 0
Induction Lamps and fixtures >100 watts | 16 | 0 | 0 | 0 | 0 | 0 | 0 | 0 | 0 | 0 | 0 | 0 | 0 | 0 | 0 | 0 | 0 | 0 | 0 | 0 | 0 | 0
LED Exit Sign | 16 | 0 | 0 | 0 | 0 | 0 | 0 | 0 | 0 | 0 | 0 | 0 | 0 | 0 | 0 | 0 | 0 | 0 | 0 | 0 | 0 | 0
LED Channel Signage (Red) indoor <2ft | 16 | 0 | 0 | 0 | 0 | 0 | 0 | 0 | 0 | 0 | 0 | 0 | 0 | 0 | 0 | 0 | 0 | 0 | 0 | 0 | 0 | 0
LED Channel Signage (Red) indoor >2ft | 16 | 0 | 0 | 0 | 0 | 0 | 0 | 0 | 0 | 0 | 0 | 0 | 0 | 0 | 0 | 0 | 0 | 0 | 0 | 0 | 0 | 0
LED Channel Signage (Red) outdoor <2ft | 16 | 0 | 0 | 0 | 0 | 0 | 0 | 0 | 0 | 0 | 0 | 0 | 0 | 0 | 0 | 0 | 0 | 0 | 0 | 0 | 0 | 0
LED Channel Signage (Red) outdoor >2ft | 16 | 0 | 0 | 0 | 0 | 0 | 0 | 0 | 0 | 0 | 0 | 0 | 0 | 0 | 0 | 0 | 0 | 0 | 0 | 0 | 0 | 0
T-8 or T-5 Lamp and Electronic ballast - 2 foot | 16 | 0 | 0 | 0 | 0 | 0 | 0 | 0 | 0 | 0 | 0 | 0 | 0 | 0 | 0 | 0 | 0 | 0 | 0 | 0 | 0 | 0
T-8 or T-5 Lamp and Electronic, 2-foot lamp removed | 16 | 0 | 0 | 0 | 0 | 0 | 0 | 0 | 0 | 0 | 0 | 0 | 0 | 0 | 0 | 0 | 0 | 0 | 0 | 0 | 0 | 0
T-8 or T-5 Lamp and Electronic ballast - 3 foot | 16 | 0 | 0 | 0 | 0 | 0 | 0 | 0 | 0 | 0 | 0 | 0 | 0 | 0 | 0 | 0 | 0 | 0 | 0 | 0 | 0 | 0
T-8 or T-5 Lamp and Electronic, 3-foot lamp removed | 16 | 0 | 0 | 0 | 0 | 0 | 0 | 0 | 0 | 0 | 0 | 0 | 0 | 0 | 0 | 0 | 0 | 0 | 0 | 0 | 0 | 0
T-8 or T-5 Lamp and Electronic ballast - 4 foot | 16 | 0 | 0 | 0 | 0 | 0 | 0 | 0 | 0 | 0 | 0 | 0 | 0 | 0 | 0 | 0 | 0 | 0 | 0 | 0 | 0 | 0
T-8 or T5 Lamp and Electronic, 4-foot lamp removed | 16 | 0 | 0 | 0 | 0 | 0 | 0 | 0 | 0 | 0 | 0 | 0 | 0 | 0 | 0 | 0 | 0 | 0 | 0 | 0 | 0 | 0
T-8 or T-5 Lamp and Electronic, 8-foot lamp installed | 16 | 0 | 0 | 0 | 0 | 0 | 0 | 0 | 0 | 0 | 0 | 0 | 0 | 0 | 0 | 0 | 0 | 0 | 0 | 0 | 0 | 0
T-8 or T-5 Lamp and Electronic, 8-foot lamp removed | 16 | 0 | 0 | 0 | 0 | 0 | 0 | 0 | 0 | 0 | 0 | 0 | 0 | 0 | 0 | 0 | 0 | 0 | 0 | 0 | 0 | 0
Interior pulse start HID fixture 0-35 watts incandescent basecase | 16 | 0 | 0 | 0 | 0 | 0 | 0 | 0 | 0 | 0 | 0 | 0 | 0 | 0 | 0 | 0 | 0 | 0 | 0 | 0 | 0 | 0
Interior pulse start HID fixture 0-35 watts mercury vapor basecase | 16 | 0 | 0 | 0 | 0 | 0 | 0 | 0 | 0 | 0 | 0 | 0 | 0 | 0 | 0 | 0 | 0 | 0 | 0 | 0 | 0 | 0
Interior pulse start HID fixture 36-70 watts incandescent basecase | 16 | 0 | 0 | 0 | 0 | 0 | 0 | 0 | 0 | 0 | 0 | 0 | 0 | 0 | 0 | 0 | 0 | 0 | 0 | 0 | 0 | 0
Interior pulse start HID fixture 36-70 watts mercury vapor basecase | 16 | 0 | 0 | 0 | 0 | 0 | 0 | 0 | 0 | 0 | 0 | 0 | 0 | 0 | 0 | 0 | 0 | 0 | 0 | 0 | 0 | 0
Interior pulse start HID fixture 71-100 watts incandescent basecase | 16 | 0 | 0 | 0 | 0 | 0 | 0 | 0 | 0 | 0 | 0 | 0 | 0 | 0 | 0 | 0 | 0 | 0 | 0 | 0 | 0 | 0
Interior pulse start HID fixture 71-100 watts mercury vapor basecase | 16 | 0 | 0 | 0 | 0 | 0 | 0 | 0 | 0 | 0 | 0 | 0 | 0 | 0 | 0 | 0 | 0 | 0 | 0 | 0 | 0 | 0
Interior pulse start HID fixture 101-175 watts incandescent basecase | 16 | 0 | 0 | 0 | 0 | 0 | 0 | 0 | 0 | 0 | 0 | 0 | 0 | 0 | 0 | 0 | 0 | 0 | 0 | 0 | 0 | 0
Interior pulse start HID fixture 101-175 watts mercury vapro basecase | 16 | 0 | 0 | 0 | 0 | 0 | 0 | 0 | 0 | 0 | 0 | 0 | 0 | 0 | 0 | 0 | 0 | 0 | 0 | 0 | 0 | 0
Interior pulse start HID fixture 176 - 250 watts mercury vapro basecase | 16 | 0 | 0 | 0 | 0 | 0 | 0 | 0 | 0 | 0 | 0 | 0 | 0 | 0 | 0 | 0 | 0 | 0 | 0 | 0 | 0 | 0
Interior pulse start HID fixture 176-250 watts incandescent basecase | 16 | 0 | 0 | 0 | 0 | 0 | 0 | 0 | 0 | 0 | 0 | 0 | 0 | 0 | 0 | 0 | 0 | 0 | 0 | 0 | 0 | 0
Interior pulse start HID fixture 251 - 400 watts mercury vapro basecase | 16 | 0 | 0 | 0 | 0 | 0 | 0 | 0 | 0 | 0 | 0 | 0 | 0 | 0 | 0 | 0 | 0 | 0 | 0 | 0 | 0 | 0
Interior pulse start HID fixture 251-400 watts incandescent basecase | 16 | 0 | 0 | 0 | 0 | 0 | 0 | 0 | 0 | 0 | 0 | 0 | 0 | 0 | 0 | 0 | 0 | 0 | 0 | 0 | 0 | 0
Exterior pulse start HID fixture 0-100 watts incandescent basecase | 16 | 0 | 0 | 0 | 0 | 0 | 0 | 0 | 0 | 0 | 0 | 0 | 0 | 0 | 0 | 0 | 0 | 0 | 0 | 0 | 0 | 0
Exterior pulse start HID fixture 0-100 watts mercury vapor basecase | 16 | 0 | 0 | 0 | 0 | 0 | 0 | 0 | 0 | 0 | 0 | 0 | 0 | 0 | 0 | 0 | 0 | 0 | 0 | 0 | 0 | 0
Exterior pulse start HID fixture 101-175 watts incandescent basecase | 16 | 0 | 0 | 0 | 0 | 0 | 0 | 0 | 0 | 0 | 0 | 0 | 0 | 0 | 0 | 0 | 0 | 0 | 0 | 0 | 0 | 0
Exterior pulse start HID fixture 101-175 watts mercury vapor basecas | 16 | 0 | 0 | 0 | 0 | 0 | 0 | 0 | 0 | 0 | 0 | 0 | 0 | 0 | 0 | 0 | 0 | 0 | 0 | 0 | 0 | 0
Exterior pulse start HID fixture > 176 watts incandescent basecase | 16 | 0 | 0 | 0 | 0 | 0 | 0 | 0 | 0 | 0 | 0 | 0 | 0 | 0 | 0 | 0 | 0 | 0 | 0 | 0 | 0 | 0
Exterior pulse start HID fixture > 176 watts mercury vapor basecase | 16 | 0 | 0 | 0 | 0 | 0 | 0 | 0 | 0 | 0 | 0 | 0 | 0 | 0 | 0 | 0 | 0 | 0 | 0 | 0 | 0 | 0
Ceramic Metal Halide (CMH) ,75 watts | 16 | 0 | 0 | 0 | 0 | 0 | 0 | 0 | 0 | 0 | 0 | 0 | 0 | 0 | 0 | 0 | 0 | 0 | 0 | 0 | 0 | 0
Interior Pulse Start Metal Halide (400 W replacements) | 10 | 0 | 0 | 0 | 0 | 0 | 0 | 0 | 0 | 0 | 0 | 0 | 0 | 0 | 0 | 0 | 0 | 0 | 0 | 0 | 0 | 0
Interior HO T-5 4 lamp fixture retrofits | 16 | 0 | 0 | 0 | 0 | 0 | 0 | 0 | 0 | 0 | 0 | 0 | 0 | 0 | 0 | 0 | 0 | 0 | 0 | 0 | 0 | 0
Occupancy Sensor wall mounted | 8 | 0 | 0 | 0 | 0 | 0 | 0 | 0 | 0 | 0 | 0 | 0 | 0 | 0 | 0 | 0 | 0 | 0 | 0 | 0 | 0 | 0
Occupancy Sensor ceiling mounted | 8 | 0 | 0 | 0 | 0 | 0 | 0 | 0 | 0 | 0 | 0 | 0 | 0 | 0 | 0 | 0 | 0 | 0 | 0 | 0 | 0 | 0
Plug Load sensor | 8 | 0 | 0 | 0 | 0 | 0 | 0 | 0 | 0 | 0 | 0 | 0 | 0 | 0 | 0 | 0 | 0 | 0 | 0 | 0 | 0 | 0
Photocell | 8 | 0 | 0 | 0 | 0 | 0 | 0 | 0 | 0 | 0 | 0 | 0 | 0 | 0 | 0 | 0 | 0 | 0 | 0 | 0 | 0 | 0
Timeclock | 8 | 0 | 0 | 0 | 0 | 0 | 0 | 0 | 0 | 0 | 0 | 0 | 0 | 0 | 0 | 0 | 0 | 0 | 0 | 0 | 0 | 0
Refrigeration | 0 | 0 | 0 | 0 | 0 | 0 | 0 | 0 | 0 | 0 | 0 | 0 | 0 | 0 | 0 | 0 | 0 | 0 | 0 | 0 | 0 | 0
Night Covers for Display Cases - med temp | 5 | 0 | 0 | 0 | 0 | 0 | 0 | 0 | 0 | 0 | 0 | 0 | 0 | 0 | 0 | 0 | 0 | 0 | 0 | 0 | 0 | 0
Night Covers for Display Cases - low temp | 5 | 0 | 0 | 0 | 0 | 0 | 0 | 0 | 0 | 0 | 0 | 0 | 0 | 0 | 0 | 0 | 0 | 0 | 0 | 0 | 0 | 0
Infiltration Barrier for Walk-ins (strip curtains) | 4 | 0 | 0 | 0 | 0 | 0 | 0 | 0 | 0 | 0 | 0 | 0 | 0 | 0 | 0 | 0 | 0 | 0 | 0 | 0 | 0 | 0
Retrofit Glass doors on open vertical display cases (Low Temp) | 12 | 0 | 0 | 0 | 0 | 0 | 0 | 0 | 0 | 0 | 0 | 0 | 0 | 0 | 0 | 0 | 0 | 0 | 0 | 0 | 0 | 0
Retrofit Glass doors on open vertical display cases (Medium Case) | 12 | 0 | 0 | 0 | 0 | 0 | 0 | 0 | 0 | 0 | 0 | 0 | 0 | 0 | 0 | 0 | 0 | 0 | 0 | 0 | 0 | 0
Replace reach in case w/doors with hi eff case with special doors | 12 | 0 | 0 | 0 | 0 | 0 | 0 | 0 | 0 | 0 | 0 | 0 | 0 | 0 | 0 | 0 | 0 | 0 | 0 | 0 | 0 | 0
New Low Temp reach in Display Case with doors( replace open) | 16 | 0 | 0 | 0 | 0 | 0 | 0 | 0 | 0 | 0 | 0 | 0 | 0 | 0 | 0 | 0 | 0 | 0 | 0 | 0 | 0 | 0
New Medium Temp reach in Display Case with Doors (replace open) | 16 | 0 | 0 | 0 | 0 | 0 | 0 | 0 | 0 | 0 | 0 | 0 | 0 | 0 | 0 | 0 | 0 | 0 | 0 | 0 | 0 | 0
Special Doors with Low Anti-Sweat Heat low temp) | 12 | 0 | 0 | 0 | 0 | 0 | 0 | 0 | 0 | 0 | 0 | 0 | 0 | 0 | 0 | 0 | 0 | 0 | 0 | 0 | 0 | 0
Anti-Sweat Heat Controller | 8 | 0 | 0 | 0 | 0 | 0 | 0 | 0 | 0 | 0 | 0 | 0 | 0 | 0 | 0 | 0 | 0 | 0 | 0 | 0 | 0 | 0
Insulate Bare Suction Pipes | 11 | 0 | 0 | 0 | 0 | 0 | 0 | 0 | 0 | 0 | 0 | 0 | 0 | 0 | 0 | 0 | 0 | 0 | 0 | 0 | 0 | 0
Main door Cooler Door Gaskets (Walk-in) | 4 | 0 | 0 | 0 | 0 | 0 | 0 | 0 | 0 | 0 | 0 | 0 | 0 | 0 | 0 | 0 | 0 | 0 | 0 | 0 | 0 | 0
Main Door Freezer Door Gaskets( Walk-in) | 4 | 0 | 0 | 0 | 0 | 0 | 0 | 0 | 0 | 0 | 0 | 0 | 0 | 0 | 0 | 0 | 0 | 0 | 0 | 0 | 0 | 0
Auto-closer for Coolers | 8 | 0 | 0 | 0 | 0 | 0 | 0 | 0 | 0 | 0 | 0 | 0 | 0 | 0 | 0 | 0 | 0 | 0 | 0 | 0 | 0 | 0
Auto-closer for Freezers | 8 | 0 | 0 | 0 | 0 | 0 | 0 | 0 | 0 | 0 | 0 | 0 | 0 | 0 | 0 | 0 | 0 | 0 | 0 | 0 | 0 | 0
Auto-closer for Glass Doors for Walk-In Coolers | 8 | 0 | 0 | 0 | 0 | 0 | 0 | 0 | 0 | 0 | 0 | 0 | 0 | 0 | 0 | 0 | 0 | 0 | 0 | 0 | 0 | 0
Oversized Air Cooled Condenser | 16 | 0 | 0 | 0 | 0 | 0 | 0 | 0 | 0 | 0 | 0 | 0 | 0 | 0 | 0 | 0 | 0 | 0 | 0 | 0 | 0 | 0
Oversized Evaporative Cooled Condenser | 16 | 0 | 0 | 0 | 0 | 0 | 0 | 0 | 0 | 0 | 0 | 0 | 0 | 0 | 0 | 0 | 0 | 0 | 0 | 0 | 0 | 0
Air cooled to Evaporative cooled condensers -conventional | 16 | 0 | 0 | 0 | 0 | 0 | 0 | 0 | 0 | 0 | 0 | 0 | 0 | 0 | 0 | 0 | 0 | 0 | 0 | 0 | 0 | 0
Air cooled to Evaporative cooled condensers - multiplex | 16 | 0 | 0 | 0 | 0 | 0 | 0 | 0 | 0 | 0 | 0 | 0 | 0 | 0 | 0 | 0 | 0 | 0 | 0 | 0 | 0 | 0
Multiplex Compressor System air cooled | 12 | 0 | 0 | 0 | 0 | 0 | 0 | 0 | 0 | 0 | 0 | 0 | 0 | 0 | 0 | 0 | 0 | 0 | 0 | 0 | 0 | 0
Multiplex Compressor System - evap cooled | 12 | 0 | 0 | 0 | 0 | 0 | 0 | 0 | 0 | 0 | 0 | 0 | 0 | 0 | 0 | 0 | 0 | 0 | 0 | 0 | 0 | 0
Multiplex Compressor System w/ eff cond - air cooled | 12 | 0 | 0 | 0 | 0 | 0 | 0 | 0 | 0 | 0 | 0 | 0 | 0 | 0 | 0 | 0 | 0 | 0 | 0 | 0 | 0 | 0
Multiplex Compressor System w/ eff cond - evap cooled | 12 | 0 | 0 | 0 | 0 | 0 | 0 | 0 | 0 | 0 | 0 | 0 | 0 | 0 | 0 | 0 | 0 | 0 | 0 | 0 | 0 | 0
Floating Head Pressure Controller - air cooled | 16 | 0 | 0 | 0 | 0 | 0 | 0 | 0 | 0 | 0 | 0 | 0 | 0 | 0 | 0 | 0 | 0 | 0 | 0 | 0 | 0 | 0
Floating Head Pressure Controller - evap cooled | 16 | 0 | 0 | 0 | 0 | 0 | 0 | 0 | 0 | 0 | 0 | 0 | 0 | 0 | 0 | 0 | 0 | 0 | 0 | 0 | 0 | 0
Efficient Evaporator Fan Motors (SHP to PSC) | 16 | 0 | 0 | 0 | 0 | 0 | 0 | 0 | 0 | 0 | 0 | 0 | 0 | 0 | 0 | 0 | 0 | 0 | 0 | 0 | 0 | 0
Efficient Evaporator Fan Motors (SHP to ECM) | 16 | 0 | 0 | 0 | 0 | 0 | 0 | 0 | 0 | 0 | 0 | 0 | 0 | 0 | 0 | 0 | 0 | 0 | 0 | 0 | 0 | 0
High Efficiency Compressor | 15 | 0 | 0 | 0 | 0 | 0 | 0 | 0 | 0 | 0 | 0 | 0 | 0 | 0 | 0 | 0 | 0 | 0 | 0 | 0 | 0 | 0
Evaporative Fan Controller | 5 | 0 | 0 | 0 | 0 | 0 | 0 | 0 | 0 | 0 | 0 | 0 | 0 | 0 | 0 | 0 | 0 | 0 | 0 | 0 | 0 | 0
Vending Machine Controller | 15 | 0 | 0 | 0 | 0 | 0 | 0 | 0 | 0 | 0 | 0 | 0 | 0 | 0 | 0 | 0 | 0 | 0 | 0 | 0 | 0 | 0
Agricultural | 0 | 0 | 0 | 0 | 0 | 0 | 0 | 0 | 0 | 0 | 0 | 0 | 0 | 0 | 0 | 0 | 0 | 0 | 0 | 0 | 0 | 0
Sprinkler to Micro-Irrigation conversion | 20 | 0 | 0 | 0 | 0 | 0 | 0 | 0 | 0 | 0 | 0 | 0 | 0 | 0 | 0 | 0 | 0 | 0 | 0 | 0 | 0 | 0
Low pressure impact sprinkler nozzles( permanent) | 5 | 0 | 0 | 0 | 0 | 0 | 0 | 0 | 0 | 0 | 0 | 0 | 0 | 0 | 0 | 0 | 0 | 0 | 0 | 0 | 0 | 0
Low pressure impact sprinkler nozzles( portable) | 5 | 0 | 0 | 0 | 0 | 0 | 0 | 0 | 0 | 0 | 0 | 0 | 0 | 0 | 0 | 0 | 0 | 0 | 0 | 0 | 0 | 0
Variable Frequency Drives for Injectin Molding Machines | 15 | 0 | 0 | 0 | 0 | 0 | 0 | 0 | 0 | 0 | 0 | 0 | 0 | 0 | 0 | 0 | 0 | 0 | 0 | 0 | 0 | 0
Motors | 0 | 0 | 0 | 0 | 0 | 0 | 0 | 0 | 0 | 0 | 0 | 0 | 0 | 0 | 0 | 0 | 0 | 0 | 0 | 0 | 0 | 0
Motors 1-200 HP | 15 | 0 | 0 | 0 | 0 | 0 | 0 | 0 | 0 | 0 | 0 | 0 | 0 | 0 | 0 | 0 | 0 | 0 | 0 | 0 | 0 | 0
Food Service | 0 | 0 | 0 | 0 | 0 | 0 | 0 | 0 | 0 | 0 | 0 | 0 | 0 | 0 | 0 | 0 | 0 | 0 | 0 | 0 | 0 | 0
Pressureless Steamers <=0.4 kW idle | 12 | 0 | 0 | 0 | 0 | 0 | 0 | 0 | 0 | 0 | 0 | 0 | 0 | 0 | 0 | 0 | 0 | 0 | 0 | 0 | 0 | 0
Pressureless Steamers <=0.2 kW idle | 12 | 0 | 0 | 0 | 0 | 0 | 0 | 0 | 0 | 0 | 0 | 0 | 0 | 0 | 0 | 0 | 0 | 0 | 0 | 0 | 0 | 0
Insulated Holding Cabinet- Full Size <=.8 kW | 12 | 0 | 0 | 0 | 0 | 0 | 0 | 0 | 0 | 0 | 0 | 0 | 0 | 0 | 0 | 0 | 0 | 0 | 0 | 0 | 0 | 0
Insulated Holding Cabinet- Full Size <=.6 kW | 12 | 0 | 0 | 0 | 0 | 0 | 0 | 0 | 0 | 0 | 0 | 0 | 0 | 0 | 0 | 0 | 0 | 0 | 0 | 0 | 0 | 0
Insulated Holding Cabinet-Three Quarter Size <=.8 kW | 12 | 0 | 0 | 0 | 0 | 0 | 0 | 0 | 0 | 0 | 0 | 0 | 0 | 0 | 0 | 0 | 0 | 0 | 0 | 0 | 0 | 0
Insulated Holding Cabinet-Three Quarter Size <=.6 kW | 12 | 0 | 0 | 0 | 0 | 0 | 0 | 0 | 0 | 0 | 0 | 0 | 0 | 0 | 0 | 0 | 0 | 0 | 0 | 0 | 0 | 0
Insulated Holding Cabinet-Half Size <=.4 kW | 12 | 0 | 0 | 0 | 0 | 0 | 0 | 0 | 0 | 0 | 0 | 0 | 0 | 0 | 0 | 0 | 0 | 0 | 0 | 0 | 0 | 0
Insulated Holding Cabinet-Half Size <=.3 kW | 12 | 0 | 0 | 0 | 0 | 0 | 0 | 0 | 0 | 0 | 0 | 0 | 0 | 0 | 0 | 0 | 0 | 0 | 0 | 0 | 0 | 0
0 | 0 | 0 | 0 | 0 | 0 | 0 | 0 | 0 | 0 | 0 | 0 | 0 | 0 | 0 | 0 | 0 | 0 | 0 | 0 | 0 | 0 | 0
0 | 0 | 0 | 0 | 0 | 0 | 0 | 0 | 0 | 0 | 0 | 0 | 0 | 0 | 0 | 0 | 0 | 0 | 0 | 0 | 0 | 0 | 0
0 | 0 | 0 | 0 | 0 | 0 | 0 | 0 | 0 | 0 | 0 | 0 | 0 | 0 | 0 | 0 | 0 | 0 | 0 | 0 | 0 | 0 | 0
0 | 0 | 0 | 0 | 0 | 0 | 0 | 0 | 0 | 0 | 0 | 0 | 0 | 0 | 0 | 0 | 0 | 0 | 0 | 0 | 0 | 0 | 0
0 | 0 | 0 | 0 | 0 | 0 | 0 | 0 | 0 | 0 | 0 | 0 | 0 | 0 | 0 | 0 | 0 | 0 | 0 | 0 | 0 | 0 | 0
0 | 0 | 0 | 0 | 0 | 0 | 0 | 0 | 0 | 0 | 0 | 0 | 0 | 0 | 0 | 0 | 0 | 0 | 0 | 0 | 0 | 0 | 0
0 | 0 | 0 | 0 | 0 | 0 | 0 | 0 | 0 | 0 | 0 | 0 | 0 | 0 | 0 | 0 | 0 | 0 | 0 | 0 | 0 | 0 | 0
0 | 0 | 0 | 0 | 0 | 0 | 0 | 0 | 0 | 0 | 0 | 0 | 0 | 0 | 0 | 0 | 0 | 0 | 0 | 0 | 0 | 0 | 0
0 | 0 | 0 | 0 | 0 | 0 | 0 | 0 | 0 | 0 | 0 | 0 | 0 | 0 | 0 | 0 | 0 | 0 | 0 | 0 | 0 | 0 | 0
0 | 0 | 0 | 0 | 0 | 0 | 0 | 0 | 0 | 0 | 0 | 0 | 0 | 0 | 0 | 0 | 0 | 0 | 0 | 0 | 0 | 0 | 0
0 | 0 | 0 | 0 | 0 | 0 | 0 | 0 | 0 | 0 | 0 | 0 | 0 | 0 | 0 | 0 | 0 | 0 | 0 | 0 | 0 | 0 | 0
0 | 0 | 0 | 0 | 0 | 0 | 0 | 0 | 0 | 0 | 0 | 0 | 0 | 0 | 0 | 0 | 0 | 0 | 0 | 0 | 0 | 0 | 0
0 | 0 | 0 | 0 | 0 | 0 | 0 | 0 | 0 | 0 | 0 | 0 | 0 | 0 | 0 | 0 | 0 | 0 | 0 | 0 | 0 | 0 | 0
0 | 0 | 0 | 0 | 0 | 0 | 0 | 0 | 0 | 0 | 0 | 0 | 0 | 0 | 0 | 0 | 0 | 0 | 0 | 0 | 0 | 0 | 0
0 | 0 | 0 | 0 | 0 | 0 | 0 | 0 | 0 | 0 | 0 | 0 | 0 | 0 | 0 | 0 | 0 | 0 | 0 | 0 | 0 | 0 | 0
0 | 0 | 0 | 0 | 0 | 0 | 0 | 0 | 0 | 0 | 0 | 0 | 0 | 0 | 0 | 0 | 0 | 0 | 0 | 0 | 0 | 0 | 0
0 | 0 | 0 | 0 | 0 | 0 | 0 | 0 | 0 | 0 | 0 | 0 | 0 | 0 | 0 | 0 | 0 | 0 | 0 | 0 | 0 | 0 | 0
0 | 0 | 0 | 0 | 0 | 0 | 0 | 0 | 0 | 0 | 0 | 0 | 0 | 0 | 0 | 0 | 0 | 0 | 0 | 0 | 0 | 0 | 0
0 | 0 | 0 | 0 | 0 | 0 | 0 | 0 | 0 | 0 | 0 | 0 | 0 | 0 | 0 | 0 | 0 | 0 | 0 | 0 | 0 | 0 | 0
0 | 0 | 0 | 0 | 0 | 0 | 0 | 0 | 0 | 0 | 0 | 0 | 0 | 0 | 0 | 0 | 0 | 0 | 0 | 0 | 0 | 0 | 0
0 | 0 | 0 | 0 | 0 | 0 | 0 | 0 | 0 | 0 | 0 | 0 | 0 | 0 | 0 | 0 | 0 | 0 | 0 | 0 | 0 | 0 | 0
0 | 0 | 0 | 0 | 0 | 0 | 0 | 0 | 0 | 0 | 0 | 0 | 0 | 0 | 0 | 0 | 0 | 0 | 0 | 0 | 0 | 0 | 0
0 | 0 | 0 | 0 | 0 | 0 | 0 | 0 | 0 | 0 | 0 | 0 | 0 | 0 | 0 | 0 | 0 | 0 | 0 | 0 | 0 | 0 | 0
0 | 0 | 0 | 0 | 0 | 0 | 0 | 0 | 0 | 0 | 0 | 0 | 0 | 0 | 0 | 0 | 0 | 0 | 0 | 0 | 0 | 0 | 0
0 | 0 | 0 | 0 | 0 | 0 | 0 | 0 | 0 | 0 | 0 | 0 | 0 | 0 | 0 | 0 | 0 | 0 | 0 | 0 | 0 | 0 | 0
0 | 0 | 0 | 0 | 0 | 0 | 0 | 0 | 0 | 0 | 0 | 0 | 0 | 0 | 0 | 0 | 0 | 0 | 0 | 0 | 0 | 0 | 0
0 | 0 | 0 | 0 | 0 | 0 | 0 | 0 | 0 | 0 | 0 | 0 | 0 | 0 | 0 | 0 | 0 | 0 | 0 | 0 | 0 | 0 | 0
0 | 0 | 0 | 0 | 0 | 0 | 0 | 0 | 0 | 0 | 0 | 0 | 0 | 0 | 0 | 0 | 0 | 0 | 0 | 0 | 0 | 0 | 0
0 | 0 | 0 | 0 | 0 | 0 | 0 | 0 | 0 | 0 | 0 | 0 | 0 | 0 | 0 | 0 | 0 | 0 | 0 | 0 | 0 | 0 | 0
0 | 0 | 0 | 0 | 0 | 0 | 0 | 0 | 0 | 0 | 0 | 0 | 0 | 0 | 0 | 0 | 0 | 0 | 0 | 0 | 0 | 0 | 0
0 | 0 | 0 | 0 | 0 | 0 | 0 | 0 | 0 | 0 | 0 | 0 | 0 | 0 | 0 | 0 | 0 | 0 | 0 | 0 | 0 | 0 | 0
0 | 0 | 0 | 0 | 0 | 0 | 0 | 0 | 0 | 0 | 0 | 0 | 0 | 0 | 0 | 0 | 0 | 0 | 0 | 0 | 0 | 0 | 0
0 | 0 | 0 | 0 | 0 | 0 | 0 | 0 | 0 | 0 | 0 | 0 | 0 | 0 | 0 | 0 | 0 | 0 | 0 | 0 | 0 | 0 | 0
0 | 0 | 0 | 0 | 0 | 0 | 0 | 0 | 0 | 0 | 0 | 0 | 0 | 0 | 0 | 0 | 0 | 0 | 0 | 0 | 0 | 0 | 0
0 | 0 | 0 | 0 | 0 | 0 | 0 | 0 | 0 | 0 | 0 | 0 | 0 | 0 | 0 | 0 | 0 | 0 | 0 | 0 | 0 | 0 | 0
0 | 0 | 0 | 0 | 0 | 0 | 0 | 0 | 0 | 0 | 0 | 0 | 0 | 0 | 0 | 0 | 0 | 0 | 0 | 0 | 0 | 0 | 0
0 | 0 | 0 | 0 | 0 | 0 | 0 | 0 | 0 | 0 | 0 | 0 | 0 | 0 | 0 | 0 | 0 | 0 | 0 | 0 | 0 | 0 | 0
0 | 0 | 0 | 0 | 0 | 0 | 0 | 0 | 0 | 0 | 0 | 0 | 0 | 0 | 0 | 0 | 0 | 0 | 0 | 0 | 0 | 0 | 0
0 | 0 | 0 | 0 | 0 | 0 | 0 | 0 | 0 | 0 | 0 | 0 | 0 | 0 | 0 | 0 | 0 | 0 | 0 | 0 | 0 | 0 | 0
0 | 0 | 0 | 0 | 0 | 0 | 0 | 0 | 0 | 0 | 0 | 0 | 0 | 0 | 0 | 0 | 0 | 0 | 0 | 0 | 0 | 0 | 0
0 | 0 | 0 | 0 | 0 | 0 | 0 | 0 | 0 | 0 | 0 | 0 | 0 | 0 | 0 | 0 | 0 | 0 | 0 | 0 | 0 | 0 | 0
0 | 0 | 0 | 0 | 0 | 0 | 0 | 0 | 0 | 0 | 0 | 0 | 0 | 0 | 0 | 0 | 0 | 0 | 0 | 0 | 0 | 0 | 0
0 | 0 | 0 | 0 | 0 | 0 | 0 | 0 | 0 | 0 | 0 | 0 | 0 | 0 | 0 | 0 | 0 | 0 | 0 | 0 | 0 | 0 | 0
0 | 0 | 0 | 0 | 0 | 0 | 0 | 0 | 0 | 0 | 0 | 0 | 0 | 0 | 0 | 0 | 0 | 0 | 0 | 0 | 0 | 0 | 0
0 | 0 | 0 | 0 | 0 | 0 | 0 | 0 | 0 | 0 | 0 | 0 | 0 | 0 | 0 | 0 | 0 | 0 | 0 | 0 | 0 | 0 | 0
0 | 0 | 0 | 0 | 0 | 0 | 0 | 0 | 0 | 0 | 0 | 0 | 0 | 0 | 0 | 0 | 0 | 0 | 0 | 0 | 0 | 0 | 0
0 | 0 | 0 | 0 | 0 | 0 | 0 | 0 | 0 | 0 | 0 | 0 | 0 | 0 | 0 | 0 | 0 | 0 | 0 | 0 | 0 | 0 | 0
0 | 0 | 0 | 0 | 0 | 0 | 0 | 0 | 0 | 0 | 0 | 0 | 0 | 0 | 0 | 0 | 0 | 0 | 0 | 0 | 0 | 0 | 0
0 | 0 | 0 | 0 | 0 | 0 | 0 | 0 | 0 | 0 | 0 | 0 | 0 | 0 | 0 | 0 | 0 | 0 | 0 | 0 | 0 | 0 | 0
0 | 0 | 0 | 0 | 0 | 0 | 0 | 0 | 0 | 0 | 0 | 0 | 0 | 0 | 0 | 0 | 0 | 0 | 0 | 0 | 0 | 0 | 0
0 | 0 | 0 | 0 | 0 | 0 | 0 | 0 | 0 | 0 | 0 | 0 | 0 | 0 | 0 | 0 | 0 | 0 | 0 | 0 | 0 | 0 | 0
0 | 0 | 0 | 0 | 0 | 0 | 0 | 0 | 0 | 0 | 0 | 0 | 0 | 0 | 0 | 0 | 0 | 0 | 0 | 0 | 0 | 0 | 0
0 | 0 | 0 | 0 | 0 | 0 | 0 | 0 | 0 | 0 | 0 | 0 | 0 | 0 | 0 | 0 | 0 | 0 | 0 | 0 | 0 | 0 | 0
0 | 0 | 0 | 0 | 0 | 0 | 0 | 0 | 0 | 0 | 0 | 0 | 0 | 0 | 0 | 0 | 0 | 0 | 0 | 0 | 0 | 0 | 0
0 | 0 | 0 | 0 | 0 | 0 | 0 | 0 | 0 | 0 | 0 | 0 | 0 | 0 | 0 | 0 | 0 | 0 | 0 | 0 | 0 | 0 | 0
0 | 0 | 0 | 0 | 0 | 0 | 0 | 0 | 0 | 0 | 0 | 0 | 0 | 0 | 0 | 0 | 0 | 0 | 0 | 0 | 0 | 0 | 0
0 | 0 | 0 | 0 | 0 | 0 | 0 | 0 | 0 | 0 | 0 | 0 | 0 | 0 | 0 | 0 | 0 | 0 | 0 | 0 | 0 | 0 | 0
0 | 0 | 0 | 0 | 0 | 0 | 0 | 0 | 0 | 0 | 0 | 0 | 0 | 0 | 0 | 0 | 0 | 0 | 0 | 0 | 0 | 0 | 0
0 | 0 | 0 | 0 | 0 | 0 | 0 | 0 | 0 | 0 | 0 | 0 | 0 | 0 | 0 | 0 | 0 | 0 | 0 | 0 | 0 | 0 | 0
0 | 0 | 0 | 0 | 0 | 0 | 0 | 0 | 0 | 0 | 0 | 0 | 0 | 0 | 0 | 0 | 0 | 0 | 0 | 0 | 0 | 0 | 0
0 | 0 | 0 | 0 | 0 | 0 | 0 | 0 | 0 | 0 | 0 | 0 | 0 | 0 | 0 | 0 | 0 | 0 | 0 | 0 | 0 | 0 | 0
0 | 0 | 0 | 0 | 0 | 0 | 0 | 0 | 0 | 0 | 0 | 0 | 0 | 0 | 0 | 0 | 0 | 0 | 0 | 0 | 0 | 0 | 0
0 | 0 | 0 | 0 | 0 | 0 | 0 | 0 | 0 | 0 | 0 | 0 | 0 | 0 | 0 | 0 | 0 | 0 | 0 | 0 | 0 | 0 | 0
0 | 0 | 0 | 0 | 0 | 0 | 0 | 0 | 0 | 0 | 0 | 0 | 0 | 0 | 0 | 0 | 0 | 0 | 0 | 0 | 0 | 0 | 0
0 | 0 | 0 | 0 | 0 | 0 | 0 | 0 | 0 | 0 | 0 | 0 | 0 | 0 | 0 | 0 | 0 | 0 | 0 | 0 | 0 | 0 | 0
0 | 0 | 0 | 0 | 0 | 0 | 0 | 0 | 0 | 0 | 0 | 0 | 0 | 0 | 0 | 0 | 0 | 0 | 0 | 0 | 0 | 0 | 0
0 | 0 | 0 | 0 | 0 | 0 | 0 | 0 | 0 | 0 | 0 | 0 | 0 | 0 | 0 | 0 | 0 | 0 | 0 | 0 | 0 | 0 | 0
0 | 0 | 0 | 0 | 0 | 0 | 0 | 0 | 0 | 0 | 0 | 0 | 0 | 0 | 0 | 0 | 0 | 0 | 0 | 0 | 0 | 0 | 0
0 | 0 | 0 | 0 | 0 | 0 | 0 | 0 | 0 | 0 | 0 | 0 | 0 | 0 | 0 | 0 | 0 | 0 | 0 | 0 | 0 | 0 | 0
0 | 0 | 0 | 0 | 0 | 0 | 0 | 0 | 0 | 0 | 0 | 0 | 0 | 0 | 0 | 0 | 0 | 0 | 0 | 0 | 0 | 0 | 0
0 | 0 | 0 | 0 | 0 | 0 | 0 | 0 | 0 | 0 | 0 | 0 | 0 | 0 | 0 | 0 | 0 | 0 | 0 | 0 | 0 | 0 | 0
0 | 0 | 0 | 0 | 0 | 0 | 0 | 0 | 0 | 0 | 0 | 0 | 0 | 0 | 0 | 0 | 0 | 0 | 0 | 0 | 0 | 0 | 0
0 | 0 | 0 | 0 | 0 | 0 | 0 | 0 | 0 | 0 | 0 | 0 | 0 | 0 | 0 | 0 | 0 | 0 | 0 | 0 | 0 | 0 | 0
0 | 0 | 0 | 0 | 0 | 0 | 0 | 0 | 0 | 0 | 0 | 0 | 0 | 0 | 0 | 0 | 0 | 0 | 0 | 0 | 0 | 0 | 0
0 | 0 | 0 | 0 | 0 | 0 | 0 | 0 | 0 | 0 | 0 | 0 | 0 | 0 | 0 | 0 | 0 | 0 | 0 | 0 | 0 | 0 | 0
0 | 0 | 0 | 0 | 0 | 0 | 0 | 0 | 0 | 0 | 0 | 0 | 0 | 0 | 0 | 0 | 0 | 0 | 0 | 0 | 0 | 0 | 0
0 | 0 | 0 | 0 | 0 | 0 | 0 | 0 | 0 | 0 | 0 | 0 | 0 | 0 | 0 | 0 | 0 | 0 | 0 | 0 | 0 | 0 | 0
0 | 0 | 0 | 0 | 0 | 0 | 0 | 0 | 0 | 0 | 0 | 0 | 0 | 0 | 0 | 0 | 0 | 0 | 0 | 0 | 0 | 0 | 0
0 | 0 | 0 | 0 | 0 | 0 | 0 | 0 | 0 | 0 | 0 | 0 | 0 | 0 | 0 | 0 | 0 | 0 | 0 | 0 | 0 | 0 | 0
0 | 0 | 0 | 0 | 0 | 0 | 0 | 0 | 0 | 0 | 0 | 0 | 0 | 0 | 0 | 0 | 0 | 0 | 0 | 0 | 0 | 0 | 0
0 | 0 | 0 | 0 | 0 | 0 | 0 | 0 | 0 | 0 | 0 | 0 | 0 | 0 | 0 | 0 | 0 | 0 | 0 | 0 | 0 | 0 | 0
0 | 0 | 0 | 0 | 0 | 0 | 0 | 0 | 0 | 0 | 0 | 0 | 0 | 0 | 0 | 0 | 0 | 0 | 0 | 0 | 0 | 0 | 0
0 | 0 | 0 | 0 | 0 | 0 | 0 | 0 | 0 | 0 | 0 | 0 | 0 | 0 | 0 | 0 | 0 | 0 | 0 | 0 | 0 | 0 | 0
0 | 0 | 0 | 0 | 0 | 0 | 0 | 0 | 0 | 0 | 0 | 0 | 0 | 0 | 0 | 0 | 0 | 0 | 0 | 0 | 0 | 0 | 0
0 | 0 | 0 | 0 | 0 | 0 | 0 | 0 | 0 | 0 | 0 | 0 | 0 | 0 | 0 | 0 | 0 | 0 | 0 | 0 | 0 | 0 | 0
0 | 0 | 0 | 0 | 0 | 0 | 0 | 0 | 0 | 0 | 0 | 0 | 0 | 0 | 0 | 0 | 0 | 0 | 0 | 0 | 0 | 0 | 0
0 | 0 | 0 | 0 | 0 | 0 | 0 | 0 | 0 | 0 | 0 | 0 | 0 | 0 | 0 | 0 | 0 | 0 | 0 | 0 | 0 | 0 | 0
0 | 0 | 0 | 0 | 0 | 0 | 0 | 0 | 0 | 0 | 0 | 0 | 0 | 0 | 0 | 0 | 0 | 0 | 0 | 0 | 0 | 0 | 0
0 | 0 | 0 | 0 | 0 | 0 | 0 | 0 | 0 | 0 | 0 | 0 | 0 | 0 | 0 | 0 | 0 | 0 | 0 | 0 | 0 | 0 | 0
0 | 0 | 0 | 0 | 0 | 0 | 0 | 0 | 0 | 0 | 0 | 0 | 0 | 0 | 0 | 0 | 0 | 0 | 0 | 0 | 0 | 0 | 0
0 | 0 | 0 | 0 | 0 | 0 | 0 | 0 | 0 | 0 | 0 | 0 | 0 | 0 | 0 | 0 | 0 | 0 | 0 | 0 | 0 | 0 | 0
0 | 0 | 0 | 0 | 0 | 0 | 0 | 0 | 0 | 0 | 0 | 0 | 0 | 0 | 0 | 0 | 0 | 0 | 0 | 0 | 0 | 0 | 0
0 | 0 | 0 | 0 | 0 | 0 | 0 | 0 | 0 | 0 | 0 | 0 | 0 | 0 | 0 | 0 | 0 | 0 | 0 | 0 | 0 | 0 | 0
0 | 0 | 0 | 0 | 0 | 0 | 0 | 0 | 0 | 0 | 0 | 0 | 0 | 0 | 0 | 0 | 0 | 0 | 0 | 0 | 0 | 0 | 0
0 | 0 | 0 | 0 | 0 | 0 | 0 | 0 | 0 | 0 | 0 | 0 | 0 | 0 | 0 | 0 | 0 | 0 | 0 | 0 | 0 | 0 | 0
0 | 0 | 0 | 0 | 0 | 0 | 0 | 0 | 0 | 0 | 0 | 0 | 0 | 0 | 0 | 0 | 0 | 0 | 0 | 0 | 0 | 0 | 0
0 | 0 | 0 | 0 | 0 | 0 | 0 | 0 | 0 | 0 | 0 | 0 | 0 | 0 | 0 | 0 | 0 | 0 | 0 | 0 | 0 | 0 | 0
0 | 0 | 0 | 0 | 0 | 0 | 0 | 0 | 0 | 0 | 0 | 0 | 0 | 0 | 0 | 0 | 0 | 0 | 0 | 0 | 0 | 0 | 0
0 | 0 | 0 | 0 | 0 | 0 | 0 | 0 | 0 | 0 | 0 | 0 | 0 | 0 | 0 | 0 | 0 | 0 | 0 | 0 | 0 | 0 | 0
0 | 0 | 0 | 0 | 0 | 0 | 0 | 0 | 0 | 0 | 0 | 0 | 0 | 0 | 0 | 0 | 0 | 0 | 0 | 0 | 0 | 0 | 0
0 | 0 | 0 | 0 | 0 | 0 | 0 | 0 | 0 | 0 | 0 | 0 | 0 | 0 | 0 | 0 | 0 | 0 | 0 | 0 | 0 | 0 | 0
0 | 0 | 0 | 0 | 0 | 0 | 0 | 0 | 0 | 0 | 0 | 0 | 0 | 0 | 0 | 0 | 0 | 0 | 0 | 0 | 0 | 0 | 0
0 | 0 | 0 | 0 | 0 | 0 | 0 | 0 | 0 | 0 | 0 | 0 | 0 | 0 | 0 | 0 | 0 | 0 | 0 | 0 | 0 | 0 | 0
0 | 0 | 0 | 0 | 0 | 0 | 0 | 0 | 0 | 0 | 0 | 0 | 0 | 0 | 0 | 0 | 0 | 0 | 0 | 0 | 0 | 0 | 0
0 | 0 | 0 | 0 | 0 | 0 | 0 | 0 | 0 | 0 | 0 | 0 | 0 | 0 | 0 | 0 | 0 | 0 | 0 | 0 | 0 | 0 | 0
0 | 0 | 0 | 0 | 0 | 0 | 0 | 0 | 0 | 0 | 0 | 0 | 0 | 0 | 0 | 0 | 0 | 0 | 0 | 0 | 0 | 0 | 0
0 | 0 | 0 | 0 | 0 | 0 | 0 | 0 | 0 | 0 | 0 | 0 | 0 | 0 | 0 | 0 | 0 | 0 | 0 | 0 | 0 | 0 | 0
0 | 0 | 0 | 0 | 0 | 0 | 0 | 0 | 0 | 0 | 0 | 0 | 0 | 0 | 0 | 0 | 0 | 0 | 0 | 0 | 0 | 0 | 0
0 | 0 | 0 | 0 | 0 | 0 | 0 | 0 | 0 | 0 | 0 | 0 | 0 | 0 | 0 | 0 | 0 | 0 | 0 | 0 | 0 | 0 | 0
0 | 0 | 0 | 0 | 0 | 0 | 0 | 0 | 0 | 0 | 0 | 0 | 0 | 0 | 0 | 0 | 0 | 0 | 0 | 0 | 0 | 0 | 0
0 | 0 | 0 | 0 | 0 | 0 | 0 | 0 | 0 | 0 | 0 | 0 | 0 | 0 | 0 | 0 | 0 | 0 | 0 | 0 | 0 | 0 | 0
0 | 0 | 0 | 0 | 0 | 0 | 0 | 0 | 0 | 0 | 0 | 0 | 0 | 0 | 0 | 0 | 0 | 0 | 0 | 0 | 0 | 0 | 0
0 | 0 | 0 | 0 | 0 | 0 | 0 | 0 | 0 | 0 | 0 | 0 | 0 | 0 | 0 | 0 | 0 | 0 | 0 | 0 | 0 | 0 | 0
0 | 0 | 0 | 0 | 0 | 0 | 0 | 0 | 0 | 0 | 0 | 0 | 0 | 0 | 0 | 0 | 0 | 0 | 0 | 0 | 0 | 0 | 0
0 | 0 | 0 | 0 | 0 | 0 | 0 | 0 | 0 | 0 | 0 | 0 | 0 | 0 | 0 | 0 | 0 | 0 | 0 | 0 | 0 | 0 | 0
0 | 0 | 0 | 0 | 0 | 0 | 0 | 0 | 0 | 0 | 0 | 0 | 0 | 0 | 0 | 0 | 0 | 0 | 0 | 0 | 0 | 0 | 0
0 | 0 | 0 | 0 | 0 | 0 | 0 | 0 | 0 | 0 | 0 | 0 | 0 | 0 | 0 | 0 | 0 | 0 | 0 | 0 | 0 | 0 | 0
0 | 0 | 0 | 0 | 0 | 0 | 0 | 0 | 0 | 0 | 0 | 0 | 0 | 0 | 0 | 0 | 0 | 0 | 0 | 0 | 0 | 0 | 0
0 | 0 | 0 | 0 | 0 | 0 | 0 | 0 | 0 | 0 | 0 | 0 | 0 | 0 | 0 | 0 | 0 | 0 | 0 | 0 | 0 | 0 | 0
0 | 0 | 0 | 0 | 0 | 0 | 0 | 0 | 0 | 0 | 0 | 0 | 0 | 0 | 0 | 0 | 0 | 0 | 0 | 0 | 0 | 0 | 0
0 | 0 | 0 | 0 | 0 | 0 | 0 | 0 | 0 | 0 | 0 | 0 | 0 | 0 | 0 | 0 | 0 | 0 | 0 | 0 | 0 | 0 | 0
0 | 0 | 0 | 0 | 0 | 0 | 0 | 0 | 0 | 0 | 0 | 0 | 0 | 0 | 0 | 0 | 0 | 0 | 0 | 0 | 0 | 0 | 0
0 | 0 | 0 | 0 | 0 | 0 | 0 | 0 | 0 | 0 | 0 | 0 | 0 | 0 | 0 | 0 | 0 | 0 | 0 | 0 | 0 | 0 | 0
0 | 0 | 0 | 0 | 0 | 0 | 0 | 0 | 0 | 0 | 0 | 0 | 0 | 0 | 0 | 0 | 0 | 0 | 0 | 0 | 0 | 0 | 0
0 | 0 | 0 | 0 | 0 | 0 | 0 | 0 | 0 | 0 | 0 | 0 | 0 | 0 | 0 | 0 | 0 | 0 | 0 | 0 | 0 | 0 | 0
0 | 0 | 0 | 0 | 0 | 0 | 0 | 0 | 0 | 0 | 0 | 0 | 0 | 0 | 0 | 0 | 0 | 0 | 0 | 0 | 0 | 0 | 0
0 | 0 | 0 | 0 | 0 | 0 | 0 | 0 | 0 | 0 | 0 | 0 | 0 | 0 | 0 | 0 | 0 | 0 | 0 | 0 | 0 | 0 | 0
0 | 0 | 0 | 0 | 0 | 0 | 0 | 0 | 0 | 0 | 0 | 0 | 0 | 0 | 0 | 0 | 0 | 0 | 0 | 0 | 0 | 0 | 0
0 | 0 | 0 | 0 | 0 | 0 | 0 | 0 | 0 | 0 | 0 | 0 | 0 | 0 | 0 | 0 | 0 | 0 | 0 | 0 | 0 | 0 | 0
0 | 0 | 0 | 0 | 0 | 0 | 0 | 0 | 0 | 0 | 0 | 0 | 0 | 0 | 0 | 0 | 0 | 0 | 0 | 0 | 0 | 0 | 0
0 | 0 | 0 | 0 | 0 | 0 | 0 | 0 | 0 | 0 | 0 | 0 | 0 | 0 | 0 | 0 | 0 | 0 | 0 | 0 | 0 | 0 | 0
0 | 0 | 0 | 0 | 0 | 0 | 0 | 0 | 0 | 0 | 0 | 0 | 0 | 0 | 0 | 0 | 0 | 0 | 0 | 0 | 0 | 0 | 0
0 | 0 | 0 | 0 | 0 | 0 | 0 | 0 | 0 | 0 | 0 | 0 | 0 | 0 | 0 | 0 | 0 | 0 | 0 | 0 | 0 | 0 | 0
0 | 0 | 0 | 0 | 0 | 0 | 0 | 0 | 0 | 0 | 0 | 0 | 0 | 0 | 0 | 0 | 0 | 0 | 0 | 0 | 0 | 0 | 0
0 | 0 | 0 | 0 | 0 | 0 | 0 | 0 | 0 | 0 | 0 | 0 | 0 | 0 | 0 | 0 | 0 | 0 | 0 | 0 | 0 | 0 | 0
0 | 0 | 0 | 0 | 0 | 0 | 0 | 0 | 0 | 0 | 0 | 0 | 0 | 0 | 0 | 0 | 0 | 0 | 0 | 0 | 0 | 0 | 0
0 | 0 | 0 | 0 | 0 | 0 | 0 | 0 | 0 | 0 | 0 | 0 | 0 | 0 | 0 | 0 | 0 | 0 | 0 | 0 | 0 | 0 | 0
0 | 0 | 0 | 0 | 0 | 0 | 0 | 0 | 0 | 0 | 0 | 0 | 0 | 0 | 0 | 0 | 0 | 0 | 0 | 0 | 0 | 0 | 0
0 | 0 | 0 | 0 | 0 | 0 | 0 | 0 | 0 | 0 | 0 | 0 | 0 | 0 | 0 | 0 | 0 | 0 | 0 | 0 | 0 | 0 | 0
0 | 0 | 0 | 0 | 0 | 0 | 0 | 0 | 0 | 0 | 0 | 0 | 0 | 0 | 0 | 0 | 0 | 0 | 0 | 0 | 0 | 0 | 0
0 | 0 | 0 | 0 | 0 | 0 | 0 | 0 | 0 | 0 | 0 | 0 | 0 | 0 | 0 | 0 | 0 | 0 | 0 | 0 | 0 | 0 | 0
0 | 0 | 0 | 0 | 0 | 0 | 0 | 0 | 0 | 0 | 0 | 0 | 0 | 0 | 0 | 0 | 0 | 0 | 0 | 0 | 0 | 0 | 0
0 | 0 | 0 | 0 | 0 | 0 | 0 | 0 | 0 | 0 | 0 | 0 | 0 | 0 | 0 | 0 | 0 | 0 | 0 | 0 | 0 | 0 | 0
0 | 0 | 0 | 0 | 0 | 0 | 0 | 0 | 0 | 0 | 0 | 0 | 0 | 0 | 0 | 0 | 0 | 0 | 0 | 0 | 0 | 0 | 0
0 | 0 | 0 | 0 | 0 | 0 | 0 | 0 | 0 | 0 | 0 | 0 | 0 | 0 | 0 | 0 | 0 | 0 | 0 | 0 | 0 | 0 | 0
0 | 0 | 0 | 0 | 0 | 0 | 0 | 0 | 0 | 0 | 0 | 0 | 0 | 0 | 0 | 0 | 0 | 0 | 0 | 0 | 0 | 0 | 0
0 | 0 | 0 | 0 | 0 | 0 | 0 | 0 | 0 | 0 | 0 | 0 | 0 | 0 | 0 | 0 | 0 | 0 | 0 | 0 | 0 | 0 | 0
0 | 0 | 0 | 0 | 0 | 0 | 0 | 0 | 0 | 0 | 0 | 0 | 0 | 0 | 0 | 0 | 0 | 0 | 0 | 0 | 0 | 0 | 0
0 | 0 | 0 | 0 | 0 | 0 | 0 | 0 | 0 | 0 | 0 | 0 | 0 | 0 | 0 | 0 | 0 | 0 | 0 | 0 | 0 | 0 | 0
x

## Ref - Budget Categories List
Use this list to search for allowable budget items and determine under which budget heading different costs should be allocated
Budget Item | Budget Heading | Budget Heading List
Labor - Curriculum Development | Activity - Direct Labor | Direct Implementation
Labor - Customer Education and Training | Activity - Direct Labor | Direct Implementation
Labor - Customer Equipment Testing and Diagnostics | Activity - Direct Labor | Direct Implementation
Labor - Facilities Audits | Activity - Direct Labor | Direct Implementation
Subcontanctor Labor - Facilities Audits | Activity - Direct Labor | Direct Implementation
Subcontractor Labor - Curriculum Development | Activity - Direct Labor | Direct Implementation
Subcontractor Labor - Customer Education and Training | Activity - Direct Labor | Direct Implementation
Subcontractor Labor - Customer Equipment Testing and Diagnostics | Activity - Direct Labor | Direct Implementation
Audit Applications and Forms | Direct Implementation Hardware and Materials | Direct Implementation
Direct Implementation Literature | Direct Implementation Hardware and Materials | Direct Implementation
Education Materials | Direct Implementation Hardware and Materials | Direct Implementation
Energy Measurement Tools | Direct Implementation Hardware and Materials | Direct Implementation
Installation Hardware | Direct Implementation Hardware and Materials | Direct Implementation
Subcontractor - Direct Implementation Literature | Direct Implementation Hardware and Materials | Direct Implementation
Subcontractor - Education Materials | Direct Implementation Hardware and Materials | Direct Implementation
Subcontractor - Energy Measurement Tools | Direct Implementation Hardware and Materials | Direct Implementation
Subcontractor - Installation Hardware | Direct Implementation Hardware and Materials | Direct Implementation
Subcontractor -Audit Applications and Forms | Direct Implementation Hardware and Materials | Direct Implementation
Labor - EM&V | EM&V Labor and Materials | Evaluation, Measurement and Verification
Materials - EM&V | EM&V Labor and Materials | Evaluation, Measurement and Verification
Subcontractor Labor - EM&V | EM&V Labor and Materials | Evaluation, Measurement and Verification
Benefits - EM&V Labor | EM&V Overhead | Evaluation, Measurement and Verification
Overhead - EM&V | EM&V Overhead | Evaluation, Measurement and Verification
Payroll Tax - EM&V Labor | EM&V Overhead | Evaluation, Measurement and Verification
Pension - EM&V Labor | EM&V Overhead | Evaluation, Measurement and Verification
Subcontractor Benefits - EM&V Labor | EM&V Overhead | Evaluation, Measurement and Verification
Subcontractor Overhead - EM&V | EM&V Overhead | Evaluation, Measurement and Verification
Subcontractor Payroll Tax - EM&V Labor | EM&V Overhead | Evaluation, Measurement and Verification
Subcontractor Pension - EM&V Labor | EM&V Overhead | Evaluation, Measurement and Verification
Subcontractor Travel - EM&V | EM&V Overhead | Evaluation, Measurement and Verification
Travel - EM&V | EM&V Overhead | Evaluation, Measurement and Verification
Benefits - Administrative Labor | Human Resource Support and Development | Administrative Cost
Benefits - Direct Implementation Labor | Human Resource Support and Development | Administrative Cost
Benefits - Marketing/Advertising/Outreach Labor | Human Resource Support and Development | Administrative Cost
Labor - Human Resources | Human Resource Support and Development | Administrative Cost
Labor - Staff Development and Training | Human Resource Support and Development | Administrative Cost
Payroll Tax - Administrative Labor | Human Resource Support and Development | Administrative Cost
Payroll Tax - Direct Implementation Labor | Human Resource Support and Development | Administrative Cost
Payroll Tax - Marketing/Advertising/Outreach Labor | Human Resource Support and Development | Administrative Cost
Pension - Administrative Labor | Human Resource Support and Development | Administrative Cost
Pension - Direct Implementation Labor | Human Resource Support and Development | Administrative Cost
Pension - Marketing/Advertising/Outreach Labor | Human Resource Support and Development | Administrative Cost
Subcontractor Benefits - Administrative Labor | Human Resource Support and Development | Administrative Cost
Subcontractor Benefits - Direct Implementation Labor | Human Resource Support and Development | Administrative Cost
Subcontractor Benefits - Marketing/Advertising/Outreach Labor | Human Resource Support and Development | Administrative Cost
Subcontractor Labor - Human Resources | Human Resource Support and Development | Administrative Cost
Subcontractor Labor - Staff Development and Training | Human Resource Support and Development | Administrative Cost
Subcontractor Payroll Tax - Administrative Labor | Human Resource Support and Development | Administrative Cost
Subcontractor Payroll Tax - Direct Implementation Labor | Human Resource Support and Development | Administrative Cost
Subcontractor Payroll Tax - Marketing/Advertising/Outreach Labor | Human Resource Support and Development | Administrative Cost
Subcontractor Pension - Administrative Labor | Human Resource Support and Development | Administrative Cost
Subcontractor Pension - Direct Implementation Labor | Human Resource Support and Development | Administrative Cost
Subcontractor Pension - Marketing/Advertising/Outreach Labor | Human Resource Support and Development | Administrative Cost
Labor - Customer Equipment Repair and Servicing | Installation and Service - Labor | Direct Implementation
Labor - Measure Installation | Installation and Service - Labor | Direct Implementation
Subcontractor Labor - Customer Equipment Repair and Servicing | Installation and Service - Labor | Direct Implementation
Subcontractor Labor - Measure Installation | Installation and Service - Labor | Direct Implementation
Labor - Clerical | Managerial and Clerical Labor | Administrative Cost
Labor - Program Design | Managerial and Clerical Labor | Administrative Cost
Labor - Program Development | Managerial and Clerical Labor | Administrative Cost
Labor - Program Planning | Managerial and Clerical Labor | Administrative Cost
Labor - Program/Project Management | Managerial and Clerical Labor | Administrative Cost
Labor - Staff Management | Managerial and Clerical Labor | Administrative Cost
Labor - Staff Supervision | Managerial and Clerical Labor | Administrative Cost
Subcontractor Labor - Clerical | Managerial and Clerical Labor | Administrative Cost
Subcontractor Labor - Program Design | Managerial and Clerical Labor | Administrative Cost
Subcontractor Labor - Program Development | Managerial and Clerical Labor | Administrative Cost
Subcontractor Labor - Program Planning | Managerial and Clerical Labor | Administrative Cost
Subcontractor Labor - Program/Project Management | Managerial and Clerical Labor | Administrative Cost
Subcontractor Labor - Staff Management | Managerial and Clerical Labor | Administrative Cost
Subcontractor Labor - Staff Supervision | Managerial and Clerical Labor | Administrative Cost
Advertisments / Media Promotions | Marketing/Advertising/Outreach Costs | Marketing/Advertising/Outreach Costs
Bill Inserts | Marketing/Advertising/Outreach Costs | Marketing/Advertising/Outreach Costs
Brochures | Marketing/Advertising/Outreach Costs | Marketing/Advertising/Outreach Costs
Door Hangers | Marketing/Advertising/Outreach Costs | Marketing/Advertising/Outreach Costs
Labor - Business Outreach | Marketing/Advertising/Outreach Costs | Marketing/Advertising/Outreach Costs
Labor - Customer Outreach | Marketing/Advertising/Outreach Costs | Marketing/Advertising/Outreach Costs
Labor - Customer Relations | Marketing/Advertising/Outreach Costs | Marketing/Advertising/Outreach Costs
Labor - Marketing | Marketing/Advertising/Outreach Costs | Marketing/Advertising/Outreach Costs
Print Advertisements | Marketing/Advertising/Outreach Costs | Marketing/Advertising/Outreach Costs
Radio Spots | Marketing/Advertising/Outreach Costs | Marketing/Advertising/Outreach Costs
Subcontractor - Bill Inserts | Marketing/Advertising/Outreach Costs | Marketing/Advertising/Outreach Costs
Subcontractor - Brochures | Marketing/Advertising/Outreach Costs | Marketing/Advertising/Outreach Costs
Subcontractor - Door Hangers | Marketing/Advertising/Outreach Costs | Marketing/Advertising/Outreach Costs
Subcontractor - Print Advertisements | Marketing/Advertising/Outreach Costs | Marketing/Advertising/Outreach Costs
Subcontractor - Radio Spots | Marketing/Advertising/Outreach Costs | Marketing/Advertising/Outreach Costs
Subcontractor - Television Spots | Marketing/Advertising/Outreach Costs | Marketing/Advertising/Outreach Costs
Subcontractor Labor - Business Outreach | Marketing/Advertising/Outreach Costs | Marketing/Advertising/Outreach Costs
Subcontractor Labor - Customer Outreach | Marketing/Advertising/Outreach Costs | Marketing/Advertising/Outreach Costs
Subcontractor Labor - Customer Relations | Marketing/Advertising/Outreach Costs | Marketing/Advertising/Outreach Costs
Subcontractor Labor - Marketing | Marketing/Advertising/Outreach Costs | Marketing/Advertising/Outreach Costs
Television Spots | Marketing/Advertising/Outreach Costs | Marketing/Advertising/Outreach Costs
Website Development | Marketing/Advertising/Outreach Costs | Marketing/Advertising/Outreach Costs
Equipment - Communications | Overhead (General and Administrative) - Labor and Materials | Administrative Cost
Equipment - Computing | Overhead (General and Administrative) - Labor and Materials | Administrative Cost
Equipment - Document Reproduction | Overhead (General and Administrative) - Labor and Materials | Administrative Cost
Equipment - General Office | Overhead (General and Administrative) - Labor and Materials | Administrative Cost
Equipment - Transportation | Overhead (General and Administrative) - Labor and Materials | Administrative Cost
Facilities - Lease/Rent Payment | Overhead (General and Administrative) - Labor and Materials | Administrative Cost
Labor - Accounts Payable | Overhead (General and Administrative) - Labor and Materials | Administrative Cost
Labor - Accounts Receivable | Overhead (General and Administrative) - Labor and Materials | Administrative Cost
Labor - Administrative | Overhead (General and Administrative) - Labor and Materials | Administrative Cost
Labor - Automated Systems | Overhead (General and Administrative) - Labor and Materials | Administrative Cost
Labor - Communications | Overhead (General and Administrative) - Labor and Materials | Administrative Cost
Labor - Contract Reporting | Overhead (General and Administrative) - Labor and Materials | Administrative Cost
Labor - Corporate Services | Overhead (General and Administrative) - Labor and Materials | Administrative Cost
Labor - Facilities Maintenance | Overhead (General and Administrative) - Labor and Materials | Administrative Cost
Labor - Information Technology | Overhead (General and Administrative) - Labor and Materials | Administrative Cost
Labor - Materials Management | Overhead (General and Administrative) - Labor and Materials | Administrative Cost
Labor - Procurement | Overhead (General and Administrative) - Labor and Materials | Administrative Cost
Labor - Regulatory Reporting | Overhead (General and Administrative) - Labor and Materials | Administrative Cost
Labor - Shop Services | Overhead (General and Administrative) - Labor and Materials | Administrative Cost
Labor - Telecommunications | Overhead (General and Administrative) - Labor and Materials | Administrative Cost
Labor - Transportation Services | Overhead (General and Administrative) - Labor and Materials | Administrative Cost
Office Supplies | Overhead (General and Administrative) - Labor and Materials | Administrative Cost
Postage | Overhead (General and Administrative) - Labor and Materials | Administrative Cost
Subcontractor - Equipment - Communications | Overhead (General and Administrative) - Labor and Materials | Administrative Cost
Subcontractor - Equipment - Computing | Overhead (General and Administrative) - Labor and Materials | Administrative Cost
Subcontractor - Equipment - Document Reproduction | Overhead (General and Administrative) - Labor and Materials | Administrative Cost
Subcontractor - Equipment - General Office | Overhead (General and Administrative) - Labor and Materials | Administrative Cost
Subcontractor - Equipment - Transportation | Overhead (General and Administrative) - Labor and Materials | Administrative Cost
Subcontractor - Facilities - Lease/Rent Payment | Overhead (General and Administrative) - Labor and Materials | Administrative Cost
Subcontractor - Office Supplies | Overhead (General and Administrative) - Labor and Materials | Administrative Cost
Subcontractor - Postage | Overhead (General and Administrative) - Labor and Materials | Administrative Cost
Subcontractor Labor - Accounts Payable | Overhead (General and Administrative) - Labor and Materials | Administrative Cost
Subcontractor Labor - Accounts Receivable | Overhead (General and Administrative) - Labor and Materials | Administrative Cost
Subcontractor Labor - Administrative | Overhead (General and Administrative) - Labor and Materials | Administrative Cost
Subcontractor Labor - Automated Systems | Overhead (General and Administrative) - Labor and Materials | Administrative Cost
Subcontractor Labor - Communications | Overhead (General and Administrative) - Labor and Materials | Administrative Cost
Subcontractor Labor - Contract Reporting | Overhead (General and Administrative) - Labor and Materials | Administrative Cost
Subcontractor Labor - Corporate Services | Overhead (General and Administrative) - Labor and Materials | Administrative Cost
Subcontractor Labor - Facilities Maintenance | Overhead (General and Administrative) - Labor and Materials | Administrative Cost
Subcontractor Labor - Information Technology | Overhead (General and Administrative) - Labor and Materials | Administrative Cost
Subcontractor Labor - Materials Management | Overhead (General and Administrative) - Labor and Materials | Administrative Cost
Subcontractor Labor - Procurement | Overhead (General and Administrative) - Labor and Materials | Administrative Cost
Subcontractor Labor - Regulatory Reporting | Overhead (General and Administrative) - Labor and Materials | Administrative Cost
Subcontractor Labor - Shop Services | Overhead (General and Administrative) - Labor and Materials | Administrative Cost
Subcontractor Labor - Telecommunications | Overhead (General and Administrative) - Labor and Materials | Administrative Cost
Subcontractor Labor - Transportation Services | Overhead (General and Administrative) - Labor and Materials | Administrative Cost
Labor - Field Verification | Rebate Processing and Inspection - Labor and Materials | Direct Implementation
Labor - Rebate Processing | Rebate Processing and Inspection - Labor and Materials | Direct Implementation
Labor - Site Inspections | Rebate Processing and Inspection - Labor and Materials | Direct Implementation
Rebate Applications | Rebate Processing and Inspection - Labor and Materials | Direct Implementation
Subcontractor - Rebate Applications | Rebate Processing and Inspection - Labor and Materials | Direct Implementation
Subcontractor Labor - Field Verification | Rebate Processing and Inspection - Labor and Materials | Direct Implementation
Subcontractor Labor - Rebate Processing | Rebate Processing and Inspection - Labor and Materials | Direct Implementation
Subcontractor Labor - Site Inspections | Rebate Processing and Inspection - Labor and Materials | Direct Implementation
Conference Fees | Travel and Conference Fees | Administrative Cost
Labor - Conference Attendance | Travel and Conference Fees | Administrative Cost
Subcontractor - Conference Fees | Travel and Conference Fees | Administrative Cost
Subcontractor - Travel - Airfare | Travel and Conference Fees | Administrative Cost
Subcontractor - Travel - Lodging | Travel and Conference Fees | Administrative Cost
Subcontractor - Travel - Meals | Travel and Conference Fees | Administrative Cost
Subcontractor - Travel - Mileage | Travel and Conference Fees | Administrative Cost
Subcontractor - Travel - Parking | Travel and Conference Fees | Administrative Cost
Subcontractor - Travel - Per Diem for Misc. Expenses | Travel and Conference Fees | Administrative Cost
Subcontractor Labor - Conference Attendance | Travel and Conference Fees | Administrative Cost
Travel - Airfare | Travel and Conference Fees | Administrative Cost
Travel - Lodging | Travel and Conference Fees | Administrative Cost
Travel - Meals | Travel and Conference Fees | Administrative Cost
Travel - Mileage | Travel and Conference Fees | Administrative Cost
Travel - Parking | Travel and Conference Fees | Administrative Cost
Travel - Per Diem for Misc. Expenses | Travel and Conference Fees | Administrative Cost