## Plant Total by Account
SOUTHERN CALIFORNIA EDISON COMPANY |  |  |  |  | EKWRA Reconfiguration | 2 |  | Assuming EKWRA Reconfiguration HAS NOT occurred
Transmission/Distribution ISO Facilities Study
End of Year 2011 Facilities |  |  |  |  | 1 | = | Assuming EKWRA Reconfiguration HAS occurred
[5 empty] | 2 | = | Assuming EKWRA Reconfiguration HAS NOT occurred
$
Transmission
| Total Plant FERC Form 1 | Total Plant | ISO Plant | ISO % of Total
Land (Substation and Land)
350 | 238723489 | 238723489.63 | 156609994.5274 | 65.6%
Substation
352 | 334506130.03 | 334506130.03 | 169829370.9763 | 50.77%
353 | 3421750786 | 3421750785.9987 | 1741359026.2235 | 50.89%
Total Substation | 3756256916.03 | 3756256916.0287 | 1911188397.1998 | 50.88%
Lines
354 | 601728049 | 601728047.51 | 550516805.0261 | 91.49%
355 | 545742642 | 545742641.2 | 132075053.8595 | 24.2%
356 | 617979720 | 617979718.75 | 421892563.2287 | 68.27%
357 | 46153375 | 46153375.86 | 558943.0657 | 1.211%
358 | 183442134 | 183442133.08 | 3408604.1308 | 1.858%
359 | 113892832 | 113892833 | 110352407.0325 | 96.89%
Total Lines | 2108938752 | 2108938749.4 | 1218804376.3433 | 57.79%
Total Transmission | 6103919157.03 | 6103919155.0587 | 3286602768.0705 | 53.84%
Distribution
| Total Plant FERC Form 1 | Total Plant | ISO Plant | ISO % of Total
Land:
360 | 105855063 | 105855061.72 | 75876.481 | 0.07168%
Structures:
361 | 431350909 | 431350910.13 | 683246.9453 | 0.1584%
362 | 1609973202.26 | 1609973202.26 | 5875711.4176 | 0.365%
Total Structures | 2041324112.39 | 2041324112.39 | 6558958.3629 | 0.3213%
Total Distribution | 2147179175.39 | 2147179174.11 | 6634834.8439 | 0.309%
Total Transmission & Distribution | 8251098332.42 | 8251098329.1687 | 3293237602.9144 | 39.91%

## High-Low Volt Summary
Southern California Edison Company
| Summary of ISO Facility Gross Plant | Summary of Transmission Facility Gross Plant | Summary of Transmission Facility Gross Plant | Summary of Transmission Facility Gross Plant | Summary of Transmission Facility Gross Plant | Summary of Transmission Facility Gross Plant | Summary of Transmission Facility Gross Plant | Summary of Transmission Facility Gross Plant | Summary of Transmission Facility Gross Plant | Summary of Transmission Facility Gross Plant
High/Low Voltage Split
End of Year 2011 Facilities
($)
| Total ISO Plant |  |  |  |  | Gross ISO Plant Split into High Voltage, Low Voltage, and Transformers that Straddle HV/LV
| ISO Transmission and Distribution Facility | Total ISO Gross Plant | Land | Structures |  | Land HV | Land LV | Structures HV | Structures LV | Transformers HV/LV
Transmission Lines:
| 750 kV T Lines | 55966906.65 | 0 | 55966906.65 |  | 0 | 0 | 55966906.65 | 0 | 0
| 500 kV T Lines | 429335254.3595 | 48565350.78 | 380769903.5795 |  | 48565350.78 | 0 | 380769903.5795 | 0 | 0
| 230 kV T Lines | 733852393.928 | 65722570.1554 | 668129823.7726 |  | 65722570.1554 | 0 | 668129823.7726 | 0 | 0
| 161 kV T Lines | 2369978.44 | 33310 | 2336668.44 |  | 0 | 33310 | 0 | 2336668.44 | 0
| 115 kV T Lines | 50799281.5304 | 4527958.9135 | 46271322.6169 |  | 0 | 4527958.9135 | 0 | 46271322.6169 | 0
| 66 kV T Lines | 67109651.2465 | 3473545.6088 | 63636105.6377 |  | 0 | 3473545.6088 | 0 | 63636105.6377 | 0
| 55 kV T Lines | 1787976.4717 | 94330.8251 | 1693645.6466 |  | 0 | 94330.8251 | 0 | 1693645.6466 | 0
| Total Transmission Lines | 1341221442.6261 | 122417066.2828 | 1218804376.3433 |  | 114287920.9354 | 8129145.3474 | 1104866634.0021 | 113937742.3412 | 0
Substations:
750KV | High Voltage Substations (750 kV, 500kV, 220kV) | 1643586426.1024 | 33468163.2612 | 1610118262.8412 |  | 33468163.2612 | 0 | 1610118262.8412 | 0 | 0
500KV | Straddle Substations:
| Eldorado | 66862753.13 | 13182.65 | 66849570.48 |  | 13182.65 | 0 | 65952090.75 | 0 | 897479.73
| Antelope | 70582432.546 | 21969.428 | 70560463.1179 |  | 16725.3403 | 5244.0878 | 46230540.1978 | 14495191.5101 | 9834731.41
| Bailey | 17694017.3695 | 110066.5435 | 17583950.826 |  | 93457.4151 | 16609.1284 | 13532013.0867 | 2404896.711 | 1647041.0283
| Eagle Mountain | 1619897.7861 | 0 | 1619897.7861 |  | 0 | 0 | 1480879.5531 | 136987.673 | 2030.56
| Kramer | 16028919.7001 | 28584.9699 | 16000334.7302 |  | 16631.6166 | 11953.3533 | 8210171.8517 | 5912866.2025 | 1877296.6759
| Victor | 54518229.6623 | 18831.5688 | 54499398.0935 |  | 3036.4624 | 15795.1064 | 8565937.2101 | 44558394.253 | 1375066.6304
| Total Straddle Substations | 227306250.194 | 192635.1603 | 227113615.0337 |  | 143033.4844 | 49601.6759 | 143971632.6494 | 67508336.3497 | 15633646.0346
161KV | Low Voltage Substations (Less Than 220kV) | 82278621.7106 | 608006.3041 | 81670615.4065 |  | 0 | 608006.3041 | 0 | 81670615.4065 | 0
| Total Substations | 1953171298.007 | 34268804.7256 | 1918902493.2814 |  | 33611196.7456 | 657607.98 | 1754089895.4906 | 149178951.7562 | 15633646.0346
| Total Lines and Substations | 3294392741 | 156685871 | 3137706869.6247 |  | 147899117.681 | 8786753.3274 | 2858956529.4927 | 263116694.0974 | 15633646.0346
Determination of High Voltage/Low Voltage Gross Plant Percentage of SCE ISO Transmission Facilities
Gross Plant Percentage Determined Pursuant to ISO Tariff Section 12
| Gross Plant that can be determined HV/LV | High Voltage | Low Voltage | Total
| Land | 147899117.681 | 8786753.3274 | 156685871.0084
| Structures | 2858956529.4927 | 263116694.0974 | 3122073223.5901
| Total Determined HV/LV | 3006855647.1737 | 271903447.4248 | 3278759094.5984
| Percentage: | 91.71% | 8.293% | 100%
| Transformers | 14337167.0528 | 1296478.9818 | 15633646.0346
| Total HV & LV Gross Plant | 3021192814.563 | 273199926.437 | 3294392741
0

## High_Low Voltage Mix Summary
Southern California Edison Company
Summary of ISO Facility Gross Plant
High/Low Voltage Mix Summary
End of Year 2011 Facilities
($)
Facility: | Location # | Land HV | Land LV | Structures HV | Structures LV | Transformers HV/LV
500 kV Substations:
Eldorado | 5090 | 13182.65 | 0 | 65978686.2 | 0 | 897479.73
230 kV Substations
Antelope | 5052 | 16725.3403 | 5244.0878 | 46230540.1978 | 14495191.5101 | 9834731.41
Bailey | 5059 | 93457.4151 | 16609.1284 | 13532042.4485 | 2404896.711 | 1647679.6059
Eagle Mountain | 5040 | 0 | 0 | 1480879.5531 | 136987.673 | 2030.56
Kramer | 5042 & 8046 | 16631.6166 | 11953.3533 | 8227023.8933 | 5912866.2025 | 1877296.6759
Victor | 8049 | 3036.4624 | 15795.1064 | 8565937.2101 | 44558394.253 | 1375066.6304

## Prior Year Comparison
SOUTHERN CALIFORNIA EDISON COMPANY |  |  |  | EKWRA Reconfiguration | 2 |  | Assuming EKWRA Reconfiguration HAS NOT occurred
Transmission/Distribution ISO Facilities Study
12-31-2011 Facilities |  |  |  | 1 | = | Assuming EKWRA Reconfiguration HAS occurred
|  |  |  | 2 | = | Assuming EKWRA Reconfiguration HAS NOT occurred
2011 |  |  |  |  | 2010 |  |  | Delta
Transmission
| Total Plant | ISO Plant | ISO % of Total | Total Plant | ISO Plant | ISO % of Total |  | Total Plant | ISO Plant | Total Plant % | ISO Plant %
Land (Substation and Line)
350 | 238723490 | 156609995 | 65.6% | 235893513 | 153978278 | 65.3% |  | 2829977 | 2631717 | 1.2% | 1.7%
Substation
352 | 334506130 | 169829371 | 50.8% | 297909732 | 175457663 | 58.9% |  | 36596398 | -5628292 | 12.3% | -3.2%
353 | 3421750786 | 1741359026 | 50.9% | 3214736591 | 1680213303 | 52.3% |  | 207014195 | 61145723 | 6.4% | 3.6%
Total Substation | 3756256916 | 1911188397 | 50.9% | 3512646323 | 1855670966 | 52.8% |  | 243610593 | 55517431 | 6.9% | 3%
Lines
354 | 601728048 | 550516805 | 91.5% | 675240065 | 625307190 | 92.6% |  | -73512017 | -74790385 | -10.9% | -12%
355 | 545742641 | 132075054 | 24.2% | 517953902 | 113770199 | 22% |  | 27788739 | 18304855 | 5.4% | 16.1%
356 | 617979719 | 421892563 | 68.3% | 614853418 | 422173397 | 68.7% |  | 3126301 | -280834 | 0.5% | -0.1%
357 | 46153376 | 558943 | 1.2% | 42767669 | 284096 | 0.7% |  | 3385707 | 274847 | 7.9% | 96.7%
358 | 183442133 | 3408604 | 1.9% | 175961590 | 2302928 | 1.3% |  | 7480543 | 1105676 | 4.3% | 48%
359 | 113892833 | 110352407 | 96.9% | 31912655 | 28619068 | 89.7% |  | 81980178 | 81733339 | 256.9% | 285.6%
Total Lines | 2108938749 | 1218804376 | 57.8% | 2058689299 | 1192456878 | 57.9% |  | 50249450 | 26347498 | 2.4% | 2.2%
Total Transmission | 6103919155 | 3286602768 | 53.8% | 5807229135 | 3202106122 | 55.1% |  | 296690020 | 84496646 | 5.1% | 2.6%
Distribution
| Total Plant | ISO Plant | ISO % of Total | Total Plant | ISO Plant | ISO % of Total |  | Total Plant | ISO Plant | ISO % of Total | ISO % of Total
Land:
360 | 105855062 | 75876 | 0.1% | 101703036 | 25780 | 0% |  | 4152026 | 50096 | 4.1% | 194.3%
Structures:
361 | 431350910 | 683247 | 0.2% | 399411400 | 1107531 | 0.3% |  | 31939510 | -424284 | 8% | -38.3%
362 | 1609973202 | 5875711 | 0.4% | 1457055947 | 16087946 | 1.1% |  | 152917255 | -10212235 | 10.5% | -63.5%
Total Structures | 2041324112 | 6558958 | 0.3% | 1856467347 | 17195477 | 0.9% |  | 184856765 | -10636519 | 10% | -61.9%
Total Distribution | 2147179174 | 6634835 | 0.3% | 1958170383 | 17221257 | 0.9% |  | 189008791 | -10586422 | 9.7% | -61.5%
Total Transmission & Distribution | 8251098329 | 3293237603 | 39.9% | 7765399518 | 3219327379 | 41.5% |  | 485698811 | 73910224 | 6.3% | 2.3%

## Assumptions
ISO Study Assumptions
The following assumptions have been made in completing this analysis.
1. Devers-Mirage System
Beginning in the 2009 CPUC GRC and the 2009 FERC rate case, the Devers-Mirage system split was assumed to be completed and all 115kV facilities transferred from ISO to non-ISO. This assumption was consistent with the plant forecast that was utilized in the cases. However, due to project delays the physical split of the system has not yet occurred. It is currently forecast to be completed by July of 2012. The faculties assumed transferred control for purposes of the Transmission Plant Study include: 220/115kV transformation at Devers and Mirage Substations, the 115kV buses at Devers and Mirage Substation, Farrell, Garnet, Eisenhower, Thornhill, Tamarisk, Santa Rosa, Indian Wells, Concho 1115kV substations, and all 115kV lines interconnecting these substations that were under ISO Operational Control.
2. East Kern Wind Resource Area and Future Project (Antelope-Bailey System)
The 2011 Transmission Plant Study includes the ability to adjust for the Antelope-Bailey System split as part of the EKWRA project. The EKWRA project was forecast for 2013, therefore its was assumed in the development of the Transmission Plant Study for the 2012 CPUC GRC to be completed. The current forecast for the EKWRA project is June 2014. As a result of the EKWRA project the existing Antelope-Bailey will be split into three radial 66kV systems -- one radiating from Bailey, one radiating from Antelope, and a third radiating from a new 500/220/66kV Windhub substation. Post EKWRA, the Bailey-Neenach and Neenach-Antelope 66kV lines will still remain operated in parallel with the CAISO controlled 230kV lines connecting Bailey and Antelope Substations. The following substations and interconnecting 66kV lines will be impacted by the EKWRA project:
Substations affected EKWRA include:
|  | 2313 Kern River 1 | 2313 | Shift from Mixed to Non-ISO
|  | 5079 Wind Hub | 5079 | Shift from ISO to Mixed
|  | 5357 Cummings | 5357 | Shift from Mixed to Non-ISO
|  | 5358 Monolith | 5358 | Shift from Mixed to Non-ISO
|  | 5365 Acton | 5365 | Shift from Mixed to Non-ISO
|  | 5508 Del Sur | 5508 | Shift from Mixed to Non-ISO
|  | 5511 Goldtown | 5511 | Shift from Mixed to Non-ISO
|  | 5512 Gorman | 5512 | Shift from Mixed to Non-ISO
|  | 5514 Lancaster | 5514 | Shift from Mixed to Non-ISO
|  | 5518 Little Rock | 5518 | Shift from Mixed to Non-ISO
|  | 5522 Shuttle | 5522 | Shift from Mixed to Non-ISO
|  | 5530 Redman | 5530 | Shift from Mixed to Non-ISO
|  | 5539 Anaverde | 5539 | Shift from Mixed to Non-ISO
|  | 5541 Rosamond | 5541 | Shift from Mixed to Non-ISO
|  | 5545 Piute | 5545 | Shift from Mixed to Non-ISO
|  | 5547 Corum | 5547 | Shift from Mixed to Non-ISO
|  | 5548 Oasis | 5548 | Shift from Mixed to Non-ISO
|  | 5553 Cal Cement | 5553 | Shift from Mixed to Non-ISO
|  | 5564 Palmdale | 5564 | Shift from Mixed to Non-ISO
|  | 5566 Quartz Hill | 5566 | Shift from Mixed to Non-ISO
|  | 5599 Helijet | 5599 | Shift from Mixed to Non-ISO
|  | 8504 Ritter Ranch | 8504 | Shift from Mixed to Non-ISO
3. Current FERC methodology for transformer bank circuit breakers
Pursuant to the Commission's ruling in the Whitewater case (ER02-2189), FERC's current methodology classifies all circuit breakers that connect both ISO controlled operating buses as FERC jurisdiction (either in double breaker or breaker and half scheme). SCE has not implemented this methodology for those circuit breakers classified in the original 1998 split of the transmission system into ISO and non-ISO. This study reflects the current single-line diagram classification and the ISO register.
4. Classification of Distribution Plant
In the 2011 Transmission Plant Study, a more thorough review of ISO distribution plant was instituted. At all substations, unless specific distribution voltage faculties could be identified as ISO controlled, no allocation of distribution plant was made. An exception to this general rule is those substation locations where ISO facilities are clearly identifiable by review of the single line diagrams and ISO register, however only distribution plant is recorded at the location. It these cases, distribution plant will be assigned or allocated consistent with the methodology for determining substation investment.

## TS by Location
SOUTHERN CALIFORNIA EDISON COMPANY
End of Year 2011 Facilities
TRANSMISSION SUBSTATION FACILITIES
| LOCATION NUMBER |  |  | TRANSMISSION ACCOUNTS |  |  |  | ISO RELATED |  |  | NON-ISO RELATED PLANT | [8 empty] | Check
DESCRIPTION |  |  | A/C 350 | A/C 352 | A/C 353 | A/C 350-353 | A/C 350 | A/C 352 | A/C 353 | A/C 350 | A/C 352 | A/C 353
|  | Voltage | Land & Land Rights | Structures & Improvements | Station Equipment | TOTAL | Land & Land Rights | Structures & Improvements | Station Equipment | Land & Land Rights | Structures & Improvements | Station Equipment | ISO/Non-ISO/Mix/Trans Line | High / Low / Straddle Voltage | EKWRA Affected | EKWRA Change | EKWRA TL Affected | EKWRA TL Change
MOHAVE GENERATING STATION | 1320 | 500kV | 0 | 168580.16 | 9518339.12 | 9686919.28 | 0 | 168580.16 | 9518339.12 |  |  |  | ISO | High | 0 |  | 0 |  | 1320 | 0
INYO | 2570 | 115kV | 0 | 287755.16 | 4196329.03 | 4484084.19 | 0 | 287755.16 | 4196329.03 |  |  |  | ISO | Low | 0 |  | 0 |  | 2570 | 0
METRO GOM MAINT | 5001 | 500kV | 0 | 0 | 10684163.72 | 10684163.72 | 0 | 0 | 10684163.72 |  |  |  | ISO | High | 0 |  | 0 |  | 5001 | 0
HARBORGEN SUB | 5019 | 220kV | 0 | 18729.02 | 3340925.06 | 3359654.08 | 0 | 18729.02 | 3340925.06 |  |  |  | ISO | High | 0 |  | 0 |  | 5019 | 0
EL SEGUNDO SWITCHRACK SUB | 5026 & 1095 | 220kV | 12469.81 | 7552.09 | 1159363.99 | 1179385.89 | 12469.81 | 7552.09 | 1159363.99 |  |  |  | ISO | High | 0 |  | 0 |  | 5026 & 1095 | 0
MIDWAY SUB | 5032 | 500kV | 0 | 3615.73 | 169990.17 | 173605.9 | 0 | 3615.73 | 169990.17 |  |  |  | ISO | High | 0 |  | 0 |  | 5032 | 0
PASTORIA SUB | 5036 | 220kV | 21435.44 | 262284.36 | 6367297.21 | 6651017.01 | 21435.44 | 262284.36 | 6367297.21 |  |  |  | ISO | High | 0 |  | 0 |  | 5036 | 0
CLWTR SWITCHRACKS 1,2 | 5044 | 115kV | 0 | 0 | 1486719.96 | 1486719.96 | 0 | 0 | 1486719.96 |  |  |  | ISO | Low | 0 |  | 0 |  | 5044 | 0
MOHAVE SWITCHRACK | 5045 | 500kV | 0 | 1191.08 | 3479218.74 | 3480409.82 | 0 | 1191.08 | 3479218.74 |  |  |  | ISO | High | 0 |  | 0 |  | 5045 | 0
RANCHO VISTA SUB | 5047 | 500kV | 1844367.42 | 21704875.69 | 153916858.97 | 177466102.08 | 1844367.42 | 21704875.69 | 153916858.97 |  |  |  | ISO | High | 0 |  | 0 |  | 5047 | 0
SYLMAR SUB | 5058 | 750kV | 0 | 19757.18 | 1802143.36 | 1821900.54 | 0 | 19757.18 | 1802143.36 |  |  |  | ISO | High | 0 |  | 0 |  | 5058 | 0
LUGO SUB | 5061 | 500kV | 91031.39 | 4315223.88 | 119531650.52 | 123937905.79 | 91031.39 | 4315223.88 | 119531650.52 |  |  |  | ISO | High | 0 |  | 0 |  | 5061 | 0
PISGAH SUB | 5065 | 220kV | 0 | 67311.1 | 2283001.44 | 2350312.54 | 0 | 67311.1 | 2283001.44 |  |  |  | ISO | High | 0 |  | 0 |  | 5065 | 0
WIND HUB SUB | 5079 | 220kV | 0 | 8852776.05 | 22432416.1487 | 31285192.1987 | 0 | 8852776.05 | 22432416.1487 |  |  |  | ISO | High | 0 |  | 0 |  | 5079 | 0
SERRANO SUB | 5080 | 500kV | 1226474.65 | 15498110.57 | 159478455.37 | 176203040.59 | 1226474.65 | 15498110.57 | 159478455.37 |  |  |  | ISO | High | 0 |  | 0 |  | 5080 | 0
LEWIS SUB | 5089 | 220kV | 1444.25 | 611.42 | 3434717.7 | 3436773.37 | 1444.25 | 611.42 | 3434717.7 |  |  |  | ISO | High | 0 |  | 0 |  | 5089 | 0
EL DORADO SUB(NEVADA) | 5090 | 500kV | 13182.65 | 2756644.51 | 64092925.97 | 66862753.13 | 13182.65 | 2756644.51 | 64092925.97 |  |  |  | ISO | Straddle | 0 |  | 0 |  | 5090 | 0
MEAD SUB | 5091 | 500kV | 0 | 0 | 12305.99 | 12305.99 | 0 | 0 | 12305.99 |  |  |  | ISO | High | 0 |  | 0 |  | 5091 | 0
MOENKOPI SUB | 5092 | 500kV | 0 | 0 | 1516885.03 | 1516885.03 | 0 | 0 | 1516885.03 |  |  |  | ISO | High | 0 |  | 0 |  | 5092 | 0
WEST SERIES CAPACITORS | 5093 | 500kV | 0 | 738553.61 | 13375735.11 | 14114288.72 | 0 | 738553.61 | 13375735.11 |  |  |  | ISO | High | 0 |  | 0 |  | 5093 | 0
EAST SERIES CAPACITORS 1 | 5094 | 500kV | 0 | 852828.17 | 8168259.58 | 9021087.75 | 0 | 852828.17 | 8168259.58 |  |  |  | ISO | High | 0 |  | 0 |  | 5094 | 0
PALO VERDE SWITCHRACK SUB | 5097 | 500kV | 0 | 4629.17 | 2445247.34 | 2449876.51 | 0 | 4629.17 | 2445247.34 |  |  |  | ISO | High | 0 |  | 0 |  | 5097 | 0
MIDWAY-PAC INTERTIE | 8932 | 500kV | 0 | 162585.25 | 13930692.69 | 14093277.94 | 0 | 162585.25 | 13930692.69 |  |  |  | ISO | High | 0 |  | 0 |  | 8932 | 0
PARDEE-PAC INTERTIE | 8950 | 220kV | 0 | 55268.53 | 942130.02 | 997398.55 | 0 | 55268.53 | 942130.02 |  |  |  | ISO | High | 0 |  | 0 |  | 8950 | 0
SYLMAR-PAC INTERTIE | 8958 | 750kV | 51663.37 | 7731152.76 | 119338885.58 | 127121701.71 | 51663.37 | 7731152.76 | 119338885.58 |  |  |  | ISO | High | 0 |  | 0 |  | 8958 | 0
RP&AS,LND&ESMNT REQUIS | 9219 | Div Offices & Misc | 24094283.82 | 0 | 0 | 24094283.82 | 24094283.82 | 0 | 0 |  |  |  | ISO | High | 0 |  | 0 |  | 9219 | 0
FOUR CORNERS(NEW MEX) | 1330 | 500kV | 0 | 56059.86 | 5136141.97 | 5192201.83 |  |  |  | 0 | 56059.86 | 5136141.97 | Non-ISO |  | 0 |  | 0 |  | 1330 | 0
EDISON ITAC | 1451 | Misc | 0 | 0 | 35854.54 | 35854.54 |  |  |  | 0 | 0 | 35854.54 | Non-ISO |  | 0 |  | 0 |  | 1451 | 0
SAN ONOFRE-COMMON 1,2,3 | 1808 | 220kV | 88852.1 | 0 | 111471.51 | 200323.61 |  |  |  | 88852.1 | 0 | 111471.51 | Non-ISO |  | 0 |  | 0 |  | 1808 | 0
SAN ONOFRE-COMMON 2,3 | 1809 | 220kV | 0 | 0 | 6062348.18 | 6062348.18 |  |  |  | 0 | 0 | 6062348.18 | Non-ISO |  | 0 |  | 0 |  | 1809 | 0
SAN ONOFRE-UNIT 1 | 1810 | 220kV | 0 | 43553.96 | 678988.66 | 722542.62 |  |  |  | 0 | 43553.96 | 678988.66 | Non-ISO |  | 0 |  | 0 |  | 1810 | 0
SAN ONOFRE-UNIT 2 | 1812 | 220kV | 0 | 0 | 8680666.42 | 8680666.42 |  |  |  | 0 | 0 | 8680666.42 | Non-ISO |  | 0 |  | 0 |  | 1812 | 0
SAN ONOFRE-UNIT 3 | 1818 | 220kV | 0 | 0 | 7851647.51 | 7851647.51 |  |  |  | 0 | 0 | 7851647.51 | Non-ISO |  | 0 |  | 0 |  | 1818 | 0
SONGS 2,3 SPARE PARTS | 1824 | 220kV | 0 | 0 | 756927.72 | 756927.72 |  |  |  | 0 | 0 | 756927.72 | Non-ISO |  | 0 |  | 0 |  | 1824 | 0
SONGS COMMON 2 & 3- (INC) | 1839 | 220kV | 0 | 0 | 476646.98 | 476646.98 |  |  |  | 0 | 0 | 476646.98 | Non-ISO |  | 0 |  | 0 |  | 1839 | 0
PALOVERDE NUCL GEN PLT-U1 | 1860 | 500kV | 0 | 0 | 2556898.4 | 2556898.4 |  |  |  | 0 | 0 | 2556898.4 | Non-ISO |  | 0 |  | 0 |  | 1860 | 0
PALO VERDE-UNIT 2 | 1864 | 500kV | 0 | 0 | 2577161.17 | 2577161.17 |  |  |  | 0 | 0 | 2577161.17 | Non-ISO |  | 0 |  | 0 |  | 1864 | 0
PALO VERDE-UNIT 3 | 1866 | 500kV | 0 | 0 | 2755188.23 | 2755188.23 |  |  |  | 0 | 0 | 2755188.23 | Non-ISO |  | 0 |  | 0 |  | 1866 | 0
PALOVERDE-COMMON 1,2,3 | 1867 | 500kV | 7766 | 0 | 1218283.48 | 1226049.48 |  |  |  | 7766 | 0 | 1218283.48 | Non-ISO |  | 0 |  | 0 |  | 1867 | 0
MAMMOTH POOL LAKE-FP 2085 | 2150 | 220kV | 0 | 0 | 24015.6 | 24015.6 |  |  |  | 0 | 0 | 24015.6 | Non-ISO |  | 0 |  | 0 |  | 2150 | 0
BIG CREEK CANYON | 2202 | 33kV & Below | 0 | 0 | 1641021.78 | 1641021.78 |  |  |  | 0 | 0 | 1641021.78 | Non-ISO |  | 0 |  | 0 |  | 2202 | 0
PORTAL POWER PLANT | 2237 | 33kV & Below | 0 | 0 | 68245.7 | 68245.7 |  |  |  | 0 | 0 | 68245.7 | Non-ISO |  | 0 |  | 0 |  | 2237 | 0
MAMMOTH POOL | 2238 | 220kV | 0 | 0 | 2839490.96 | 2839490.96 |  |  |  | 0 | 0 | 2839490.96 | Non-ISO |  | 0 |  | 0 |  | 2238 | 0
EASTWOOD POWER STATION | 2239 | 220kV | 0 | 627754 | 4435235.71 | 5062989.71 |  |  |  | 0 | 627754 | 4435235.71 | Non-ISO |  | 0 |  | 0 |  | 2239 | 0
HYDRO PRODUCTION | 2300 | Misc | 0 | 0 | 10366.79 | 10366.79 |  |  |  | 0 | 0 | 10366.79 | Non-ISO |  | 0 |  | 0 |  | 2300 | 0
SNTA ANA RV&MILL CRK CNYN | 2301 | 33kV & Below | 0 | 0 | 421923.88 | 421923.88 |  |  |  | 0 | 0 | 421923.88 | Non-ISO |  | 0 |  | 0 |  | 2301 | 0
LYTLE CRK&SN ANTONIO CNYN | 2303 | 33kV & Below | 0 | 0 | 140225.87 | 140225.87 |  |  |  | 0 | 0 | 140225.87 | Non-ISO |  | 0 |  | 0 |  | 2303 | 0
KERN RIVER CANYON | 2305 | 66kV | 0 | 0 | 692139.9 | 692139.9 |  |  |  | 0 | 0 | 692139.9 | Non-ISO |  | 0 |  | 0 |  | 2305 | 0
KAWEAH RIVER CANYON | 2307 | 66kV | 0 | 0 | 572929.49 | 572929.49 |  |  |  | 0 | 0 | 572929.49 | Non-ISO |  | 0 |  | 0 |  | 2307 | 0
SAN GORGONIO CANYON | 2309 | 33kV & Below | 0 | 0 | 193975.41 | 193975.41 |  |  |  | 0 | 0 | 193975.41 | Non-ISO |  | 0 |  | 0 |  | 2309 | 0
BOREL | 2314 | 66kV | 0 | 1382.76 | 259608.76 | 260991.52 |  |  |  | 0 | 1382.76 | 259608.76 | Non-ISO |  | 0 |  | 0 |  | 2314 | 0
SANTA ANA NO.1 | 2315 | 33kV & Below | 0 | 0 | 36406.2 | 36406.2 |  |  |  | 0 | 0 | 36406.2 | Non-ISO |  | 0 |  | 0 |  | 2315 | 0
SANTA ANA NO.3 | 2317 | 33kV & Below | 0 | 0 | 14929.96 | 14929.96 |  |  |  | 0 | 0 | 14929.96 | Non-ISO |  | 0 |  | 0 |  | 2317 | 0
MILL CREEK NO.1 | 2318 | 33kV & Below | 1463.92 | 0 | 7315.87 | 8779.79 |  |  |  | 1463.92 | 0 | 7315.87 | Non-ISO |  | 0 |  | 0 |  | 2318 | 0
MILL CREEK NO.2&3 | 2319 | 33kV & Below | 0 | 0 | 52080.43 | 52080.43 |  |  |  | 0 | 0 | 52080.43 | Non-ISO |  | 0 |  | 0 |  | 2319 | 0
KAWEAH NO.1 | 2324 | 66kV | 0 | 0 | 48506.83 | 48506.83 |  |  |  | 0 | 0 | 48506.83 | Non-ISO |  | 0 |  | 0 |  | 2324 | 0
KAWEAH NO.2 | 2325 | 66kV | 0 | 2694.37 | 49125.88 | 51820.25 |  |  |  | 0 | 2694.37 | 49125.88 | Non-ISO |  | 0 |  | 0 |  | 2325 | 0
KAWEAH NO.3 | 2326 | 66kV | 0 | 0 | 57268.82 | 57268.82 |  |  |  | 0 | 0 | 57268.82 | Non-ISO |  | 0 |  | 0 |  | 2326 | 0
LOWER TULE RIVER | 2327 | 66kV | 0 | 0 | 50833.83 | 50833.83 |  |  |  | 0 | 0 | 50833.83 | Non-ISO |  | 0 |  | 0 |  | 2327 | 0
KERN RIVER NO.3 | 2328 | 66kV | 0 | 0 | 462405.92 | 462405.92 |  |  |  | 0 | 0 | 462405.92 | Non-ISO |  | 0 |  | 0 |  | 2328 | 0
ONTARIO NO.1 | 2331 | 66kV | 0 | 0 | 205914.2 | 205914.2 |  |  |  | 0 | 0 | 205914.2 | Non-ISO |  | 0 |  | 0 |  | 2331 | 0
EASTERN HYDRO REGION | 2500 | 55kV | 0 | 7254.01 | 0 | 7254.01 |  |  |  | 0 | 7254.01 | 0 | Non-ISO |  | 0 |  | 0 |  | 2500 | 0
BISHOP CREEK CANYON | 2501 | Misc | 0 | 0 | 697219.7 | 697219.7 |  |  |  | 0 | 0 | 697219.7 | Non-ISO |  | 0 |  | 0 |  | 2501 | 0
MONO BASIN | 2503 | 115kV | 0 | 0 | 196343.73 | 196343.73 |  |  |  | 0 | 0 | 196343.73 | Non-ISO |  | 0 |  | 0 |  | 2503 | 0
Lundy | 2510 & 2560 | 55kV | 0 | 317627.03 | 5817879.28 | 6135506.31 |  |  |  | 0 | 317627.03 | 5817879.28 | Non-ISO |  | 0 |  | 0 |  | 2510 & 2560 | 0
POOLE | 2512 | 115kV | 0 | 0 | 120052.25 | 120052.25 |  |  |  | 0 | 0 | 120052.25 | Non-ISO |  | 0 |  | 0 |  | 2512 | 0
RUSH CREEK | 2514 | 115kV | 0 | 0 | 175911.85 | 175911.85 |  |  |  | 0 | 0 | 175911.85 | Non-ISO |  | 0 |  | 0 |  | 2514 | 0
BISHOP CREEK NO.2 | 2522 | 55kV | 0 | 0 | 60796.74 | 60796.74 |  |  |  | 0 | 0 | 60796.74 | Non-ISO |  | 0 |  | 0 |  | 2522 | 0
BISHOP CREEK NO.3 | 2523 | 55kV | 0 | 0 | 1841376.72 | 1841376.72 |  |  |  | 0 | 0 | 1841376.72 | Non-ISO |  | 0 |  | 0 |  | 2523 | 0
BISHOP CREEK NO.4 | 2524 | 55kV | 0 | 0 | 88568.63 | 88568.63 |  |  |  | 0 | 0 | 88568.63 | Non-ISO |  | 0 |  | 0 |  | 2524 | 0
BISHOP CREEK NO.5 | 2525 | 55kV | 0 | 0 | 43037.46 | 43037.46 |  |  |  | 0 | 0 | 43037.46 | Non-ISO |  | 0 |  | 0 |  | 2525 | 0
BISHOP CREEK NO.6 | 2526 | 55kV | 0 | 0 | 39097.75 | 39097.75 |  |  |  | 0 | 0 | 39097.75 | Non-ISO |  | 0 |  | 0 |  | 2526 | 0
FISH LAKE VALLEY METERING | 2553 | 55kV | 0 | 1342.64 | 12150.29 | 13492.93 |  |  |  | 0 | 1342.64 | 12150.29 | Non-ISO |  | 0 |  | 0 |  | 2553 | 0
CASA DIABLO | 2557 | 115kV | 2118.52 | 290687.31 | 3525578.16 | 3818383.99 |  |  |  | 2118.52 | 290687.31 | 3525578.16 | Non-ISO |  | 0 |  | 0 |  | 2557 | 0
LEE VINING | 2561 | 115kV | 343.51 | 250528.13 | 2072017.94 | 2322889.58 |  |  |  | 343.51 | 250528.13 | 2072017.94 | Non-ISO |  | 0 |  | 0 |  | 2561 | 0
SHERWIN | 2571 | 115kV | 0 | 100771.55 | 1046644.62 | 1147416.17 |  |  |  | 0 | 100771.55 | 1046644.62 | Non-ISO |  | 0 |  | 0 |  | 2571 | 0
ZACK | 2582 | 55kV | 5433.16 | 0 | 631783.47 | 637216.63 |  |  |  | 5433.16 | 0 | 631783.47 | Non-ISO |  | 0 |  | 0 |  | 2582 | 0
MT. TOM | 2598 | 55kV | 0 | 0 | -229.7 | -229.7 |  |  |  | 0 | 0 | -229.7 | Non-ISO |  | 0 |  | 0 |  | 2598 | 0
DAF INDAL 500KW WND TURBN | 3717 | 33kV & Below | 714.16 | 0 | 0 | 714.16 |  |  |  | 714.16 | 0 | 0 | Non-ISO |  | 0 |  | 0 |  | 3717 | 0
LEBEC SUBSTATION | 5016 | 220kV | 0 | 0 | 15138.34 | 15138.34 |  |  |  | 0 | 0 | 15138.34 | Non-ISO |  | 0 |  | 0 |  | 5016 | 0
ARCOGEN SUB | 5022 | 220kV | 0 | 0 | 963824.41 | 963824.41 |  |  |  | 0 | 0 | 963824.41 | Non-ISO |  | 0 |  | 0 |  | 5022 | 0
CLWTR SWITCHRACK 3,4 SUB | 5046 |  | 48136.4 | 156226.73 | 3162424.07 | 3366787.2 |  |  |  | 48136.4 | 156226.73 | 3162424.07 | Non-ISO |  | 0 |  | 0 |  | 5046 | 0
ORMOND BCH SWITCHRACK SUB | 5049 | 220kV | 158170.02 | 34482.55 | 5075770.3 | 5268422.87 |  |  |  | 158170.02 | 34482.55 | 5075770.3 | Non-ISO |  | 0 |  | 0 |  | 5049 | 0
SAUGUS SUB | 5051 | 66kV | 13373.23 | 1440369.08 | 28242896.4 | 29696638.71 |  |  |  | 13373.23 | 1440369.08 | 28242896.4 | Non-ISO |  | 0 |  | 0 |  | 5051 | 0
GENE SUB | 5066 | 220kV | 0 | 0 | 1335378.48 | 1335378.48 |  |  |  | 0 | 0 | 1335378.48 | Non-ISO |  | 0 |  | 0 |  | 5066 | 0
CAMINO SUB | 5068 | 220kV | 0 | 111408.64 | 4200275.79 | 4311684.43 |  |  |  | 0 | 111408.64 | 4200275.79 | Non-ISO |  | 0 |  | 0 |  | 5068 | 0
VELASCO SUB | 5072 | 220kV | 0 | 0 | 155441.9 | 155441.9 |  |  |  | 0 | 0 | 155441.9 | Non-ISO |  | 0 |  | 0 |  | 5072 | 0
HUNTINGTON BCH SWITCHRCK | 5078 | 220kV | 21659.88 | 24346.97 | 3445043.94 | 3491050.79 |  |  |  | 21659.88 | 24346.97 | 3445043.94 | Non-ISO |  | 0 |  | 0 |  | 5078 | 0
TRITON SUB | 5095 | 115kV | 2415092.28 | 0 | 0 | 2415092.28 |  |  |  | 2415092.28 | 0 | 0 | Non-ISO |  | 0 |  | 0 |  | 5095 | 0
ALHAMBRA SUB | 5101 | 66kV | 0 | 0 | 295422.68 | 295422.68 |  |  |  | 0 | 0 | 295422.68 | Non-ISO |  | 0 |  | 0 |  | 5101 | 0
BANDINI SUB | 5107 | 66kV | 4582.54 | 0 | 0 | 4582.54 |  |  |  | 4582.54 | 0 | 0 | Non-ISO |  | 0 |  | 0 |  | 5107 | 0
BICKNELL SUB | 5109 | 33kV & Below | 0 | 0 | 2451.45 | 2451.45 |  |  |  | 0 | 0 | 2451.45 | Non-ISO |  | 0 |  | 0 |  | 5109 | 0
WABASH (NEW) SUB | 5110 | 66kV | 0 | 6566.3 | 0 | 6566.3 |  |  |  | 0 | 6566.3 | 0 | Non-ISO |  | 0 |  | 0 |  | 5110 | 0
EATON SUB | 5115 | 66kV | 0 | 14553.58 | 0 | 14553.58 |  |  |  | 0 | 14553.58 | 0 | Non-ISO |  | 0 |  | 0 |  | 5115 | 0
RUSH SUB | 5116 | 66kV | 0 | 0 | 6164.83 | 6164.83 |  |  |  | 0 | 0 | 6164.83 | Non-ISO |  | 0 |  | 0 |  | 5116 | 0
MONROVIA SUB | 5134 | 33kV & Below | 0 | 0 | 17332.17 | 17332.17 |  |  |  | 0 | 0 | 17332.17 | Non-ISO |  | 0 |  | 0 |  | 5134 | 0
ROSEMEAD SUB | 5141 | 66kV | 0 | 0 | 22.12 | 22.12 |  |  |  | 0 | 0 | 22.12 | Non-ISO |  | 0 |  | 0 |  | 5141 | 0
DUARTE SUB | 5150 | 33kV & Below | 0 | 0 | 18514.43 | 18514.43 |  |  |  | 0 | 0 | 18514.43 | Non-ISO |  | 0 |  | 0 |  | 5150 | 0
ARROYO SUB | 5158 | 66kV | 0 | 0 | 122.73 | 122.73 |  |  |  | 0 | 0 | 122.73 | Non-ISO |  | 0 |  | 0 |  | 5158 | 0
AMADOR SUB | 5161 | 66kV | 0 | 40064.76 | 0 | 40064.76 |  |  |  | 0 | 40064.76 | 0 | Non-ISO |  | 0 |  | 0 |  | 5161 | 0
FAIR OAKS SUB | 5162 | 33kV & Below | 0 | 0 | 17195.37 | 17195.37 |  |  |  | 0 | 0 | 17195.37 | Non-ISO |  | 0 |  | 0 |  | 5162 | 0
JPL SUB | 5165 | 66kV | 0 | 0 | 3666.38 | 3666.38 |  |  |  | 0 | 0 | 3666.38 | Non-ISO |  | 0 |  | 0 |  | 5165 | 0
MAYFLOWER SUB | 5167 | 33kV & Below | 0 | 0 | 89412.24 | 89412.24 |  |  |  | 0 | 0 | 89412.24 | Non-ISO |  | 0 |  | 0 |  | 5167 | 0
TEMPLE SUB | 5170 | 33kV & Below | 0 | 0 | 17367.39 | 17367.39 |  |  |  | 0 | 0 | 17367.39 | Non-ISO |  | 0 |  | 0 |  | 5170 | 0
KIRKWALL SUBSTATION | 5178 | 66kV | 3995.44 | 0 | 0 | 3995.44 |  |  |  | 3995.44 | 0 | 0 | Non-ISO |  | 0 |  | 0 |  | 5178 | 0
CITRUS SUB | 5185 | 66kV | 0 | 0 | 34421.87 | 34421.87 |  |  |  | 0 | 0 | 34421.87 | Non-ISO |  | 0 |  | 0 |  | 5185 | 0
CORTEZ SUB | 5186 | 66kV | 0 | 0 | 31589.02 | 31589.02 |  |  |  | 0 | 0 | 31589.02 | Non-ISO |  | 0 |  | 0 |  | 5186 | 0
RAILROAD SUB | 5196 | 66kV | 0 | 0 | 4077.98 | 4077.98 |  |  |  | 0 | 0 | 4077.98 | Non-ISO |  | 0 |  | 0 |  | 5196 | 0
ALHAMBRA DIST SUB TRG FAC | 5198 | 66kV | 0 | 0 | 2046562.45 | 2046562.45 |  |  |  | 0 | 0 | 2046562.45 | Non-ISO |  | 0 |  | 0 |  | 5198 | 0
LENNOX SUB | 5213 | 66kV | 0 | 0 | 17793.77 | 17793.77 |  |  |  | 0 | 0 | 17793.77 | Non-ISO |  | 0 |  | 0 |  | 5213 | 0
WINDSOR HILLS SUB | 5235 | 66kV | 0 | 0 | 17508.45 | 17508.45 |  |  |  | 0 | 0 | 17508.45 | Non-ISO |  | 0 |  | 0 |  | 5235 | 0
YUKON SUB | 5241 | 66kV | 4415.28 | 0 | 0 | 4415.28 |  |  |  | 4415.28 | 0 | 0 | Non-ISO |  | 0 |  | 0 |  | 5241 | 0
STRATHMORE SUB | 5325 | 66kV | 0 | 0 | 8744.34 | 8744.34 |  |  |  | 0 | 0 | 8744.34 | Non-ISO |  | 0 |  | 0 |  | 5325 | 0
VISALIA SUB | 5331 | 66kV | 0 | 0 | 6446.32 | 6446.32 |  |  |  | 0 | 0 | 6446.32 | Non-ISO |  | 0 |  | 0 |  | 5331 | 0
LINE CREEK SUB | 5352 | 33kV & Below | 0 | 0 | 9626.8 | 9626.8 |  |  |  | 0 | 0 | 9626.8 | Non-ISO |  | 0 |  | 0 |  | 5352 | 0
RIVERWAY SUB | 5374 | 66kV | 801825.46 | 0 | 0 | 801825.46 |  |  |  | 801825.46 | 0 | 0 | Non-ISO |  | 0 |  | 0 |  | 5374 | 0
FILLMORE SUB | 5510 | 66kV | 0 | 5565.7 | 0 | 5565.7 |  |  |  | 0 | 5565.7 | 0 | Non-ISO |  | 0 |  | 0 |  | 5510 | 0
ELIZABETH LAKE SUB | 5546 | 66kV | 0 | 0 | 3071.64 | 3071.64 |  |  |  | 0 | 0 | 3071.64 | Non-ISO |  | 0 |  | 0 |  | 5546 | 0
NEWBURY SUB | 5557 | 66kV | 0 | 0 | 682054.57 | 682054.57 |  |  |  | 0 | 0 | 682054.57 | Non-ISO |  | 0 |  | 0 |  | 5557 | 0
RANDALL SUB | 5601 | 66kV | 0 | 0 | 13566.25 | 13566.25 |  |  |  | 0 | 0 | 13566.25 | Non-ISO |  | 0 |  | 0 |  | 5601 | 0
ORANGE PRODUCTS SUB | 5606 | 66kV | 0 | 13595.77 | 0 | 13595.77 |  |  |  | 0 | 13595.77 | 0 | Non-ISO |  | 0 |  | 0 |  | 5606 | 0
INLAND CONTAINER SUB | 5612 | 66kV | 0 | 17061.69 | 0 | 17061.69 |  |  |  | 0 | 17061.69 | 0 | Non-ISO |  | 0 |  | 0 |  | 5612 | 0
GANESHA SUB | 5617 | 66kV | 0 | 0 | 60710.79 | 60710.79 |  |  |  | 0 | 0 | 60710.79 | Non-ISO |  | 0 |  | 0 |  | 5617 | 0
SAN ANTONIO SUB | 5631 | 66kV | 0 | 0 | 7605.55 | 7605.55 |  |  |  | 0 | 0 | 7605.55 | Non-ISO |  | 0 |  | 0 |  | 5631 | 0
TIPPECANOE SUB | 5637 | 33kV & Below | 0 | 14764.8 | 0 | 14764.8 |  |  |  | 0 | 14764.8 | 0 | Non-ISO |  | 0 |  | 0 |  | 5637 | 0
COLTON CEMENT SUB | 5646 | 66kV | 0 | 19747.47 | 0 | 19747.47 |  |  |  | 0 | 19747.47 | 0 | Non-ISO |  | 0 |  | 0 |  | 5646 | 0
AMERON SUB | 5652 | 66kV | 0 | 0 | 22268.73 | 22268.73 |  |  |  | 0 | 0 | 22268.73 | Non-ISO |  | 0 |  | 0 |  | 5652 | 0
WIMBLEDON SUB | 5664 | 66kV | 0 | 0 | 17343.27 | 17343.27 |  |  |  | 0 | 0 | 17343.27 | Non-ISO |  | 0 |  | 0 |  | 5664 | 0
VIDEO SUB | 5702 | 66kV | -2887.2 | 0 | 0 | -2887.2 |  |  |  | -2887.2 | 0 | 0 | Non-ISO |  | 0 |  | 0 |  | 5702 | 0
ATHENS SUBSTATION | 5727 | 33kV & Below | 0 | 0 | 16862.6 | 16862.6 |  |  |  | 0 | 0 | 16862.6 | Non-ISO |  | 0 |  | 0 |  | 5727 | 0
NAPLES SUBSTATION | 5740 | 33kV & Below | 0 | 0 | 114340.08 | 114340.08 |  |  |  | 0 | 0 | 114340.08 | Non-ISO |  | 0 |  | 0 |  | 5740 | 0
WATSON SUBSTATION | 5758 | 66kV | 0 | 0 | 3790.13 | 3790.13 |  |  |  | 0 | 0 | 3790.13 | Non-ISO |  | 0 |  | 0 |  | 5758 | 0
ERIC SUBSTATION | 5783 | 66kV | 0 | 0 | 10818.68 | 10818.68 |  |  |  | 0 | 0 | 10818.68 | Non-ISO |  | 0 |  | 0 |  | 5783 | 0
SOUTH GATE SUBSTATION | 5787 | 33kV & Below | 0 | 0 | 17255.4 | 17255.4 |  |  |  | 0 | 0 | 17255.4 | Non-ISO |  | 0 |  | 0 |  | 5787 | 0
BOVINE SUBSTATION | 5788 | 66kV | 0 | 0 | 17100.52 | 17100.52 |  |  |  | 0 | 0 | 17100.52 | Non-ISO |  | 0 |  | 0 |  | 5788 | 0
MOVIE SUBSTATION | 5798 | 66kV | 0 | 0 | 17658.29 | 17658.29 |  |  |  | 0 | 0 | 17658.29 | Non-ISO |  | 0 |  | 0 |  | 5798 | 0
BAYSIDE SUBSTATION | 5805 | 66kV | 0 | 0 | 80113.89 | 80113.89 |  |  |  | 0 | 0 | 80113.89 | Non-ISO |  | 0 |  | 0 |  | 5805 | 0
CARMENITA SUBSTATION | 5814 | 66kV | 0 | 0 | 17757.55 | 17757.55 |  |  |  | 0 | 0 | 17757.55 | Non-ISO |  | 0 |  | 0 |  | 5814 | 0
PARKWOOD SUBSTATION | 5816 | 66kV | 0 | 93280.11 | 0 | 93280.11 |  |  |  | 0 | 93280.11 | 0 | Non-ISO |  | 0 |  | 0 |  | 5816 | 0
WAVE SUBSTATION | 5828 | 66kV | 0 | 0 | 17259.35 | 17259.35 |  |  |  | 0 | 0 | 17259.35 | Non-ISO |  | 0 |  | 0 |  | 5828 | 0
LA HABRA SUBSTATION | 5832 | 66kV | 0 | 0 | 17124.63 | 17124.63 |  |  |  | 0 | 0 | 17124.63 | Non-ISO |  | 0 |  | 0 |  | 5832 | 0
OCEANVIEW SUBSTATION | 5842 | 66kV | 0 | 0 | 57621.41 | 57621.41 |  |  |  | 0 | 0 | 57621.41 | Non-ISO |  | 0 |  | 0 |  | 5842 | 0
ALTON SUBSTATION | 5860 | 66kV | 241261.67 | 0 | 0 | 241261.67 |  |  |  | 241261.67 | 0 | 0 | Non-ISO |  | 0 |  | 0 |  | 5860 | 0
SULLIVAN SUBSTATION | 5862 | 66kV | 0 | 0 | 14801.71 | 14801.71 |  |  |  | 0 | 0 | 14801.71 | Non-ISO |  | 0 |  | 0 |  | 5862 | 0
SHAWNEE SUBSTATION | 5869 | 66kV | 0 | 0 | 17288.92 | 17288.92 |  |  |  | 0 | 0 | 17288.92 | Non-ISO |  | 0 |  | 0 |  | 5869 | 0
TUSTIN SUBSTATION | 5878 | 66kV | 11308.24 | 0 | 0 | 11308.24 |  |  |  | 11308.24 | 0 | 0 | Non-ISO |  | 0 |  | 0 |  | 5878 | 0
TELEGRAPH SUB | 5892 | 66kV | 0 | 12559.82 | 16160.31 | 28720.13 |  |  |  | 0 | 12559.82 | 16160.31 | Non-ISO |  | 0 |  | 0 |  | 5892 | 0
NIGUEL SUBSTATION | 5896 | 66kV | 0 | 0 | 21383.5 | 21383.5 |  |  |  | 0 | 0 | 21383.5 | Non-ISO |  | 0 |  | 0 |  | 5896 | 0
LAS LOMAS SUB | 5902 | 66kV | 4664176.95 | 0 | 0 | 4664176.95 |  |  |  | 4664176.95 | 0 | 0 | Non-ISO |  | 0 |  | 0 |  | 5902 | 0
ROADWAY(CEP) | 8000 | 115kV | 110642.68 | 489588.58 | 3071112.83 | 3671344.09 |  |  |  | 110642.68 | 489588.58 | 3071112.83 | Non-ISO |  | 0 |  | 0 |  | 8000 | 0
PAUBA(CEP) SUB | 8003 | 115kV | 106824.87 | 763110.89 | 8151807.28 | 9021743.04 |  |  |  | 106824.87 | 763110.89 | 8151807.28 | Non-ISO |  | 0 |  | 0 |  | 8003 | 0
THORNHILL(CEP) SUB | 8004 | 115kV | 25608.82 | 965298.06 | 6875834.87 | 7866741.75 |  |  |  | 25608.82 | 965298.06 | 6875834.87 | Non-ISO |  | 0 |  | 0 |  | 8004 | 0
STADLER(CEP) SUB | 8005 | 115kV | 139611.32 | 761679.69 | 10956043.61 | 11857334.62 |  |  |  | 139611.32 | 761679.69 | 10956043.61 | Non-ISO |  | 0 |  | 0 |  | 8005 | 0
PAN AERO (CEP) SUB | 8009 | 115kV | 0 | 0 | 662021.68 | 662021.68 |  |  |  | 0 | 0 | 662021.68 | Non-ISO |  | 0 |  | 0 |  | 8009 | 0
PHELAN(CEP) SUB | 8010 | 115kV | 154445.52 | 592230.46 | 5759301.91 | 6505977.89 |  |  |  | 154445.52 | 592230.46 | 5759301.91 | Non-ISO |  | 0 |  | 0 |  | 8010 | 0
BANWIND SUBSTATION | 8011 | 115kV | 0 | 0 | 9847 | 9847 |  |  |  | 0 | 0 | 9847 | Non-ISO |  | 0 |  | 0 |  | 8011 | 0
APPLE VALLEY(CEP) SUB | 8013 | 115kV | 0 | 480534.09 | 8370889.54 | 8851423.63 |  |  |  | 0 | 480534.09 | 8370889.54 | Non-ISO |  | 0 |  | 0 |  | 8013 | 0
BUNKER(CEP) SUB | 8014 | 115kV | 969396.94 | 303295.04 | 10651621.73 | 11924313.71 |  |  |  | 969396.94 | 303295.04 | 10651621.73 | Non-ISO |  | 0 |  | 0 |  | 8014 | 0
FARREL(CEP) SUB | 8016 | 115kV | 0 | 316076.56 | 7992875.83 | 8308952.39 |  |  |  | 0 | 316076.56 | 7992875.83 | Non-ISO |  | 0 |  | 0 |  | 8016 | 0
CONCHO(CEP) SUB | 8017 | 115kV | 285201.15 | 672863.12 | 7608903.69 | 8566967.96 |  |  |  | 285201.15 | 672863.12 | 7608903.69 | Non-ISO |  | 0 |  | 0 |  | 8017 | 0
AULD(CEP) SUB | 8018 | 33kV & Below | 83537.66 | 1160979.24 | 16117350.9 | 17361867.8 |  |  |  | 83537.66 | 1160979.24 | 16117350.9 | Non-ISO |  | 0 |  | 0 |  | 8018 | 0
MAXWELL(CEP) SUB | 8019 | 115kV | 33940.49 | 363072.13 | 7635980.02 | 8032992.64 |  |  |  | 33940.49 | 363072.13 | 7635980.02 | Non-ISO |  | 0 |  | 0 |  | 8019 | 0
SAVAGE(CEP) SUB | 8020 | 115kV | 29280.3 | 705807.75 | 12975305.8 | 13710393.85 |  |  |  | 29280.3 | 705807.75 | 12975305.8 | Non-ISO |  | 0 |  | 0 |  | 8020 | 0
PEPPER(CEP) SUB | 8021 | 115kV | 17578.51 | 43308.13 | 2103227.8 | 2164114.44 |  |  |  | 17578.51 | 43308.13 | 2103227.8 | Non-ISO |  | 0 |  | 0 |  | 8021 | 0
YUCCA(CEP) SUB | 8022 | 66kV | 19474.34 | 107680.44 | 2214433.93 | 2341588.71 |  |  |  | 19474.34 | 107680.44 | 2214433.93 | Non-ISO |  | 0 |  | 0 |  | 8022 | 0
BLACK MOUNTAIN(CEP) SUB | 8023 | 115kV | 0 | 12013.64 | 762504.04 | 774517.68 |  |  |  | 0 | 12013.64 | 762504.04 | Non-ISO |  | 0 |  | 0 |  | 8023 | 0
ALESSANDRO(CEP) SUB | 8024 | 115kV | 45513.59 | 703687.79 | 17693481.01 | 18442682.39 |  |  |  | 45513.59 | 703687.79 | 17693481.01 | Non-ISO |  | 0 |  | 0 |  | 8024 | 0
BAKER(CEP) SUB | 8025 | 115kV | 0 | 39565.91 | 1529014.35 | 1568580.26 |  |  |  | 0 | 39565.91 | 1529014.35 | Non-ISO |  | 0 |  | 0 |  | 8025 | 0
BANNING(CEP) SUB | 8026 | 115kV | 20209.57 | 1508583.52 | 15966451.52 | 17495244.61 |  |  |  | 20209.57 | 1508583.52 | 15966451.52 | Non-ISO |  | 0 |  | 0 |  | 8026 | 0
COTTONWOOD(CEP) SUB | 8027 | 115kV | 22426 | 1089830.36 | 11178957.94 | 12291214.3 |  |  |  | 22426 | 1089830.36 | 11178957.94 | Non-ISO |  | 0 |  | 0 |  | 8027 | 0
EDWARDS(CEP) SUB | 8028 | 115kV | 0 | 30785.07 | 2488022.26 | 2518807.33 |  |  |  | 0 | 30785.07 | 2488022.26 | Non-ISO |  | 0 |  | 0 |  | 8028 | 0
HI DESERT(CEP) SUB | 8029 | 66kV | 7643.91 | 553863.37 | 4187175.65 | 4748682.93 |  |  |  | 7643.91 | 553863.37 | 4187175.65 | Non-ISO |  | 0 |  | 0 |  | 8029 | 0
MOUNTAIN PASS(CEP) SUB | 8030 | 115kV | 0 | 15922.43 | 3792503.53 | 3808425.96 |  |  |  | 0 | 15922.43 | 3792503.53 | Non-ISO |  | 0 |  | 0 |  | 8030 | 0
RANDSBURG(CEP) SUB | 8031 | 115kV | 115.83 | 285837.48 | 5122213.22 | 5408166.53 |  |  |  | 115.83 | 285837.48 | 5122213.22 | Non-ISO |  | 0 |  | 0 |  | 8031 | 0
ROCKET TEST(CEP) SUB | 8032 | 115kV | 0 | 1563.57 | 279328.98 | 280892.55 |  |  |  | 0 | 1563.57 | 279328.98 | Non-ISO |  | 0 |  | 0 |  | 8032 | 0
SEARLES(CEP) SUB | 8033 | 115kV | 0 | 43669.2 | 2922080.34 | 2965749.54 |  |  |  | 0 | 43669.2 | 2922080.34 | Non-ISO |  | 0 |  | 0 |  | 8033 | 0
ZANJA(CEP) SUB | 8035 | 115kV | 152558.87 | 1480334.58 | 5590418.8 | 7223312.25 |  |  |  | 152558.87 | 1480334.58 | 5590418.8 | Non-ISO |  | 0 |  | 0 |  | 8035 | 0
SANTA ROSA(CEP) SUB | 8036 | 33kV & Below | 44689.06 | 446369.66 | 13590222.19 | 14081280.91 |  |  |  | 44689.06 | 446369.66 | 13590222.19 | Non-ISO |  | 0 |  | 0 |  | 8036 | 0
NELSON(CEP) SUB | 8038 | 115kV | 22819.49 | 182400.77 | 9464059.96 | 9669280.22 |  |  |  | 22819.49 | 182400.77 | 9464059.96 | Non-ISO |  | 0 |  | 0 |  | 8038 | 0
HOMART(CEP) SUB | 8039 | 115kV | 174874.56 | 353997.59 | 4702739.45 | 5231611.6 |  |  |  | 174874.56 | 353997.59 | 4702739.45 | Non-ISO |  | 0 |  | 0 |  | 8039 | 0
HOLGATE(CEP) SUB | 8041 | 115kV | 27166.5 | 341072.22 | 2889052.69 | 3257291.41 |  |  |  | 27166.5 | 341072.22 | 2889052.69 | Non-ISO |  | 0 |  | 0 |  | 8041 | 0
CALECTRIC SUB (CEP) | 8042 | 115kV | 27869.76 | 594421.29 | 8060072.72 | 8682363.77 |  |  |  | 27869.76 | 594421.29 | 8060072.72 | Non-ISO |  | 0 |  | 0 |  | 8042 | 0
GARNET SUB | 8044 | 115kV | 38080.77 | 69777.96 | 4163817.14 | 4271675.87 |  |  |  | 38080.77 | 69777.96 | 4163817.14 | Non-ISO |  | 0 |  | 0 |  | 8044 | 0
IID TIE SUB | 8045 | 115kV | 39143.8 | 0 | 23872.93 | 63016.73 |  |  |  | 39143.8 | 0 | 23872.93 | Non-ISO |  | 0 |  | 0 |  | 8045 | 0
TIEFORT SUB | 8047 | 115kV | 0 | 19706.84 | 763536.97 | 783243.81 |  |  |  | 0 | 19706.84 | 763536.97 | Non-ISO |  | 0 |  | 0 |  | 8047 | 0
USBR BLYTHE SUB | 8048 | 161kV | 0 | 64680.76 | 7772339.47 | 7837020.23 |  |  |  | 0 | 64680.76 | 7772339.47 | Non-ISO |  | 0 |  | 0 |  | 8048 | 0
PUREWATER SUB | 8059 | 115kV | 0 | 0 | 1196850.55 | 1196850.55 |  |  |  | 0 | 0 | 1196850.55 | Non-ISO |  | 0 |  | 0 |  | 8059 | 0
SEAWIND T/S | 8061 | 115kV | 2976.42 | 462.72 | 271193.85 | 274632.99 |  |  |  | 2976.42 | 462.72 | 271193.85 | Non-ISO |  | 0 |  | 0 |  | 8061 | 0
TIFFANYWIND SUB | 8064 | 115kV | 0 | 0 | 4275.01 | 4275.01 |  |  |  | 0 | 0 | 4275.01 | Non-ISO |  | 0 |  | 0 |  | 8064 | 0
NUSED GALE | 8067 | 115kV | 0 | 0 | 9757.54 | 9757.54 |  |  |  | 0 | 0 | 9757.54 | Non-ISO |  | 0 |  | 0 |  | 8067 | 0
CARODEAN | 8072 | 115kV | 0 | 436151.08 | 2359288.01 | 2795439.09 |  |  |  | 0 | 436151.08 | 2359288.01 | Non-ISO |  | 0 |  | 0 |  | 8072 | 0
IVYGLEN SUB | 8073 | 115kV | 166697.32 | 1046840.5 | 7481161.04 | 8694698.86 |  |  |  | 166697.32 | 1046840.5 | 7481161.04 | Non-ISO |  | 0 |  | 0 |  | 8073 | 0
COOL WATER SWITCHRACK 1,2 | 8074 | 115kV | 0 | 0 | 139483.14 | 139483.14 |  |  |  | 0 | 0 | 139483.14 | Non-ISO |  | 0 |  | 0 |  | 8074 | 0
HIGHGROVE SWITCHRCK | 8075 | 115kV | 7138.56 | 178623.76 | 1432133.67 | 1617895.99 |  |  |  | 7138.56 | 178623.76 | 1432133.67 | Non-ISO |  | 0 |  | 0 |  | 8075 | 0
SUN CITY(NEW) | 8078 | 115kV | 119512.7 | 1892018.84 | 7507281.3 | 9518812.84 |  |  |  | 119512.7 | 1892018.84 | 7507281.3 | Non-ISO |  | 0 |  | 0 |  | 8078 | 0
AQUEDUCT SUB | 8079 | 115kV | 2879.82 | 899534.79 | 8998399.77 | 9900814.38 |  |  |  | 2879.82 | 899534.79 | 8998399.77 | Non-ISO |  | 0 |  | 0 |  | 8079 | 0
BADLANDS SUB | 8081 | 115kV | 104923.45 | 728129.53 | 3792567.79 | 4625620.77 |  |  |  | 104923.45 | 728129.53 | 3792567.79 | Non-ISO |  | 0 |  | 0 |  | 8081 | 0
MENTONE SUB | 8082 | 115kV | 161883.11 | 697945.07 | 4042356.74 | 4902184.92 |  |  |  | 161883.11 | 697945.07 | 4042356.74 | Non-ISO |  | 0 |  | 0 |  | 8082 | 0
CAJALCO SUB | 8086 | 115kV | 25836.29 | 244939.89 | 8911697.34 | 9182473.52 |  |  |  | 25836.29 | 244939.89 | 8911697.34 | Non-ISO |  | 0 |  | 0 |  | 8086 | 0
HESPERIA SUB | 8087 | 115kV | 22150.39 | 187186.91 | 4382632.9 | 4591970.2 |  |  |  | 22150.39 | 187186.91 | 4382632.9 | Non-ISO |  | 0 |  | 0 |  | 8087 | 0
SKYLARK SUB | 8088 | 115kV | 81206 | 295714.64 | 9689962.35 | 10066882.99 |  |  |  | 81206 | 295714.64 | 9689962.35 | Non-ISO |  | 0 |  | 0 |  | 8088 | 0
MAYBERRY SUB | 8089 | 115kV | 23089.89 | 257195.43 | 6177082.32 | 6457367.64 |  |  |  | 23089.89 | 257195.43 | 6177082.32 | Non-ISO |  | 0 |  | 0 |  | 8089 | 0
PERMANENTE SUB | 8090 | 115kV | 0 | 0 | 87113.34 | 87113.34 |  |  |  | 0 | 0 | 87113.34 | Non-ISO |  | 0 |  | 0 |  | 8090 | 0
ELCENTRO TELEMTERING | 8091 | 161kV | 0 | 0 | 15843.6 | 15843.6 |  |  |  | 0 | 0 | 15843.6 | Non-ISO |  | 0 |  | 0 |  | 8091 | 0
NILAND TELEMETERING | 8092 | 161kV | 0 | 0 | 6807.48 | 6807.48 |  |  |  | 0 | 0 | 6807.48 | Non-ISO |  | 0 |  | 0 |  | 8092 | 0
SHANDIN SUB | 8093 | 115kV | 42272.47 | 402055.04 | 8394319.97 | 8838647.48 |  |  |  | 42272.47 | 402055.04 | 8394319.97 | Non-ISO |  | 0 |  | 0 |  | 8093 | 0
ARROWHEAD SUB | 8094 | 115kV | 0 | 284370.7 | 4861490.12 | 5145860.82 |  |  |  | 0 | 284370.7 | 4861490.12 | Non-ISO |  | 0 |  | 0 |  | 8094 | 0
STETSON SUB | 8095 | 115kV | 23492.67 | 294559.36 | 7294089.49 | 7612141.52 |  |  |  | 23492.67 | 294559.36 | 7294089.49 | Non-ISO |  | 0 |  | 0 |  | 8095 | 0
MARSCHINO SUB | 8096 | 115kV | 27809.47 | 1576175.28 | 9081338.05 | 10685322.8 |  |  |  | 27809.47 | 1576175.28 | 9081338.05 | Non-ISO |  | 0 |  | 0 |  | 8096 | 0
DUNN SIDING SUB | 8097 | 115kV | 4912.76 | 7283.74 | 217755.21 | 229951.71 |  |  |  | 4912.76 | 7283.74 | 217755.21 | Non-ISO |  | 0 |  | 0 |  | 8097 | 0
EISENHOWER SUB | 8098 | 115kV | 189886.25 | 504358.57 | 4923980.81 | 5618225.63 |  |  |  | 189886.25 | 504358.57 | 4923980.81 | Non-ISO |  | 0 |  | 0 |  | 8098 | 0
TAMARISK SUB | 8099 | 115kV | 125966.68 | 363862.09 | 11386602.77 | 11876431.54 |  |  |  | 125966.68 | 363862.09 | 11386602.77 | Non-ISO |  | 0 |  | 0 |  | 8099 | 0
BARSTOW SUB | 8110 | 33kV & Below | 0 | 0 | 59447.16 | 59447.16 |  |  |  | 0 | 0 | 59447.16 | Non-ISO |  | 0 |  | 0 |  | 8110 | 0
BLYTHE SUB | 8113 | 33kV & Below | 0 | 0 | 551028.21 | 551028.21 |  |  |  | 0 | 0 | 551028.21 | Non-ISO |  | 0 |  | 0 |  | 8113 | 0
BRYMAN SUB | 8117 | 33kV & Below | 0 | 0 | 6702.59 | 6702.59 |  |  |  | 0 | 0 | 6702.59 | Non-ISO |  | 0 |  | 0 |  | 8117 | 0
MILITARY SUB | 8120 | 33kV & Below | 0 | 15598.21 | 0 | 15598.21 |  |  |  | 0 | 15598.21 | 0 | Non-ISO |  | 0 |  | 0 |  | 8120 | 0
PALM SPRINGS SUB | 8124 | 33kV & Below | 0 | 6086.63 | 0 | 6086.63 |  |  |  | 0 | 6086.63 | 0 | Non-ISO |  | 0 |  | 0 |  | 8124 | 0
DOWNS SUB | 8137 | 33kV & Below | 0 | 0 | 1963210.58 | 1963210.58 |  |  |  | 0 | 0 | 1963210.58 | Non-ISO |  | 0 |  | 0 |  | 8137 | 0
GLEN IVY SUB | 8152 | 33kV & Below | 0 | 0 | 35758.41 | 35758.41 |  |  |  | 0 | 0 | 35758.41 | Non-ISO |  | 0 |  | 0 |  | 8152 | 0
HELENDALE SUB | 8163 | 33kV & Below | 0 | 15110.49 | 59657.82 | 74768.31 |  |  |  | 0 | 15110.49 | 59657.82 | Non-ISO |  | 0 |  | 0 |  | 8163 | 0
HINKLEY SUB | 8167 | 33kV & Below | 0 | 0 | 5532.86 | 5532.86 |  |  |  | 0 | 0 | 5532.86 | Non-ISO |  | 0 |  | 0 |  | 8167 | 0
IDYLLWILD SUB | 8168 | 33kV & Below | 0 | 0 | 41486.03 | 41486.03 |  |  |  | 0 | 0 | 41486.03 | Non-ISO |  | 0 |  | 0 |  | 8168 | 0
MINNEOLA SUB | 8190 | 33kV & Below | 0 | 0 | 5724.72 | 5724.72 |  |  |  | 0 | 0 | 5724.72 | Non-ISO |  | 0 |  | 0 |  | 8190 | 0
MORENO SUB | 8193 | 33kV & Below | 0 | 16206.96 | 56358.19 | 72565.15 |  |  |  | 0 | 16206.96 | 56358.19 | Non-ISO |  | 0 |  | 0 |  | 8193 | 0
MURRIETA 2 SUB | 8195 | 33kV & Below | 0 | 0 | 21179.71 | 21179.71 |  |  |  | 0 | 0 | 21179.71 | Non-ISO |  | 0 |  | 0 |  | 8195 | 0
MURRIETA SUB | 8196 | 33kV & Below | 1616115.09 | 0 | 0 | 1616115.09 |  |  |  | 1616115.09 | 0 | 0 | Non-ISO |  | 0 |  | 0 |  | 8196 | 0
SOUTHCAP SUB. | 8197 | 115kV | 0 | 0 | 939381.34 | 939381.34 |  |  |  | 0 | 0 | 939381.34 | Non-ISO |  | 0 |  | 0 |  | 8197 | 0
MUSCOY SUB | 8198 | 33kV & Below | 0 | 0 | 132415.95 | 132415.95 |  |  |  | 0 | 0 | 132415.95 | Non-ISO |  | 0 |  | 0 |  | 8198 | 0
BELDING SUB | 8204 | 33kV & Below | 0 | 19231.99 | 0 | 19231.99 |  |  |  | 0 | 19231.99 | 0 | Non-ISO |  | 0 |  | 0 |  | 8204 | 0
ORDWAY SUB | 8211 | 33kV & Below | 0 | 0 | 5578.23 | 5578.23 |  |  |  | 0 | 0 | 5578.23 | Non-ISO |  | 0 |  | 0 |  | 8211 | 0
PALM CANYON SUB | 8214 | 33kV & Below | 0 | 30643.76 | 0 | 30643.76 |  |  |  | 0 | 30643.76 | 0 | Non-ISO |  | 0 |  | 0 |  | 8214 | 0
LUCERNE SUB | 8220 | 33kV & Below | 0 | 6271.88 | 0 | 6271.88 |  |  |  | 0 | 6271.88 | 0 | Non-ISO |  | 0 |  | 0 |  | 8220 | 0
RANCHO SUB | 8222 | 33kV & Below | 0 | 0 | 2106.53 | 2106.53 |  |  |  | 0 | 0 | 2106.53 | Non-ISO |  | 0 |  | 0 |  | 8222 | 0
RIALTO SUB | 8225 | 33kV & Below | 0 | 17025.73 | 30776.31 | 47802.04 |  |  |  | 0 | 17025.73 | 30776.31 | Non-ISO |  | 0 |  | 0 |  | 8225 | 0
RIDGECREST SUB | 8226 | 33kV & Below | 0 | 0 | 17438.31 | 17438.31 |  |  |  | 0 | 0 | 17438.31 | Non-ISO |  | 0 |  | 0 |  | 8226 | 0
SAN JACINTO SUB | 8234 | 33kV & Below | 0 | 0 | 10232.04 | 10232.04 |  |  |  | 0 | 0 | 10232.04 | Non-ISO |  | 0 |  | 0 |  | 8234 | 0
SUN CITY SUB | 8243 | 33kV & Below | 0 | 3370.6 | 3370.6 | 6741.2 |  |  |  | 0 | 3370.6 | 3370.6 | Non-ISO |  | 0 |  | 0 |  | 8243 | 0
TEMESCAL SUB | 8250 | 33kV & Below | 0 | 0 | 4235.93 | 4235.93 |  |  |  | 0 | 0 | 4235.93 | Non-ISO |  | 0 |  | 0 |  | 8250 | 0
WILDE SUB | 8267 | 33kV & Below | 0 | 0 | 27795.78 | 27795.78 |  |  |  | 0 | 0 | 27795.78 | Non-ISO |  | 0 |  | 0 |  | 8267 | 0
TENAJA SUBSTATION | 8270 | 115kV | 0 | 1775355.47 | 8689830.06 | 10465185.53 |  |  |  | 0 | 1775355.47 | 8689830.06 | Non-ISO |  | 0 |  | 0 |  | 8270 | 0
GALE SUB | 8283 | 33kV & Below | 0 | 0 | 3630062.65 | 3630062.65 |  |  |  | 0 | 0 | 3630062.65 | Non-ISO |  | 0 |  | 0 |  | 8283 | 0
FORGE SUB | 8297 | 115kV | 0 | 0 | 13126.75 | 13126.75 |  |  |  | 0 | 0 | 13126.75 | Non-ISO |  | 0 |  | 0 |  | 8297 | 0
BUCKWIND | 8301 | 115kV | 0 | 4639.95 | 752388.42 | 757028.37 |  |  |  | 0 | 4639.95 | 752388.42 | Non-ISO |  | 0 |  | 0 |  | 8301 | 0
CAPWIHND | 8302 | 115kV | 0 | 0 | 8341.61 | 8341.61 |  |  |  | 0 | 0 | 8341.61 | Non-ISO |  | 0 |  | 0 |  | 8302 | 0
RENWIND | 8303 | 115kV | 0 | 15102.37 | 832520.67 | 847623.04 |  |  |  | 0 | 15102.37 | 832520.67 | Non-ISO |  | 0 |  | 0 |  | 8303 | 0
SANWIND | 8304 | 115kV | 0 | 0 | 104029.27 | 104029.27 |  |  |  | 0 | 0 | 104029.27 | Non-ISO |  | 0 |  | 0 |  | 8304 | 0
TRANSWIND | 8305 | 115kV | 0 | 25365.89 | 799240.18 | 824606.07 |  |  |  | 0 | 25365.89 | 799240.18 | Non-ISO |  | 0 |  | 0 |  | 8305 | 0
VENWIND | 8306 | 115kV | 0 | 21039.47 | 2287049.84 | 2308089.31 |  |  |  | 0 | 21039.47 | 2287049.84 | Non-ISO |  | 0 |  | 0 |  | 8306 | 0
ALTWIND | 8308 | 115kV | 0 | 1022.11 | 29919.1 | 30941.21 |  |  |  | 0 | 1022.11 | 29919.1 | Non-ISO |  | 0 |  | 0 |  | 8308 | 0
TERAWIND | 8310 | 115kV | 0 | 5398.48 | 176632.87 | 182031.35 |  |  |  | 0 | 5398.48 | 176632.87 | Non-ISO |  | 0 |  | 0 |  | 8310 | 0
INDIGO SUBSTATION | 8311 | 115kV | 0 | 4899.46 | 85323.82 | 90223.28 |  |  |  | 0 | 4899.46 | 85323.82 | Non-ISO |  | 0 |  | 0 |  | 8311 | 0
CALGEN | 8312 | 115kV | 532.24 | 1599.85 | 12970.05 | 15102.14 |  |  |  | 532.24 | 1599.85 | 12970.05 | Non-ISO |  | 0 |  | 0 |  | 8312 | 0
MCGEN | 8314 | 115kV | 0 | 100993.25 | 2033246.36 | 2134239.61 |  |  |  | 0 | 100993.25 | 2033246.36 | Non-ISO |  | 0 |  | 0 |  | 8314 | 0
SEGS II | 8320 | 115kV | 0 | 0 | 17519.41 | 17519.41 |  |  |  | 0 | 0 | 17519.41 | Non-ISO |  | 0 |  | 0 |  | 8320 | 0
SEGS III | 8321 | 115kV | 0 | 0 | 11754.55 | 11754.55 |  |  |  | 0 | 0 | 11754.55 | Non-ISO |  | 0 |  | 0 |  | 8321 | 0
SEGS IV | 8322 | 115kV | 0 | 0 | 9731.17 | 9731.17 |  |  |  | 0 | 0 | 9731.17 | Non-ISO |  | 0 |  | 0 |  | 8322 | 0
SEGS V | 8323 | 115kV | 0 | 0 | 8814.14 | 8814.14 |  |  |  | 0 | 0 | 8814.14 | Non-ISO |  | 0 |  | 0 |  | 8323 | 0
SEGS VI | 8324 | 115kV | 0 | 0 | 29933.06 | 29933.06 |  |  |  | 0 | 0 | 29933.06 | Non-ISO |  | 0 |  | 0 |  | 8324 | 0
SEGS VII | 8325 | 115kV | 0 | 0 | 119703.79 | 119703.79 |  |  |  | 0 | 0 | 119703.79 | Non-ISO |  | 0 |  | 0 |  | 8325 | 0
SEGS VIII | 8326 | 220kV | 0 | 0 | 83149.77 | 83149.77 |  |  |  | 0 | 0 | 83149.77 | Non-ISO |  | 0 |  | 0 |  | 8326 | 0
SEGS IX | 8327 | 220kV | 0 | 0 | 74084.9 | 74084.9 |  |  |  | 0 | 0 | 74084.9 | Non-ISO |  | 0 |  | 0 |  | 8327 | 0
SOPORT | 8340 | 115kV | 0 | 35643.78 | 654011.69 | 689655.47 |  |  |  | 0 | 35643.78 | 654011.69 | Non-ISO |  | 0 |  | 0 |  | 8340 | 0
NEWCOMB | 8342 | 115kV | 51171.62 | 668136.27 | 10651190.96 | 11370498.85 |  |  |  | 51171.62 | 668136.27 | 10651190.96 | Non-ISO |  | 0 |  | 0 |  | 8342 | 0
ELSINORE | 8343 | 115kV | 20960.51 | 267730.49 | 11540756.76 | 11829447.76 |  |  |  | 20960.51 | 267730.49 | 11540756.76 | Non-ISO |  | 0 |  | 0 |  | 8343 | 0
SOUTH BASE SUB | 8344 | 115kV | 12178.56 | 138277.93 | 1878913.12 | 2029369.61 |  |  |  | 12178.56 | 138277.93 | 1878913.12 | Non-ISO |  | 0 |  | 0 |  | 8344 | 0
INDIAN WELLS SUB | 8345 | 115kV | 222599.95 | 827990.83 | 11385271.95 | 12435862.73 |  |  |  | 222599.95 | 827990.83 | 11385271.95 | Non-ISO |  | 0 |  | 0 |  | 8345 | 0
PECHANGA SUB | 8347 | 115kV | 560578.85 | 844656.49 | 10579688.27 | 11984923.61 |  |  |  | 560578.85 | 844656.49 | 10579688.27 | Non-ISO |  | 0 |  | 0 |  | 8347 | 0
MORAGA | 8348 | 115kV | 40719.87 | 142522.91 | 14086188.72 | 14269431.5 |  |  |  | 40719.87 | 142522.91 | 14086188.72 | Non-ISO |  | 0 |  | 0 |  | 8348 | 0
TANKER SUBSTATION | 8351 | 115kV | 119.93 | 4439.62 | 696181.35 | 700740.9 |  |  |  | 119.93 | 4439.62 | 696181.35 | Non-ISO |  | 0 |  | 0 |  | 8351 | 0
PLUESS SUBSTATION | 8353 | 115kV | 0 | 0 | 151192.72 | 151192.72 |  |  |  | 0 | 0 | 151192.72 | Non-ISO |  | 0 |  | 0 |  | 8353 | 0
AFG SUBSTATION | 8354 | 115kV | 0 | 78654.66 | 1076360.46 | 1155015.12 |  |  |  | 0 | 78654.66 | 1076360.46 | Non-ISO |  | 0 |  | 0 |  | 8354 | 0
RECTIFIER SUB | 8357 | 115kV | 0 | 5169.82 | 1089069.05 | 1094238.87 |  |  |  | 0 | 5169.82 | 1089069.05 | Non-ISO |  | 0 |  | 0 |  | 8357 | 0
MOUNTWIND SUBSTATION | 8359 | 66kV | 0 | 0 | 29688.19 | 29688.19 |  |  |  | 0 | 0 | 29688.19 | Non-ISO |  | 0 |  | 0 |  | 8359 | 0
COSO SUB | 8361 | 115kV | 85358.34 | 0 | 0 | 85358.34 |  |  |  | 85358.34 | 0 | 0 | Non-ISO |  | 0 |  | 0 |  | 8361 | 0
MOVAL SUBSTATION | 8362 | 115kV | 0 | 210316.97 | 2609845.02 | 2820161.99 |  |  |  | 0 | 210316.97 | 2609845.02 | Non-ISO |  | 0 |  | 0 |  | 8362 | 0
PHARMACY SUBSTATION | 8509 | 66kV | 0 | 0 | 43288.94 | 43288.94 |  |  |  | 0 | 0 | 43288.94 | Non-ISO |  | 0 |  | 0 |  | 8509 | 0
PLASTER SUBSTATION | 8558 | 66kV | 4670.97 | 0 | 0 | 4670.97 |  |  |  | 4670.97 | 0 | 0 | Non-ISO |  | 0 |  | 0 |  | 8558 | 0
ONEIL SUBSTATION | 8810 | 66kV | 1188141.79 | 0 | 0 | 1188141.79 |  |  |  | 1188141.79 | 0 | 0 | Non-ISO |  | 0 |  | 0 |  | 8810 | 0
CONSTR FIELD FORCES | 9009 | Div Offices & Misc | 0 | 0 | 556935.62 | 556935.62 |  |  |  | 0 | 0 | 556935.62 | Non-ISO |  | 0 |  | 0 |  | 9009 | 0
TELCOMM-ALHAMBRA | 9310 | Misc | 327825.73 | 0 | 0 | 327825.73 |  |  |  | 327825.73 | 0 | 0 | Non-ISO |  | 0 |  | 0 |  | 9310 | 0
PLANT ACCTG-MISC. LEDGER | 9900 | Div Offices & Misc | 631.39 | 0 | 0 | 631.39 |  |  |  | 631.39 | 0 | 0 | Non-ISO |  | 0 |  | 0 |  | 9900 | 0
KERN RIVER NO.1 | 2313 | 66kV | 0 | 4183.66 | 354262.18 | 358445.84 | 0 | 2138.0428 | 181855.9194 | 0 | 2045.6172 | 172406.2606 | Mix | Low | 1 | EKWRA | 0 |  | 2313 | -1.819e-12
CUMMINGS SUB | 5357 | 66kV | 0 | 0 | 50024.65 | 50024.65 | 0 | 0 | 50024.65 | 0 | 0 | 0 | Mix | Low | 1 | EKWRA | 0 |  | 5357 | 0
MONOLITH SUB | 5358 | 66kV | 0 | 0 | 1245448.76 | 1245448.76 | 0 | 0 | 1142050.1483 | 0 | 0 | 103398.6117 | Mix | Low | 1 | EKWRA | 0 |  | 5358 | 0
ACTON SUB | 5365 | 66kV | 24167.43 | 0 | 0 | 24167.43 | 3768.4968 | 0 | 0 | 20398.9332 | 0 | 0 | Mix | Low | 1 | EKWRA | 0 |  | 5365 | 0
DEL SUR SUB | 5508 | 66kV | 0 | 0 | 416587.12 | 416587.12 | 0 | 0 | 392255.9957 | 0 | 0 | 24331.1243 | Mix | Low | 1 | EKWRA | 0 |  | 5508 | 0
GOLDTOWN SUB | 5511 | 66kV | 0 | 0 | 485767.81 | 485767.81 | 0 | 0 | 472673.53 | 0 | 0 | 13094.28 | Mix | Low | 1 | EKWRA | 0 |  | 5511 | 0
LANCASTER SUB | 5514 | 66kV | 0 | 0 | 1071715.48 | 1071715.48 | 0 | 0 | 1039386.3904 | 0 | 0 | 32329.0896 | Mix | Low | 1 | EKWRA | 0 |  | 5514 | 0
LITTLE ROCK SUB | 5518 | 66kV | 0 | 0 | 1176404.35 | 1176404.35 | 0 | 0 | 379880.8252 | 0 | 0 | 796523.5248 | Mix | Low | 1 | EKWRA | 0 |  | 5518 | 0
SHUTTLE SUB | 5522 | 66kV | 0 | 0 | 1018975.84 | 1018975.84 | 0 | 0 | 798317.91 | 0 | 0 | 220657.93 | Mix | Low | 1 | EKWRA | 0 |  | 5522 | 0
REDMAN WUB | 5530 | 66kV | 0 | 0 | 276827.8 | 276827.8 | 0 | 0 | 276510.1473 | 0 | 0 | 317.6527 | Mix | Low | 1 | EKWRA | 0 |  | 5530 | 0
ROSAMOND SUB | 5541 | 66kV | 0 | 0 | 560191.65 | 560191.65 | 0 | 0 | 560191.65 | 0 | 0 | 0 | Mix | Low | 1 | EKWRA | 0 |  | 5541 | 0
PIUTE SUB | 5545 | 66kV | 0 | 0 | 140208.6 | 140208.6 | 0 | 0 | 140208.6 | 0 | 0 | 0 | Mix | Low | 1 | EKWRA | 0 |  | 5545 | 0
OASIS SUB | 5548 | 66kV | 0 | 0 | 618665.22 | 618665.22 | 0 | 0 | 395907.3905 | 0 | 0 | 222757.8295 | Mix | Low | 1 | EKWRA | 0 |  | 5548 | 0
CAL CEMENT SUB | 5553 | 66kV | 0 | 4528.73 | 231734.5 | 236263.23 | 0 | 2432.6345 | 231734.5 | 0 | 2096.0955 | 0 | Mix | Low | 1 | EKWRA | 0 |  | 5553 | 0
PALMDALE SUB | 5564 | 66kV | 0 | 0 | 713949.48 | 713949.48 | 0 | 0 | 688370.2604 | 0 | 0 | 25579.2196 | Mix | Low | 1 | EKWRA | 0 |  | 5564 | 0
QUARTZ HILL SUB | 5566 | 66kV | 0 | 0 | 189904.62 | 189904.62 | 0 | 0 | 189904.62 | 0 | 0 | 0 | Mix | Low | 1 | EKWRA | 0 |  | 5566 | 0
HELIJET SUB | 5599 | 66kV | 0 | 0 | 488671.31 | 488671.31 | 0 | 0 | 346134.01 | 0 | 0 | 142537.3 | Mix | Low | 1 | EKWRA | 0 |  | 5599 | 0
RITTER SUB | 8504 | 66kV | 942423.45 | 0 | 0 | 942423.45 | 351410.0006 | 0 | 0 | 591013.4494 | 0 | 0 | Mix | Low | 1 | EKWRA | 0 |  | 8504 | 0
BIG CREEK NO.1 | 2211 | 220kV | 0 | 77314.24 | 8074041.18 | 8151355.42 | 0 | 36940.3256 | 3849583.5535 | 0 | 40373.9144 | 4224457.6265 | Mix | High | 0 |  | 0 |  | 2211 | 0
BIG CREEK NO.2 | 2212 | 220kV | 0 | 0 | 1516245.82 | 1516245.82 | 0 | 0 | 1516245.82 | 0 | 0 | 0 | Mix | High | 0 |  | 0 |  | 2212 | 0
BIG CREEK NO.8 | 2229 | 220kV | 0 | 282649.01 | 2338172.76 | 2620821.77 | 0 | 228150.8818 | 1885178.8101 | 0 | 54498.1282 | 452993.9499 | Mix | High | 0 |  | 0 |  | 2229 | 0
BIG CREEK NO.3 | 2230 | 220kV | 0 | 584235.03 | 11741535.19 | 12325770.22 | 0 | 578154.1169 | 10298078.4883 | 0 | 6080.9131 | 1443456.7017 | Mix | High | 0 |  | 0 |  | 2230 | 2.7285e-11
BIG CREEK NO.2A | 2234 | 220kV | 0 | 0 | 1031433.83 | 1031433.83 | 0 | 0 | 1031433.83 | 0 | 0 | 0 | Mix | High | 0 |  | 0 |  | 2234 | 0
BIG CREEK NO.4 | 2236 | 220kV | 0 | 0 | 2262431.5 | 2262431.5 | 0 | 0 | 2262431.5 | 0 | 0 | 0 | Mix | High | 0 |  | 0 |  | 2236 | 0
CONTROL STATION | 2556 | 115kV | 0 | 1481594.25 | 14903914.36 | 16385508.61 | 0 | 1227397.278 | 12809999.5593 | 0 | 254196.972 | 2093914.8007 | Mix | Low | 0 |  | 0 |  | 2556 | 0
EAGLE ROCK SUB | 5011 | 220kV | 19613.2 | 1027025.51 | 18784495.51 | 19831134.22 | 4626.1672 | 244602.656 | 4428342.572 | 14987.0328 | 782422.854 | 14356152.938 | Mix | High | 0 |  | 0 |  | 5011 | 0
MESA SUB | 5012 | 220kV | 169248.65 | 6078266.78 | 39054244.56 | 45301759.99 | 47666.7861 | 1696134.1544 | 11014878.6882 | 121581.8639 | 4382132.6256 | 28039365.8718 | Mix | High | 0 |  | 0 |  | 5012 | 0
RIO HONDO SUB | 5013 | 220kV | 457529.86 | 1144749.84 | 47262692.51 | 48864972.21 | 58555.7165 | 146507.6991 | 6048787.3344 | 398974.1435 | 998242.1409 | 41213905.1756 | Mix | High | 0 |  | 0 |  | 5013 | 0
WALNUT SUB | 5014 | 220kV | 97954.96 | 2208449.71 | 23433260.87 | 25739665.54 | 9780.3843 | 220504.2683 | 2347571.0527 | 88174.5757 | 1987945.4417 | 21085689.8173 | Mix | High | 0 |  | 0 |  | 5014 | 0
GOULD SUB | 5015 | 220kV | 29300.3 | 543597.55 | 19177066.8 | 19749964.65 | 13929.471 | 258428.2852 | 9116848.4648 | 15370.829 | 285169.2648 | 10060218.3352 | Mix | High | 0 |  | 0 |  | 5015 | 0
LA FRESA SUB | 5021 | 220kV | 101370 | 4603204.09 | 34793294.27 | 39497868.36 | 30366.89 | 1379589.3358 | 10413664.4197 | 71003.11 | 3223614.7542 | 24379629.8503 | Mix | High | 0 |  | 0 |  | 5021 | 0
EL NIDO SUB | 5023 | 220kV | 285619.89 | 3319374.84 | 22103611.75 | 25708606.48 | 54342.4274 | 631548.7561 | 4205463.1308 | 231277.4626 | 2687826.0839 | 17898148.6192 | Mix | High | 0 |  | 0 |  | 5023 | 0
LA CIENEGA SUB | 5024 | 220kV | 2100226.91 | 3940662.65 | 15262144.05 | 21303033.61 | 838723.3868 | 1573699.4456 | 6094921.0232 | 1261503.5232 | 2366963.2044 | 9167223.0268 | Mix | High | 0 |  | 0 |  | 5024 | 0
ALAMITOS SWITCHRACK SUB | 5025 | 220kV | 63557.16 | 95627.97 | 12620771.86 | 12779956.99 | 33845.1121 | 50923.2849 | 6720744.5861 | 29712.0479 | 44704.6851 | 5900027.2739 | Mix | High | 0 |  | 0 |  | 5025 | 0
LG BCH SWITCHRACK SUB | 5027 & 1088 | 220kV | 97213.22 | 1323464.21 | 5337513.53 | 6758190.96 | 58786.7838 | 800325.3502 | 3227701.4767 | 38426.4362 | 523138.8598 | 2109812.0533 | Mix | High | 0 |  | 0 |  | 5027 & 1088 | 0
REDONDO SWITCHRACK SUB | 5028 | 220kV | 13018.3 | 25661.67 | 5579428.91 | 5618108.88 | 8944.103 | 17630.6138 | 3833295.1961 | 4074.197 | 8031.0562 | 1746133.7139 | Mix | High | 0 |  | 0 |  | 5028 | 0
MAGUNDEN SUB | 5031 | 220kV | 8363 | 1082971.02 | 14332635.09 | 15423969.11 | 7946.6323 | 1029213.5247 | 13618897.643 | 416.3677 | 53757.4953 | 713737.447 | Mix | High | 0 |  | 0 |  | 5031 | 3.2014e-10
RECTOR SUB | 5033 | 220kV | 393170.45 | 12235172.97 | 81933144.45 | 94561487.87 | 160489.9129 | 4821855.5014 | 33876468.44 | 232680.5371 | 7413317.4686 | 48056676.01 | Mix | High | 0 |  | 0 |  | 5033 | 0
SPRINGVILLE SUB | 5034 | 220kV | 12197.68 | 845805.23 | 23068946.19 | 23926949.1 | 3567.8569 | 198089.5748 | 6797044.9094 | 8629.8231 | 647715.6552 | 16271901.2806 | Mix | High | 0 |  | 0 |  | 5034 | 0
VESTAL SUB | 5035 | 220kV | 7242.88 | 1318486 | 16947686.59 | 18273415.47 | 2026.258 | 369875.3376 | 4740243.5863 | 5216.622 | 948610.6624 | 12207443.0037 | Mix | High | 0 |  | 0 |  | 5035 | 0
EAGLE MT. SUB | 5040 | 220kV | 0 | 242739.14 | 7113016.75 | 7355755.89 | 0 | 15337.0314 | 449423.036 | 0 | 227402.1086 | 6663593.714 | Mix | Straddle | 0 |  | 0 |  | 5040 | 0
CIMA SUB | 5043 | 220kV | 1823.96 | 17122.87 | 2895548.51 | 2914495.34 | 230.3487 | 2162.4544 | 365680.0268 | 1593.6113 | 14960.4156 | 2529868.4832 | Mix | High | 0 |  | 0 |  | 5043 | 0
MANDALAY SWITCHRACK SUB | 5048 | 220kV | 49104.23 | 12098.57 | 2491870.36 | 2553073.16 | 0 | 0 | 0 | 49104.23 | 12098.57 | 2491870.36 | Mix | High | 0 |  | 0 |  | 5048 | 0
PARDEE SUB | 5050 | 220kV | 970263.37 | 2979885.94 | 21501879.59 | 25452028.9 | 806034.6566 | 2475504.5017 | 17862428.5603 | 164228.7134 | 504381.4383 | 3639451.0297 | Mix | High | 0 |  | 0 |  | 5050 | -4.6566e-10
ANTELOPE SUB | 5052 | 220kV | 21982.74 | 1600543.39 | 69002674.52 | 70625200.65 | 21969.428 | 1599574.9008 | 68960888.2171 | 13.312 | 968.4892 | 41786.3029 | Mix | Straddle | 0 |  | 0 |  | 5052 | 3.1764e-10
SANTA CLARA SUB | 5053 | 220kV | 140739.2 | 1321401.23 | 42996613.51 | 44458753.94 | 44241.3033 | 402115.4645 | 13545005.4902 | 96497.8967 | 919285.7655 | 29451608.0198 | Mix | High | 0 |  | 0 |  | 5053 | 0
GOLETA SUB | 5055 | 220kV | 236193.55 | 900615.46 | 18471747.5 | 19608556.51 | 39103.8871 | 149088.5846 | 2771172.6334 | 197089.6629 | 751526.8754 | 15700574.8666 | Mix | High | 0 |  | 0 |  | 5055 | 0
MOORPARK SUB | 5056 | 220kV | 184090.99 | 3495537.96 | 52928752.88 | 56608381.83 | 19239.8743 | 365328.6388 | 5531734.8755 | 164851.1157 | 3130209.3212 | 47397018.0045 | Mix | High | 0 |  | 0 |  | 5056 | 0
BAILEY SUB | 5059 | 220kV | 111063.36 | 895917.62 | 16844418.19 | 17851399.17 | 110066.5435 | 887876.5751 | 16696074.2509 | 996.8165 | 8041.0449 | 148343.9391 | Mix | Straddle | 0 |  | 0 |  | 5059 | -1.819e-10
PADUA SUB | 5060 | 220kV | 149547.04 | 2130012.46 | 37435842.52 | 39715402.02 | 33768.5032 | 480967.943 | 8458233.2705 | 115778.5368 | 1649044.517 | 28977609.2495 | Mix | High | 0 |  | 0 |  | 5060 | 0
CHINO SUB | 5062 | 220kV | 34464.6 | 2457703.66 | 36065298.08 | 38557466.34 | 8320.2458 | 574440.7713 | 8725618.418 | 26144.3542 | 1883262.8887 | 27339679.662 | Mix | High | 0 |  | 0 |  | 5062 | 0
JULIAN HINDS SUB | 5063 | 220kV | 0 | 2214.64 | 804742.48 | 806957.12 | 0 | 1545.9964 | 561774.802 | 0 | 668.6436 | 242967.678 | Mix | High | 0 |  | 0 |  | 5063 | 0
VISTA SUB | 5064 | 220kV | 52108.99 | 8031798.53 | 60916108.1 | 69000015.62 | 10568.0864 | 1654160.7743 | 12335932.6282 | 41540.9036 | 6377637.7557 | 48580175.4718 | Mix | High | 0 |  | 0 |  | 5064 | 0
DEVERS SUB | 5067 | 500kV | 285546.1 | 8352641.54 | 146698825.67 | 155337013.31 | 248793.3963 | 7278131.3661 | 131732887.3187 | 36752.7037 | 1074510.1739 | 14965938.3513 | Mix | High | 0 |  | 0 |  | 5067 | 0
MIRA LOMA SUB | 5069 | 500kV | 477276.22 | 12830372.72 | 151449652.7 | 164757301.64 | 381928.4412 | 10307489.3703 | 121153520.8801 | 95347.7788 | 2522883.3497 | 30296131.8199 | Mix | High | 0 |  | 0 |  | 5069 | -6.9849e-09
HINSON SUB | 5071 | 220kV | 678277.54 | 560613.9 | 22188910.91 | 23427802.35 | 159640.8565 | 129363.2277 | 5225013.7212 | 518636.6835 | 431250.6723 | 16963897.1888 | Mix | High | 0 |  | 0 |  | 5071 | 0
LIGHTHIPE SUB | 5073 | 220kV | 164679.62 | 8573785.55 | 33207542.7 | 41946007.87 | 58035.1876 | 3021510.8141 | 11702759.3929 | 106644.4324 | 5552274.7359 | 21504783.3071 | Mix | High | 0 |  | 0 |  | 5073 | 0
LAGUNA BELL SUB | 5074 | 220kV | 131262.5 | 1465425.43 | 39715003.17 | 41311691.1 | 36482.4908 | 404087.3781 | 11041410.0572 | 94780.0092 | 1061338.0519 | 28673593.1128 | Mix | High | 0 |  | 0 |  | 5074 | 0
DEL AMO SUB | 5075 | 220kV | 185982.14 | 714826.35 | 44410784.48 | 45311592.97 | 48620.6219 | 211779.78 | 11585241.4998 | 137361.5181 | 503046.57 | 32825542.9802 | Mix | High | 0 |  | 0 |  | 5075 | 0
BARRE SUB | 5081 | 220kV | 86187.91 | 1393677.66 | 43973907.06 | 45453772.63 | 15880.1559 | 255834.0401 | 8103161.0922 | 70307.7541 | 1137843.6199 | 35870745.9678 | Mix | High | 0 |  | 0 |  | 5081 | 0
VILLA PARK SUB | 5082 | 220kV | 270570.03 | 2990436.27 | 30308238.95 | 33569245.25 | 62509.7402 | 690487.1462 | 7012796.8555 | 208060.2898 | 2299949.1238 | 23295442.0945 | Mix | High | 0 |  | 0 |  | 5082 | 0
VIEJO SUBSTATION | 5083 | 220kV | 13285973.81 | 8429230.99 | 28414674.81 | 50129879.61 | 1887095.1421 | 1169101.5108 | 4156403.3546 | 11398878.6679 | 7260129.4792 | 24258271.4554 | Mix | High | 0 |  | 0 |  | 5083 | 0
CENTER SUB | 5084 | 220kV | 72253.17 | 3484389.28 | 31951393.53 | 35508035.98 | 14072.3501 | 675644.2505 | 6226020.0119 | 58180.8199 | 2808745.0295 | 25725373.5181 | Mix | High | 0 |  | 0 |  | 5084 | 0
JOHANNA SUB | 5085 & 5881 | 220kV | 813416.05 | 3395692.39 | 14501837.23 | 18710945.67 | 254309.0284 | 1061320.6236 | 5097496.9445 | 559107.0216 | 2334371.7664 | 9404340.2855 | Mix | High | 0 |  | 0 |  | 5085 & 5881 | 0
ELLIS SUB | 5086 | 220kV | 59737.3 | 1262574.43 | 46404217.83 | 47726529.56 | 10238.6988 | 226680.9821 | 7943188.2447 | 49498.6012 | 1035893.4479 | 38461029.5853 | Mix | High | 0 |  | 0 |  | 5086 | 0
OLINDA SUB | 5087 | 220kV | 390538.01 | 1575932.29 | 21998560.24 | 23965030.54 | 61536.3247 | 238866.8451 | 3475720.697 | 329001.6853 | 1337065.4449 | 18522839.543 | Mix | High | 0 |  | 0 |  | 5087 | 0
SANTIAGO SUB | 5088 | 220kV | 557976.42 | 1623359.61 | 33283304.36 | 35464640.39 | 90405.5099 | 317432.8606 | 5340985.8494 | 467570.9101 | 1305926.7494 | 27942318.5106 | Mix | High | 0 |  | 0 |  | 5088 | 0
ETIWANDA SWITCHRACK SUB | 5096 | 220kV | 186144.15 | 3595471.34 | 47196887.72 | 50978503.21 | 40847.5985 | 788978.3458 | 10356989.4769 | 145296.5515 | 2806492.9942 | 36839898.2431 | Mix | High | 0 |  | 0 |  | 5096 | 0
EL CASCO SUBSTATION | 8006 | 220kV | 0 | 35206242.41 | 46905542.44 | 82111784.85 | 0 | 7160591.6766 | 9540110.3268 | 0 | 28045650.7334 | 37365432.1132 | Mix | High | 0 |  | 0 |  | 8006 | 0
MIRAGE(CEP) SUB | 8012 | 220kV | 629540.58 | 4035526.1 | 29412559.74 | 34077626.42 | 168034.2377 | 1095285.0319 | 7724215.7416 | 461506.3423 | 2940241.0681 | 21688343.9984 | Mix | High | 0 |  | 0 |  | 8012 | 0
TORTILLA(CEP) SUB | 8037 | 115kV | 17113.75 | 94614.94 | 6586445 | 6698173.69 | 2228.2804 | 12137.9919 | 857763.3931 | 14885.4696 | 82476.9481 | 5728681.6069 | Mix | Low | 0 |  | 0 |  | 8037 | 0
VICTOR SUB | 8049 | 220kV | 22088.07 | 5330121.56 | 58593735.9 | 63945945.53 | 18831.5688 | 5151040.37 | 49348357.7235 | 3256.5012 | 179081.19 | 9245378.1765 | Mix | Straddle | 0 |  | 0 |  | 8049 | 2.5029e-09
CHEVMAIN | 8063 | 220kV | 0 | 253575.5 | 15410457.58 | 15664033.08 | 0 | 59734.1683 | 3630204.288 | 0 | 193841.3317 | 11780253.292 | Mix | High | 0 |  | 0 |  | 8063 | 0
Inyokern (CEP) & Inyokern | 5041 & 8040 | 115kV | 7964.44 | 103561.94 | 6773479.22 | 6885005.6 | 4949.8635 | 64209.7166 | 4209840.3164 | 3014.5765 | 39352.2234 | 2563638.9036 | Mix | Low | 0 |  | 0 |  | 5041 & 8040 | 0
Kramer & Kramer-Radial Line Agmt | 5042 & 8046 | 220kV | 48811.41 | 630433.36 | 26686331.11 | 27365575.88 | 28584.9699 | 342806.6192 | 15657528.111 | 20226.4401 | 287626.7408 | 11028802.999 | Mix | Straddle | 0 |  | 0 |  | 5042 & 8046 | 0
Vincent | 5054 & 8954 | 500kV | 134360.2 | 6652926.64 | 112856441.01 | 119643727.85 | 132175.3622 | 6545404.1574 | 111020615.8461 | 2184.8378 | 107522.4826 | 1835825.1639 | Mix | High | 0 |  | 0 |  | 5054 & 8954 | 7.1304e-10
Valley & Valley - CEP | 5070 & 8034 | 500kV | 314770.5 | 34639546.78 | 170823495.39 | 205777812.67 | 159283.1748 | 22182376.7715 | 83169041.5517 | 155487.3252 | 12457170.0085 | 87654453.8383 | Mix | High | 0 |  | 0 |  | 5070 & 8034 | 0
San Onofre Switchrack | 8051-8055 | 220kV | 0 | 3441216.6 | 18545011.09 | 21986227.69 | 0 | 1973284.0389 | 10632542.2841 | 0 | 1467932.5611 | 7912468.8059 | Mix | High | 0 |  | 0 |  | 8051-8055 | 0
San Bernardino-220kv Switchyard & 220kv to 66kv | 8076 & 1999 | 115kV | 302392.48 | 3850233.75 | 35797856 | 39950482.23 | 56156.8699 | 445194.2069 | 7035987.3716 | 246235.6101 | 3405039.5431 | 28761868.6284 | Mix | Low | 0 |  | 0 |  | 8076 & 1999 | 0
MIDWAY-VINCENT LINES 1&2 | 4026 | 500kV | 2910822.12 | 0 | 27104.88 | 2937927 | 2910822.12 | 0 | 27104.88 | 0 | 0 | 0 | Trans Line |  | 0 |  | 0 |  | 4026 | 0
DWP-EDSN CELILO-SYLMR LN | 4031 | 750kV | 0 | 95840.85 | 0 | 95840.85 | 0 | 95840.85 | 0 | 0 | 0 | 0 | Trans Line |  | 0 |  | 0 |  | 4031 | 0
DWP-EDSN CELILO-SYLMR LN | 4034 | 750kV | 0 | 540.83 | 0 | 540.83 | 0 | 540.83 | 0 | 0 | 0 | 0 | Trans Line |  | 0 |  | 0 |  | 4034 | 0
PARDEE-SYLMAR LNES 1&2 | 4045 |  | 179131.19 | 0 | 0 | 179131.19 | 179131.19 | 0 | 0 | 0 | 0 | 0 | Trans Line |  | 0 |  | 0 |  | 4045 | 0
EAGLE ROCK-SYLMAR LNE | 4046 | 220kV | 186657 | 0 | 0 | 186657 | 186657 | 0 | 0 | 0 | 0 | 0 | Trans Line |  | 0 |  | 0 |  | 4046 | 0
PARDEE-VINCENT LINE CONST | 4059 | 220kV | 13001.63 | 0 | 0 | 13001.63 | 13001.63 | 0 | 0 | 0 | 0 | 0 | Trans Line |  | 0 |  | 0 |  | 4059 | 0
RIO HONDO-VINCENT LN 2 | 4070 | 220kV | 61040.14 | 0 | 0 | 61040.14 | 61040.14 | 0 | 0 | 0 | 0 | 0 | Trans Line |  | 0 |  | 0 |  | 4070 | 0
MANY TRANSMISSION LINES | 4101 | 220kV | 1458517.08 | 278181.35 | 98474.79 | 1835173.22 | 1418562.1816 | 270518.3393 | 95762.123 | 39954.8984 | 7663.0107 | 2712.667 | Trans Line |  | 0 |  | 0 |  | 4101 | 0
COGEN/RENEWABLE ENERGY SO | 4102 |  | 1466127.54 | 0 | 0 | 1466127.54 | 777708.0391 | 0 | 0 | 688419.5009 | 0 | 0 | Trans Line |  | 0 |  | 0 |  | 4102 | 0
DEVERS-HINS LN, OTHERS | 4104 |  | 1331335.1 | 0 | 0 | 1331335.1 | 1253514.4943 | 0 | 0 | 77820.6057 | 0 | 0 | Trans Line |  | 0 |  | 0 |  | 4104 | 0
33 AND 66 KV LINES | 4105 | 66kV | 31669555.88 | 307314.38 | 1071634.42 | 33048504.68 | 3469110.4013 | 122152.8574 | 116166.1451 | 28200445.4787 | 185161.5226 | 955468.2749 | Trans Line |  | 0 |  | 63137106.4982 | EKWRA TL Change | 4105 | 0
COGEN/RENEW ENGY SOURCES | 4106 |  | 563121.1 | 0 | 0 | 563121.1 | 1303.1387 | 0 | 0 | 561817.9613 | 0 | 0 | Trans Line |  | 0 |  | 23952.767 | EKWRA TL Change | 4106 | 0
ANTELOPE/MESA LINE, OTHER | 4107 | 220kV | 2639356.88 | 303336.47 | 0 | 2942693.35 | 2399012.7348 | 296715.874 | 0 | 240344.1452 | 6620.596 | 0 | Trans Line |  | 0 |  | 0 |  | 4107 | 0
CHINO-SERRANO/SN ONFRE LN | 4108 | 220kV | 8067990.54 | 3035776.63 | 0 | 11103767.17 | 8067990.54 | 3035776.63 | 0 | 0 | 0 | 0 | Trans Line |  | 0 |  | 0 |  | 4108 | 0
BIG CRK 3-BIG CRK 4 | 4111 | 220kV | 1943.63 | 0 | 0 | 1943.63 | 1943.63 | 0 | 0 | 0 | 0 | 0 | Trans Line |  | 0 |  | 0 |  | 4111 | 0
BIGCRK-SPRGVL, MGDN-SPRGV | 4113 | 220kV | 874871.71 | 0 | 0 | 874871.71 | 866527.7068 | 0 | 0 | 8344.0032 | 0 | 0 | Trans Line |  | 0 |  | 0 |  | 4113 | 0
ALAMITOS-MESA LN, OTHERS | 4114 | 220kV | 3210577.8 | 534060.26 | 661181.77 | 4405819.83 | 3063760.5698 | 514836.258 | 630944.7195 | 146817.2302 | 19224.002 | 30237.0505 | Trans Line |  | 0 |  | 0 |  | 4114 | 0
HINSON-LIGHTHIPE 1&2 | 4115 | 220kV | 1607024.14 | 531634.83 | 2148.68 | 2140807.65 | 1607024.14 | 531634.83 | 2148.68 | 0 | 0 | 0 | Trans Line |  | 0 |  | 0 |  | 4115 | 0
HINSON-LAFRESA, OTHERS | 4116 | 220kV | 3594552.46 | 174910.36 | 2064.92 | 3771527.74 | 3594621.72 | 174910.36 | 2064.92 | -69.26 | 2.9104e-11 | 0 | Trans Line |  | 0 |  | 0 |  | 4116 | 0
ELDRDO-CIMA-PISGAH LN1,2 | 4117 | 220kV | 1005475.76 | 7083.96 | 12857.19 | 1025416.91 | 1005508.84 | 7083.96 | 12857.19 | -33.08 | 9.0949e-13 | 0 | Trans Line |  | 0 |  | 0 |  | 4117 | 0
MRA LMA-VLL PK LNS, OTHR | 4118 | 220kV | 5639404.71 | 134434.71 | 2259.8 | 5776099.22 | 5239034.8804 | 124516.0731 | 2093.0712 | 400369.8296 | 9918.6369 | 166.7288 | Trans Line |  | 0 |  | 0 |  | 4118 | 0
CENTER-MESA LN, OTHERS | 4119 | 220kV | 2099654.15 | 71859.65 | 100.89 | 2171614.69 | 1793706.8723 | 61385.0871 | 86.1839 | 305947.2777 | 10474.5629 | 14.7061 | Trans Line |  | 0 |  | 0 |  | 4119 | 0
ALAMITOS-CENTER, OTHERS | 4120 | 220kV | 4270244.02 | 298149.87 | 3380 | 4571773.89 | 3695472.4627 | 258018.4956 | 2925.0474 | 574771.5573 | 40131.3744 | 454.9526 | Trans Line |  | 0 |  | 0 |  | 4120 | 0
BIG CREEK 4-SPRNGVLL-MGDN | 4121 | 220kV | 353928.47 | 0 | 0 | 353928.47 | 353928.47 | 0 | 0 | 0 | 0 | 0 | Trans Line |  | 0 |  | 0 |  | 4121 | 0
LUGO-VINCENT LNES 1&2 | 4123 | 500kV | 1734921.02 | 0 | 16632.95 | 1751553.97 | 1734921.02 | 0 | 16632.95 | 0 | 0 | 0 | Trans Line |  | 0 |  | 0 |  | 4123 | 0
BIG CRK 1-CMP TEN-..-PRTL | 4124 |  | 485.44 | 0 | 0 | 485.44 | 0 | 0 | 0 | 485.44 | 0 | 0 | Trans Line |  | 0 |  | 0 |  | 4124 | 0
GOLETA-SNTA CLARA, OTHERS | 4125 | 220kV | 11414611.95 | 1761945.93 | 1918.11 | 13178475.99 | 8492875.3997 | 1316772.4946 | 1427.1417 | 2921736.5503 | 445173.4354 | 490.9683 | Trans Line |  | 0 |  | 0 |  | 4125 | 0
NORTH BOULDER-MEAD, OTHER | 4127 |  | 19842.47 | 0 | 0 | 19842.47 | 19842.47 | 0 | 0 | 0 | 0 | 0 | Trans Line |  | 0 |  | 0 |  | 4127 | 0
KERN RIVER3-VESTAL 66 KV | 4129 | 66kV | 38460.07 | 0 | 0 | 38460.07 | 0 | 0 | 0 | 38460.07 | 0 | 0 | Trans Line |  | 0 |  | 0 |  | 4129 | 0
MOHAVE-LUGO 500KV | 4130 | 500kV | 157989.61 | 0 | 0 | 157989.61 | 157989.61 | 0 | 0 | 0 | 0 | 0 | Trans Line |  | 0 |  | 0 |  | 4130 | 0
CUMMINGS-KERBN RIV1, OTHE | 4132 |  | 3146.16 | 0 | 0 | 3146.16 | 3132.0688 | 0 | 0 | 14.0912 | 0 | 0 | Trans Line |  | 0 |  | 141064.6671 | EKWRA TL Change | 4132 | 0
BOREL-...-WALKER 66KV LN | 4133 | 66kV | 53165.17 | 0 | 0 | 53165.17 | 0 | 0 | 0 | 53165.17 | 0 | 0 | Trans Line |  | 0 |  | 0 |  | 4133 | 0
LUGO-VICTOR LNS, OTHER | 4135 |  | 2211888.9 | 0 | 0 | 2211888.9 | 1443554.0104 | 0 | 0 | 768334.8896 | 0 | 0 | Trans Line |  | 0 |  | 0 |  | 4135 | 0
LUGO-ELDORADO LN | 4136 | 500kV | 1330373 | 0 | 0 | 1330373 | 1330373 | 0 | 0 | 0 | 0 | 0 | Trans Line |  | 0 |  | 0 |  | 4136 | 0
LUGO-ELDORADO LN | 4137 | 500kV | 16589.08 | 0 | 0 | 16589.08 | 16589.08 | 0 | 0 | 0 | 0 | 0 | Trans Line |  | 0 |  | 0 |  | 4137 | 0
LUGO-MIRA LOMA 2&3 | 4138 | 500kV | 9600704.3 | 0 | 98.19 | 9600802.49 | 9605387.32 | 0 | 98.19 | -4683.02 | 0 | 0 | Trans Line |  | 0 |  | 0 |  | 4138 | 0
SPRGVLL-TULE 66KV LN | 4139 | 66kV | 516.81 | 0 | 0 | 516.81 | 0 | 0 | 0 | 516.81 | 0 | 0 | Trans Line |  | 0 |  | 0 |  | 4139 | 0
MOHAVE-LUGO 500 KV LN | 4140 | 500kV | 278111.81 | 0 | 0 | 278111.81 | 278111.81 | 0 | 0 | 0 | 0 | 0 | Trans Line |  | 0 |  | 0 |  | 4140 | 0
MOHAVE-ELDORADO LN | 4141 | 500kV | 76199.12 | 0 | 0 | 76199.12 | 76199.12 | 0 | 0 | 0 | 0 | 0 | Trans Line |  | 0 |  | 0 |  | 4141 | 0
BOREL-WELDON 66KV LN | 4142 | 66kV | 25409.4 | 0 | 0 | 25409.4 | 0 | 0 | 0 | 25409.4 | 0 | 0 | Trans Line |  | 0 |  | 0 |  | 4142 | 0
ELDORADO-BORDER 500 KV LN | 4143 | 500kV | 6166.88 | 0 | 0 | 6166.88 | 6166.88 | 0 | 0 | 0 | 0 | 0 | Trans Line |  | 0 |  | 0 |  | 4143 | 0
ELDORADO-MEAD LNS 1&2 | 4144 | 220kV | 9993.51 | 0 | 0 | 9993.51 | 9993.51 | 0 | 0 | 0 | 0 | 0 | Trans Line |  | 0 |  | 0 |  | 4144 | 0
VINCENT-PARDEE LN 2 | 4147 | 220kV | 3854651.36 | 0 | 1880.02 | 3856531.38 | 3855187.64 | 0 | 1880.02 | -536.28 | 0 | 0 | Trans Line |  | 0 |  | 0 |  | 4147 | 0
MIRA LOMA-SERRANO LN | 4148 | 500kV | 1696736.12 | 0 | 0 | 1696736.12 | 1696736.12 | 0 | 0 | 0 | 0 | 0 | Trans Line |  | 0 |  | 0 |  | 4148 | 0
SANTA ANA LNS 1,2,3 | 4149 |  | 232 | 0 | 0 | 232 | 0 | 0 | 0 | 232 | 0 | 0 | Trans Line |  | 0 |  | 0 |  | 4149 | 0
VINCENT-PEARBLOSSOM LN | 4153 | 220kV | 309032.19 | 0 | 0 | 309032.19 | 0 | 0 | 0 | 309032.19 | 0 | 0 | Trans Line |  | 0 |  | 0 |  | 4153 | 0
LUGO-VICTORVLL EDSON-DWP | 4154 | 500kV | 751548.67 | 0 | 0 | 751548.67 | 751548.67 | 0 | 0 | 0 | 0 | 0 | Trans Line |  | 0 |  | 0 |  | 4154 | 0
MIDWAY-VINCENT LN 3 | 4155 | 500kV | 2956983.22 | 0 | 0 | 2956983.22 | 2956983.22 | 0 | 0 | 0 | 0 | 0 | Trans Line |  | 0 |  | 0 |  | 4155 | 0
ELLIS-SANTIAGO LNS 1,2 | 4156 | 220kV | 12019807.72 | 0 | 0 | 12019807.72 | 12025290.05 | 0 | 0 | -5482.33 | 0 | 0 | Trans Line |  | 0 |  | 0 |  | 4156 | 0
RIO HONDO-VINCENT LN 2 | 4157 | 220kV | 105605.4 | 18610.49 | 0 | 124215.89 | 105605.4 | 18610.49 | 0 | 0 | 0 | 0 | Trans Line |  | 0 |  | 0 |  | 4157 | -3.638e-12
LUCERNE-LUGO/MIRA LOMA LN | 4158 |  | 498252.05 | 0 | 0 | 498252.05 | 0 | 0 | 0 | 498252.05 | 0 | 0 | Trans Line |  | 0 |  | 0 |  | 4158 | 0
BIG CRK 2-BIG CRK 8 | 4166 | 220kV | 9034.39 | 0 | 0 | 9034.39 | 9034.39 | 0 | 0 | 0 | 0 | 0 | Trans Line |  | 0 |  | 0 |  | 4166 | 0
BIG CRK 3-MAMMOTH POOL | 4168 | 220kV | 4331.19 | 0 | 0 | 4331.19 | 0 | 0 | 0 | 4331.19 | 0 | 0 | Trans Line |  | 0 |  | 0 |  | 4168 | 0
BIG CRK 1-RECTOR, OTHER | 4169 | 220kV | 3565382.17 | 0 | 2701.36 | 3568083.53 | 3452749.4023 | 0 | 2616.0223 | 112632.7677 | 0 | 85.3377 | Trans Line |  | 0 |  | 0 |  | 4169 | 0
DEVERS-PALO VERDE | 4185 | 500kV | 12533939 | 0 | 0 | 12533939 | 12546475.5 | 0 | 0 | -12536.5 | 0 | 0 | Trans Line |  | 0 |  | 0 |  | 4185 | 0
DEVERS-PALO VERDE | 4186 | 500kV | 1193710.35 | 0 | 0 | 1193710.35 | 1194334.76 | 0 | 0 | -624.41 | 0 | 0 | Trans Line |  | 0 |  | 0 |  | 4186 | 0
DEVERS-VALLEY LNS 1,2 | 4187 | 500kV | 10444073.32 | 0 | 0 | 10444073.32 | 10444073.32 | 0 | 0 | 0 | 0 | 0 | Trans Line |  | 0 |  | 0 |  | 4187 | 0
SERRANO-VALLEY LN | 4188 | 500kV | 2855826.23 | 8043.41 | 0 | 2863869.64 | 2858639.23 | 8043.41 | 0 | -2813 | 9.0949e-13 | 0 | Trans Line |  | 0 |  | 0 |  | 4188 | 0
SERRANO-VILLA PK LN 1,2,3 | 4189 | 220kV | 78247.82 | 0 | 0 | 78247.82 | 78247.82 | 0 | 0 | 0 | 0 | 0 | Trans Line |  | 0 |  | 0 |  | 4189 | 0
VARIOUS 66KV LINES | 4200 | 66kV | 0 | 465309.77 | 0 | 465309.77 | 0 | 0 | 0 | 0 | 465309.77 | 0 | Trans Line |  | 0 |  | 0 |  | 4200 | 0
E.MAGUNDEN-ANTELOPE 220KV | 4207 | 220kV | 0 | 25798.08 | 0 | 25798.08 | 0 | 0 | 0 | 0 | 25798.08 | 0 | Trans Line |  | 0 |  | 0 |  | 4207 | 0
ANTELOPE-MESA 220 KV LN | 4307 | 220kV | 0 | 23141.5 | 0 | 23141.5 | 0 | 0 | 0 | 0 | 23141.5 | 0 | Trans Line |  | 0 |  | 0 |  | 4307 | 0
EAGLE ROCK-MESA 220KV LN | 4314 | 220kV | 0 | 5448.73 | 0 | 5448.73 | 0 | 0 | 0 | 0 | 5448.73 | 0 | Trans Line |  | 0 |  | 0 |  | 4314 | 0
CENTER-MESA 220KV LN | 4319 | 220kV | 0 | 0 | 0 | 0 | 0 | 0 | 0 | 0 | 0 | 0 | Trans Line |  | 0 |  | 0 |  | 4319 | 0
MESA-REDONDO 220KV LN | 4414 | 220kV | 0 | 0 | 0 | 0 | 0 | 0 | 0 | 0 | 0 | 0 | Trans Line |  | 0 |  | 0 |  | 4414 | 0
CENTER MESA&OLINDA 220KV | 4419 | 220kV | 0 | 0 | 0 | 0 | 0 | 0 | 0 | 0 | 0 | 0 | Trans Line |  | 0 |  | 0 |  | 4419 | 0
ETIWANDA-PADUA 220KV LN | 4518 | 220kV | 0 | 0 | 0 | 0 | 0 | 0 | 0 | 0 | 0 | 0 | Trans Line |  | 0 |  | 0 |  | 4518 | 0
DESERT REGION 115KV LINES | 4570 | 115kV | 0 | 0 | 256666.35 | 256666.35 | 0 | 0 | 0 | 0 | 0 | 256666.35 | Trans Line |  | 0 |  | 0 |  | 4570 | 0
33&66KV LNS IN NRTHEN T/S | 4605 |  | 0 | 235737.67 | 0 | 235737.67 | 0 | 0 | 0 | 0 | 235737.67 | 0 | Trans Line |  | 0 |  | 0 |  | 4605 | 0
MOORPARK-PARDEE 200KV LN | 4625 | 115kV | 0 | 7825.36 | 0 | 7825.36 | 0 | 0 | 0 | 0 | 7825.36 | 0 | Trans Line |  | 0 |  | 0 |  | 4625 | 0
EASTERN T/S REG | 4700 | Transmission Line | 33304.81 | 0 | 1232.87 | 34537.68 | 0 | 0 | 0 | 33304.81 | 0 | 1232.87 | Trans Line |  | 0 |  | 0 |  | 4700 | 0
CORONA-JEFFERSON 66 KV LN | 4705 | 66kV | 243214.84 | 3295.58 | 0 | 246510.42 | 94330.8251 | 1278.19 | 0 | 148884.0149 | 2017.39 | 0 | Trans Line |  | 0 |  | 0 |  | 4705 | 0
LEE VINING-LUNDY 55K 4771 | 4730 | 55kV | 10584.86 | 0 | 0 | 10584.86 | 0 | 0 | 0 | 10584.86 | 0 | 0 | Trans Line |  | 0 |  | 0 |  | 4730 | 0
BISHOP CRK55&115KV LINES | 4735 |  | 137.7 | 0 | 0 | 137.7 | 0 | 0 | 0 | 137.7 | 0 | 0 | Trans Line |  | 0 |  | 0 |  | 4735 | 0
115 KV LNS, ESTN T/S REG | 4750 | 115kV | 14315889.14 | 2901.91 | 173059.35 | 14491850.4 | 3933969.0247 | 796.9059 | 118008.8127 | 10381920.1153 | 2105.0041 | 55050.5373 | Trans Line |  | 0 |  | 0 |  | 4750 | 0
DEVERS-SN BRDNO 220 KV LN | 4756 | 220kV | 1079576.73 | 0 | 0 | 1079576.73 | 1079559.0701 | 0 | 0 | 17.6599 | 0 | 0 | Trans Line |  | 0 |  | 0 |  | 4756 | 0
BLYTHE-EAGLE MT 161 KV LN | 4759 | 161kV | 33310 | 0 | 0 | 33310 | 33310 | 0 | 0 | 0 | 0 | 0 | Trans Line |  | 0 |  | 0 |  | 4759 | 0
HOOVER-CLWTR 115 KV LN | 4781 | 115kV | 1277.33 | 0 | 0 | 1277.33 | 1277.33 | 0 | 0 | 0 | 0 | 0 | Trans Line |  | 0 |  | 0 |  | 4781 | 0
HOOVER-CLWTER 115 KV LN | 4782 | 115kV | 165196.31 | 0 | 0 | 165196.31 | 165196.31 | 0 | 0 | 0 | 0 | 0 | Trans Line |  | 0 |  | 0 |  | 4782 | 0
TOTAL TRANSMISSION SUBSTATIONS |  |  | 238550302.2 | 327516031.87 | 3349237990.0787 | 3915304324.1487 | 156496378.2154 | 166280485.4194 | 1704804473.1068 | 82053923.9846 | 161235546.4506 | 1644433516.972
Recalc based on all other TS locations
Allocation % to use | [6 empty] | 65.6% | 50.77% | 50.9% | 34.4% | 49.23% | 49.1%
MOUNTAINVIEW POWER-COMMON | 1250 |  | 0 | 0 | 23588991.67 | 23588991.67 | 0 | 0 | 12007094.9375 | 0 | 0 | 11581896.7325 |  | Low | 0 |  | 0 |  | 1250 | 0
PALOVERDE-SWITCHYARD | 1869 | 500kV | 0 | 2465520.09 | 7901074.34 | 10366594.43 | 0 | 1251749.0366 | 4021746.7129 | 0 | 1213771.0534 | 3879327.6271 |  | High | 0 |  | 0 |  | 1869 | 0
SHAVER LAKE (FP 67) | 2120 | 66kV | -266.84 | 0 | 0 | -266.84 | -175.0553 | 0 | 0 | -91.7847 | 0 | 0 |  | Low | 0 |  | 0 |  | 2120 | 0
MET T/S REGION | 4300 | Transmission Line | 0 | 131348.09 | 14695.55 | 146043.64 | 0 | 66685.6643 | 7480.2207 | 0 | 64662.4257 | 7215.3293 |  | Low | 0 |  | 0 |  | 4300 | -7.276e-11
COASTAL T/S REGION | 4400 | Transmission Line | 3127.1 | 0 | 12363.33 | 15490.43 | 2051.4743 | 0 | 6293.0912 | 1075.6257 | 0 | 6070.2388 |  | Low | 0 |  | 0 |  | 4400 | 0
EASTERN T/S REGION | 4500 | Transmission Line | 0 | 41481.28 | 21656.5 | 63137.78 | 0 | 21060.1213 | 11023.4322 | 0 | 20421.1587 | 10633.0678 |  | Low | 0 |  | 0 |  | 4500 | 0
NRTHN T/S REGION | 4600 | Transmission Line | 0 | 106617.96 | 21514.78 | 128132.74 | 0 | 54130.1323 | 10951.295 | 0 | 52487.8277 | 10563.485 |  | Low | 0 |  | 0 |  | 4600 | 0
VAR. TRANS. LINES-S/E DIV | 4800 | Transmission Line | 2930.68 | 32032.13 | 3629.72 | 38592.53 | 1922.6167 | 16262.7707 | 1847.5734 | 1008.0633 | 15769.3593 | 1782.1466 |  | Low | 0 |  | 0 |  | 4800 | -1.6371e-11
S/E DIV., 66KV LINES | 4805 | 66kV | 0 | 118500.11 | 0 | 118500.11 | 0 | 60162.7215 | 0 | 0 | 58337.3885 | 0 |  | Low | 0 |  | 0 |  | 4805 | -5.8208e-11
SUBSTN DIV | 5000 | Misc | 0 | 0 | 3270204.8 | 3270204.8 | 0 | 0 | 1664575.5803 | 0 | 0 | 1605629.2197 |  | Low | 0 |  | 0 |  | 5000 | 0
NO. T/S REG OFC/VALENCIA | 5038 | Misc | 123341.95 | 3713423.85 | 0 | 3836765.8 | 80916.135 | 1885312.0466 | 0 | 42425.815 | 1828111.8034 | 0 |  | Low | 0 |  | 0 |  | 5038 | -1.8626e-09
METRO REGION | 5100 |  | 0 | 0 | 621996.61 | 621996.61 | 0 | 0 | 316604.1369 | 0 | 0 | 305392.4731 |  | Low | 0 |  | 0 |  | 5100 | 0
NEENACH SUB | 5556 | 66kV | 0 | 0 | 22913.57 | 22913.57 | 0 | 0 | 11663.2968 | 0 | 0 | 11250.2732 |  | Low | 0 |  | 0 |  | 5101 | 0
CATALINA SERVICE CENTER | 6061 | CSTMR SRVC FAC. | 44054.54 | 0 | 0 | 44054.54 | 28901.1411 | 0 | 0 | 15153.3989 | 0 | 0 |  | Low | 0 |  | 0 |  | 6061 | 0
BARSTOW NO RGN-SAN BERDOO | 6072 | CSTMR SRVC FAC. | 0 | 7617.03 | 0 | 7617.03 | 0 | 3867.18 | 0 | 0 | 3749.85 | 0 |  | Low | 0 |  | 0 |  | 6072 | -3.638e-12
VENTURA COUNTY | 7056 |  | 0 | 0 | 74797.93 | 74797.93 | 0 | 0 | 38073.0919 | 0 | 0 | 36724.8381 |  | Low | 0 |  | 0 |  | 7056 | 0
B&A-T/S 3RD FLOOR-GO3 | 9010 | Misc | 0 | 0 | 23237.25 | 23237.25 | 0 | 0 | 11828.054 | 0 | 0 | 11409.196 |  | Low | 0 |  | 0 |  | 9010 | 0
CHINO OFC BLDG (FACILITY) | 9024 |  | 0 | 373557.62 | 0 | 373557.62 | 0 | 189655.8835 | 0 | 0 | 183901.7365 | 0 |  | Low | 0 |  | 0 |  | 9024 | 0
TRANS/SUB SUPPORT SERV | 9047 | Div Offices & Misc | 0 | 0 | 32925650.55 | 32925650.55 | 0 | 0 | 16759572.3278 | 0 | 0 | 16166078.2222 |  | Low | 0 |  | 0 |  | 9047 | 0
FUELS | 9203 | Misc | 0 | 0 | 341890.03 | 341890.03 | 0 | 0 | 174026.3469 | 0 | 0 | 167863.6831 |  | Low | 0 |  | 0 |  | 9203 | 0
CONTROL SYS SEC-ALHAMBRA | 9243 | Div Offices & Misc | 0 | 0 | 2970010.76 | 2970010.76 | 0 | 0 | 1511773.0194 | 0 | 0 | 1458237.7406 |  | Low | 0 |  | 0 |  | 9243 | 0
Total Locations Reclac'd |  |  | 173187.43 | 6990098.16 | 71814627.39 | 78977912.98 | 113616.3119 | 3548885.557 | 36554553.1167 | 59571.1181 | 3441212.603 | 35260074.2733
ISO/Non-ISO/Mix/Trans Line Summary |  | ISO Total | 27356352.8 | 63510035.49 | 727104657.8187 | 817971046.1087 | 27356352.8 | 63510035.49 | 727104657.8187
|  | Non-ISO Total | 16354694.96 | 34873768.04 | 555636275.94 | 606864738.94 |  |  |  | 16354694.96 | 34873768.04 | 555636275.94
|  | Mix Total | 25896461.77 | 220801045.76 | 2064161659.78 | 2310859167.31 | 6722959.1327 | 95931017.9943 | 976666999.1912 | 19173502.6373 | 124870027.7657 | 1087494660.5888
|  | Trans Line Total | 168942792.67 | 8331182.58 | 2335396.54 | 179609371.79 | 122417066.2828 | 6839431.935 | 1032816.0968 | 46525726.3872 | 1491750.645 | 1302580.4432
|  | Allocation Total | 173187.43 | 6990098.16 | 71814627.39 | 78977912.98 | 113616.3119 | 3548885.557 | 36554553.1167 | 59571.1181 | 3441212.603 | 35260074.2733
Total Transmission Substations |  |  | 238723489.63 | 334506130.03 | 3421052617.4687 | 3994282237.1287 | 156609994.5274 | 169829370.9763 | 1741359026.2235 | 82113495.1026 | 164676759.0537 | 1679693591.2452

## ISO w_System Splits
ISO TRANSMISSION LINES BY
OPERATING VOLTAGE / CIRCUIT NAME
AS OF DECEMBER 31, 2011
$
1 | OPERATING VOLTAGE |  | LOCATION | CIRCUIT | TOTAL ACCT. | A C C O U N T N O.
1 | CIRCUIT NAME |  | NO. | MILES | CIRCUIT MILES | 350 | 352 | 353 | 354 | 355 | 356 | 357 | 358 | 359 | TOTAL
1
1 | 1000kV TRANSMISSION LINES
1 | CELILO-SYLMAR HV DC - CALIF. |  | 4031 | 336.1775 | 336.1775 | 0 | 95840.85 | 0 | 27220052.61 | 0 | 14611107.8 | 0 | 0 | 136840.9 | 42063842.16
1 | CELILO-SYLMAR HV DC - NEVADA |  | 4034 | 289.725 | 289.725 | 0 | 540.83 | 0 | 7698607.48 | 0 | 5631427.23 | 0 | 0 | 668870.63 | 13999446.17
1 |  | TOTAL CELILO-SYLMAR |  | 625.9025 | 625.9025 | 0 | 96381.68 | 0 | 34918660.09 | 0 | 20242535.03 | 0 | 0 | 805711.53 | 56063288.33
1
1 |  | TOTAL 1000kV T/L'S |  | 625.9025 | 625.9025 | 0 | 96381.68 | 0 | 34918660.09 | 0 | 20242535.03 | 0 | 0 | 805711.53 | 56063288.33
1
1 | 500kV TRANSMISSION LINES
1 | DEVERS-PALO VERDE - CALIF. |  | 4185 | 126.4546 | 126.4546 | 12546475.5 | 0 | 0 | 28772328.35 | 804.68 | 21381648.71 | 0 | 1151660.45 | 453081.41 | 64305999.1
1 | DEVERS-PALO VERDE - ARIZONA |  | 4186 | 112.0458 | 112.0458 | 1194334.76 | 0 | 0 | 17297410.52 | 0 | 25189674.9 | 0 | 0 | 147244.76 | 43828664.94
1 |  | TOTAL DEVERS-PALO VERDE |  | 238.5004 | 238.5004 | 13740810.26 | 0 | 0 | 46069738.87 | 804.68 | 46571323.61 | 0 | 1151660.45 | 600326.17 | 108134664.04
1
1 | DEVERS-VALLEY |  | 4187 | 41.6012 | 41.6012 | 10444073.32 | 0 | 0 | 21195906.16 | 0 | 11949086.67 | 0 | 0 | 4790335.85 | 48379402
1
1 | ELDORADO-LUGO - CALIF. |  | 4136 | 150.6686 | 150.6686 | 1330373 | 0 | 0 | 12189960.31 | 0 | 10420731.94 | 0 | 0 | 117747.17 | 24058812.42
1 | ELDORADO-LUGO - NEVADA |  | 4137 | 26.509 | 26.509 | 16589.08 | 0 | 0 | 2027936.36 | 0 | 1784137.46 | 0 | 0 | 20088.12 | 3848751.02
1 |  | TOTAL ELDORADO-LUGO |  | 177.1776 | 177.1776 | 1346962.08 | 0 | 0 | 14217896.67 | 0 | 12204869.4 | 0 | 0 | 137835.29 | 27907563.44
1
1 | ELDORADO-MCCULLOUGH (SCE PORTION) |  | N/A | 0.6 | [10 empty] | N/A
1
1 | ELDORADO-MOENKOPI (SCE PORTION) |  | 4143 | 29.6458 | 29.6458 | 6166.88 | 0 | 0 | 2588095.03 | 0 | 1880705.48 | 0 | 0 | 145064.49 | 4620031.88
1
1 | ELDORADO-MOHAVE |  | 4141 | 59.3947 | 59.3947 | 76199.12 | 0 | 0 | 1155537.99 | 0 | 1251359.25 | 0 | 0 | 55916.25 | 2539012.61
1
1 | LAUGHLIN-MOHAVE (SCE PORTION) |  | N/A | 0.22 | [10 empty] | N/A
1
1 | LUGO-MOHAVE - NEVADA |  | 4130 | 9.853 | 9.853 | 157989.61 | 0 | 0 | 420632.4 | 0 | 517455.16 | 0 | 0 | 19050.7 | 1115127.87
1 | LUGO-MOHAVE - CALIF. |  | 4140 | 165.9571 | 165.9571 | 278111.81 | 0 | 0 | 12178545.18 | 1375948.02 | 9649509.52 | 0 | 0 | 329332.83 | 23811447.36
1 |  | TOTAL LUGO-MOHAVE |  | 175.8101 | 175.8101 | 436101.42 | 0 | 0 | 12599177.58 | 1375948.02 | 10166964.68 | 0 | 0 | 348383.53 | 24926575.23
1
1 | LUGO-MIRA LOMA No.2 |  | 4138 | 30.5887 | 96.5061 | 3044536.16 | 0 | 31.1224 | 8352556.6801 | 37477.4135 | 5848512.9164 | 0 | 0 | 200591.9579 | 17483706.2504
1
1 | LUGO-MIRA LOMA No. 3 |  | 4138 | 31.4223 | 96.5061 | 3127505.5358 | 0 | 31.9706 | 8580179.6666 | 38498.744 | 6007895.9686 | 0 | 0 | 206058.4687 | 17960170.3542
1
1 | LUGO-RANCHO VISTA |  | 4138 | 26.9742 | 96.5061 | 2684779.5642 | 0 | 27.4449 | 7365579.6168 | 33048.9075 | 5157425.346 | 0 | 0 | 176889.0764 | 15417749.9557
1
1 | MIRA LOMA-RANCHO VISTA |  | 4138 | 7.5209 | 96.5061 | 748566.06 | 0 | 7.6521 | 2053659.4465 | 9214.645 | 1437985.309 | 0 | 0 | 49319.937 | 4298753.0496
1
1 |  | TOTAL LUGO-MIRA LOMA |  | 96.5061 | 96.5061 | 9605387.32 | 0 | 98.19 | 26351975.41 | 118239.71 | 18451819.54 | 0 | 0 | 632859.44 | 55160379.61
1
1 | LUGO-VICTORVILLE (SCE PORTION) |  | 4154 | 7.5735 | 7.5735 | 751548.67 | 0 | 0 | 1157576.74 | 0 | 759625.13 | 0 | 0 | 0 | 2668750.54
1
1 | LUGO-VINCENT No. 1 |  | 4123 | 47.1644 | 94.3868 | 866927.4618 | 0 | 8311.3646 | 3876289.4888 | 0 | 3569520.9467 | 0 | 0 | 944.7141 | 8321993.9761
1
1 | LUGO-VINCENT No. 2 |  | 4123 | 47.2224 | 94.3868 | 867993.5582 | 0 | 8321.5854 | 3881056.3212 | 0 | 3573910.5333 | 0 | 0 | 945.8759 | 8332227.8739
1
1 | MIDWAY-VINCENT No. 1 |  | 4026 | 112.6978 | 225.4945 | 1454772.7289 | 0 | 13546.496 | 9645438.2053 | 42660.6012 | 11465681.4616 | 0 | 0 | 397593.2324 | 23019692.7254
1
1 | MIDWAY-VINCENT No. 2 |  | 4026 | 112.7967 | 225.4945 | 1456049.3911 | 0 | 13558.384 | 9653902.7347 | 42698.0388 | 11475743.3784 | 0 | 0 | 397942.1476 | 23039894.0746
1
1 | MIDWAY-VINCENT No. 3 (SCE PORTION) |  | 4155 | 52.6164 | 52.6164 | 2956983.22 | 0 | 0 | 7540671.24 | 0 | 4581493.11 | 0 | 0 | 187772.25 | 15266919.82
1
1 | MIRA LOMA-SERRANO No. 1 & 2 |  | 4148 | 28.7512 | 28.7512 | 1696736.12 | 0 | 0 | 18384825.73 | 0 | 7820474.92 | 0 | 0 | 252983.4 | 28155020.17
1
1 | SERRANO-VALLEY |  | 4188 | 40.5209 | 40.5209 | 2858639.23 | 8043.41 | 0 | 22909118.48 | 515652.76 | 14833343.11 | 0 | 0 | 2448260.13 | 43573057.12
1
1 | MIRA LOMA SUBSTATION |  | 5069 |  |  | Refer Substation Study | Refer Substation Study | Refer Substation Study | 0 | 98999.2694 | 43265.205 | 0 | 0 | 0 | 142264.4744
1
1 | VALLEY SUB |  | 5070 |  |  | Refer Substation Study | Refer Substation Study | Refer Substation Study | 0 | 3571.6074 | 1753.9805 | 0 | 0 | 0 | 5325.5879
1
1 | SERRANO SUB |  | 5080 |  |  | Refer Substation Study | Refer Substation Study | Refer Substation Study | 0 | 0 | 0 | 0 | 0 | 2236589.73 | 2236589.73
1
1 | EL DORADO SUB |  | 5090 |  |  | Refer Substation Study | Refer Substation Study | Refer Substation Study | 0 | 0 | 0 | 0 | 0 | 92479.0072 | 92479.0072
1
1 | SYLMAR-PAC INTERTIE |  | 8958 |  |  | Refer Substation Study | Refer Substation Study | Refer Substation Study | 2505376.39 | 0 | 359913.49 | 0 | 0 | 0 | 2865289.88
1
1 |  | TOTAL 500kV T/L'S |  | 1268.7992 | 1587.8605 | 48565350.78 | 8043.41 | 43836.02 | 203732583.04 | 2198574.6867 | 160960853.8955 | 0 | 1151660.45 | 12726231.5072 | 429387133.7895
1
1 |  | 220kV TRANSMISSION LINES
1
1 | ANTELOPE WINDHUB ($56M) |  | 4708 | 25.7 | 25.7 | 0 | 0 | 0 | 13746933.36 | 30818084.09 | 19251106.65 | 0 | 0 | 0 | 63816124.1
1
1 | ANTELOPE-PARDEE ($132M) |  | 4644 | 26.39 | 26.39 | 0 | 0 | 0 | 27679225.5 | 2721999.36 | 13931303.82 | 0 | 0 | 89385747.43 | 133718276.11
1 | Built as 500kV energized as 220
1
1 | ALAMITOS-BARRE NO. 1 |  | 4120 | 15.3496 | 124.6726 | 525750.6302 | 36707.9955 | 416.1431 | 748380.8936 | 108426.8638 | 694196.2279 | 31.5272 | 0 | 4114.6572 | 2118024.9385
1
1 | ALAMITOS-BARRE No. 2 |  | 4120 | 15.3995 | 124.6726 | 527459.7924 | 36827.3295 | 417.496 | 750813.8044 | 108779.3485 | 696452.9898 | 31.6296 | 0 | 4128.0336 | 2124910.4238
1
1 | ALAMITOS-CENTER |  | 4120 | 11.4696 | 124.6726 | 392853.8482 | 27429.1203 | 310.9524 | 559208.6763 | 81019.2289 | 518720.5566 | 23.5579 | 0 | 3074.5734 | 1582640.5141
1
1 | ALAMITOS-LIGHTHIPE |  | 4120 | 11.8379 | 124.6726 | 405468.7669 | 28309.896 | 320.9374 | 577165.4102 | 83620.8351 | 535377.1777 | 24.3143 | 0 | 3173.301 | 1633460.6387
1
1 | ANTELOPE-VINCENT No. 1&2 ($88M) |  | 4712 | 21.52 | 21.52 | 0 | 0 | 0 | 90778824.77 | 0 | 9514634.94 | 0 | 0 | 0.02 | 100293459.73
1
1 | ANTELOPE-MAGUNDEN No. 1 |  | 4107 | 59.2509 | 270.7887 | 577577.2355 | 71436.192 | 0 | 1944873.5343 | 0 | 1490900.1709 | 0 | 0 | 183021.6661 | 4267808.7987
1
1 | ANTELOPE-MAGUNDEN No. 2 |  | 4107 | 59.2683 | 270.7887 | 577746.8505 | 71457.1704 | 0 | 1945444.6784 | 0 | 1491337.9982 | 0 | 0 | 183075.4134 | 4269062.1109
1
1 | ANTELOPE-MESA (DISCONNECTED) |  | 4107 | 60.4437 | 270.7887 | 589204.639 | 72874.2982 | 0 | 1984026.4443 | 0 | 1520913.9888 | 0 | 0 | 186706.1375 | 4353725.5078
1
1 | BAILEY-PARDEE |  | 4101 | 26.9003 | 354.2805 | 110761.6839 | 21122.1384 | 7477.1301 | 1693232.902 | 104938.5023 | 2311537.4514 | 0 | 0 | 88631.5092 | 4337701.3174
1
1 | BAILEY-PASTORIA |  | 4101 | 12.3979 | 354.2805 | 51048.2144 | 9734.8416 | 3446.0847 | 780382.8283 | 48364.407 | 1065349.0916 | 0 | 0 | 40848.7856 | 1999174.2532
1
1 | BARRE-ELLIS |  | 4120 | 12.727 | 124.6726 | 435921.996 | 30436.1455 | 345.0418 | 620514.1263 | 89901.2805 | 575587.3373 | 26.1405 | 0 | 3411.6356 | 1756143.7036
1
1 | BARRE-LEWIS |  | 4118 | 5.0154 | 155.7535 | 177667.7734 | 4222.6276 | 70.9809 | 562343.1638 | 7703.0691 | 455339.4999 | 0 | 0 | 5929.0337 | 1213276.1484
1
1 | BARRE-VILLA PARK |  | 4118 | 8.9922 | 155.7535 | 318543.7157 | 7570.8243 | 127.2629 | 1008235.0755 | 13810.9698 | 816386.3004 | 0 | 0 | 10630.2701 | 2175304.4187
1
1 | BIG CREEK 1-BIG CREEK 2 |  | 4169 | 4.4926 | 297.6228 | 53819.2502 | 0 | 40.7769 | 131703.4794 | 6014.517 | 91564.9974 | 0 | 0 | 1602.3596 | 284745.3804
1
1 | BIG CREEK 1-RECTOR |  | 4169 | 74.3496 | 297.6228 | 890673.4907 | 0 | 674.8308 | 2179606.6897 | 99536.333 | 1515340.9895 | 0 | 0 | 26518.006 | 4712350.3397
1
1 | BIG CREEK 2-BIG CREEK 3 |  | 4169 | 7.4074 | 297.6228 | 88737.1931 | 0 | 67.2329 | 217152.7297 | 9916.7371 | 150972.3905 | 0 | 0 | 2641.9709 | 469488.2542
1
1 | BIG CREEK 2-BIG CREEK 8 |  | 4166 | 1.7038 | 9.0272 | 1705.157 | 0 | 0 | 30963.0242 | 0 | 25750.0213 | 0 | 0 | 0 | 58418.2026
1
1 | BIG CREEK 3-BIG CREEK 4 |  | 4111 | 5.7906 | 5.7906 | 1943.63 | 0 | 0 | 133733.62 | 0 | 155709.53 | 0 | 0 | 29428.59 | 320815.37
1
1 | BIG CREEK 3-BIG CREEK 8 |  | 4166 | 7.3234 | 9.0272 | 7329.233 | 0 | 0 | 133087.5758 | 0 | 110680.6587 | 0 | 0 | 0 | 251097.4674
1
1 | BIG CREEK 3-RECTOR |  | 4169 | 64.3359 | 297.6228 | 770714.0406 | 0 | 583.9419 | 1886048.587 | 86130.3836 | 1311248.8347 | 0 | 0 | 22946.4554 | 4077672.2433
1
1 | BIG CREEK 3-SPRINGVILLE |  | 4113 | 76.6992 | 129.5531 | 517949.476 | 0 | 0 | 1090070.9963 | 122063.628 | 1273128.4123 | 0 | 0 | 373580.9045 | 3376793.4172
1
1 | BIG CREEK 4-SPRINGVILLE |  | 4121 | 83.5204 | 135.4137 | 218295.84 | 0 | 0 | 1234281.3348 | 114861.0533 | 1265884.0577 | 0 | 0 | 88629.629 | 2921951.9149
1
1 | CENTER-DEL AMO |  | 4120 | 6.1864 | 124.6726 | 211895.0134 | 14794.5447 | 167.7195 | 301622.4241 | 43699.6371 | 279784.1992 | 12.7065 | 0 | 1658.3439 | 853634.5885
1
1 | CENTER-MESA |  | 4119 | 12.4612 | 137.6463 | 190094.2665 | 6505.4961 | 9.1336 | 717767.73 | 7711.0566 | 1344075.4061 | 0 | 0 | 4746.5747 | 2270909.6636
1
1 | CENTER-OLINDA |  | 4119 | 18.7746 | 137.6463 | 286404.5048 | 9801.4708 | 13.7611 | 1081420.8923 | 11617.822 | 2025043.9861 | 0 | 0 | 7151.4012 | 3421453.8383
1
1 | CHEVMAIN-EL NIDO |  | 4116 | 1.2466 | 90.4527 | 49024.022 | 2385.4553 | 28.1617 | 44330.7837 | 139671.904 | 93417.5039 | 0 | 0 | 184.9056 | 329042.7362
1 | CHEVMAIN-EL NIDO |  | 4116 | 0.4763 | 0.9526 | 18731.0618 | 911.433 | 10.76 | 0 | 0 | 0 | 90294.475 | 228413.98 | 70.6486 | 338432.3584
1 |  | TOTAL CHEVMAIN-EL NIDO |  | 1.7229 | 91.4053 | 67755.0838 | 3296.8882 | 38.9217 | 44330.7837 | 139671.904 | 93417.5039 | 90294.475 | 228413.98 | 255.5542 | 667475.0946
1
1 | CHEVMAIN-EL SEGUNDO |  | 4116 | 1.7776 | 90.4527 | 69906.2261 | 3401.5605 | 40.1574 | 63213.8626 | 199166.3538 | 133209.4938 | 0 | 0 | 263.6677 | 469201.3219
1
1 | CHINO-MIRA LOMA No.1 |  | 4117 | 9.2967 | 305.1849 | 30630.3295 | 215.7952 | 391.6624 | 467081.4875 | 21125.307 | 603741.3194 | 0 | 0 | 4604.7688 | 1127790.6698
1
1 | CHINO-MIRA LOMA No. 2 |  | 4118 | 6.6849 | 155.7535 | 236808.8883 | 5628.2337 | 94.6086 | 749533.0015 | 10267.2263 | 606910.5202 | 0 | 0 | 7902.6592 | 1617145.1378
1
1 | CHINO-MIRA LOMA No. 3 |  | 4118 | 6.7911 | 155.7535 | 240570.9646 | 5717.6469 | 96.1116 | 761440.4952 | 10430.3371 | 616552.2347 | 0 | 0 | 8028.2052 | 1642835.9954
1
1 | CHINO-SERRANO |  | 4108 | 24.8393 | 169.202 | 1184402.2968 | 445660.0185 | 0 | 2072083.4648 | 228788.4443 | 2077388.1106 | 15.5493 | 0 | 66667.5658 | 6075005.45
1
1 | CHINO-VIEJO |  | 4108 | 25.411 | 169.202 | 1211660.4693 | 455916.5653 | 0 | 2119770.9851 | 234053.8468 | 2125197.7135 | 15.9072 | 0 | 68201.8722 | 6214817.3594
1
1 | CIMA-ELDORADO-PISGAH No. 1 - CALIF. |  | 4117 | 82.4176 | 305.1849 | 271545.6281 | 1913.0795 | 3472.186 | 4140795.6807 | 187281.1965 | 5352319.7015 | 0 | 0 | 40822.4416 | 9998149.9141
1 | CIMA-ELDORADO-PISGAH No. 1 - NEVADA |  | 4127 | 26.9238 | 85.0888 | 6278.5548 | 0 | 0 | 204931.0665 | 0 | 173968.608 | 0 | 0 | 1647.0991 | 386825.3284
1 |  | TOTAL CIMA-ELDORADO-PISGAH No.1 |  | 109.3414 | 390.2737 | 277824.1829 | 1913.0795 | 3472.186 | 4345726.7473 | 187281.1965 | 5526288.3094 | 0 | 0 | 42469.5407 | 10384975.2425
1
1 | CIMA-ELDORADO-PISGAH No. 2 - CALIF. |  | 4117 | 82.681 | 305.1849 | 272413.4661 | 1919.1936 | 3483.2828 | 4154029.3296 | 187879.7321 | 5369425.2834 | 0 | 0 | 40952.9069 | 10030103.1945
1 | CIMA-ELDORADO-PISGAH No. 2 - NEVADA |  | 4127 | 27.0283 | 85.0888 | 6302.9239 | 0 | 0 | 205726.4705 | 0 | 174643.8365 | 0 | 0 | 1653.492 | 388326.723
1 |  | TOTAL CIMA-ELDORADO-PISGAH No.2 |  | 109.7093 | 390.2737 | 278716.39 | 1919.1936 | 3483.2828 | 4359755.8001 | 187879.7321 | 5544069.12 | 0 | 0 | 42606.3989 | 10418429.9175
1
1 | COACHELLA VALLEY-DEVERS |  | 4109 | 0.3826 | 0.3826 | [9 empty] | N/A
1
1 | DEL AMO-ELLIS |  | 4120 | 22.4957 | 124.6726 | 770517.0461 | 53797.627 | 609.8811 | 1096794.188 | 158905.6522 | 1017383.5204 | 46.2048 | 0 | 6030.261 | 3104084.3807
1
1 | DEL AMO-HINSON |  | 4115 | 6.044 | 27.0668 | 358847.5144 | 118713.7346 | 479.7989 | 803684.7421 | 88115.2935 | 468089.7485 | 0 | 0 | 6122.2218 | 1844053.0538
1 | DEL AMO-HINSON |  | 4120 | 6.2167 | 124.6726 | 212932.8414 | 14867.006 | 168.541 | 303099.7226 | 43913.671 | 281154.5376 | 12.7687 | 0 | 1666.4662 | 857815.5545
1 |  | TOTAL DEL AMO-HINSON |  | 12.2607 | 151.7394 | 571780.3558 | 133580.7407 | 648.3399 | 1106784.4646 | 132028.9645 | 749244.2861 | 12.7687 | 0 | 7788.688 | 2701868.6083
1
1 | DEL AMO-LAGUNA BELL |  | 4114 | 6.9956 | 129.5531 | 173365.0475 | 29132.3719 | 35702.4509 | 730731.5851 | 7987.3941 | 522812.6649 | 0 | 0 | 16424.6105 | 1516156.1249
1 | DEL AMO-LAGUNA BELL |  | 4120 | 6.2091 | 124.6726 | 212672.5281 | 14848.8309 | 168.335 | 302729.179 | 43859.9859 | 280810.8224 | 12.7531 | 0 | 1664.4289 | 856766.8634
1 |  | TOTAL DEL AMO-LAGUNA BELL |  | 13.2047 | 254.2257 | 386037.5757 | 43981.2028 | 35870.7859 | 1033460.7641 | 51847.38 | 803623.4872 | 12.7531 | 0 | 18089.0394 | 2372922.9882
1
1 | DEVERS-MIRAGE |  | 4104 | 15.2305 | 143.647 | 141117.0639 | 0 | 0 | 616500.0257 | 18671.7393 | 332150.8721 | 0 | 0 | 24421.2461 | 1132860.947
1
1 | DEVERS-SAN BERNARDINO No.1 |  | 4104 | 43.2707 | 143.647 | 400921.4496 | 0 | 0 | 1751510.959 | 53047.4527 | 943659.1537 | 0 | 0 | 69382.1222 | 3218521.1372
1
1 | DEVERS-EL CASCO |  | 4104 | 2.3226 | 143.647 | 21520.1554 | 0 | 0 | 94015.3938 | 2847.4142 | 50652.5446 | 0 | 0 | 3724.206 | 172759.7138
1 | DEVERS-EL CASCO |  | 4756 | 27.2274 | 120.3068 | 244325.6331 | 0 | 0 | 1574903.497 | 128588.3243 | 1042079.0103 | 0 | 0 | 26995.2896 | 3016891.7542
1 |  | TOTAL DEVERS-EL CASCO |  | 29.55 | 263.9538 | 265845.7884 | 0 | 0 | 1668918.8907 | 131435.7384 | 1092731.5548 | 0 | 0 | 30719.4955 | 3189651.468
1
1 | EL CASCO-SAN BERNARDINO |  | 4104 | 1.087 | 143.647 | 10071.8697 | 0 | 0 | 44001.1132 | 1332.6477 | 23706.4193 | 0 | 0 | 1743.004 | 80855.0539
1 | EL CASCO-SAN BERNARDINO |  | 4756 | 12.743 | 120.3068 | 114349.3572 | 0 | 0 | 737086.8143 | 60181.9467 | 487714.1358 | 0 | 0 | 12634.3437 | 1411966.5976
1 |  | TOTAL EL CASCO-SAN BERNARDINO |  | 13.83 | 263.9538 | 124421.2269 | 0 | 0 | 781087.9275 | 61514.5943 | 511420.5551 | 0 | 0 | 14377.3477 | 1492821.6515
1
1 | DEVERS-VISTA No. 1 |  | 4104 | 4.9871 | 143.647 | 46207.6038 | 0 | 0 | 201867.7836 | 6113.9051 | 108760.0285 | 0 | 0 | 7996.533 | 370945.854
1 | DEVERS-VISTA No. 1 |  | 4756 | 40.2981 | 120.3068 | 361616.2264 | 0 | 0 | 2330949.2842 | 190318.2404 | 1542337.8814 | 0 | 0 | 39954.6074 | 4465176.2399
1 |  | TOTAL DEVERS-VISTA No. 1 |  | 45.2852 | 263.9538 | 407823.8302 | 0 | 0 | 2532817.0678 | 196432.1455 | 1651097.9099 | 0 | 0 | 47951.1405 | 4836122.0938
1
1 | DEVERS-VISTA No. 2 |  | 4104 | 4.9856 | 143.647 | 46193.7057 | 0 | 0 | 201807.0666 | 6112.0661 | 108727.3161 | 0 | 0 | 7994.1279 | 370834.2824
1 | DEVERS-VISTA No. 2 |  | 4756 | 40.0364 | 120.3068 | 359267.8535 | 0 | 0 | 2315811.8601 | 189082.2942 | 1532321.7808 | 0 | 0 | 39695.1381 | 4436178.9268
1 |  | TOTAL DEVERS-VISTA No. 2 |  | 45.022 | 263.9538 | 405461.5591 | 0 | 0 | 2517618.9268 | 195194.3604 | 1641049.0969 | 0 | 0 | 47689.266 | 4807013.2092
1
1 | EAGLE ROCK-MESA |  | 4101 | 2.535 | 354.2805 | 10437.8341 | 1990.4842 | 704.6213 | 159564.9642 | 9889.0757 | 217832.0479 | 0 | 0 | 8352.3558 | 408771.3832
1 | EAGLE ROCK-MESA |  | 4114 | 22.061 | 129.5531 | 546715.9806 | 91870.4981 | 112589.5948 | 2304401.2662 | 25188.676 | 1648717.794 | 0 | 0 | 51795.8906 | 4781279.7002
1 |  | TOTAL EAGLE ROCK-MESA |  | 24.596 | 483.8336 | 557153.8147 | 93860.9823 | 113294.2161 | 2463966.2304 | 35077.7517 | 1866549.8419 | 0 | 0 | 60148.2464 | 5190051.0834
1
1 | EAGLE ROCK-PARDEE |  | 4101 | 46.6608 | 354.2805 | 192125.3213 | 36638.0999 | 12969.7019 | 2937052.8133 | 182024.5301 | 4009553.3029 | 0 | 0 | 153738.6991 | 7524102.4684
1 | EAGLE ROCK-PARDEE |  | 4114 | 4.6021 | 129.5531 | 114049.3003 | 19164.9163 | 23487.0846 | 480716.4257 | 5254.5581 | 343935.6402 | 0 | 0 | 10805.0346 | 997412.9599
1 |  | TOTAL EAGLE ROCK-PARDEE |  | 51.2629 | 483.8336 | 306174.6216 | 55803.0162 | 36456.7865 | 3417769.239 | 187279.0882 | 4353488.9431 | 0 | 0 | 164543.7337 | 8521515.4283
1
1 | EAGLE ROCK-SYLMAR |  | 4046 | 1.79 | 1.79 | 186657 | 0 | 0 | 214408.72 | 0 | 62108.41 | 0 | 0 | 0 | 463174.13
1 | EAGLE ROCK-SYLMAR |  | 4101 | 23.6785 | 354.2805 | 97495.9585 | 18592.3783 | 6581.6078 | 1490437.4773 | 92370.2088 | 2034688.8155 | 0 | 0 | 78016.2746 | 3818182.7208
1 |  | TOTAL EAGLE ROCK-SYLMAR |  | 25.4685 | 356.0705 | 284152.9585 | 18592.3783 | 6581.6078 | 1704846.1973 | 92370.2088 | 2096797.2255 | 0 | 0 | 78016.2746 | 4281356.8508
1
1 | EL NIDO-EL SEGUNDO |  | 4116 | 2.9001 | 90.4527 | 114049.8686 | 5549.5418 | 65.5156 | 103131.4823 | 324933.8111 | 217327.2125 | 0 | 0 | 430.1659 | 765487.5977
1 | EL NIDO-EL SEGUNDO |  | 4116 | 0.4763 | 0.9526 | 18731.0618 | 911.433 | 10.76 | 0 | 0 | 0 | 90294.475 | 228413.98 | 70.6486 | 338432.3584
1 |  | TOTAL EL NIDO-EL SEGUNDO |  | 3.3764 | 91.4053 | 132780.9304 | 6460.9748 | 76.2756 | 103131.4823 | 324933.8111 | 217327.2125 | 90294.475 | 228413.98 | 500.8145 | 1103919.9561
1
1 | EL NIDO-LA CIENEGA |  | 4116 | 8.7009 | 90.4527 | 342173.2014 | 16649.7736 | 196.5604 | 309415.7836 | 974868.6586 | 652026.6001 | 0 | 0 | 1290.5866 | 2296621.1643
1
1 | EL NIDO-LA FRESA No. 3 |  | 4116 | 3.8702 | 90.4527 | 152200.2004 | 7405.8952 | 87.431 | 137629.5516 | 433626.0252 | 290024.4053 | 0 | 0 | 574.0588 | 1021547.5675
1
1 | EL NIDO-LA FRESA No. 4 |  | 4116 | 3.9963 | 90.4527 | 157159.2323 | 7647.1963 | 90.2797 | 142113.8383 | 447754.5565 | 299474.0661 | 0 | 0 | 592.763 | 1054831.9322
1
1 | ELDORADO-MEAD No. 1 |  | 4144 | 15.2908 | 30.6359 | 4987.8986 | 0 | 0 | 236417.4076 | 0 | 214227.183 | 0 | 0 | 510.7381 | 456143.2274
1
1 | ELDORADO-MEAD No. 2 |  | 4144 | 15.3451 | 30.6359 | 5005.6114 | 0 | 0 | 237256.9624 | 0 | 214987.937 | 0 | 0 | 512.5519 | 457763.0626
1 | [14 empty] | 0
1 | ELDORADO-MERCHANT |  | 4102 | 0.3028 | 8.4268 | 52682.3253 | 0 | 0 | 74923.9994 | 17984.0702 | 49985.6116 | 0 | 0 | 0 | 195576.0065
1
1 | ELLIS-JOHANNA |  | 4156 | 6.3964 | 29.493 | 2608027.8465 | 0 | 0 | 490731.1574 | 1404683.401 | 644416.9112 | 0 | 0 | 8298.2278 | 5156157.5439
1
1 | ELLIS-SANTIAGO |  | 4156 | 14.7556 | 29.493 | 6016355.4017 | 0 | 0 | 1132048.1311 | 3240408.1033 | 1486579.666 | 0 | 0 | 19142.8507 | 11894534.1527
1
1 | ETIWANDA-RANCHO VISTA No1 |  | 4119 | 0.4581
1 | MIRA LOMA-RANCHO VISTA No.1 & 2 |  | 4118 | 6.89
1 | ETIWANDA-MIRA LOMA |  | 4119 | 6.8068 | 137.6463 | 103837.0023 | 3553.5591 | 4.9892 | 392073.1057 | 4212.0839 | 734187.1147 | 0 | 0 | 2592.7667 | 1240460.6216
1
1
1 | ETIWANDA-RANCHO VISTA No2 |  | 4118 | 0.4572
1 | PADUA-RANCHO VISTA No.1 & 2 |  | 4117 | 14.54
1 |  | ETIWANDA-PADUA | 4118 | 15.0502 | 155.7535 | 533145.0179 | 12671.2506 | 212.9992 | 1687477.9846 | 23115.3508 | 1366381.6528 | 0 | 0 | 17791.8297 | 3640796.0857
1
1 | ETIWANDA-SAN BERNARDINO |  | 4104 | 8.3015 | 143.647 | 76916.9303 | 0 | 0 | 336028.0334 | 10177.1737 | 181041.362 | 0 | 0 | 13310.9861 | 617474.4855
1 | ETIWANDA-SAN BERNARDINO |  | 4118 | 25.5295 | 155.7535 | 904368.4292 | 21494.1126 | 361.3084 | 2862451.6092 | 39210.3327 | 2317779.1927 | 0 | 0 | 30180.0983 | 6175845.0831
1 |  | TOTAL ETIWANDA-SAN BERNARDINO |  | 33.831 | 299.4005 | 981285.3595 | 21494.1126 | 361.3084 | 3198479.6426 | 49387.5064 | 2498820.5547 | 0 | 0 | 43491.0844 | 6793319.5686
1
1 | ETIWANDA-VISTA |  | 4118 | 15.3224 | 155.7535 | 542787.5524 | 12900.4246 | 216.8516 | 1717997.945 | 23533.4183 | 1391094.2205 | 0 | 0 | 18113.6151 | 3706644.0276
1
1 | GOLETA-SANTA CLARA No. 1 |  | 4125 | 49.3959 | 414.7472 | 1359466.7557 | 210777.6633 | 228.4446 | 3728028.0775 | 58611.2625 | 1644289.398 | 0 | 0 | 212134.431 | 7213536.0326
1
1 | GOLETA-SANTA CLARA No. 2 |  | 4125 | 49.3932 | 414.7472 | 1359392.4467 | 210766.1421 | 228.4321 | 3727824.3019 | 58608.0588 | 1644199.5204 | 0 | 0 | 212122.8357 | 7213141.7377
1
1 | GOODRICH-GOULD |  | 4114 | 8.6743 | 129.5531 | 214966.6121 | 36123.1251 | 44269.7938 | 906081.6782 | 9904.0901 | 648269.4692 | 0 | 0 | 20365.9442 | 1879980.7127
1
1 | GOODRICH-LAGUNA BELL |  | 4114 | 13.9123 | 129.5531 | 344774.7943 | 57936.1738 | 71002.231 | 1453221.6008 | 15884.7023 | 1039728.7777 | 0 | 0 | 32663.9757 | 3015212.2557
1
1 | GOULD-SYLMAR |  | 4101 | 27.4202 | 354.2805 | 112902.3663 | 21530.3644 | 7621.64 | 1725957.8822 | 106966.6405 | 2356212.3554 | 0 | 0 | 90344.4835 | 4421535.7324
1
1 | HARBORGEN-HINSON |  | 4102 | 3.0157 | 8.4268 | 524683.2513 | 0 | 0 | 746196.5154 | 179110.1738 | 497825.6565 | 0 | 0 | 0 | 1947815.597
1
1 | HARBORGEN-LONG BEACH |  | 4102 | 1.1515 | 8.4268 | 200342.4624 | 0 | 0 | 284923.9936 | 68390.5445 | 190087.291 | 0 | 0 | 0 | 743744.2915
1
1 | HINSON-LA FRESA |  | 4115 | 5.2326 | 27.0668 | 310672.6512 | 102776.5532 | 415.3865 | 695790.9962 | 76285.9174 | 405249.2419 | 0 | 0 | 5300.3206 | 1596491.067
1 | HINSON-LA FRESA |  | 4116 | 8.8286 | 90.4527 | 347195.1552 | 16894.1364 | 199.4452 | 313956.9685 | 989176.4576 | 661596.1615 | 0 | 0 | 1309.5281 | 2330327.8524
1 |  | TOTAL HINSON-LA FRESA |  | 14.0612 | 117.5195 | 657867.8064 | 119670.6896 | 614.8317 | 1009747.9647 | 1065462.375 | 1066845.4034 | 0 | 0 | 6609.8487 | 3926818.9195
1
1 | HINSON-LIGHTHIPE |  | 4115 | 6.3531 | 27.0668 | 377199.5605 | 124784.9483 | 504.3366 | 844786.4882 | 92621.6531 | 492028.6203 | 0 | 0 | 6435.3222 | 1938360.9292
1
1 | HOOVER-MEAD No. 2 (No. Boulder-Mead) |  | 4127 | 15.722 | 85.0888 | 3666.3264 | 0 | 0 | 119668.3317 | 0 | 101587.9799 | 0 | 0 | 961.8142 | 225884.4522
1
1 | HOOVER-MEAD No. 3 (So. Boulder-Mead) |  | 4127 | 15.4147 | 85.0888 | 3594.6649 | 0 | 0 | 117329.3113 | 0 | 99602.3556 | 0 | 0 | 943.0147 | 221469.3464
1
1 | JOHANNA-SANTIAGO |  | 4156 | 8.341 | 29.493 | 3400906.8019 | 0 | 0 | 639920.6716 | 1831727.8857 | 840329.1628 | 0 | 0 | 10821.0115 | 6723705.5334
1
1 | JULIAN HINDS-MIRAGE |  | 4104 | 46.8175 | 143.647 | 433784.061 | 0 | 0 | 1895078.2937 | 57395.6307 | 1021008.7294 | 0 | 0 | 75069.2156 | 3482335.9304
1
1 | KRAMER-LUGO No. 1 |  | 4135 | 47.8634 | 206.1454 | 414168.6635 | 0 | 0 | 2135368.5477 | 558700.3405 | 1552239.4356 | 0 | 0 | 22702.8361 | 4683179.8234
1
1 | KRAMER-LUGO No. 2 |  | 4135 | 47.8559 | 206.1454 | 414103.765 | 0 | 0 | 2135033.9441 | 558612.7945 | 1551996.206 | 0 | 0 | 22699.2787 | 4682445.9882
1
1 | LA CIENEGA-LA FRESA |  | 4116 | 11.8874 | 90.4527 | 467486.0893 | 22747.3616 | 268.546 | 422732.0376 | 1331891.3782 | 890816.0082 | 0 | 0 | 1763.2336 | 3137704.6545
1
1 | LA FRESA-LAGUNA BELL |  | 4114 | 7.0995 | 129.5531 | 175939.8986 | 29565.0515 | 36232.7106 | 741584.5514 | 8106.0244 | 530577.5794 | 0 | 0 | 16668.552 | 1538674.368
1 | LA FRESA-LAGUNA BELL |  | 4116 | 9.7578 | 90.4527 | 383737.0461 | 18672.2248 | 220.4366 | 347000.5784 | 1093286.1425 | 731228.3969 | 0 | 0 | 1447.3544 | 2575592.1798
1 |  | TOTAL LA FRESA-LAGUNA BELL |  | 16.8573 | 220.0058 | 559676.9447 | 48237.2763 | 36453.1472 | 1088585.1299 | 1101392.167 | 1261805.9762 | 0 | 0 | 18115.9064 | 4114266.5477
1
1 | LA FRESA-REDONDO No. 1 |  | 4116 | 4.529 | 90.4527 | 178108.291 | 8666.5546 | 102.3138 | 161057.3715 | 507439.4781 | 339393.4503 | 0 | 0 | 671.7772 | 1195439.2365
1
1 | LA FRESA-REDONDO No. 2 |  | 4116 | 4.5295 | 90.4527 | 178127.9541 | 8667.5114 | 102.3251 | 161075.1522 | 507495.4992 | 339430.9192 | 0 | 0 | 671.8514 | 1195571.2126
1
1 | LAGUNA BELL-RIO HONDO |  | 4114 | 16.0436 | 129.5531 | 397592.6978 | 66811.7276 | 81879.4444 | 1675848.4273 | 18318.1652 | 1199010.4165 | 0 | 0 | 37667.9457 | 3477128.8245
1
1 | LAGUNA BELL-VELASCO |  | 4114 | 2.4922 | 129.5531 | 61761.7319 | 10378.4804 | 12719.0874 | 260324.9552 | 2845.5291 | 186253.3197 | 0 | 0 | 5851.3086 | 540134.4123
1
1 | LEWIS-SERRANO No.1 |  | 4118 | 7.3176 | 155.7535 | 259221.9361 | 6160.9243 | 103.563 | 820473.409 | 11238.9796 | 664352.26 | 0 | 0 | 8650.6155 | 1770201.6875
1
1 | LEWIS-SERRANO No. 2 |  | 4118 | 7.2975 | 155.7535 | 258509.9047 | 6144.0015 | 103.2785 | 818219.7308 | 11208.1084 | 662527.4157 | 0 | 0 | 8626.8539 | 1765339.2935
1
1 | LEWIS-VILLA PARK |  | 4118 | 4.0154 | 155.7535 | 142243.326 | 3380.6953 | 56.8283 | 450219.8708 | 6167.1858 | 364551.2278 | 0 | 0 | 4746.868 | 971366.0019
1
1 | LIGHTHIPE-LONG BEACH |  | 4115 | 9.4371 | 27.0668 | 560304.414 | 185359.5938 | 749.1579 | 1254873.1435 | 137583.196 | 730875.2094 | 0 | 0 | 9559.2355 | 2879303.95
1
1 | LIGHTHIPE-MESA |  | 4114 | 12.1787 | 129.5531 | 301812.6972 | 50716.7959 | 62154.7028 | 1272136.8796 | 13905.3229 | 910169.0493 | 0 | 0 | 28593.7452 | 2639489.1929
1
1 | LIGHTHIPE-REDONDO |  | 4116 | 14.2136 | 90.4527 | 558966.6604 | 27198.7061 | 321.0968 | 505454.8589 | 1592524.1258 | 1065136.3977 | 0 | 0 | 2108.274 | 3751710.1197
1
1 | LUGO-PISGAH No. 1 |  | 4117 | 65.66 | 305.1849 | 216333.4766 | 1524.1017 | 2766.202 | 3298866.3149 | 149202.153 | 4264056.6044 | 0 | 0 | 32522.1981 | 7965271.0508
1
1 | LUGO-PISGAH No. 2 |  | 4117 | 65.1296 | 305.1849 | 214585.9397 | 1511.79 | 2743.8567 | 3272218.1472 | 147996.9014 | 4229611.6513 | 0 | 0 | 32259.4846 | 7900927.7708
1
1 | LUGO-VICTOR No. 1 |  | 4135 | 10.8441 | 206.1454 | 93835.507 | 0 | 0 | 483796.5976 | 126581.1113 | 351680.818 | 0 | 0 | 5143.6343 | 1061037.6681
1
1 | LUGO-VICTOR No. 2 |  | 4135 | 10.855 | 206.1454 | 93929.8262 | 0 | 0 | 484282.8881 | 126708.3449 | 352034.3117 | 0 | 0 | 5148.8044 | 1062104.1753
1
1 | MAGUNDEN-PASTORIA No. 1 |  | 4101 | 29.8591 | 354.2805 | 122944.5098 | 23445.3907 | 8299.5497 | 1879473.8551 | 116480.8286 | 2565786.5494 | 0 | 0 | 98380.2076 | 4814810.8908
1
1 | MAGUNDEN-PASTORIA No. 2 |  | 4101 | 29.8591 | 354.2805 | 122944.5098 | 23445.3907 | 8299.5497 | 1879473.8551 | 116480.8286 | 2565786.5494 | 0 | 0 | 98380.2076 | 4814810.8908
1
1 | MAGUNDEN-PASTORIA No. 3 |  | 4101 | 29.8727 | 354.2805 | 123000.5076 | 23456.0695 | 8303.3299 | 1880329.9038 | 116533.8824 | 2566955.1947 | 0 | 0 | 98425.017 | 4817003.9049
1
1 | MAGUNDEN-SPRINGVILLE No. 1 |  | 4113 | 51.6183 | 129.5531 | 348578.2308 | 0 | 0 | 733614.0626 | 82148.4053 | 856811.0792 | 0 | 0 | 251418.6746 | 2272570.4524
1
1 | MAGUNDEN-SPRINGVILLE No. 2 |  | 4121 | 51.8933 | 135.4137 | 135632.63 | 0 | 0 | 766889.6652 | 71366.0267 | 786525.2223 | 0 | 0 | 55067.791 | 1815481.3351
1
1 | MAGUNDEN-VESTAL No. 1 |  | 4169 | 35.6115 | 297.6228 | 426609.1413 | 0 | 323.2262 | 1043974.1926 | 47675.2817 | 725808.4192 | 0 | 0 | 12701.4264 | 2257091.6874
1
1 | MAGUNDEN-VESTAL No. 2 |  | 4169 | 35.6164 | 297.6228 | 426667.841 | 0 | 323.2707 | 1044117.8393 | 47681.8416 | 725908.2876 | 0 | 0 | 12703.1741 | 2257402.2542
1
1 | MESA-REDONDO |  | 4114 | 12.0899 | 129.5531 | 299612.0545 | 50346.9986 | 61701.5068 | 1262861.1971 | 13803.9334 | 903532.6258 | 0 | 0 | 28385.2562 | 2620243.5723
1 | MESA-REDONDO |  | 4116 | 14.2151 | 90.4527 | 559025.6496 | 27201.5765 | 321.1307 | 505508.2009 | 1592692.1893 | 1065248.8045 | 0 | 0 | 2108.4965 | 3752106.0479
1 |  | TOTAL MESA-REDONDO |  | 26.305 | 220.0058 | 858637.7041 | 77548.575 | 62022.6375 | 1768369.398 | 1606496.1226 | 1968781.4303 | 0 | 0 | 30493.7528 | 6372349.6202
1
1 | MESA-RIO HONDO |  | 4107 | 10.9291 | 270.7887 | 106536.7676 | 13176.7329 | 0 | 358740.8351 | 0 | 275003.368 | 0 | 0 | 33759.1849 | 787216.8886
1
1 | MESA-VINCENT |  | 4107 | 18.8137 | 270.7887 | 183395.7769 | 22682.8468 | 0 | 617547.8721 | 0 | 473399.5356 | 0 | 0 | 58114.1336 | 1355140.1649
1 | MESA-VINCENT |  | 4114 | 17.4792 | 129.5531 | 433169.7551 | 72790.1188 | 89206.1124 | 1825805.295 | 19957.2959 | 1306299.264 | 0 | 0 | 41038.5173 | 3788266.3585
1 |  | TOTAL MESA-VINCENT |  | 36.2929 | 400.3418 | 616565.532 | 95472.9655 | 89206.1124 | 2443353.167 | 19957.2959 | 1779698.7997 | 0 | 0 | 99152.651 | 5143406.5234
1
1 | MESA-WALNUT |  | 4119 | 13.7337 | 137.6463 | 209506.1172 | 7169.8177 | 10.0663 | 791063.9965 | 8498.4864 | 1481328.3155 | 0 | 0 | 5231.2805 | 2502808.08
1
1 | MIRA LOMA-OLINDA |  | 4119 | 24.9716 | 137.6463 | 380939.0736 | 13036.6776 | 18.3033 | 1438369.3903 | 15452.5584 | 2693457.5651 | 0 | 0 | 9511.89 | 4550785.4585
1
1 | MIRA LOMA-PADUA |  | 4118 | 14.7781 | 155.7535 | 523506.0257 | 12442.1608 | 209.1483 | 1656969.2366 | 22697.437 | 1341678.164 | 0 | 0 | 17470.1624 | 3574972.3349
1 | MIRA LOMA-PADUA |  | 4119 | 6.7678 | 137.6463 | 103242.0615 | 3533.1988 | 4.9606 | 389826.6975 | 4187.9505 | 729980.5423 | 0 | 0 | 2577.9113 | 1233353.3224
1 |  | TOTAL MIRA LOMA-PADUA |  | 21.5459 | 293.3998 | 626748.0872 | 15975.3596 | 214.1089 | 2046795.9341 | 26885.3875 | 2071658.7063 | 0 | 0 | 20048.0737 | 4808325.6573
1
1 | MIRA LOMA-VISTA No. 1 |  | 4118 | 15.6296 | 155.7535 | 553669.9427 | 13159.0662 | 221.1993 | 1752442.2206 | 24005.2416 | 1418984.3777 | 0 | 0 | 18476.7764 | 3780958.8245
1
1 | MIRA LOMA-VISTA No. 2 |  | 4118 | 15.4693 | 155.7535 | 547991.4038 | 13024.1045 | 218.9306 | 1734468.8567 | 23759.0395 | 1404431.0177 | 0 | 0 | 18287.2753 | 3742180.6281
1
1 | MIRA LOMA-WALNUT |  | 4119 | 27.6524 | 137.6463 | 421834.3895 | 14436.2165 | 20.2683 | 1592784.0318 | 17111.4517 | 2982610.8849 | 0 | 0 | 10533.029 | 5039330.2717
1
1 | MIRAGE-RAMON (SCE PORTION) |  | N/A | N/A | [10 empty] | N/A
1
1 | MOORPARK-PARDEE No. 1 |  | 4125 | 25.9572 | 414.7472 | 714390.2727 | 110762.188 | 120.0461 | 1959052.6828 | 30799.8086 | 864062.5793 | 0 | 0 | 111475.1599 | 3790662.7373
1
1 | MOORPARK-PARDEE No. 2 |  | 4125 | 25.9909 | 414.7472 | 715317.7592 | 110905.9895 | 120.2019 | 1961596.1033 | 30839.7957 | 865184.384 | 0 | 0 | 111619.8871 | 3795584.1207
1
1 | MOORPARK-PARDEE No. 3 |  | 4125 | 25.9958 | 414.7472 | 715452.6163 | 110926.8984 | 120.2246 | 1961965.9181 | 30845.6098 | 865347.4951 | 0 | 0 | 111640.9306 | 3796299.6928
1
1 | MOORPARK-SANTA CLARA No. 1 |  | 4125 | 25.5692 | 414.7472 | 703711.7933 | 109106.5499 | 118.2516 | 1929769.3841 | 30339.4228 | 851146.8457 | 0 | 0 | 109808.8646 | 3734001.1119
1
1 | MOORPARK-SANTA CLARA No. 2 |  | 4125 | 25.6882 | 414.7472 | 706986.8939 | 109614.3358 | 118.802 | 1938750.602 | 30480.6236 | 855108.1145 | 0 | 0 | 110319.9191 | 3751379.2908
1
1 | OLINDA-WALNUT |  | 4119 | 6.4143 | 137.6463 | 97849.457 | 3348.6505 | 4.7015 | 369465.0235 | 3969.2028 | 691851.738 | 0 | 0 | 2443.2602 | 1168932.0334
1
1 | PARDEE-PASTORIA |  | 4101 | 38.7677 | 354.2805 | 159625.5705 | 30440.431 | 10775.7585 | 2440223.5356 | 151233.4203 | 3331300.7831 | 0 | 0 | 127732.3956 | 6251331.8945
1
1 | PARDEE-PASTORIA-WARNE |  | 4101 | 38.4602 | 354.2805 | 158359.4427 | 30198.9818 | 10690.2867 | 2420868.0222 | 150033.8578 | 3304877.369 | 0 | 0 | 126719.24 | 6201747.2001
1
1 | PARDEE-SANTA CLARA |  | 4125 | 40.3103 | 414.7472 | 1109414.1976 | 172008.4226 | 186.4258 | 3042315.8645 | 47830.6413 | 1341848.1882 | 0 | 0 | 173115.6342 | 5886719.3741
1
1 | PARDEE-SYLMAR No. 1 |  | 4045 | 6.4972 | 12.9963 | 89552.5009 | 0 | 0 | 350752.3441 | 0 | 226562.8377 | 0 | 0 | 19000.0269 | 685867.7096
1 | PARDEE-SYLMAR No. 1 |  | 4101 | 4.9856 | 354.2805 | 20528.1521 | 3914.6974 | 1385.7831 | 313817.3907 | 19448.9057 | 428411.6206 | 0 | 0 | 16426.6292 | 803933.1787
1 |  | TOTAL PARDEE-SYLMAR No. 1 |  | 11.4828 | 367.2768 | 110080.6531 | 3914.6974 | 1385.7831 | 664569.7348 | 19448.9057 | 654974.4583 | 0 | 0 | 35426.656 | 1489800.8883
1
1 | PARDEE-SYLMAR No. 2 |  | 4045 | 6.4991 | 12.9963 | 89578.6891 | 0 | 0 | 350854.9159 | 0 | 226629.0923 | 0 | 0 | 19005.5831 | 686068.2804
1 | PARDEE-SYLMAR No. 2 |  | 4101 | 4.9902 | 354.2805 | 20547.0926 | 3918.3093 | 1387.0617 | 314106.9366 | 19466.8503 | 428806.8977 | 0 | 0 | 16441.7853 | 804674.9335
1 |  | TOTAL PARDEE-SYLMAR No. 2 |  | 11.4893 | 367.2768 | 110125.7817 | 3918.3093 | 1387.0617 | 664961.8525 | 19466.8503 | 655435.99 | 0 | 0 | 35447.3684 | 1490743.2139
1
1 | PARDEE-VINCENT |  | 4051 | 3.9228 | 7.3539 | 0 | 0 | 0 | 168754.2589 | 0 | 109288.0963 | 0 | 0 | 77516.8516 | 355559.2068
1 | PARDEE-VINCENT (IDLE) |  | 4051 | 3.4311 | 7.3539 | 0 | 0 | 0 | 147601.9011 | 0 | 95589.4737 | 0 | 0 | 67800.5684 | 310991.9432
1 | PARDEE-VINCENT |  | 4101 | 27.9975 | 354.2805 | 115279.3926 | 21983.6608 | 7782.1047 | 1762295.8916 | 109218.6971 | 2405819.6301 | 0 | 0 | 92246.5801 | 4514625.9571
1 | PARDEE-VINCENT (IDLE) |  | 4101 | 0.1364 | 354.2805 | 561.6255 | 107.1014 | 37.9134 | 8585.6651 | 532.0986 | 11720.825 | 0 | 0 | 449.4128 | 21994.6417
1 |  | TOTAL PARDEE-VINCENT |  | 35.4878 | 361.6344 | 115841.0181 | 22090.7622 | 7820.018 | 2087237.7167 | 109750.7957 | 2622418.0251 | 0 | 0 | 238013.4129 | 5203171.7488
1
1 | RECTOR-VESTAL No. 1 |  | 4169 | 33.2042 | 297.6228 | 397770.8114 | 0 | 301.3764 | 973402.6336 | 44452.4827 | 676744.5323 | 0 | 0 | 11842.8233 | 2104514.6598
1
1 | RECTOR-VESTAL No. 2 |  | 4169 | 33.2031 | 297.6228 | 397757.6339 | 0 | 301.3664 | 973370.3864 | 44451.0101 | 676722.1129 | 0 | 0 | 11842.431 | 2104444.9407
1
1 | RIO HONDO-VINCENT No. 1 |  | 4107 | 32.3628 | 270.7887 | 315472.2807 | 39018.3979 | 0 | 1062288.5596 | 0 | 814328.6271 | 0 | 0 | 99966.3056 | 2331074.1709
1
1 | RIO HONDO-VINCENT No. 2 |  | 4070 | 4.424 | 4.424 | 61040.14 | 0 | 0 | 344763.94 | 0 | 232145.83 | 0 | 0 | 11892.08 | 649841.99
1 | RIO HONDO-VINCENT No. 2 |  | 4107 | 5.0348 | 270.7887 | 49079.1847 | 6070.2359 | 0 | 165264.144 | 0 | 126688.104 | 0 | 0 | 15552.1264 | 362653.795
1 | RIO HONDO-VINCENT No. 2 |  | 4157 | 20.5722 | 20.5722 | 105605.4 | 18610.49 | 0 | 1994780.51 | 0 | 3584786.21 | 0 | 0 | 537026.46 | 6240809.07
1 |  | TOTAL RIO HONDO-VINCENT No. 2 |  | 30.031 | 295.7849 | 215724.7247 | 24680.7259 | 0 | 2504808.594 | 0 | 3943620.144 | 0 | 0 | 564470.6664 | 7253304.855
1
1 | SAN BERNARDINO-VISTA |  | 4104 | 8.2454 | 143.647 | 76397.1399 | 0 | 0 | 333757.2182 | 10108.3982 | 179817.918 | 0 | 0 | 13221.033 | 613301.7073
1 | SAN BERNARDINO-VISTA (IDLE) |  | 4104 | 0.0415 | 0.0415 | 384.5152 | 0 | 0 | 0 | 0 | 0 | 1479.86 | 260160.02 | 66.5429 | 262090.9381
1 |  | TOTAL SAN BERNARDINO-VISTA |  | 8.2869 | 143.6885 | 76781.655 | 0 | 0 | 333757.2182 | 10108.3982 | 179817.918 | 1479.86 | 260160.02 | 13287.5759 | 875392.6453
1
1 | SAN ONOFRE-SANTIAGO No. 1 |  | 4108 | 28.3606 | 169.202 | 1352307.0207 | 508838.233 | 0 | 2365828.7597 | 261222.2386 | 2371885.4094 | 17.7537 | 0 | 76118.5769 | 6936217.9919
1
1 | SAN ONOFRE-SANTIAGO No. 2 |  | 4108 | 28.358 | 169.202 | 1352183.0459 | 508791.5845 | 0 | 2365611.8689 | 261198.2907 | 2371667.9633 | 17.752 | 0 | 76111.5986 | 6935582.1039
1
1 | SAN ONOFRE-SERRANO |  | 4108 | 40.3503 | 169.202 | 1924007.0371 | 723954.1953 | 0 | 3366004.2525 | 371656.3012 | 3374621.4056 | 25.2592 | 0 | 108298.3933 | 9868566.8441
1
1 | SAN ONOFRE-VIEJO |  | 4108 | 21.8828 | 169.202 | 1043430.6703 | 392616.0335 | 0 | 1825456.979 | 201557.2584 | 1830130.2476 | 13.6986 | 0 | 58732.5633 | 5351937.4506
1
1 | SANTA CLARA-VINCENT |  | 4059 | 2.739 | 2.739 | 13001.63 | 0 | 0 | 333663.38 | 0 | 202342.84 | 0 | 0 | 20952.76 | 569960.61
1 | SANTA CLARA-VINCENT |  | 4125 | 40.2859 | 414.7472 | 1108742.6643 | 171904.3051 | 186.313 | 3040474.3375 | 47801.6892 | 1341035.9616 | 0 | 0 | 173010.8465 | 5883156.1173
1 | SANTA CLARA-VINCENT |  | 4147 | 27.4832 | 27.4832 | 3855187.64 | 0 | 1880.02 | 2767069.92 | 0 | 1983886.92 | 0 | 0 | 145186.74 | 8753211.24
1 |  | TOTAL SANTA CLARA-VINCENT |  | 70.5081 | 444.9694 | 4976931.9343 | 171904.3051 | 2066.333 | 6141207.6375 | 47801.6892 | 3527265.7216 | 0 | 0 | 339150.3465 | 15206327.9673
1
1 | SERRANO-VILLA PARK No. 1 |  | 4189 | 3.2422 | 6.4975 | 39045.0299 | 0 | 0 | 759195.3733 | 0 | 697163.3974 | 0 | 0 | 0 | 1495403.8006
1
1 | SERRANO-VILLA PARK No. 2 |  | 4189 | 3.2553 | 6.4975 | 39202.7901 | 0 | 0 | 762262.8767 | 0 | 699980.2626 | 0 | 0 | 0 | 1501445.9294
1
1 | GOULD SUBSTATION |  | 5015 |  |  | Refer Substation Study | Refer Substation Study | Refer Substation Study | 0 | 0 | 0 | 0 | 0 | 1417.6495 | 1417.6495
1
1 | SANTA CLARA SUBSTATION |  | 5053 |  |  | Refer Substation Study | Refer Substation Study | Refer Substation Study | 0 | 0 | 0 | 0 | 0 | 6071.3024 | 6071.3024
1
1 | VIEJO SUBSTATION |  | 5083 |  |  | Refer Substation Study | Refer Substation Study | Refer Substation Study | 0 | 0 | 0 | 1.526 | 0 | 0 | 1.526
1
1 |  | TOTAL 220kV T/L'S |  | 3236.3844 | 26314.6333 | 65722570.1554 | 6610778.8917 | 754805.119 | 305979338.0506 | 58857688.6121 | 206358826.4675 | 182397.8587 | 716987.98 | 96034584.8037 | 741217977.9387
1
1
1
1 |  | 161kV TRANSMISSION LINES
1 | EAGLE MOUNTAIN-BLYTHE |  | 4759 | 53.0211 | 53.0211 | 33310 | 0 | 0 | 0 | 2000559.98 | 331263.41 | 0 | 0 | 4845.05 | 2369978.44
1 |  | TOTAL 161kV T/L'S |  | 53.0211 | 53.0211 | 33310 | 0 | 0 | 0 | 2000559.98 | 331263.41 | 0 | 0 | 4845.05 | 2369978.44
1
1 |  | 115kV TRANSMISSION LINES
1
1 | CONTROL-HAIWEE-INYOKERN No. 1 |  | 4750 | 125.6204 | 1640.7216 | 1076543.28 | 218.0759 | 32293.4913 | 298904.8416 | 6795737.093 | 3841056.9151 | 0 | 0 | 140663.9363 | 12185417.6332
1
1 | CONTROL-HAIWEE-INYOKERN No. 2 |  | 4750 | 125.5882 | 1640.7216 | 1076267.2022 | 218.0199 | 32285.2097 | 298828.188 | 6793994.3374 | 3840071.8825 | 0 | 0 | 140627.8633 | 12182292.703
1
1 | CONTROL-INYO (DWP) |  | 4750 | 2.8636 | 1640.7216 | 24540.509 | 4.9712 | 736.1513 | 6813.7316 | 154913.2769 | 87559.4075 | 0 | 0 | 3206.5265 | 277774.574
1
1 | COOLWATER-SEGS 2-TORTILLA |  | 4750 | 11.2629 | 1640.7216 | 96521.125 | 19.5523 | 2895.3821 | 26799.3235 | 609294.7695 | 344382.9353 | 0 | 0 | 12611.7005 | 1092524.7882
1
1 | ELDORADO-BAKER-CLWTR-DUNN-MT.PASS |  | 4781 | 29.0197 | 29.0197 | 1277.33 | 0 | 0 | 98306.88 | 43204.47 | 94967.69 | 0 | 0 | 1376.41 | 239132.78
1 | ELDORADO-BAKER-CLWTR-DUNN-MT.PASS |  | 4782 | 100.8033 | 100.8033 | 165196.31 | 0 | 0 | 327794.67 | 91897.83 | 580044.74 | 0 | 0 | 21669.13 | 1186602.68
1 |  | TOTAL ELDO-BAK-CLWTR-DUNN-MT.PASS |  | 129.823 | 129.823 | 166473.64 | 0 | 0 | 426101.55 | 135102.3 | 675012.43 | 0 | 0 | 23045.54 | 1425735.46
1
1 | KRAMER-COOL WATER |  | 4750 | 44.3169 | 1640.7216 | 379787.4294 | 76.9337 | 11392.6326 | 105448.897 | 2397428.4821 | 1355064.0826 | 0 | 0 | 49624.0103 | 4298822.4677
1
1 | KRAMER-INYOKERN-RANDSBURG No. 1 |  | 4750 | 48.3358 | 1640.7216 | 414228.2248 | 83.9104 | 12425.7666 | 115011.467 | 2614837.8471 | 1477947.2568 | 0 | 0 | 54124.1339 | 4688658.6067
1
1 | KRAMER-INYOKERN-RANDSBURG No. 3 |  | 4135 | 49.4059 | 206.1454 | 427516.2488 | 0 | 0 | 2204185.9552 | 576705.808 | 1602264.0995 | 0 | 0 | 23434.4898 | 4834106.6013
1
1 | KRAMER-ROADWAY-VICTOR |  | 4750 | 34.5005 | 1640.7216 | 295662.6779 | 59.8925 | 8869.1094 | 82091.4566 | 1866386.4843 | 1054910.838 | 0 | 0 | 38632.0521 | 3346612.5108
1
1 | KRAMER-TORTILLA |  | 4750 | 31.9457 | 1640.7216 | 273768.5913 | 55.4574 | 8212.3439 | 76012.5106 | 1728178.8902 | 976793.7438 | 0 | 0 | 35771.314 | 3098792.8512
1
1 | KRAMER-VICTOR |  | 4750 | 34.4957 | 1640.7216 | 295621.6078 | 59.8842 | 8867.8774 | 82080.0533 | 1866127.2266 | 1054764.3016 | 0 | 0 | 38626.6858 | 3346147.6367
1 | KRAMER-VICTOR |  | 4750 | 0.12 | 13.9157 | 1028.3772 | 0.20832 | 30.8486 | 0 | 0 | 0 | 25260.0677 | 114747.5439 | 134.3704 | 141201.4162
1 |  | TOTAL KRAMER-VICTOR |  | 34.6157 | 1654.6373 | 296649.985 | 60.0925 | 8898.726 | 82080.0533 | 1866127.2266 | 1054764.3016 | 25260.0677 | 114747.5439 | 38761.0562 | 3487349.0529
1
1
1 |  | TOTAL 115kV T/L'S |  | 638.2786 | 15116.3789 | 4527958.9135 | 796.9059 | 118008.8127 | 3722277.9744 | 25538706.5152 | 16309827.8928 | 25260.0677 | 114747.5439 | 560502.623 | 50918087.2491
1
1 |  | 66kV TRANSMISSION LINES
1
1 | ANTELOPE-NEENACH |  | 4105 | 16.646 | 2.3711 | 107031.0651 | 3768.7329 | 3584.0273 | 65249.758 | 1312135.575 | 531150.5337 | 0 | 0 | 5127.8753 | 2028047.5672
1
1 | BAILEY-NEENACH-WESTPAC |  | 4105 | 16.5619 | 2.3711 | 106490.1794 | 3749.6874 | 3565.9152 | 64920.0158 | 1305504.6465 | 528466.3437 | 0 | 0 | 5101.9614 | 2017798.7495
|  | TOTAL 66kV T/L'S |  | 33.2079 | 4.7422 | 213521.2445 | 7518.4203 | 7149.9425 | 130169.7738 | 2617640.2215 | 1059616.8774 | 0 | 0 | 10229.8367 | 4045846.3167
1
1 |  | 55kV TRANSMISSION LINES
1 | CONTROL-SILVER PEAK "A" - CALIF |  | 4705 | 16.5752 | 105.292 | 38207.6324 | 517.7164 | 0 | 0 | 471116.5255 | 209243.7704 | 0 | 0 | 5631.6923 | 724717.337
1
1 | CONTROL-SILVER PEAK "C" - CALIF |  | 4705 | 24.3473 | 105.292 | 56123.1927 | 760.4736 | 0 | 0 | 692023.0828 | 307358.1826 | 0 | 0 | 8272.3931 | 1064537.3248
1
1 |  | TOTAL 55kV T/L'S |  | 40.9225 | 210.584 | 94330.8251 | 1278.19 | 0 | 0 | 1163139.6082 | 516601.953 | 0 | 0 | 13904.0854 | 1789254.6618
1
1 |  | GRAND TOTAL |  | 5896.5162 | 43913.1226 | 119157041.9184 | 6724797.498 | 923799.8942 | 548483028.9288 | 92376309.6238 | 405779525.5262 | 207657.9264 | 1983395.9739 | 110156009.436 | 1285791566.7256
1
1 | Indicates only the portion of the circuit that is considered under ISO control.
1
1 | 115kV TRANSMISSION LINES WHICH WILL CONVERT TO NON-ISO DUE TO THE IMPLEMENTATION OF THE DEVERS MIRAGE PROJECT
1
1 | CONCHO-INDIAN WELLS |  | 4750 | 2.67 | 13.9157 | 22881.3937 | 4.6351 | 686.3821 | 0 | 0 | 0 | 562036.5062 | 2553132.8507 | 2989.7422 | 3141731.5101
1
1 | CONCHO-INDIAN WELLS-SANTA ROSA |  | 4750 | 3.9792 | 1640.7216 | 34100.9894 | 6.9079 | 1022.9408 | 9468.2221 | 215264.3216 | 121670.7621 | 0 | 0 | 4455.7237 | 385989.8676
1 | CONCHO-INDIAN WELLS-SANTA ROSA |  | 4750 | 2.6416 | 13.9157 | 22638.0111 | 4.5858 | 679.0813 | 0 | 0 | 0 | 556058.2902 | 2525975.932 | 2957.9412 | 3108313.8416
1 |  | TOTAL CONCHO-INDIAN WELLS-SANTA ROSA |  | 6.6208 | 1654.6373 | 56739.0005 | 11.4936 | 1702.0221 | 9468.2221 | 215264.3216 | 121670.7621 | 556058.2902 | 2525975.932 | 7413.6649 | 3494303.7092
1
1 | DEVERS-EISENHOWER |  | 4750 | 7.9302 | 1640.7216 | 67960.3102 | 13.7668 | 2038.6321 | 18869.3443 | 429003.097 | 242479.2616 | 0 | 0 | 8879.8704 | 769244.2823
1 | DEVERS-EISENHOWER (IDLE) |  | 4750 | 0.2197 | 1640.7216 | 1882.7873 | 0.3814 | 56.4787 | 522.7605 | 11885.1959 | 6717.6986 | 0 | 0 | 246.0099 | 21311.3123
1 |  | TOTAL DEVERS-EISENHOWER |  | 8.1499 | 3281.4433 | 69843.0976 | 14.1481 | 2095.1108 | 19392.1047 | 440888.2929 | 249196.9602 | 0 | 0 | 9125.8802 | 790555.5946
1
1 | DEVERS-GARNET-INDIGO |  | 4750 | 3.6763 | 1640.7216 | 31504.8952 | 6.382 | 945.0647 | 8747.4103 | 198876.338 | 112408.0174 | 0 | 0 | 4116.5113 | 356604.6188
1
1 | EISENHOWER-FARRELL |  | 4750 | 5.4944 | 1640.7216 | 47085.9661 | 9.5382 | 1412.4562 | 13073.5322 | 297232.6822 | 168000.5618 | 0 | 0 | 6152.3744 | 532967.1111
1
1 | EISENHOWER-THORNHILL |  | 4750 | 2.6283 | 13.9157 | 22524.0326 | 4.5627 | 675.6622 | 0 | 0 | 0 | 553258.6327 | 2513258.0792 | 2943.0485 | 3092664.018
1
1 | GARNET-SANTA ROSA (IDLE) |  | 4750 | 16.7614 | 1640.7216 | 143642.0196 | 29.0976 | 4308.886 | 39882.5537 | 906747.9395 | 512508.1203 | 0 | 0 | 18768.6387 | 1625887.2554
1
1 | MIRAGE-TAMARISK |  | 4750 | 5.4963 | 1640.7216 | 47102.2488 | 9.5415 | 1412.9446 | 13078.0531 | 297335.4672 | 168058.6575 | 0 | 0 | 6154.502 | 533151.4147
1 | MIRAGE-TAMARISK |  | 4750 | 1.559 | 13.9157 | 13360.3344 | 2.7064 | 400.7752 | 0 | 0 | 0 | 328170.3794 | 1490761.8406 | 1745.6959 | 1834441.7319
1 |  | TOTAL MIRAGE-TAMARISK |  | 7.0553 | 1654.6373 | 60462.5831 | 12.2479 | 1813.7198 | 13078.0531 | 297335.4672 | 168058.6575 | 328170.3794 | 1490761.8406 | 7900.1979 | 2367593.1466
1 | SANTA ROSA-TAMARISK |  | 4750 | 9.163 | 1640.7216 | 78525.1725 | 15.9069 | 2355.5504 | 21802.7038 | 495694.3555 | 280174.2042 | 0 | 0 | 10260.3026 | 888828.1958
1 | SANTA ROSA-TAMARISK |  | 4750 | 1.6512 | 13.9157 | 14150.4709 | 2.8665 | 424.4772 | 0 | 0 | 0 | 347578.5315 | 1578926.2034 | 1848.9372 | 1942931.4867
1 |  | TOTAL SANTA ROSA-TAMARISK |  | 10.8142 | 1654.6373 | 92675.6434 | 18.7733 | 2780.0276 | 21802.7038 | 495694.3555 | 280174.2042 | 347578.5315 | 1578926.2034 | 12109.2399 | 2831759.6825
1 | MIRAGE-SANTA ROSA-TAMARISK |  | 4750
1 |  | TOTAL MIRAGE-SANTA ROSA-TAMARISK
1
1 | TAMARISK-THORNHILL |  | 4750 | 3.7767 | 1640.7216 | 32365.6028 | 6.5563 | 970.8837 | 8986.3878 | 204309.6008 | 115478.9825 | 0 | 0 | 4228.9736 | 366346.9876
1 | TAMARISK-THORNHILL |  | 4750 | 2.6456 | 13.9157 | 22672.2903 | 4.5927 | 680.1096 | 0 | 0 | 0 | 556900.2924 | 2529800.8502 | 2962.4202 | 3113020.5555
1 |  | TOTAL TAMARISK-THORNHILL |  | 6.4223 | 1654.6373 | 55037.8932 | 11.1491 | 1650.9933 | 8986.3878 | 204309.6008 | 115478.9825 | 556900.2924 | 2529800.8502 | 7191.3938 | 3479367.543
1
1 | DEVERS-FARRELL-WINDLAND |  | 4106 | 0.011321 | 20.8616 | 110.0322 | 0 | 0 | 0.19026 | 1003.3454 | 908.9158 | 0 | 0 | 0 | 2022.4837
1 | DEVERS-FARRELL-WINDLAND |  | 4750 | 9.6438 | 1640.7216 | 82645.5373 | 16.7415 | 2479.1506 | 22946.733 | 521704.379 | 294875.4764 | 0 | 0 | 10798.6802 | 935466.6981
1 |  | TOTAL DEVERS-FARRELL-WINDLAND |  | 9.6551 | 1661.5832 | 82755.5695 | 16.7415 | 2479.1506 | 22946.9233 | 522707.7244 | 295784.3922 | 0 | 0 | 10798.6802 | 937489.1818
1
1 | DEVERS-GARNET-VENWIND |  | 4106 | 0.2803 | 20.8616 | 2724.27 | 0 | 0 | 4.7107 | 24841.6609 | 22503.6949 | 0 | 0 | 0 | 50074.3365
1 | DEVERS-GARNET-VENWIND |  | 4750 | 5.0794 | 1640.7216 | 43529.5987 | 8.8178 | 1305.7745 | 12086.0982 | 274782.9224 | 155311.6063 | 0 | 0 | 5687.6902 | 492712.5081
1 |  | TOTAL DEVERS-GARNET-VENWIND |  | 5.3597 | 1661.5832 | 46253.8687 | 8.8178 | 1305.7745 | 12090.8089 | 299624.5832 | 177815.3013 | 0 | 0 | 5687.6902 | 542786.8446
1
1 | MIRAGE-SANTA ROSA |  | 4750 | 6.0187 | 1640.7216 | 51579.5462 | 10.4485 | 1547.2519 | 14321.1856 | 325598.6469 | 184033.4488 | 0 | 0 | 6739.5172 | 583830.0451
1
1 | MIRAGE-CAPWIND-DEVERS (TAMARISK TAP NOT UPDATED) |  | 4750 | 16.0092 | 1640.7216 | 137195.5745 | 27.7918 | 4115.5095 | 38092.6826 | 866054.4097 | 489507.5006 | 0 | 0 | 17926.3295 | 1552919.7983
1
1 | MIRAGE-CONCHO |  | 4750 | 6.4526 | 1640.7216 | 55297.5584 | 11.2017 | 1658.7826 | 15353.5006 | 349068.7982 | 197299.1455 | 0 | 0 | 7225.3224 | 625914.3093
1
1
1 |  | SUB TOTAL OF 115kV T/L'S Non ISO |  | 113.7882 | 23095.3205 | 975478.6426 | 197.029 | 29176.794 | 237236.0686 | 5419403.1602 | 3071936.0543 | 2904002.6323 | 13191855.7561 | 127088.2315 | 25956374.3686
1
1 | 66kV TRANSMISSION LINES WHICH WILL CONVERT TO NON-ISO DUE TO THE IMPLEMENTATION OF THE EKWRA & ANTELOPE BAILEY PROJECT
1
1 | ACTON-PALMDALE-SHUTTLE |  | 4105 | 19.98
1 | ACTON-RITTER RANCH |  | 4105 | 5.89
1 | ANTELOPE-ACTON-PALMDALE-SHUTTLE |  | 4105 | 34.8017 | 2.3711 | 223769.2549 | 7879.269 | 7493.1059 | 136417.3076 | 2743274.5789 | 1110473.4788 | 0 | 0 | 10720.8205 | 4240027.8156
1
1 | ANAVERDE-RITTER RANCH |  | 4105 | 5.5
1 | ANTELOPE-RITTER RANCH No.1 |  | 4105 | 10.8
1 | ANTELOPE-RITTER RANCH No.1 |  | 4105 | 0.7672
1 |  | TOTAL ANTELOPE-RITTER RANCH No.1 and ANAVERDE-RITTER RANCH |  | 17.0672
1 | ANTELOPE-ANAVERDE |  | 4105 | 15.4412 | 2.3711 | 99284.3976 | 3495.9605 | 3324.6234 | 60527.1274 | 1217166.1565 | 492707.054 | 0 | 0 | 4756.7312 | 1881262.0506
1
1 | ANTELOPE-ANAVERDE-HELIJET |  | 4105 | 20.684 | 2.3711 | 132994.7465 | 4682.9551 | 4453.4435 | 81078.0965 | 1630434.4727 | 659997.4552 | 0 | 0 | 6371.7994 | 2520012.9689
1 | ANTELOPE-ANAVERDE-HELIJET |  | 4105 | 0.56818 | 323.1995 | 3653.3164 | 128.639 | 122.3344 | 0 | 0 | 0 | 70025.9981 | 284104.3144 | 175.031 | 358209.6334
1 |  | TOTAL ANTELOPE-ANAVERDE-HELIJET |  | 21.2522 | 325.5706 | 136648.0629 | 4811.5942 | 4575.7779 | 81078.0965 | 1630434.4727 | 659997.4552 | 70025.9981 | 284104.3144 | 6546.8304 | 2878222.6023
1
1 | ANTELOPE-CAL CEMENT |  | 4105 | 27.463 | 2.3711 | 176582.6108 | 6217.7527 | 5913.0206 | 107650.7331 | 2164795.1037 | 876305.8457 | 0 | 0 | 8460.1009 | 3345925.1675
1
1 | ANTELOPE-DEL SUR |  | 4105 | 2.6516 | 2.3711 | 17049.3555 | 600.3347 | 570.9123 | 10393.8639 | 209014.6997 | 84608.8403 | 0 | 0 | 816.8373 | 323054.8438
1
1 | ANTELOPE-DEL SUR-ROSAMOND |  | 4105 | 15.7426 | 2.3711 | 101222.4478 | 3564.2023 | 3389.5207 | 61708.6284 | 1240925.4706 | 502324.7891 | 0 | 0 | 4849.5835 | 1917984.6425
1
1 | ANTELOPE-LANCASTER-LANPRI-SHUTTLE |  | 4105 | 16.7068 | 2.3711 | 107421.8725 | 3782.4938 | 3597.1138 | 65488.0074 | 1316926.6358 | 533089.948 | 0 | 0 | 5146.5989 | 2035452.6703
1 | ANTELOPE-LANCASTER-LANPRI-SHUTTLE |  | 4105 | 0.2423 | 323.1995 | 1557.9495 | 54.8579 | 52.1693 | 0 | 0 | 0 | 29862.4468 | 121155.7167 | 74.6416 | 152757.7817
1 |  | TOTAL ANTELOPE-LANCASTER-LANPRI-SHUTTLE |  | 16.9491 | 325.5706 | 108979.822 | 3837.3517 | 3649.2831 | 65488.0074 | 1316926.6358 | 533089.948 | 29862.4468 | 121155.7167 | 5221.2406 | 2188210.452
1
1 | ANTELOPE-LANCASTER-OASIS |  | 4105 | 16.5435 | 2.3711 | 106372.0068 | 3745.5264 | 3561.9581 | 64847.9738 | 1304055.9224 | 527879.9023 | 0 | 0 | 5096.2997 | 2015559.5896
1
1
1 | ANTELOPE-QUARTZ HILL No.2 |  | 4105 | 6.2 | 2.3711 | 39864.9888 | 1403.7092 | 1334.9134 | 24303.0458 | 488720.4472 | 197833.3118 | 0 | 0 | 1909.9379 | 755370.3542
1 | ANTELOPE-QUARTZ HILL No.2 |  | 4105 | 0.6481 | 323.1995 | 4167.1773 | 146.7329 | 139.5415 | 0 | 0 | 0 | 79875.5749 | 324065.2909 | 199.6501 | 408593.9676
1 |  | TOTAL ANTELOPE-QUARTZ HILL No.2 |  | 6.8481 | 325.5706 | 44032.1661 | 1550.4421 | 1474.4549 | 24303.0458 | 488720.4472 | 197833.3118 | 79875.5749 | 324065.2909 | 2109.5881 | 1163964.3218
1
1 | ANTELOPE-RITTER RANCH No.2 |  | 4105 | 10.8 | 2.3711 | 69442.2385 | 2445.1709 | 2325.3331 | 42334.3378 | 851319.4888 | 344612.8658 | 0 | 0 | 3326.9887 | 1315806.4235
1 | ANTELOPE-RITTER RANCH No.2 |  | 4105 | 0.7672 | 323.1995 | 4932.9709 | 173.6977 | 165.1848 | 0 | 0 | 0 | 94554.1445 | 383618.1009 | 236.3394 | 483680.4381
1 |  | TOTAL ANTELOPE-RITTER RANCH No.2 |  | 11.5672 | 325.5706 | 74375.2094 | 2618.8686 | 2490.5178 | 42334.3378 | 851319.4888 | 344612.8658 | 94554.1445 | 383618.1009 | 3563.3281 | 1799486.8616
1
1 | ANTELOPE-ROSAMOND |  | 4105 | 15.9056 | 2.3711 | 102270.4138 | 3601.1028 | 3424.6128 | 62347.504 | 1253772.8945 | 507525.4072 | 0 | 0 | 4899.7917 | 1937841.7268
1
1 | BAILEY-GORMAN |  | 4105 | 3.4166 | 2.3711 | 21968.1808 | 773.5343 | 735.6234 | 13392.5461 | 269316.4968 | 109018.9183 | 0 | 0 | 1052.499 | 416257.7988
1
1
1 | CAL CEMENT-GOLDTOWN-MONOLITH-W/LAND |  | 4105 | 16.9379 | 2.3711 | 108907.876 | 3834.8184 | 3646.8739 | 66393.9254 | 1335144.1323 | 540464.3636 | 0 | 0 | 5217.7936 | 2063609.7832
1 | CAL CEMENT-GOLDTOWN-MONOLITH-W/LAND |  | 4106 | 0 | 37.0779 | 0 | 0 | 0 | 0 | 0 | 0 | 0 | 0 | 0 | 0
1 |  | TOTAL CAL CEMENT-GOLDTOWN MONOLITH-WINDLANDS |  | 16.9379 | 39.449 | 108907.876 | 3834.8184 | 3646.8739 | 66393.9254 | 1335144.1323 | 540464.3636 | 0 | 0 | 5217.7936 | 2063609.7832
1
1 | CAL CEMENT-MONOLITH-ROSAMOND-W/FARM |  | 4105 | 27.9962 | 2.3711 | 180010.9122 | 6338.4686 | 6027.8202 | 109740.7416 | 2206823.9872 | 893319.0754 | 0 | 0 | 8624.3514 | 3410885.3565
1 | CAL CEMENT-MONOLITH-ROSAMOND-W/FARM |  | 4106 | 0 | 37.0779 | 0 | 0 | 0 | 0 | 0 | 0 | 0 | 0 | 0 | 0
1 |  | TOTAL CAL CEMENT-MONOLITH-ROSAMOND-W/FARM |  | 27.9962 | 39.449 | 180010.9122 | 6338.4686 | 6027.8202 | 109740.7416 | 2206823.9872 | 893319.0754 | 0 | 0 | 8624.3514 | 3410885.3565
1
1 | CAL CEMENT-MONOLITH-WINDPARK |  | 4105 | 9.8107 | 2.3711 | 63080.9573 | 2221.1802 | 2112.3201 | 38456.2855 | 773334.0612 | 313044.4804 | 0 | 0 | 3022.2187 | 1195271.5035
1 | CAL CEMENT-MONOLITH-WINDPARK |  | 4106 | 0.1585 | 37.0779 | 1303.1387 | 0 | 0 | 2.2533 | 11882.8637 | 10764.5113 | 0 | 0 | 0 | 23952.767
1 |  | TOTAL CAL CEMENT-MONOLITH-WINDPARK |  | 9.9692 | 39.449 | 64384.096 | 2221.1802 | 2112.3201 | 38458.5389 | 785216.9249 | 323808.9917 | 0 | 0 | 3022.2187 | 1219224.2705
1
1 | CORRECTION-CUMMINGS--KERN RIVER No. 1 |  | 4105 | 39.446 | 2.3711 | 253631.3464 | 8930.7604 | 8493.0637 | 154622.2488 | 3109365.6068 | 1258666.5837 | 0 | 0 | 12151.518 | 4805861.1279
1 | CORRECTION-CUMMINGS--KERN RIVER No. 1 |  | 4132 | 1.8808 | 3.7956 | 1558.9888 | 0 | 0 | 29979.1275 | 0 | 18461.8636 | 0 | 0 | 20215.0273 | 70215.0071
1 |  | TOTAL CORRECTION-CUMMINGS--KERN RIVER No. 1 |  | 41.3268 | 6.1667 | 255190.3352 | 8930.7604 | 8493.0637 | 184601.3763 | 3109365.6068 | 1277128.4473 | 0 | 0 | 32366.5453 | 4876076.135
1
1 | CORUM-GOLDTOWN |  | 4105 | 15.1213 | 2.3711 | 97227.4927 | 3423.5336 | 3255.7462 | 59273.1687 | 1191949.7579 | 482499.4933 | 0 | 0 | 4658.1846 | 1842287.377
1
1 | CORUM-ROSAMOND |  | 4105 | 19.9301 | 2.3711 | 128147.2924 | 4512.2686 | 4291.1223 | 78122.9245 | 1571007.6429 | 635941.5626 | 0 | 0 | 6139.5571 | 2428162.3705
1
1 | CUMMINGS-MONOLITH |  | 4105 | 13.2957 | 2.3711 | 85489.1825 | 3010.2092 | 2862.6788 | 52117.0976 | 1048045.2339 | 424247.1555 | 0 | 0 | 4095.8003 | 1619867.3579
1
1 | DEL SUR-LANCASTER-RITE AID |  | 4105 | 9.3979 | 2.3711 | 60426.7499 | 2127.7213 | 2023.4417 | 36838.1909 | 740795.0969 | 299872.756 | 0 | 0 | 2895.0552 | 1144979.0118
1
1 | GOLDTOWN-LANCASTER |  | 4105 | 27.9933 | 2.3711 | 179992.2364 | 6337.811 | 6027.1948 | 109729.3563 | 2206595.0339 | 893226.3954 | 0 | 0 | 8623.4566 | 3410531.4844
1
1 | GORMAN-KERN RIVER No. 1 |  | 4105 | 49.3985 | 2.3711 | 317624.2982 | 11184.0533 | 10635.9228 | 193634.517 | 3893880.1634 | 1576236.9121 | 0 | 0 | 15217.4305 | 6018413.2973
1 | GORMAN-KERN RIVER No. 1 |  | 4132 | 1.8978 | 3.7956 | 1573.08 | 0 | 0 | 30250.1 | 0 | 18628.735 | 0 | 0 | 20397.745 | 70849.66
1 |  | TOTAL GORMAN-KERN RIVER No. 1 |  | 51.2963 | 6.1667 | 319197.3782 | 11184.0533 | 10635.9228 | 223884.617 | 3893880.1634 | 1594865.6471 | 0 | 0 | 35615.1755 | 6089262.9573
1
1 | HELIJET-LITTLE ROCK-PALMDALE-ROCKAIR |  | 4105 | 15.338 | 2.3711 | 98620.7507 | 3472.5924 | 3302.4006 | 60122.5459 | 1209030.2509 | 489413.6515 | 0 | 0 | 4724.9358 | 1868687.1279
1
1 | LANCASTER-LITTLE ROCK-PIUTE |  | 4105 | 15.7689 | 2.3711 | 101391.4551 | 3570.1533 | 3395.1801 | 61811.661 | 1242997.3969 | 503163.5018 | 0 | 0 | 4857.6807 | 1921187.0288
1 | LANCASTER-LITTLE ROCK-PIUTE |  | 4105 | 0.6245 | 323.1995 | 4015.4331 | 141.3897 | 134.4602 | 0 | 0 | 0 | 76966.975 | 312264.7341 | 1.4114 | 393524.4036
1 |  | TOTAL LANCASTER-LITTLE ROCK-PIUTE |  | 16.3934 | 325.5706 | 105406.8883 | 3711.543 | 3529.6403 | 61811.661 | 1242997.3969 | 503163.5018 | 76966.975 | 312264.7341 | 4859.0921 | 2314711.4324
1
1 | LANCASTER-PURIFY-REDMAN |  | 4105 | 14.5719 | 2.3711 | 93694.6676 | 3299.1373 | 3137.4465 | 57119.4389 | 1148639.4761 | 464967.5555 | 0 | 0 | 4488.9264 | 1775346.6482
1
1 | PIUTE-REDMAN |  | 4105 | 5.021 | 2.3711 | 32284.2111 | 1136.7781 | 1081.0646 | 19681.5472 | 395784.7364 | 160213.074 | 0 | 0 | 1546.7417 | 611728.153
1
1
1 | ANTELOPE-QUARTZ HILL No.1 |  | 4105 | 5.7
1 | ANTELOPE-QUARTZ HILL No.1 |  | 4105 | 0.6481
1 |  | TOTAL ANTELOPE-QUARTZ HILL No.1 |  | 6.3481
1 | OASIS-PALMDALE-QUARTZ HILL |  | 4105 | 19.14
1 | ANTELOPE-OASIS-PALMDALE-QUARTZ HILL |  | 4105 | 25.0248 | 2.3711 | 160905.3825 | 5665.7327 | 5388.0551 | 98093.3644 | 1972601.8465 | 798506.3003 | 0 | 0 | 7709.0024 | 3048869.684
1
1
1 | ANTELOPE-QUARTZ HILL-SHUTTLE |  | 4105 | 13.8
1 | ANTELOPE-QUARTZ HILL-SHUTTLE |  | 4105 | 0.6629
1 |  | TOTAL ANTELOPE-QUARTZ HILL-SHUTTLE |  | 14.4629
1 | ANTELOPE-SHUTTLE |  | 4105 | 12.0664 | 2.3711 | 77584.984 | 2731.8898 | 2597.9999 | 47298.4308 | 951144.5814 | 385021.9152 | 0 | 0 | 3717.1089 | 1470096.91
1
1 |  | TOTAL 66kV T/L'S |  | 510.2624 | 1801.2132 | 3260024.3643 | 114634.4371 | 109016.2026 | 2033776.0974 | 39698744.2357 | 16113037.7025 | 351285.1393 | 1425208.157 | 196397.5965 | 63302123.9323

## DS by Location
SOUTHERN CALIFORNIA EDISON COMPANY
End of Year 2011 Facilities
DISTRIBUTION SUBSTATION FACILITIES
DESCRIPTION | LOCATION NUMBER |  |  | DISTRIBUTION ACCOUNT |  |  | ISO RELATED |  |  |  | NON-ISO RELATED PLANT
|  |  | A/C 360 | A/C 361 | A/C 362 | A/C 360-362 | A/C 360 | A/C 361 | A/C 362 | A/C 360 | A/C 361 | A/C 362
|  | Voltage | Land & Land Rights | Structures & Improvements | Station Equipment | TOTAL | Land & Land Rights | Structures & Improvements | Station Equipment | Land & Land Rights | Structures & Improvements | Station Equipment |  | ISO/Non-ISO/Mix | High / Low / Straddle Voltage | Total ISO Gross Plant | Land | Structures | Land HV | Land LV | Structures HV | Structures LV | Transformers HV/LV | EKWRA Affected | EKWRA Change
ACTON SUB | 5365 | 66kV | 466445.89 | 2122529.77 | 8512832.88 | 11101808.54 | 72734.2471 | 372807.2149 | 1285595.4233 | 393711.6429 | 1749722.5551 | 7227237.4567 | 0 | Mix | Low | 1731136.8853 | 72734.2471 | 1658402.6382 |  | 72734.2471 |  | 1658402.6382 |  | 1 | EKWRA
GORMAN SUB | 5512 | 66kV | 382.78 | 164070.01 | 1031548.77 | 1196001.56 | 56.9346 | 24403.7288 | 153432.2846 | 325.8454 | 139666.2812 | 878116.4854 | 0 | Mix | Low | 177892.948 | 56.9346 | 177836.0134 |  | 56.9346 |  | 177836.0134 |  | 1 | EKWRA
ANAVERDE SUB | 5539 | 66kV | 157.24 | 740624.81 | 9961714.43 | 10702496.48 | 1.0846 | 5108.8188 | 68715.7561 | 156.1554 | 735515.9912 | 9892998.6739 | 0 | Mix | Low | 73825.6595 | 1.0846 | 73824.5749 |  | 1.0846 |  | 73824.5749 |  | 1 | EKWRA
CORUM SUB | 5547 | 66kV | 384.16 | 33392.47 | 579541.88 | 613318.51 | 9.8413 | 855.4361 | 14846.4928 | 374.3187 | 32537.0339 | 564695.3872 | 0 | Mix | Low | 15711.7702 | 9.8413 | 15701.929 |  | 9.8413 |  | 15701.929 |  | 1 | EKWRA
QUARTZ HILL SUB | 5566 | 66kV | 15905.07 | 290769.74 | 6263764.44 | 6570439.25 | 3074.3734 | 52474.1239 | 1061288.7966 | 12830.6966 | 238295.6161 | 5202475.6434 | 0 | Mix | Low | 1116837.294 | 3074.3734 | 1113762.9205 |  | 3074.3734 |  | 1113762.9205 |  | 1 | EKWRA
RITTER SUB | 8504 | 66kV | 0 | 610351.94 | 8828177.49 | 9438529.43 | 0 | 227597.6227 | 3291832.6642 | 0 | 382754.3173 | 5536344.8258 | 0 | Mix | Low | 3519430.2868 | 0 | 3519430.2868 |  | 0 |  | 3519430.2868 |  | 1 | EKWRA
HUNTINGTON LK(FP2175) | 2110 | 66kV | 0 | 0 | 61855.12 | 61855.12 | ISO RELATED A/C 360: 0; NON-ISO RELATED PLANT A/C 361: 0; NON-ISO RELATED PLANT A/C 362: 61855.12 | 0 | Non-ISO |  | 0 | 0 | 0 | [5 empty] | 0
SHAVER LAKE (FP 67) | 2120 | 66kV | 0 | 0 | 56092.58 | 56092.58 | ISO RELATED A/C 360: 0; NON-ISO RELATED PLANT A/C 361: 0; NON-ISO RELATED PLANT A/C 362: 56092.58 | 0 | Non-ISO |  | 0 | 0 | 0 | [5 empty] | 0
BIG CREEK CANYON | 2202 | 33kV & Below | 0 | 0 | 99245.03 | 99245.03 | ISO RELATED A/C 360: 0; NON-ISO RELATED PLANT A/C 361: 0; NON-ISO RELATED PLANT A/C 362: 99245.03 | 0 | Non-ISO |  | 0 | 0 | 0 | [5 empty] | 0
BIG CREEK NO.1 | 2211 | 220kV | 0 | 218338.21 | 30211.68 | 248549.89 | ISO RELATED A/C 360: 0; NON-ISO RELATED PLANT A/C 361: 218338.21; NON-ISO RELATED PLANT A/C 362: 30211.68 | 0 | Non-ISO |  | 0 | 0 | 0 | [5 empty] | 0
BIG CREEK NO.8 | 2229 | 220kV | 0 | 0 | 99855.51 | 99855.51 | ISO RELATED A/C 360: 0; NON-ISO RELATED PLANT A/C 361: 0; NON-ISO RELATED PLANT A/C 362: 99855.51 | 0 | Non-ISO |  | 0 | 0 | 0 | [5 empty] | 0
BIG CREEK NO.3 | 2230 | 220kV | 0 | 0 | 271299.11 | 271299.11 | ISO RELATED A/C 360: 0; NON-ISO RELATED PLANT A/C 361: 0; NON-ISO RELATED PLANT A/C 362: 271299.11 | 0 | Non-ISO |  | 0 | 0 | 0 | [5 empty] | 0
BIG CREEK NO.2A | 2234 | 220kV | 0 | 0 | 46173.16 | 46173.16 | ISO RELATED A/C 360: 0; NON-ISO RELATED PLANT A/C 361: 0; NON-ISO RELATED PLANT A/C 362: 46173.16 | 0 | Non-ISO |  | 0 | 0 | 0 | [5 empty] | 0
PORTAL POWER PLANT | 2237 | 33kV & Below | 0 | 0 | 26635.75 | 26635.75 | ISO RELATED A/C 360: 0; NON-ISO RELATED PLANT A/C 361: 0; NON-ISO RELATED PLANT A/C 362: 26635.75 | 0 | Non-ISO |  | 0 | 0 | 0 | [5 empty] | 0
MAMMOTH POOL | 2238 | 220kV | 0 | 0 | 66509.62 | 66509.62 | ISO RELATED A/C 360: 0; NON-ISO RELATED PLANT A/C 361: 0; NON-ISO RELATED PLANT A/C 362: 66509.62 | 0 | Non-ISO |  | 0 | 0 | 0 | [5 empty] | 0
EAST END HYDRO SHP FACLTY | 2304 |  | 0 | 9117.44 | 0 | 9117.44 | ISO RELATED A/C 360: 0; NON-ISO RELATED PLANT A/C 361: 9117.44; NON-ISO RELATED PLANT A/C 362: 0 | 0 | Non-ISO |  | 0 | 0 | 0 | [5 empty] | 0
SANTA ANA NO.3 | 2317 | 33kV & Below | 0 | 0 | 75114.45 | 75114.45 | ISO RELATED A/C 360: 0; NON-ISO RELATED PLANT A/C 361: 0; NON-ISO RELATED PLANT A/C 362: 75114.45 | 0 | Non-ISO |  | 0 | 0 | 0 | [5 empty] | 0
MILL CREEK NO.2&3 | 2319 | 33kV & Below | 4.49 | 0 | 0 | 4.49 | ISO RELATED A/C 360: 4.49; NON-ISO RELATED PLANT A/C 361: 0; NON-ISO RELATED PLANT A/C 362: 0 | 0 | Non-ISO |  | 0 | 0 | 0 | [5 empty] | 0
POOLE | 2512 | 115kV | 0 | 0 | 243.99 | 243.99 | ISO RELATED A/C 360: 0; NON-ISO RELATED PLANT A/C 361: 0; NON-ISO RELATED PLANT A/C 362: 243.99 | 0 | Non-ISO |  | 0 | 0 | 0 | [5 empty] | 0
BISHOP CREEK NO.2 | 2522 | 55kV | 0 | 0 | 31929.52 | 31929.52 | ISO RELATED A/C 360: 0; NON-ISO RELATED PLANT A/C 361: 0; NON-ISO RELATED PLANT A/C 362: 31929.52 | 0 | Non-ISO |  | 0 | 0 | 0 | [5 empty] | 0
BISHOP CREEK NO.3 | 2523 | 55kV | 0 | 0 | 243.99 | 243.99 | ISO RELATED A/C 360: 0; NON-ISO RELATED PLANT A/C 361: 0; NON-ISO RELATED PLANT A/C 362: 243.99 | 0 | Non-ISO |  | 0 | 0 | 0 | [5 empty] | 0
BISHOP CREEK NO.4 | 2524 | 55kV | 0 | 0 | 243.99 | 243.99 | ISO RELATED A/C 360: 0; NON-ISO RELATED PLANT A/C 361: 0; NON-ISO RELATED PLANT A/C 362: 243.99 | 0 | Non-ISO |  | 0 | 0 | 0 | [5 empty] | 0
BISHOP CREEK NO.5 | 2525 | 55kV | 0 | 0 | 9878.43 | 9878.43 | ISO RELATED A/C 360: 0; NON-ISO RELATED PLANT A/C 361: 0; NON-ISO RELATED PLANT A/C 362: 9878.43 | 0 | Non-ISO |  | 0 | 0 | 0 | [5 empty] | 0
CONTROL STATION | 2556 | 115kV | 0 | 5038.65 | 8677.68 | 13716.33 | ISO RELATED A/C 360: 0; NON-ISO RELATED PLANT A/C 361: 5038.65; NON-ISO RELATED PLANT A/C 362: 8677.68 | 0 | Non-ISO |  | 0 | 0 | 0 | [5 empty] | 0
CASA DIABLO | 2557 | 115kV | 0 | 0 | 569515.52 | 569515.52 | ISO RELATED A/C 360: 0; NON-ISO RELATED PLANT A/C 361: 0; NON-ISO RELATED PLANT A/C 362: 569515.52 | 0 | Non-ISO |  | 0 | 0 | 0 | [5 empty] | 0
LUNDY | 2560 | 55kV | 0 | 0 | 12268.54 | 12268.54 | ISO RELATED A/C 360: 0; NON-ISO RELATED PLANT A/C 361: 0; NON-ISO RELATED PLANT A/C 362: 12268.54 | 0 | Non-ISO |  | 0 | 0 | 0 | [5 empty] | 0
LEE VINING | 2561 | 115kV | 0 | 0 | 74331.94 | 74331.94 | ISO RELATED A/C 360: 0; NON-ISO RELATED PLANT A/C 361: 0; NON-ISO RELATED PLANT A/C 362: 74331.94 | 0 | Non-ISO |  | 0 | 0 | 0 | [5 empty] | 0
INYO | 2570 | 115kV | 0 | 0 | 6860.14 | 6860.14 | ISO RELATED A/C 360: 0; NON-ISO RELATED PLANT A/C 361: 0; NON-ISO RELATED PLANT A/C 362: 6860.14 | 0 | Non-ISO |  | 0 | 0 | 0 | [5 empty] | 0
BRIDGEPORT (OLD) | 2580 | 33kV & Below | 137.96 | 1412.22 | 6428.59 | 7978.77 | ISO RELATED A/C 360: 137.96; NON-ISO RELATED PLANT A/C 361: 1412.22; NON-ISO RELATED PLANT A/C 362: 6428.59 | 0 | Non-ISO |  | 0 | 0 | 0 | [5 empty] | 0
ZACK | 2582 | 55kV | 7434.47 | 5808.13 | 228740.53 | 241983.13 | ISO RELATED A/C 360: 7434.47; NON-ISO RELATED PLANT A/C 361: 5808.13; NON-ISO RELATED PLANT A/C 362: 228740.53 | 0 | Non-ISO |  | 0 | 0 | 0 | [5 empty] | 0
JUNE LAKE | 2583 | 33kV & Below | 0 | 16176.39 | 569636.11 | 585812.5 | ISO RELATED A/C 360: 0; NON-ISO RELATED PLANT A/C 361: 16176.39; NON-ISO RELATED PLANT A/C 362: 569636.11 | 0 | Non-ISO |  | 0 | 0 | 0 | [5 empty] | 0
DEEP SPRINGS | 2589 | 55kV | 0 | 1190.77 | 47884.95 | 49075.72 | ISO RELATED A/C 360: 0; NON-ISO RELATED PLANT A/C 361: 1190.77; NON-ISO RELATED PLANT A/C 362: 47884.95 | 0 | Non-ISO |  | 0 | 0 | 0 | [5 empty] | 0
WHITE MOUNTAIN RADIO | 2594 | 55kV | 0 | 1497.07 | 13013.41 | 14510.48 | ISO RELATED A/C 360: 0; NON-ISO RELATED PLANT A/C 361: 1497.07; NON-ISO RELATED PLANT A/C 362: 13013.41 | 0 | Non-ISO |  | 0 | 0 | 0 | [5 empty] | 0
MT. TOM | 2598 | 55kV | 0 | 46012.65 | 974488.26 | 1020500.91 | ISO RELATED A/C 360: 0; NON-ISO RELATED PLANT A/C 361: 46012.65; NON-ISO RELATED PLANT A/C 362: 974488.26 | 0 | Non-ISO |  | 0 | 0 | 0 | [5 empty] | 0
MORGAN | 2604 | 33kV & Below | 0 | 0 | 57327.51 | 57327.51 | ISO RELATED A/C 360: 0; NON-ISO RELATED PLANT A/C 361: 0; NON-ISO RELATED PLANT A/C 362: 57327.51 | 0 | Non-ISO |  | 0 | 0 | 0 | [5 empty] | 0
TIMBERWINE | 2609 | 33kV & Below | 0 | 0 | 1660992.12 | 1660992.12 | ISO RELATED A/C 360: 0; NON-ISO RELATED PLANT A/C 361: 0; NON-ISO RELATED PLANT A/C 362: 1660992.12 | 0 | Non-ISO |  | 0 | 0 | 0 | [5 empty] | 0
BRIDGEPORT | 2610 | 33kV & Below | 24260.5 | 81515.79 | 438219.23 | 543995.52 | ISO RELATED A/C 360: 24260.5; NON-ISO RELATED PLANT A/C 361: 81515.79; NON-ISO RELATED PLANT A/C 362: 438219.23 | 0 | Non-ISO |  | 0 | 0 | 0 | [5 empty] | 0
SKILAND | 2611 | 33kV & Below | 62994.73 | 186428.47 | 1894983.61 | 2144406.81 | ISO RELATED A/C 360: 62994.73; NON-ISO RELATED PLANT A/C 361: 186428.47; NON-ISO RELATED PLANT A/C 362: 1894983.61 | 0 | Non-ISO |  | 0 | 0 | 0 | [5 empty] | 0
MINARET | 2612 | 33kV & Below | 0 | 56385.07 | 577714.76 | 634099.83 | ISO RELATED A/C 360: 0; NON-ISO RELATED PLANT A/C 361: 56385.07; NON-ISO RELATED PLANT A/C 362: 577714.76 | 0 | Non-ISO |  | 0 | 0 | 0 | [5 empty] | 0
CATALINA ISLAND-DIESEL | 3064 | 66kV | 0 | 13578.02 | 1797700.57 | 1811278.59 | ISO RELATED A/C 360: 0; NON-ISO RELATED PLANT A/C 361: 13578.02; NON-ISO RELATED PLANT A/C 362: 1797700.57 | 0 | Non-ISO |  | 0 | 0 | 0 | [5 empty] | 0
33 AND 66 KV LINES | 4105 |  | 691617.74 | 0 | 0 | 691617.74 | ISO RELATED A/C 360: 691617.74; NON-ISO RELATED PLANT A/C 361: 0; NON-ISO RELATED PLANT A/C 362: 0 | 0 | Non-ISO |  | 0 | 0 | 0 | [5 empty] | 0
EASTERN T/S REGION | 4500 | Transmission Line | 0 | 52105.3 | 0 | 52105.3 | ISO RELATED A/C 360: 0; NON-ISO RELATED PLANT A/C 361: 52105.3; NON-ISO RELATED PLANT A/C 362: 0 | 0 | Non-ISO | [9 empty] | 0
NRTHN T/S REGION | 4600 | Transmission Line | 0 | 14551.73 | 0 | 14551.73 | ISO RELATED A/C 360: 0; NON-ISO RELATED PLANT A/C 361: 14551.73; NON-ISO RELATED PLANT A/C 362: 0 | 0 | Non-ISO | [9 empty] | 0
33&66KV LNS IN NRTHEN T/S | 4605 |  | 83844.39 | 0 | 0 | 83844.39 | ISO RELATED A/C 360: 83844.39; NON-ISO RELATED PLANT A/C 361: 0; NON-ISO RELATED PLANT A/C 362: 0 | 0 | Non-ISO |  | 0 | 0 | 0 | [5 empty] | 0
S/E DIV., 66KV LINES | 4805 | 66kV | 140014.41 | 0 | 0 | 140014.41 | ISO RELATED A/C 360: 140014.41; NON-ISO RELATED PLANT A/C 361: 0; NON-ISO RELATED PLANT A/C 362: 0 | 0 | Non-ISO |  | 0 | 0 | 0 | [5 empty] | 0
SUBSTN DIV | 5000 | Misc | 0 | 0 | 485808.24 | 485808.24 | ISO RELATED A/C 360: 0; NON-ISO RELATED PLANT A/C 361: 0; NON-ISO RELATED PLANT A/C 362: 485808.24 | 0 | Non-ISO |  | 0 | 0 | 0 | [5 empty] | 0
WALNUT SUB | 5014 | 220kV | 0 | 0 | 78722.14 | 78722.14 | ISO RELATED A/C 360: 0; NON-ISO RELATED PLANT A/C 361: 0; NON-ISO RELATED PLANT A/C 362: 78722.14 | 0 | Non-ISO |  | 0 | 0 | 0 | [5 empty] | 0
LA FRESA SUB | 5021 | 220kV | 0 | 0 | 12210.7 | 12210.7 | ISO RELATED A/C 360: 0; NON-ISO RELATED PLANT A/C 361: 0; NON-ISO RELATED PLANT A/C 362: 12210.7 | 0 | Non-ISO |  | 0 | 0 | 0 | [5 empty] | 0
EL NIDO SUB | 5023 | 220kV | 0 | 7079.03 | 0 | 7079.03 | ISO RELATED A/C 360: 0; NON-ISO RELATED PLANT A/C 361: 7079.03; NON-ISO RELATED PLANT A/C 362: 0 | 0 | Non-ISO |  | 0 | 0 | 0 | [5 empty] | 0
RECTOR SUB | 5033 | 220kV | 0 | 62128.67 | 729012.1 | 791140.77 | ISO RELATED A/C 360: 0; NON-ISO RELATED PLANT A/C 361: 62128.67; NON-ISO RELATED PLANT A/C 362: 729012.1 | 0 | Non-ISO |  | 0 | 0 | 0 | [5 empty] | 0
KRAMER SUB | 5042 | 220kV | 0 | 0 | 34024.18 | 34024.18 | ISO RELATED A/C 360: 0; NON-ISO RELATED PLANT A/C 361: 0; NON-ISO RELATED PLANT A/C 362: 34024.18 | 0 | Non-ISO |  | 0 | 0 | 0 | [5 empty] | 0
MOHAVE SWITCHRACK | 5045 | 500kV | 0 | 23654.56 | 0 | 23654.56 | ISO RELATED A/C 360: 0; NON-ISO RELATED PLANT A/C 361: 23654.56; NON-ISO RELATED PLANT A/C 362: 0 | 0 | Non-ISO |  | 0 | 0 | 0 | [5 empty] | 0
SANTA CLARA SUB | 5053 | 220kV | 0 | 72202.43 | 19007.55 | 91209.98 | ISO RELATED A/C 360: 0; NON-ISO RELATED PLANT A/C 361: 72202.43; NON-ISO RELATED PLANT A/C 362: 19007.55 | 0 | Non-ISO |  | 0 | 0 | 0 | [5 empty] | 0
GOLETA SUB | 5055 | 220kV | 0 | 0 | 343944.12 | 343944.12 | ISO RELATED A/C 360: 0; NON-ISO RELATED PLANT A/C 361: 0; NON-ISO RELATED PLANT A/C 362: 343944.12 | 0 | Non-ISO |  | 0 | 0 | 0 | [5 empty] | 0
BAILEY SUB | 5059 | 220kV | 0 | 155.52 | 3382.35 | 3537.87 | ISO RELATED A/C 360: 0; NON-ISO RELATED PLANT A/C 361: 155.52; NON-ISO RELATED PLANT A/C 362: 3382.35 | 0 | Non-ISO |  | 0 | 0 | 0 | [5 empty] | 0
PADUA SUB | 5060 | 220kV | 0 | 0 | 22250.95 | 22250.95 | ISO RELATED A/C 360: 0; NON-ISO RELATED PLANT A/C 361: 0; NON-ISO RELATED PLANT A/C 362: 22250.95 | 0 | Non-ISO |  | 0 | 0 | 0 | [5 empty] | 0
LUGO SUB | 5061 | 500kV | 0 | 95180.95 | 0 | 95180.95 | ISO RELATED A/C 360: 0; NON-ISO RELATED PLANT A/C 361: 95180.95; NON-ISO RELATED PLANT A/C 362: 0 | 0 | Non-ISO |  | 0 | 0 | 0 | [5 empty] | 0
VISTA SUB | 5064 | 220kV | 0 | 454915.78 | 34273.07 | 489188.85 | ISO RELATED A/C 360: 0; NON-ISO RELATED PLANT A/C 361: 454915.78; NON-ISO RELATED PLANT A/C 362: 34273.07 | 0 | Non-ISO |  | 0 | 0 | 0 | [5 empty] | 0
DEVERS SUB | 5067 | 500kV | 0 | 0 | 4588278.95 | 4588278.95 | ISO RELATED A/C 360: 0; NON-ISO RELATED PLANT A/C 361: 0; NON-ISO RELATED PLANT A/C 362: 4588278.95 | 0 | Non-ISO |  | 0 | 0 | 0 | [5 empty] | 0
MIRA LOMA SUB | 5069 | 500kV | 0 | 0 | -0.16 | -0.16 | ISO RELATED A/C 360: 0; NON-ISO RELATED PLANT A/C 361: 0; NON-ISO RELATED PLANT A/C 362: -0.16 | 0 | Non-ISO | [9 empty] | 0
VALLEY-500 KV | 5070 & 8034 | 500kV | 0 | 0 | 2838417.43 | 2838417.43 | ISO RELATED A/C 360: 0; NON-ISO RELATED PLANT A/C 361: 0; NON-ISO RELATED PLANT A/C 362: 2838417.43 | 0 | Non-ISO |  | 0 | 0 | 0 | [5 empty] | 0
LIGHTHIPE SUB | 5073 | 220kV | 0 | 7569.98 | 0 | 7569.98 | ISO RELATED A/C 360: 0; NON-ISO RELATED PLANT A/C 361: 7569.98; NON-ISO RELATED PLANT A/C 362: 0 | 0 | Non-ISO |  | 0 | 0 | 0 | [5 empty] | 0
BARRE SUB | 5081 | 220kV | 0 | 13260.78 | 0 | 13260.78 | ISO RELATED A/C 360: 0; NON-ISO RELATED PLANT A/C 361: 13260.78; NON-ISO RELATED PLANT A/C 362: 0 | 0 | Non-ISO |  | 0 | 0 | 0 | [5 empty] | 0
VILLA PARK SUB | 5082 | 220kV | 0 | 61293.96 | 0 | 61293.96 | ISO RELATED A/C 360: 0; NON-ISO RELATED PLANT A/C 361: 61293.96; NON-ISO RELATED PLANT A/C 362: 0 | 0 | Non-ISO |  | 0 | 0 | 0 | [5 empty] | 0
VIEJO SUBSTATION | 5083 | 220kV | 0 | 0 | 649973.86 | 649973.86 | ISO RELATED A/C 360: 0; NON-ISO RELATED PLANT A/C 361: 0; NON-ISO RELATED PLANT A/C 362: 649973.86 | 0 | Non-ISO |  | 0 | 0 | 0 | [5 empty] | 0
CENTER SUB | 5084 | 220kV | 0 | 0 | 169.09 | 169.09 | ISO RELATED A/C 360: 0; NON-ISO RELATED PLANT A/C 361: 0; NON-ISO RELATED PLANT A/C 362: 169.09 | 0 | Non-ISO |  | 0 | 0 | 0 | [5 empty] | 0
Johanna | 5085 & 5881 | 66kV | 0 | 220256.26 | 5770503.65 | 5990759.91 | ISO RELATED A/C 360: 0; NON-ISO RELATED PLANT A/C 361: 220256.26; NON-ISO RELATED PLANT A/C 362: 5770503.65 | 0 | Non-ISO |  | 0 | 0 | 0 | [5 empty] | 0
SANTIAGO SUB | 5088 | 220kV | 0 | 0 | 16696.55 | 16696.55 | ISO RELATED A/C 360: 0; NON-ISO RELATED PLANT A/C 361: 0; NON-ISO RELATED PLANT A/C 362: 16696.55 | 0 | Non-ISO |  | 0 | 0 | 0 | [5 empty] | 0
EL DORADO SUB(NEVADA) | 5090 | 500kV | 0 | 0 | 26595.45 | 26595.45 | ISO RELATED A/C 360: 0; NON-ISO RELATED PLANT A/C 361: 0; NON-ISO RELATED PLANT A/C 362: 26595.45 | 0 | Non-ISO |  | 0 | 0 | 0 | [5 empty] | 0
ETIWANDA SWITCHRACK SUB | 5096 | 220kV | 0 | 0 | 264.82 | 264.82 | ISO RELATED A/C 360: 0; NON-ISO RELATED PLANT A/C 361: 0; NON-ISO RELATED PLANT A/C 362: 264.82 | 0 | Non-ISO |  | 0 | 0 | 0 | [5 empty] | 0
METRO REGION | 5100 |  | 0 | 194833.27 | 618308.97 | 813142.24 | ISO RELATED A/C 360: 0; NON-ISO RELATED PLANT A/C 361: 194833.27; NON-ISO RELATED PLANT A/C 362: 618308.97 | 0 | Non-ISO |  | 0 | 0 | 0 | [5 empty] | 0
ALHAMBRA SUB | 5101 | 66kV | 90249.35 | 235848.43 | 6086502.25 | 6412600.03 | ISO RELATED A/C 360: 90249.35; NON-ISO RELATED PLANT A/C 361: 235848.43; NON-ISO RELATED PLANT A/C 362: 6086502.25 | 0 | Non-ISO |  | 0 | 0 | 0 | [5 empty] | 0
ALLEN SUB | 5102 | 33kV & Below | 4232.15 | 53635.02 | 1343889.36 | 1401756.53 | ISO RELATED A/C 360: 4232.15; NON-ISO RELATED PLANT A/C 361: 53635.02; NON-ISO RELATED PLANT A/C 362: 1343889.36 | 0 | Non-ISO |  | 0 | 0 | 0 | [5 empty] | 0
SANTEE DAIRY | 5103 | 66kV | 0 | 13227.37 | 415697.08 | 428924.45 | ISO RELATED A/C 360: 0; NON-ISO RELATED PLANT A/C 361: 13227.37; NON-ISO RELATED PLANT A/C 362: 415697.08 | 0 | Non-ISO |  | 0 | 0 | 0 | [5 empty] | 0
AMALIA SUB | 5104 | 33kV & Below | 11584.4 | 71843.7 | 1637090.36 | 1720518.46 | ISO RELATED A/C 360: 11584.4; NON-ISO RELATED PLANT A/C 361: 71843.7; NON-ISO RELATED PLANT A/C 362: 1637090.36 | 0 | Non-ISO |  | 0 | 0 | 0 | [5 empty] | 0
ANITA SUB | 5105 | 66kV | 4391.43 | 705921.1 | 6357150.56 | 7067463.09 | ISO RELATED A/C 360: 4391.43; NON-ISO RELATED PLANT A/C 361: 705921.1; NON-ISO RELATED PLANT A/C 362: 6357150.56 | 0 | Non-ISO |  | 0 | 0 | 0 | [5 empty] | 0
ARCADIA SUB | 5106 | 66kV | 137667.15 | 128821.23 | 3775967.41 | 4042455.79 | ISO RELATED A/C 360: 137667.15; NON-ISO RELATED PLANT A/C 361: 128821.23; NON-ISO RELATED PLANT A/C 362: 3775967.41 | 0 | Non-ISO |  | 0 | 0 | 0 | [5 empty] | 0
BANDINI SUB | 5107 | 66kV | 11615.19 | 176845.04 | 2798670.15 | 2987130.38 | ISO RELATED A/C 360: 11615.19; NON-ISO RELATED PLANT A/C 361: 176845.04; NON-ISO RELATED PLANT A/C 362: 2798670.15 | 0 | Non-ISO |  | 0 | 0 | 0 | [5 empty] | 0
PROCTOR SUB | 5108 | 66kV | 125485.63 | 361924.69 | 2432224.81 | 2919635.13 | ISO RELATED A/C 360: 125485.63; NON-ISO RELATED PLANT A/C 361: 361924.69; NON-ISO RELATED PLANT A/C 362: 2432224.81 | 0 | Non-ISO |  | 0 | 0 | 0 | [5 empty] | 0
BICKNELL SUB | 5109 | 33kV & Below | 3031.91 | 64327.53 | 1183584.38 | 1250943.82 | ISO RELATED A/C 360: 3031.91; NON-ISO RELATED PLANT A/C 361: 64327.53; NON-ISO RELATED PLANT A/C 362: 1183584.38 | 0 | Non-ISO |  | 0 | 0 | 0 | [5 empty] | 0
WABASH (NEW) SUB | 5110 | 66kV | 74632.87 | 132774.71 | 1040484.92 | 1247892.5 | ISO RELATED A/C 360: 74632.87; NON-ISO RELATED PLANT A/C 361: 132774.71; NON-ISO RELATED PLANT A/C 362: 1040484.92 | 0 | Non-ISO |  | 0 | 0 | 0 | [5 empty] | 0
RENO SUB | 5111 | 66kV | 1653.96 | 33215.13 | 64850.84 | 99719.93 | ISO RELATED A/C 360: 1653.96; NON-ISO RELATED PLANT A/C 361: 33215.13; NON-ISO RELATED PLANT A/C 362: 64850.84 | 0 | Non-ISO |  | 0 | 0 | 0 | [5 empty] | 0
LIQUID SUB | 5113 | 66kV | 0 | 11561.79 | 258931.33 | 270493.12 | ISO RELATED A/C 360: 0; NON-ISO RELATED PLANT A/C 361: 11561.79; NON-ISO RELATED PLANT A/C 362: 258931.33 | 0 | Non-ISO |  | 0 | 0 | 0 | [5 empty] | 0
BELVEDERE SUB | 5114 | 33kV & Below | 3369.59 | 326842.56 | 1374255.02 | 1704467.17 | ISO RELATED A/C 360: 3369.59; NON-ISO RELATED PLANT A/C 361: 326842.56; NON-ISO RELATED PLANT A/C 362: 1374255.02 | 0 | Non-ISO |  | 0 | 0 | 0 | [5 empty] | 0
EATON SUB | 5115 | 66kV | 9300.68 | 126749.71 | 2530640.67 | 2666691.06 | ISO RELATED A/C 360: 9300.68; NON-ISO RELATED PLANT A/C 361: 126749.71; NON-ISO RELATED PLANT A/C 362: 2530640.67 | 0 | Non-ISO |  | 0 | 0 | 0 | [5 empty] | 0
RUSH SUB | 5116 | 66kV | 8707.4 | 189844.08 | 4113551.3 | 4312102.78 | ISO RELATED A/C 360: 8707.4; NON-ISO RELATED PLANT A/C 361: 189844.08; NON-ISO RELATED PLANT A/C 362: 4113551.3 | 0 | Non-ISO |  | 0 | 0 | 0 | [5 empty] | 0
BREW SUB | 5119 | 66kV | 0 | 24707.3 | 278854.56 | 303561.86 | ISO RELATED A/C 360: 0; NON-ISO RELATED PLANT A/C 361: 24707.3; NON-ISO RELATED PLANT A/C 362: 278854.56 | 0 | Non-ISO |  | 0 | 0 | 0 | [5 empty] | 0
FEDERALGEN SUB | 5120 | 66kV | 0 | 17049.66 | 925592.25 | 942641.91 | ISO RELATED A/C 360: 0; NON-ISO RELATED PLANT A/C 361: 17049.66; NON-ISO RELATED PLANT A/C 362: 925592.25 | 0 | Non-ISO |  | 0 | 0 | 0 | [5 empty] | 0
GARFIELD SUB | 5121 | 66kV | 10256.59 | 163126.31 | 2107680.45 | 2281063.35 | ISO RELATED A/C 360: 10256.59; NON-ISO RELATED PLANT A/C 361: 163126.31; NON-ISO RELATED PLANT A/C 362: 2107680.45 | 0 | Non-ISO |  | 0 | 0 | 0 | [5 empty] | 0
GARVEY SUB | 5122 | 33kV & Below | 2181.62 | 416034.95 | 1112003.75 | 1530220.32 | ISO RELATED A/C 360: 2181.62; NON-ISO RELATED PLANT A/C 361: 416034.95; NON-ISO RELATED PLANT A/C 362: 1112003.75 | 0 | Non-ISO |  | 0 | 0 | 0 | [5 empty] | 0
CRYCO SUB | 5125 | 66kV | 0 | 23420.16 | 370890.2 | 394310.36 | ISO RELATED A/C 360: 0; NON-ISO RELATED PLANT A/C 361: 23420.16; NON-ISO RELATED PLANT A/C 362: 370890.2 | 0 | Non-ISO |  | 0 | 0 | 0 | [5 empty] | 0
GRANADA SUB | 5126 | 33kV & Below | 4592.9 | 44905.5 | 3288476.17 | 3337974.57 | ISO RELATED A/C 360: 4592.9; NON-ISO RELATED PLANT A/C 361: 44905.5; NON-ISO RELATED PLANT A/C 362: 3288476.17 | 0 | Non-ISO |  | 0 | 0 | 0 | [5 empty] | 0
OUTFALL SUBSTATION | 5127 | 66kV | 0 | 0 | 21866.97 | 21866.97 | ISO RELATED A/C 360: 0; NON-ISO RELATED PLANT A/C 361: 0; NON-ISO RELATED PLANT A/C 362: 21866.97 | 0 | Non-ISO |  | 0 | 0 | 0 | [5 empty] | 0
SIMPSON PAPER SUBSTATION | 5128 | 66kV | 0 | 0 | 684026.68 | 684026.68 | ISO RELATED A/C 360: 0; NON-ISO RELATED PLANT A/C 361: 0; NON-ISO RELATED PLANT A/C 362: 684026.68 | 0 | Non-ISO |  | 0 | 0 | 0 | [5 empty] | 0
REFUSE SUB | 5129 | 66kV | 0 | 11741.55 | 514420.91 | 526162.46 | ISO RELATED A/C 360: 0; NON-ISO RELATED PLANT A/C 361: 11741.55; NON-ISO RELATED PLANT A/C 362: 514420.91 | 0 | Non-ISO |  | 0 | 0 | 0 | [5 empty] | 0
LA CANADA SUB | 5130 | 66kV | 0 | 376764.99 | 3300849.63 | 3677614.62 | ISO RELATED A/C 360: 0; NON-ISO RELATED PLANT A/C 361: 376764.99; NON-ISO RELATED PLANT A/C 362: 3300849.63 | 0 | Non-ISO |  | 0 | 0 | 0 | [5 empty] | 0
HILLGEN SUB | 5131 | 66kV | 0 | 9728.6 | 1028990.74 | 1038719.34 | ISO RELATED A/C 360: 0; NON-ISO RELATED PLANT A/C 361: 9728.6; NON-ISO RELATED PLANT A/C 362: 1028990.74 | 0 | Non-ISO |  | 0 | 0 | 0 | [5 empty] | 0
SIGGEN SUB | 5132 | 66kV | 0 | 3613.43 | 1280174.83 | 1283788.26 | ISO RELATED A/C 360: 0; NON-ISO RELATED PLANT A/C 361: 3613.43; NON-ISO RELATED PLANT A/C 362: 1280174.83 | 0 | Non-ISO |  | 0 | 0 | 0 | [5 empty] | 0
MICHILLINDA SUB | 5133 | 33kV & Below | 5711.62 | 35931.05 | 1597623.93 | 1639266.6 | ISO RELATED A/C 360: 5711.62; NON-ISO RELATED PLANT A/C 361: 35931.05; NON-ISO RELATED PLANT A/C 362: 1597623.93 | 0 | Non-ISO |  | 0 | 0 | 0 | [5 empty] | 0
MONROVIA SUB | 5134 | 33kV & Below | 966.4 | 31522.09 | 1466708.24 | 1499196.73 | ISO RELATED A/C 360: 966.4; NON-ISO RELATED PLANT A/C 361: 31522.09; NON-ISO RELATED PLANT A/C 362: 1466708.24 | 0 | Non-ISO |  | 0 | 0 | 0 | [5 empty] | 0
MONTEBELLO SUB | 5135 | 33kV & Below | 1868.42 | 36545.95 | 414119.28 | 452533.65 | ISO RELATED A/C 360: 1868.42; NON-ISO RELATED PLANT A/C 361: 36545.95; NON-ISO RELATED PLANT A/C 362: 414119.28 | 0 | Non-ISO |  | 0 | 0 | 0 | [5 empty] | 0
NEWMARK SUB | 5136 | 66kV | 16471.08 | 196025.86 | 2607998.93 | 2820495.87 | ISO RELATED A/C 360: 16471.08; NON-ISO RELATED PLANT A/C 361: 196025.86; NON-ISO RELATED PLANT A/C 362: 2607998.93 | 0 | Non-ISO |  | 0 | 0 | 0 | [5 empty] | 0
CYBER SUB | 5137 |  | 0 | 16142.85 | 0 | 16142.85 | ISO RELATED A/C 360: 0; NON-ISO RELATED PLANT A/C 361: 16142.85; NON-ISO RELATED PLANT A/C 362: 0 | 0 | Non-ISO |  | 0 | 0 | 0 | [5 empty] | 0
RAMONA SUB | 5138 | 66kV | 2142.87 | 188877.12 | 1467204.42 | 1658224.41 | ISO RELATED A/C 360: 2142.87; NON-ISO RELATED PLANT A/C 361: 188877.12; NON-ISO RELATED PLANT A/C 362: 1467204.42 | 0 | Non-ISO |  | 0 | 0 | 0 | [5 empty] | 0
GENAMIC SUB | 5139 | 66kV | 246411.62 | 123270.47 | 2502141.42 | 2871823.51 | ISO RELATED A/C 360: 246411.62; NON-ISO RELATED PLANT A/C 361: 123270.47; NON-ISO RELATED PLANT A/C 362: 2502141.42 | 0 | Non-ISO |  | 0 | 0 | 0 | [5 empty] | 0
ROSEMEAD SUB | 5141 | 66kV | 12791.9 | 81570.6 | 4596962.13 | 4691324.63 | ISO RELATED A/C 360: 12791.9; NON-ISO RELATED PLANT A/C 361: 81570.6; NON-ISO RELATED PLANT A/C 362: 4596962.13 | 0 | Non-ISO |  | 0 | 0 | 0 | [5 empty] | 0
SAN GABRIEL SUB | 5142 | 66kV | 6711.97 | 90059.17 | 1332769.64 | 1429540.78 | ISO RELATED A/C 360: 6711.97; NON-ISO RELATED PLANT A/C 361: 90059.17; NON-ISO RELATED PLANT A/C 362: 1332769.64 | 0 | Non-ISO |  | 0 | 0 | 0 | [5 empty] | 0
SAN MARINO SUB | 5143 | 33kV & Below | 3835.12 | 29520.95 | 1666336.39 | 1699692.46 | ISO RELATED A/C 360: 3835.12; NON-ISO RELATED PLANT A/C 361: 29520.95; NON-ISO RELATED PLANT A/C 362: 1666336.39 | 0 | Non-ISO |  | 0 | 0 | 0 | [5 empty] | 0
SIERRA MADRE SUB | 5144 | 33kV & Below | 675.66 | 10231.22 | 688622.73 | 699529.61 | ISO RELATED A/C 360: 675.66; NON-ISO RELATED PLANT A/C 361: 10231.22; NON-ISO RELATED PLANT A/C 362: 688622.73 | 0 | Non-ISO |  | 0 | 0 | 0 | [5 empty] | 0
SANGAR SUB | 5145 | 33kV & Below | 17347.28 | 26832.49 | 768949.72 | 813129.49 | ISO RELATED A/C 360: 17347.28; NON-ISO RELATED PLANT A/C 361: 26832.49; NON-ISO RELATED PLANT A/C 362: 768949.72 | 0 | Non-ISO |  | 0 | 0 | 0 | [5 empty] | 0
TERRACE SUB | 5146 | 33kV & Below | 4514.24 | 43432.69 | 1633119.22 | 1681066.15 | ISO RELATED A/C 360: 4514.24; NON-ISO RELATED PLANT A/C 361: 43432.69; NON-ISO RELATED PLANT A/C 362: 1633119.22 | 0 | Non-ISO |  | 0 | 0 | 0 | [5 empty] | 0
PUREAIR SUB | 5147 | 66kV | 36627.13 | 2876.24 | 583834.15 | 623337.52 | ISO RELATED A/C 360: 36627.13; NON-ISO RELATED PLANT A/C 361: 2876.24; NON-ISO RELATED PLANT A/C 362: 583834.15 | 0 | Non-ISO |  | 0 | 0 | 0 | [5 empty] | 0
AEROJET SUB | 5148 | 66kV | 0 | 36391.62 | 418219.16 | 454610.78 | ISO RELATED A/C 360: 0; NON-ISO RELATED PLANT A/C 361: 36391.62; NON-ISO RELATED PLANT A/C 362: 418219.16 | 0 | Non-ISO |  | 0 | 0 | 0 | [5 empty] | 0
SO. PACIFIC SUB -PIPELINE | 5149 | 66kV | 11866.41 | 34056.24 | 455234.83 | 501157.48 | ISO RELATED A/C 360: 11866.41; NON-ISO RELATED PLANT A/C 361: 34056.24; NON-ISO RELATED PLANT A/C 362: 455234.83 | 0 | Non-ISO |  | 0 | 0 | 0 | [5 empty] | 0
DUARTE SUB | 5150 | 33kV & Below | 11359.86 | 30926.01 | 742845.02 | 785130.89 | ISO RELATED A/C 360: 11359.86; NON-ISO RELATED PLANT A/C 361: 30926.01; NON-ISO RELATED PLANT A/C 362: 742845.02 | 0 | Non-ISO |  | 0 | 0 | 0 | [5 empty] | 0
HOYTE SUB | 5151 | 33kV & Below | 8899.27 | 23105.08 | 1001630.29 | 1033634.64 | ISO RELATED A/C 360: 8899.27; NON-ISO RELATED PLANT A/C 361: 23105.08; NON-ISO RELATED PLANT A/C 362: 1001630.29 | 0 | Non-ISO |  | 0 | 0 | 0 | [5 empty] | 0
JOSE SUB | 5152 | 66kV | 16667.03 | 10765.53 | 309244.79 | 336677.35 | ISO RELATED A/C 360: 16667.03; NON-ISO RELATED PLANT A/C 361: 10765.53; NON-ISO RELATED PLANT A/C 362: 309244.79 | 0 | Non-ISO |  | 0 | 0 | 0 | [5 empty] | 0
IVAR SUB | 5153 | 33kV & Below | 4184.26 | 20950.47 | 846794.32 | 871929.05 | ISO RELATED A/C 360: 4184.26; NON-ISO RELATED PLANT A/C 361: 20950.47; NON-ISO RELATED PLANT A/C 362: 846794.32 | 0 | Non-ISO |  | 0 | 0 | 0 | [5 empty] | 0
PACKAGE SUB | 5154 | 66kV | 16257.29 | 23366.77 | 432417.65 | 472041.71 | ISO RELATED A/C 360: 16257.29; NON-ISO RELATED PLANT A/C 361: 23366.77; NON-ISO RELATED PLANT A/C 362: 432417.65 | 0 | Non-ISO |  | 0 | 0 | 0 | [5 empty] | 0
MT WILSON SUB | 5157 | 33kV & Below | 3524.48 | 14282.62 | 976504.58 | 994311.68 | ISO RELATED A/C 360: 3524.48; NON-ISO RELATED PLANT A/C 361: 14282.62; NON-ISO RELATED PLANT A/C 362: 976504.58 | 0 | Non-ISO |  | 0 | 0 | 0 | [5 empty] | 0
ARROYO SUB | 5158 | 66kV | 3910.28 | 1706166.91 | 8021780.29 | 9731857.48 | ISO RELATED A/C 360: 3910.28; NON-ISO RELATED PLANT A/C 361: 1706166.91; NON-ISO RELATED PLANT A/C 362: 8021780.29 | 0 | Non-ISO |  | 0 | 0 | 0 | [5 empty] | 0
MOBILE 1-9, 14-20 SUB | 5159 |  | 0 | 1791.91 | 102152.03 | 103943.94 | ISO RELATED A/C 360: 0; NON-ISO RELATED PLANT A/C 361: 1791.91; NON-ISO RELATED PLANT A/C 362: 102152.03 | 0 | Non-ISO |  | 0 | 0 | 0 | [5 empty] | 0
NIETOS SUB | 5160 | 66kV | 19315.69 | 12011.32 | 343576.63 | 374903.64 | ISO RELATED A/C 360: 19315.69; NON-ISO RELATED PLANT A/C 361: 12011.32; NON-ISO RELATED PLANT A/C 362: 343576.63 | 0 | Non-ISO |  | 0 | 0 | 0 | [5 empty] | 0
AMADOR SUB | 5161 | 66kV | 27985.65 | 70090.3 | 5263951.59 | 5362027.54 | ISO RELATED A/C 360: 27985.65; NON-ISO RELATED PLANT A/C 361: 70090.3; NON-ISO RELATED PLANT A/C 362: 5263951.59 | 0 | Non-ISO |  | 0 | 0 | 0 | [5 empty] | 0
FAIR OAKS SUB | 5162 | 33kV & Below | 9203.52 | 18974.93 | 1882303.15 | 1910481.6 | ISO RELATED A/C 360: 9203.52; NON-ISO RELATED PLANT A/C 361: 18974.93; NON-ISO RELATED PLANT A/C 362: 1882303.15 | 0 | Non-ISO |  | 0 | 0 | 0 | [5 empty] | 0
REPETTO SUB | 5164 | 66kV | 11399.17 | 159286.09 | 3296137.95 | 3466823.21 | ISO RELATED A/C 360: 11399.17; NON-ISO RELATED PLANT A/C 361: 159286.09; NON-ISO RELATED PLANT A/C 362: 3296137.95 | 0 | Non-ISO |  | 0 | 0 | 0 | [5 empty] | 0
MAYFLOWER SUB | 5167 | 33kV & Below | 12983.58 | 44226.25 | 1570860.48 | 1628070.31 | ISO RELATED A/C 360: 12983.58; NON-ISO RELATED PLANT A/C 361: 44226.25; NON-ISO RELATED PLANT A/C 362: 1570860.48 | 0 | Non-ISO |  | 0 | 0 | 0 | [5 empty] | 0
HARDING SUB | 5168 | 33kV & Below | 10403.42 | 15902.97 | 299685.35 | 325991.74 | ISO RELATED A/C 360: 10403.42; NON-ISO RELATED PLANT A/C 361: 15902.97; NON-ISO RELATED PLANT A/C 362: 299685.35 | 0 | Non-ISO |  | 0 | 0 | 0 | [5 empty] | 0
RAYMOND SUB | 5169 | 33kV & Below | 0 | 6085.49 | 31.37 | 6116.86 | ISO RELATED A/C 360: 0; NON-ISO RELATED PLANT A/C 361: 6085.49; NON-ISO RELATED PLANT A/C 362: 31.37 | 0 | Non-ISO |  | 0 | 0 | 0 | [5 empty] | 0
TEMPLE SUB | 5170 | 33kV & Below | 16468.7 | 27218.47 | 827586.06 | 871273.23 | ISO RELATED A/C 360: 16468.7; NON-ISO RELATED PLANT A/C 361: 27218.47; NON-ISO RELATED PLANT A/C 362: 827586.06 | 0 | Non-ISO |  | 0 | 0 | 0 | [5 empty] | 0
BRADBURY SUB | 5171 | 66kV | 11331.11 | 165975.35 | 5063651.92 | 5240958.38 | ISO RELATED A/C 360: 11331.11; NON-ISO RELATED PLANT A/C 361: 165975.35; NON-ISO RELATED PLANT A/C 362: 5063651.92 | 0 | Non-ISO |  | 0 | 0 | 0 | [5 empty] | 0
SHULTZ SUB | 5172 | 66kV | 0 | 49795.29 | 908111.41 | 957906.7 | ISO RELATED A/C 360: 0; NON-ISO RELATED PLANT A/C 361: 49795.29; NON-ISO RELATED PLANT A/C 362: 908111.41 | 0 | Non-ISO |  | 0 | 0 | 0 | [5 empty] | 0
SHARON SUB | 5173 | 33kV & Below | 21259.49 | 49677.19 | 869313.86 | 940250.54 | ISO RELATED A/C 360: 21259.49; NON-ISO RELATED PLANT A/C 361: 49677.19; NON-ISO RELATED PLANT A/C 362: 869313.86 | 0 | Non-ISO |  | 0 | 0 | 0 | [5 empty] | 0
VAIL SUB | 5175 | 66kV | 52686.68 | 174650.77 | 3554291.73 | 3781629.18 | ISO RELATED A/C 360: 52686.68; NON-ISO RELATED PLANT A/C 361: 174650.77; NON-ISO RELATED PLANT A/C 362: 3554291.73 | 0 | Non-ISO |  | 0 | 0 | 0 | [5 empty] | 0
KIMBALL SUBSTATION | 5176 | 66kV | 0 | 2079020.72 | 10979039.33 | 13058060.05 | ISO RELATED A/C 360: 0; NON-ISO RELATED PLANT A/C 361: 2079020.72; NON-ISO RELATED PLANT A/C 362: 10979039.33 | 0 | Non-ISO |  | 0 | 0 | 0 | [5 empty] | 0
KIRKWALL SUBSTATION | 5178 | 66kV | 0 | 0 | 19939.62 | 19939.62 | ISO RELATED A/C 360: 0; NON-ISO RELATED PLANT A/C 361: 0; NON-ISO RELATED PLANT A/C 362: 19939.62 | 0 | Non-ISO |  | 0 | 0 | 0 | [5 empty] | 0
RAVENDALE SUB | 5179 | 66kV | 20819 | 177054.57 | 5325662.44 | 5523536.01 | ISO RELATED A/C 360: 20819; NON-ISO RELATED PLANT A/C 361: 177054.57; NON-ISO RELATED PLANT A/C 362: 5325662.44 | 0 | Non-ISO |  | 0 | 0 | 0 | [5 empty] | 0
AIRPAC SUB | 5180 | 66kV | 829.91 | 0 | 0 | 829.91 | ISO RELATED A/C 360: 829.91; NON-ISO RELATED PLANT A/C 361: 0; NON-ISO RELATED PLANT A/C 362: 0 | 0 | Non-ISO |  | 0 | 0 | 0 | [5 empty] | 0
AZUSA CITY SUB | 5181 | 66kV | 0 | 29887.49 | 1939389.13 | 1969276.62 | ISO RELATED A/C 360: 0; NON-ISO RELATED PLANT A/C 361: 29887.49; NON-ISO RELATED PLANT A/C 362: 1939389.13 | 0 | Non-ISO |  | 0 | 0 | 0 | [5 empty] | 0
BADILLO SUB | 5182 | 33kV & Below | 4274.58 | 28372.08 | 1482169.74 | 1514816.4 | ISO RELATED A/C 360: 4274.58; NON-ISO RELATED PLANT A/C 361: 28372.08; NON-ISO RELATED PLANT A/C 362: 1482169.74 | 0 | Non-ISO |  | 0 | 0 | 0 | [5 empty] | 0
BASSETT SUB | 5184 | 66kV | 25036.35 | 283682.61 | 6638392.41 | 6947111.37 | ISO RELATED A/C 360: 25036.35; NON-ISO RELATED PLANT A/C 361: 283682.61; NON-ISO RELATED PLANT A/C 362: 6638392.41 | 0 | Non-ISO |  | 0 | 0 | 0 | [5 empty] | 0
CITRUS SUB | 5185 | 66kV | 65892.29 | 170715.38 | 3803325.09 | 4039932.76 | ISO RELATED A/C 360: 65892.29; NON-ISO RELATED PLANT A/C 361: 170715.38; NON-ISO RELATED PLANT A/C 362: 3803325.09 | 0 | Non-ISO |  | 0 | 0 | 0 | [5 empty] | 0
CORTEZ SUB | 5186 | 66kV | 24040.74 | 117996.96 | 6886824.58 | 7028862.28 | ISO RELATED A/C 360: 24040.74; NON-ISO RELATED PLANT A/C 361: 117996.96; NON-ISO RELATED PLANT A/C 362: 6886824.58 | 0 | Non-ISO |  | 0 | 0 | 0 | [5 empty] | 0
COVINA SUB | 5187 | 33kV & Below | 2658.99 | 2774899.24 | 1665182.98 | 4442741.21 | ISO RELATED A/C 360: 2658.99; NON-ISO RELATED PLANT A/C 361: 2774899.24; NON-ISO RELATED PLANT A/C 362: 1665182.98 | 0 | Non-ISO |  | 0 | 0 | 0 | [5 empty] | 0
DALTON SUB | 5188 | 66kV | 2385.61 | 334732.86 | 4160965.27 | 4498083.74 | ISO RELATED A/C 360: 2385.61; NON-ISO RELATED PLANT A/C 361: 334732.86; NON-ISO RELATED PLANT A/C 362: 4160965.27 | 0 | Non-ISO |  | 0 | 0 | 0 | [5 empty] | 0
MCA SUB | 5190 | 66kV | 27863.99 | 18821.62 | 900737.09 | 947422.7 | ISO RELATED A/C 360: 27863.99; NON-ISO RELATED PLANT A/C 361: 18821.62; NON-ISO RELATED PLANT A/C 362: 900737.09 | 0 | Non-ISO |  | 0 | 0 | 0 | [5 empty] | 0
INDUSTRY SUB | 5191 | 66kV | 32824.89 | 47014.13 | 3183179.02 | 3263018.04 | ISO RELATED A/C 360: 32824.89; NON-ISO RELATED PLANT A/C 361: 47014.13; NON-ISO RELATED PLANT A/C 362: 3183179.02 | 0 | Non-ISO |  | 0 | 0 | 0 | [5 empty] | 0
LARK ELLEN SUB | 5192 | 66kV | 72232.32 | 51027.21 | 2032239.06 | 2155498.59 | ISO RELATED A/C 360: 72232.32; NON-ISO RELATED PLANT A/C 361: 51027.21; NON-ISO RELATED PLANT A/C 362: 2032239.06 | 0 | Non-ISO |  | 0 | 0 | 0 | [5 empty] | 0
MERCED SUB | 5193 | 66kV | 54374.25 | 116354.96 | 2765136.29 | 2935865.5 | ISO RELATED A/C 360: 54374.25; NON-ISO RELATED PLANT A/C 361: 116354.96; NON-ISO RELATED PLANT A/C 362: 2765136.29 | 0 | Non-ISO |  | 0 | 0 | 0 | [5 empty] | 0
SANIGEN SUB | 5194 | 66kV | 0 | 32976.01 | 756898.21 | 789874.22 | ISO RELATED A/C 360: 0; NON-ISO RELATED PLANT A/C 361: 32976.01; NON-ISO RELATED PLANT A/C 362: 756898.21 | 0 | Non-ISO |  | 0 | 0 | 0 | [5 empty] | 0
PUENTE SUB | 5195 | 66kV | 1219.51 | 127235.55 | 2240340.75 | 2368795.81 | ISO RELATED A/C 360: 1219.51; NON-ISO RELATED PLANT A/C 361: 127235.55; NON-ISO RELATED PLANT A/C 362: 2240340.75 | 0 | Non-ISO |  | 0 | 0 | 0 | [5 empty] | 0
RAILROAD SUB | 5196 | 66kV | 64449.39 | 123660 | 4676189.42 | 4864298.81 | ISO RELATED A/C 360: 64449.39; NON-ISO RELATED PLANT A/C 361: 123660; NON-ISO RELATED PLANT A/C 362: 4676189.42 | 0 | Non-ISO |  | 0 | 0 | 0 | [5 empty] | 0
ALHAMBRA DIST SUB TRG FAC | 5198 |  | 0 | 30613.48 | 1965545.02 | 1996158.5 | ISO RELATED A/C 360: 0; NON-ISO RELATED PLANT A/C 361: 30613.48; NON-ISO RELATED PLANT A/C 362: 1965545.02 | 0 | Non-ISO |  | 0 | 0 | 0 | [5 empty] | 0
BEVERLY HILLS SUB | 5201 | 66kV | 351856.31 | 231511.46 | 8831122.97 | 9414490.74 | ISO RELATED A/C 360: 351856.31; NON-ISO RELATED PLANT A/C 361: 231511.46; NON-ISO RELATED PLANT A/C 362: 8831122.97 | 0 | Non-ISO |  | 0 | 0 | 0 | [5 empty] | 0
POLARIS SUB | 5202 | 66kV | 865.92 | 9530.06 | 967769.1 | 978165.08 | ISO RELATED A/C 360: 865.92; NON-ISO RELATED PLANT A/C 361: 9530.06; NON-ISO RELATED PLANT A/C 362: 967769.1 | 0 | Non-ISO |  | 0 | 0 | 0 | [5 empty] | 0
CULVER CITY SUB | 5204 | 66kV | 6230.46 | 200720.31 | 5606809.66 | 5813760.43 | ISO RELATED A/C 360: 6230.46; NON-ISO RELATED PLANT A/C 361: 200720.31; NON-ISO RELATED PLANT A/C 362: 5606809.66 | 0 | Non-ISO |  | 0 | 0 | 0 | [5 empty] | 0
DOUGLAS-EL SEGUNDO SUB | 5205 | 66kV | 0 | 21937.72 | 1087299.26 | 1109236.98 | ISO RELATED A/C 360: 0; NON-ISO RELATED PLANT A/C 361: 21937.72; NON-ISO RELATED PLANT A/C 362: 1087299.26 | 0 | Non-ISO |  | 0 | 0 | 0 | [5 empty] | 0
EL PORTO SUB | 5206 | 33kV & Below | 2210.52 | 14057.92 | 724964.78 | 741233.22 | ISO RELATED A/C 360: 2210.52; NON-ISO RELATED PLANT A/C 361: 14057.92; NON-ISO RELATED PLANT A/C 362: 724964.78 | 0 | Non-ISO |  | 0 | 0 | 0 | [5 empty] | 0
SEPULVEDA SUB | 5207 | 66kV | 8980.9 | 232610.38 | 3337528.92 | 3579120.2 | ISO RELATED A/C 360: 8980.9; NON-ISO RELATED PLANT A/C 361: 232610.38; NON-ISO RELATED PLANT A/C 362: 3337528.92 | 0 | Non-ISO |  | 0 | 0 | 0 | [5 empty] | 0
FAIRFAX SUB | 5208 | 66kV | 79779.01 | 253445.42 | 4536180.64 | 4869405.07 | ISO RELATED A/C 360: 79779.01; NON-ISO RELATED PLANT A/C 361: 253445.42; NON-ISO RELATED PLANT A/C 362: 4536180.64 | 0 | Non-ISO |  | 0 | 0 | 0 | [5 empty] | 0
DOHENY SUB | 5209 | 33kV & Below | 69464.64 | 86815.54 | 2014979.75 | 2171259.93 | ISO RELATED A/C 360: 69464.64; NON-ISO RELATED PLANT A/C 361: 86815.54; NON-ISO RELATED PLANT A/C 362: 2014979.75 | 0 | Non-ISO |  | 0 | 0 | 0 | [5 empty] | 0
HOWARD SUB | 5210 | 66kV | 196527.1 | 182246.45 | 2916715.45 | 3295489 | ISO RELATED A/C 360: 196527.1; NON-ISO RELATED PLANT A/C 361: 182246.45; NON-ISO RELATED PLANT A/C 362: 2916715.45 | 0 | Non-ISO |  | 0 | 0 | 0 | [5 empty] | 0
INGLEWOOD SUB | 5211 | 66kV | 23554.39 | 107633.86 | 3393786.73 | 3524974.98 | ISO RELATED A/C 360: 23554.39; NON-ISO RELATED PLANT A/C 361: 107633.86; NON-ISO RELATED PLANT A/C 362: 3393786.73 | 0 | Non-ISO |  | 0 | 0 | 0 | [5 empty] | 0
MOOG SUBSTATION | 5212 | 66kV | 0 | 30762.53 | 263477.66 | 294240.19 | ISO RELATED A/C 360: 0; NON-ISO RELATED PLANT A/C 361: 30762.53; NON-ISO RELATED PLANT A/C 362: 263477.66 | 0 | Non-ISO |  | 0 | 0 | 0 | [5 empty] | 0
LENNOX SUB | 5213 | 66kV | 192066.73 | 105911.93 | 1449729.07 | 1747707.73 | ISO RELATED A/C 360: 192066.73; NON-ISO RELATED PLANT A/C 361: 105911.93; NON-ISO RELATED PLANT A/C 362: 1449729.07 | 0 | Non-ISO |  | 0 | 0 | 0 | [5 empty] | 0
COSMIC SUB | 5214 | 66kV | 813.24 | 3447.8 | 531048.4 | 535309.44 | ISO RELATED A/C 360: 813.24; NON-ISO RELATED PLANT A/C 361: 3447.8; NON-ISO RELATED PLANT A/C 362: 531048.4 | 0 | Non-ISO |  | 0 | 0 | 0 | [5 empty] | 0
MADRID SUB | 5215 | 33kV & Below | 2750.13 | 31768.38 | 687577.38 | 722095.89 | ISO RELATED A/C 360: 2750.13; NON-ISO RELATED PLANT A/C 361: 31768.38; NON-ISO RELATED PLANT A/C 362: 687577.38 | 0 | Non-ISO |  | 0 | 0 | 0 | [5 empty] | 0
MANHATTAN SUB | 5216 | 33kV & Below | 4118.86 | 51568.43 | 838150.44 | 893837.73 | ISO RELATED A/C 360: 4118.86; NON-ISO RELATED PLANT A/C 361: 51568.43; NON-ISO RELATED PLANT A/C 362: 838150.44 | 0 | Non-ISO |  | 0 | 0 | 0 | [5 empty] | 0
MARINE SUB | 5217 | 66kV | 16040.33 | 206437.62 | 2628132.79 | 2850610.74 | ISO RELATED A/C 360: 16040.33; NON-ISO RELATED PLANT A/C 361: 206437.62; NON-ISO RELATED PLANT A/C 362: 2628132.79 | 0 | Non-ISO |  | 0 | 0 | 0 | [5 empty] | 0
MONETA SUB | 5218 | 33kV & Below | 2806.41 | 15598.38 | 1064635.46 | 1083040.25 | ISO RELATED A/C 360: 2806.41; NON-ISO RELATED PLANT A/C 361: 15598.38; NON-ISO RELATED PLANT A/C 362: 1064635.46 | 0 | Non-ISO |  | 0 | 0 | 0 | [5 empty] | 0
MORNINGSIDE SUB | 5219 | 33kV & Below | 18301.96 | 25163.19 | 823414.6 | 866879.75 | ISO RELATED A/C 360: 18301.96; NON-ISO RELATED PLANT A/C 361: 25163.19; NON-ISO RELATED PLANT A/C 362: 823414.6 | 0 | Non-ISO |  | 0 | 0 | 0 | [5 empty] | 0
HUGHTRON SUB | 5220 | 66kV | 0 | 1880.38 | 337972.94 | 339853.32 | ISO RELATED A/C 360: 0; NON-ISO RELATED PLANT A/C 361: 1880.38; NON-ISO RELATED PLANT A/C 362: 337972.94 | 0 | Non-ISO |  | 0 | 0 | 0 | [5 empty] | 0
OCEAN PARK SUB | 5221 | 33kV & Below | 31028.36 | 32768.21 | 668998.22 | 732794.79 | ISO RELATED A/C 360: 31028.36; NON-ISO RELATED PLANT A/C 361: 32768.21; NON-ISO RELATED PLANT A/C 362: 668998.22 | 0 | Non-ISO |  | 0 | 0 | 0 | [5 empty] | 0
OLYMPIC SUB | 5222 | 33kV & Below | 13086.61 | 77919.36 | 1065861.13 | 1156867.1 | ISO RELATED A/C 360: 13086.61; NON-ISO RELATED PLANT A/C 361: 77919.36; NON-ISO RELATED PLANT A/C 362: 1065861.13 | 0 | Non-ISO |  | 0 | 0 | 0 | [5 empty] | 0
PALOS VERDES SUB | 5223 | 33kV & Below | 5882.53 | 52508.92 | 579684.68 | 638076.13 | ISO RELATED A/C 360: 5882.53; NON-ISO RELATED PLANT A/C 361: 52508.92; NON-ISO RELATED PLANT A/C 362: 579684.68 | 0 | Non-ISO |  | 0 | 0 | 0 | [5 empty] | 0
PEARL SUB | 5224 | 33kV & Below | 7677.73 | 89082.37 | 795909.57 | 892669.67 | ISO RELATED A/C 360: 7677.73; NON-ISO RELATED PLANT A/C 361: 89082.37; NON-ISO RELATED PLANT A/C 362: 795909.57 | 0 | Non-ISO |  | 0 | 0 | 0 | [5 empty] | 0
PERRY SUB | 5225 | 33kV & Below | 2931.02 | 44526.47 | 1339281.27 | 1386738.76 | ISO RELATED A/C 360: 2931.02; NON-ISO RELATED PLANT A/C 361: 44526.47; NON-ISO RELATED PLANT A/C 362: 1339281.27 | 0 | Non-ISO |  | 0 | 0 | 0 | [5 empty] | 0
BRIGHTON SUB | 5226 | 66kV | 77687.13 | 126864.89 | 1906597.16 | 2111149.18 | ISO RELATED A/C 360: 77687.13; NON-ISO RELATED PLANT A/C 361: 126864.89; NON-ISO RELATED PLANT A/C 362: 1906597.16 | 0 | Non-ISO |  | 0 | 0 | 0 | [5 empty] | 0
REDONDO SUB | 5227 | 33kV & Below | 5704.56 | 16873.9 | 1919811.55 | 1942390.01 | ISO RELATED A/C 360: 5704.56; NON-ISO RELATED PLANT A/C 361: 16873.9; NON-ISO RELATED PLANT A/C 362: 1919811.55 | 0 | Non-ISO |  | 0 | 0 | 0 | [5 empty] | 0
ROSECRANS SUB | 5228 | 66kV | 4955.71 | 30610.72 | 3351505.01 | 3387071.44 | ISO RELATED A/C 360: 4955.71; NON-ISO RELATED PLANT A/C 361: 30610.72; NON-ISO RELATED PLANT A/C 362: 3351505.01 | 0 | Non-ISO |  | 0 | 0 | 0 | [5 empty] | 0
MOBILOIL SUB | 5229 | 66kV | 11577.95 | 152120.35 | 13385727.87 | 13549426.17 | ISO RELATED A/C 360: 11577.95; NON-ISO RELATED PLANT A/C 361: 152120.35; NON-ISO RELATED PLANT A/C 362: 13385727.87 | 0 | Non-ISO |  | 0 | 0 | 0 | [5 empty] | 0
SAN VINCENTE SUB | 5230 | 33kV & Below | 19082.03 | 96050.22 | 726239.67 | 841371.92 | ISO RELATED A/C 360: 19082.03; NON-ISO RELATED PLANT A/C 361: 96050.22; NON-ISO RELATED PLANT A/C 362: 726239.67 | 0 | Non-ISO |  | 0 | 0 | 0 | [5 empty] | 0
SANTA MONICA SUB | 5231 | 66kV | 19461.74 | 414761.1 | 10747119.02 | 11181341.86 | ISO RELATED A/C 360: 19461.74; NON-ISO RELATED PLANT A/C 361: 414761.1; NON-ISO RELATED PLANT A/C 362: 10747119.02 | 0 | Non-ISO |  | 0 | 0 | 0 | [5 empty] | 0
VICTORIA SUB | 5232 | 66kV | 12335.79 | 191040.29 | 1477775.32 | 1681151.4 | ISO RELATED A/C 360: 12335.79; NON-ISO RELATED PLANT A/C 361: 191040.29; NON-ISO RELATED PLANT A/C 362: 1477775.32 | 0 | Non-ISO |  | 0 | 0 | 0 | [5 empty] | 0
WALTERIA SUB | 5233 | 66kV | 37068.98 | 176172.15 | 3922650.06 | 4135891.19 | ISO RELATED A/C 360: 37068.98; NON-ISO RELATED PLANT A/C 361: 176172.15; NON-ISO RELATED PLANT A/C 362: 3922650.06 | 0 | Non-ISO |  | 0 | 0 | 0 | [5 empty] | 0
WINDSOR HILLS SUB | 5235 | 66kV | 199473.11 | 437813.31 | 1793386.76 | 2430673.18 | ISO RELATED A/C 360: 199473.11; NON-ISO RELATED PLANT A/C 361: 437813.31; NON-ISO RELATED PLANT A/C 362: 1793386.76 | 0 | Non-ISO |  | 0 | 0 | 0 | [5 empty] | 0
VALDEZ SUB | 5236 | 66kV | 160109.14 | 203954.8 | 7537830.76 | 7901894.7 | ISO RELATED A/C 360: 160109.14; NON-ISO RELATED PLANT A/C 361: 203954.8; NON-ISO RELATED PLANT A/C 362: 7537830.76 | 0 | Non-ISO |  | 0 | 0 | 0 | [5 empty] | 0
LAWNDALE SUB | 5238 | 33kV & Below | 3685.64 | 62778.24 | 325874.53 | 392338.41 | ISO RELATED A/C 360: 3685.64; NON-ISO RELATED PLANT A/C 361: 62778.24; NON-ISO RELATED PLANT A/C 362: 325874.53 | 0 | Non-ISO |  | 0 | 0 | 0 | [5 empty] | 0
CRATER SUB | 5239 | 66kV | 7593.47 | 76399.35 | 3974922.02 | 4058914.84 | ISO RELATED A/C 360: 7593.47; NON-ISO RELATED PLANT A/C 361: 76399.35; NON-ISO RELATED PLANT A/C 362: 3974922.02 | 0 | Non-ISO |  | 0 | 0 | 0 | [5 empty] | 0
RINDGE SUB | 5240 | 33kV & Below | 2084.22 | 19932.79 | 387111.57 | 409128.58 | ISO RELATED A/C 360: 2084.22; NON-ISO RELATED PLANT A/C 361: 19932.79; NON-ISO RELATED PLANT A/C 362: 387111.57 | 0 | Non-ISO |  | 0 | 0 | 0 | [5 empty] | 0
YUKON SUB | 5241 | 66kV | 29664.69 | 100348.37 | 4112932.33 | 4242945.39 | ISO RELATED A/C 360: 29664.69; NON-ISO RELATED PLANT A/C 361: 100348.37; NON-ISO RELATED PLANT A/C 362: 4112932.33 | 0 | Non-ISO |  | 0 | 0 | 0 | [5 empty] | 0
COLORADO SUB | 5242 | 66kV | 19578.45 | 225531.95 | 10658119.63 | 10903230.03 | ISO RELATED A/C 360: 19578.45; NON-ISO RELATED PLANT A/C 361: 225531.95; NON-ISO RELATED PLANT A/C 362: 10658119.63 | 0 | Non-ISO |  | 0 | 0 | 0 | [5 empty] | 0
TOPANGA SUB | 5243 | 33kV & Below | 5013.6 | 373078.6 | 225908.55 | 604000.75 | ISO RELATED A/C 360: 5013.6; NON-ISO RELATED PLANT A/C 361: 373078.6; NON-ISO RELATED PLANT A/C 362: 225908.55 | 0 | Non-ISO |  | 0 | 0 | 0 | [5 empty] | 0
FLETON SUB | 5244 | 33kV & Below | 132571.04 | 125625.59 | 3406126.39 | 3664323.02 | ISO RELATED A/C 360: 132571.04; NON-ISO RELATED PLANT A/C 361: 125625.59; NON-ISO RELATED PLANT A/C 362: 3406126.39 | 0 | Non-ISO |  | 0 | 0 | 0 | [5 empty] | 0
BEDFORD SUB | 5245 | 33kV & Below | 41627.55 | 260386.68 | 1423079.55 | 1725093.78 | ISO RELATED A/C 360: 41627.55; NON-ISO RELATED PLANT A/C 361: 260386.68; NON-ISO RELATED PLANT A/C 362: 1423079.55 | 0 | Non-ISO |  | 0 | 0 | 0 | [5 empty] | 0
DITMAR SUB | 5246 | 66kV | 229538.22 | 167139.61 | 2931543.75 | 3328221.58 | ISO RELATED A/C 360: 229538.22; NON-ISO RELATED PLANT A/C 361: 167139.61; NON-ISO RELATED PLANT A/C 362: 2931543.75 | 0 | Non-ISO |  | 0 | 0 | 0 | [5 empty] | 0
HUGHESAIR SUB | 5248 | 66kV | 0 | 14306.94 | 1677792.48 | 1692099.42 | ISO RELATED A/C 360: 0; NON-ISO RELATED PLANT A/C 361: 14306.94; NON-ISO RELATED PLANT A/C 362: 1677792.48 | 0 | Non-ISO |  | 0 | 0 | 0 | [5 empty] | 0
ZUMA SUB | 5249 | 33kV & Below | 5207.97 | 31441.19 | 142979.26 | 179628.42 | ISO RELATED A/C 360: 5207.97; NON-ISO RELATED PLANT A/C 361: 31441.19; NON-ISO RELATED PLANT A/C 362: 142979.26 | 0 | Non-ISO |  | 0 | 0 | 0 | [5 empty] | 0
SAWTELLE SUB | 5250 | 66kV | 0 | 153083.25 | 1063647.18 | 1216730.43 | ISO RELATED A/C 360: 0; NON-ISO RELATED PLANT A/C 361: 153083.25; NON-ISO RELATED PLANT A/C 362: 1063647.18 | 0 | Non-ISO |  | 0 | 0 | 0 | [5 empty] | 0
RALPHS SUB | 5251 | 66kV | 0 | 8601.03 | 46931.74 | 55532.77 | ISO RELATED A/C 360: 0; NON-ISO RELATED PLANT A/C 361: 8601.03; NON-ISO RELATED PLANT A/C 362: 46931.74 | 0 | Non-ISO |  | 0 | 0 | 0 | [5 empty] | 0
ROLLING HILLS SUB | 5252 | 66kV | 27101.16 | 72219.69 | 3187716.95 | 3287037.8 | ISO RELATED A/C 360: 27101.16; NON-ISO RELATED PLANT A/C 361: 72219.69; NON-ISO RELATED PLANT A/C 362: 3187716.95 | 0 | Non-ISO |  | 0 | 0 | 0 | [5 empty] | 0
TRISONIC SUB | 5253 | 66kV | 70.82 | 8765.45 | 0 | 8836.27 | ISO RELATED A/C 360: 70.82; NON-ISO RELATED PLANT A/C 361: 8765.45; NON-ISO RELATED PLANT A/C 362: 0 | 0 | Non-ISO |  | 0 | 0 | 0 | [5 empty] | 0
HAVEDA SUB | 5254 | 33kV & Below | 7977.84 | 35897.22 | 304684.15 | 348559.21 | ISO RELATED A/C 360: 7977.84; NON-ISO RELATED PLANT A/C 361: 35897.22; NON-ISO RELATED PLANT A/C 362: 304684.15 | 0 | Non-ISO |  | 0 | 0 | 0 | [5 empty] | 0
LUNADA SUB | 5255 | 33kV & Below | 4827.04 | 37371.56 | 863412.29 | 905610.89 | ISO RELATED A/C 360: 4827.04; NON-ISO RELATED PLANT A/C 361: 37371.56; NON-ISO RELATED PLANT A/C 362: 863412.29 | 0 | Non-ISO |  | 0 | 0 | 0 | [5 empty] | 0
AMCO SUB | 5256 | 66kV | 0 | 12216.63 | 906076.59 | 918293.22 | ISO RELATED A/C 360: 0; NON-ISO RELATED PLANT A/C 361: 12216.63; NON-ISO RELATED PLANT A/C 362: 906076.59 | 0 | Non-ISO |  | 0 | 0 | 0 | [5 empty] | 0
BRIDGE SUB | 5257 | 66kV | 23157.36 | 27836.71 | 568284.82 | 619278.89 | ISO RELATED A/C 360: 23157.36; NON-ISO RELATED PLANT A/C 361: 27836.71; NON-ISO RELATED PLANT A/C 362: 568284.82 | 0 | Non-ISO |  | 0 | 0 | 0 | [5 empty] | 0
SHELLINE | 5258 | 66kV | 830.53 | 8054.3 | 44837.23 | 53722.06 | ISO RELATED A/C 360: 830.53; NON-ISO RELATED PLANT A/C 361: 8054.3; NON-ISO RELATED PLANT A/C 362: 44837.23 | 0 | Non-ISO |  | 0 | 0 | 0 | [5 empty] | 0
STIRRUP SUB | 5259 | 33kV & Below | 15342.4 | 59570.68 | 898560.06 | 973473.14 | ISO RELATED A/C 360: 15342.4; NON-ISO RELATED PLANT A/C 361: 59570.68; NON-ISO RELATED PLANT A/C 362: 898560.06 | 0 | Non-ISO |  | 0 | 0 | 0 | [5 empty] | 0
COLOSSUS SUB | 5260 | 66kV | 0 | 35948.76 | 932643.05 | 968591.81 | ISO RELATED A/C 360: 0; NON-ISO RELATED PLANT A/C 361: 35948.76; NON-ISO RELATED PLANT A/C 362: 932643.05 | 0 | Non-ISO |  | 0 | 0 | 0 | [5 empty] | 0
LOSULFUR SUB | 5261 | 66kV | 0 | 7488.34 | 1081851.93 | 1089340.27 | ISO RELATED A/C 360: 0; NON-ISO RELATED PLANT A/C 361: 7488.34; NON-ISO RELATED PLANT A/C 362: 1081851.93 | 0 | Non-ISO |  | 0 | 0 | 0 | [5 empty] | 0
ARCO SUBSTATION | 5262 | 66kV | 0 | 20329.46 | 393617.48 | 413946.94 | ISO RELATED A/C 360: 0; NON-ISO RELATED PLANT A/C 361: 20329.46; NON-ISO RELATED PLANT A/C 362: 393617.48 | 0 | Non-ISO |  | 0 | 0 | 0 | [5 empty] | 0
THERMAL SUB | 5263 | 66kV | 712.25 | 0 | 0 | 712.25 | ISO RELATED A/C 360: 712.25; NON-ISO RELATED PLANT A/C 361: 0; NON-ISO RELATED PLANT A/C 362: 0 | 0 | Non-ISO |  | 0 | 0 | 0 | [5 empty] | 0
CREST SUB | 5264 | 66kV | 85247.91 | 165473.96 | 3071210.47 | 3321932.34 | ISO RELATED A/C 360: 85247.91; NON-ISO RELATED PLANT A/C 361: 165473.96; NON-ISO RELATED PLANT A/C 362: 3071210.47 | 0 | Non-ISO |  | 0 | 0 | 0 | [5 empty] | 0
REFINERY SUB | 5265 | 66kV | 0 | 12888.17 | 551432.17 | 564320.34 | ISO RELATED A/C 360: 0; NON-ISO RELATED PLANT A/C 361: 12888.17; NON-ISO RELATED PLANT A/C 362: 551432.17 | 0 | Non-ISO |  | 0 | 0 | 0 | [5 empty] | 0
BLUFF COVE SUB | 5266 | 33kV & Below | 17786.36 | 45139.65 | 473465.32 | 536391.33 | ISO RELATED A/C 360: 17786.36; NON-ISO RELATED PLANT A/C 361: 45139.65; NON-ISO RELATED PLANT A/C 362: 473465.32 | 0 | Non-ISO |  | 0 | 0 | 0 | [5 empty] | 0
SPACE SUB | 5267 | 66kV | 1458.57 | 10369.05 | 683440.94 | 695268.56 | ISO RELATED A/C 360: 1458.57; NON-ISO RELATED PLANT A/C 361: 10369.05; NON-ISO RELATED PLANT A/C 362: 683440.94 | 0 | Non-ISO |  | 0 | 0 | 0 | [5 empty] | 0
TOPAZ SUB | 5268 | 66kV | 11437.98 | 24044.14 | 1016393.13 | 1051875.25 | ISO RELATED A/C 360: 11437.98; NON-ISO RELATED PLANT A/C 361: 24044.14; NON-ISO RELATED PLANT A/C 362: 1016393.13 | 0 | Non-ISO |  | 0 | 0 | 0 | [5 empty] | 0
TORRANCE SUB | 5269 | 66kV | 63292.34 | 136964.93 | 3369108.77 | 3569366.04 | ISO RELATED A/C 360: 63292.34; NON-ISO RELATED PLANT A/C 361: 136964.93; NON-ISO RELATED PLANT A/C 362: 3369108.77 | 0 | Non-ISO |  | 0 | 0 | 0 | [5 empty] | 0
CORNER SUB | 5270 | 66kV | 0 | 1826.38 | 104324.97 | 106151.35 | ISO RELATED A/C 360: 0; NON-ISO RELATED PLANT A/C 361: 1826.38; NON-ISO RELATED PLANT A/C 362: 104324.97 | 0 | Non-ISO |  | 0 | 0 | 0 | [5 empty] | 0
TAHITI SUB | 5271 | 66kV | 0 | 151724.89 | 1611562.05 | 1763286.94 | ISO RELATED A/C 360: 0; NON-ISO RELATED PLANT A/C 361: 151724.89; NON-ISO RELATED PLANT A/C 362: 1611562.05 | 0 | Non-ISO |  | 0 | 0 | 0 | [5 empty] | 0
LATIGO SUB | 5272 | 66kV | 36792.36 | 211789.39 | 2184462.05 | 2433043.8 | ISO RELATED A/C 360: 36792.36; NON-ISO RELATED PLANT A/C 361: 211789.39; NON-ISO RELATED PLANT A/C 362: 2184462.05 | 0 | Non-ISO |  | 0 | 0 | 0 | [5 empty] | 0
STANHILL SUB | 5273 | 66kV | 0 | 3969.5 | 1096286.42 | 1100255.92 | ISO RELATED A/C 360: 0; NON-ISO RELATED PLANT A/C 361: 3969.5; NON-ISO RELATED PLANT A/C 362: 1096286.42 | 0 | Non-ISO |  | 0 | 0 | 0 | [5 empty] | 0
GALAXY SUB | 5274 | 66kV | 142.91 | 8838.35 | 915294.29 | 924275.55 | ISO RELATED A/C 360: 142.91; NON-ISO RELATED PLANT A/C 361: 8838.35; NON-ISO RELATED PLANT A/C 362: 915294.29 | 0 | Non-ISO |  | 0 | 0 | 0 | [5 empty] | 0
MARYMOUNT SUB | 5275 | 66kV | 87320.33 | 529136.82 | 1218435.41 | 1834892.56 | ISO RELATED A/C 360: 87320.33; NON-ISO RELATED PLANT A/C 361: 529136.82; NON-ISO RELATED PLANT A/C 362: 1218435.41 | 0 | Non-ISO |  | 0 | 0 | 0 | [5 empty] | 0
AIRCHEM SUB | 5276 | 66kV | 1828.6 | 6948.38 | 524458.89 | 533235.87 | ISO RELATED A/C 360: 1828.6; NON-ISO RELATED PLANT A/C 361: 6948.38; NON-ISO RELATED PLANT A/C 362: 524458.89 | 0 | Non-ISO |  | 0 | 0 | 0 | [5 empty] | 0
TAPIA SUB | 5277 | 66kV | 4987.68 | 455495.92 | 2455023.17 | 2915506.77 | ISO RELATED A/C 360: 4987.68; NON-ISO RELATED PLANT A/C 361: 455495.92; NON-ISO RELATED PLANT A/C 362: 2455023.17 | 0 | Non-ISO |  | 0 | 0 | 0 | [5 empty] | 0
WESTHILL SUB | 5278 | 66kV | 2246.68 | 6418.94 | 905116.83 | 913782.45 | ISO RELATED A/C 360: 2246.68; NON-ISO RELATED PLANT A/C 361: 6418.94; NON-ISO RELATED PLANT A/C 362: 905116.83 | 0 | Non-ISO |  | 0 | 0 | 0 | [5 empty] | 0
VARWIND SUB | 5279 | 66kV | 0 | 122667.46 | 3247629.1 | 3370296.56 | ISO RELATED A/C 360: 0; NON-ISO RELATED PLANT A/C 361: 122667.46; NON-ISO RELATED PLANT A/C 362: 3247629.1 | 0 | Non-ISO |  | 0 | 0 | 0 | [5 empty] | 0
GATX SUB | 5280 | 66kV | 0 | 5013.89 | 154037.78 | 159051.67 | ISO RELATED A/C 360: 0; NON-ISO RELATED PLANT A/C 361: 5013.89; NON-ISO RELATED PLANT A/C 362: 154037.78 | 0 | Non-ISO |  | 0 | 0 | 0 | [5 empty] | 0
CARBOGEN SUB | 5281 | 66kV | 0 | 6901.44 | 1818711.06 | 1825612.5 | ISO RELATED A/C 360: 0; NON-ISO RELATED PLANT A/C 361: 6901.44; NON-ISO RELATED PLANT A/C 362: 1818711.06 | 0 | Non-ISO |  | 0 | 0 | 0 | [5 empty] | 0
PALOGEN SUB | 5282 | 66kV | 0 | 6841.48 | 706438.14 | 713279.62 | ISO RELATED A/C 360: 0; NON-ISO RELATED PLANT A/C 361: 6841.48; NON-ISO RELATED PLANT A/C 362: 706438.14 | 0 | Non-ISO |  | 0 | 0 | 0 | [5 empty] | 0
CHEVGEN SUB | 5283 | 66kV | 0 | 80962.14 | 6365590.16 | 6446552.3 | ISO RELATED A/C 360: 0; NON-ISO RELATED PLANT A/C 361: 80962.14; NON-ISO RELATED PLANT A/C 362: 6365590.16 | 0 | Non-ISO |  | 0 | 0 | 0 | [5 empty] | 0
XEROX SUBSTATION | 5284 | 66kV | 6306.66 | 18519 | 815058.23 | 839883.89 | ISO RELATED A/C 360: 6306.66; NON-ISO RELATED PLANT A/C 361: 18519; NON-ISO RELATED PLANT A/C 362: 815058.23 | 0 | Non-ISO |  | 0 | 0 | 0 | [5 empty] | 0
RALPHS SUB (COMPTON) | 5285 |  | 13452.78 | 14674.13 | 586074.67 | 614201.58 | ISO RELATED A/C 360: 13452.78; NON-ISO RELATED PLANT A/C 361: 14674.13; NON-ISO RELATED PLANT A/C 362: 586074.67 | 0 | Non-ISO |  | 0 | 0 | 0 | [5 empty] | 0
TOYOTA SUB | 5286 | 66kV | 37269.96 | 37097.65 | 535710.17 | 610077.78 | ISO RELATED A/C 360: 37269.96; NON-ISO RELATED PLANT A/C 361: 37097.65; NON-ISO RELATED PLANT A/C 362: 535710.17 | 0 | Non-ISO |  | 0 | 0 | 0 | [5 empty] | 0
SONY SUBSTATION | 5287 | 66kV | 0 | 30820.73 | 461399.02 | 492219.75 | ISO RELATED A/C 360: 0; NON-ISO RELATED PLANT A/C 361: 30820.73; NON-ISO RELATED PLANT A/C 362: 461399.02 | 0 | Non-ISO |  | 0 | 0 | 0 | [5 empty] | 0
SHRED SUBSTATION | 5288 | 66kV | 0 | 0 | 289179.46 | 289179.46 | ISO RELATED A/C 360: 0; NON-ISO RELATED PLANT A/C 361: 0; NON-ISO RELATED PLANT A/C 362: 289179.46 | 0 | Non-ISO |  | 0 | 0 | 0 | [5 empty] | 0
TIDELANDS SUBSTATION | 5289 | 66kV | 0 | 14979.88 | 450803.35 | 465783.23 | ISO RELATED A/C 360: 0; NON-ISO RELATED PLANT A/C 361: 14979.88; NON-ISO RELATED PLANT A/C 362: 450803.35 | 0 | Non-ISO |  | 0 | 0 | 0 | [5 empty] | 0
HANJIN SUBSTATION | 5290 | 66kV | 0 | 2755.73 | 699220.49 | 701976.22 | ISO RELATED A/C 360: 0; NON-ISO RELATED PLANT A/C 361: 2755.73; NON-ISO RELATED PLANT A/C 362: 699220.49 | 0 | Non-ISO |  | 0 | 0 | 0 | [5 empty] | 0
WASTEWATER SUBSTATION | 5291 | 66kV | 0 | 39508.25 | 455559.37 | 495067.62 | ISO RELATED A/C 360: 0; NON-ISO RELATED PLANT A/C 361: 39508.25; NON-ISO RELATED PLANT A/C 362: 455559.37 | 0 | Non-ISO |  | 0 | 0 | 0 | [5 empty] | 0
AIRPRO SUBSTATION | 5292 | 66kV | 0 | 11463.86 | 1007839.68 | 1019303.54 | ISO RELATED A/C 360: 0; NON-ISO RELATED PLANT A/C 361: 11463.86; NON-ISO RELATED PLANT A/C 362: 1007839.68 | 0 | Non-ISO |  | 0 | 0 | 0 | [5 empty] | 0
DEL MAR SUBSTATION | 5293 | 66kV | 0 | 43270.93 | 2038678.37 | 2081949.3 | ISO RELATED A/C 360: 0; NON-ISO RELATED PLANT A/C 361: 43270.93; NON-ISO RELATED PLANT A/C 362: 2038678.37 | 0 | Non-ISO |  | 0 | 0 | 0 | [5 empty] | 0
MAGMAGEN SUBSTATION | 5294 | 66kV | 0 | 0 | 57526.04 | 57526.04 | ISO RELATED A/C 360: 0; NON-ISO RELATED PLANT A/C 361: 0; NON-ISO RELATED PLANT A/C 362: 57526.04 | 0 | Non-ISO |  | 0 | 0 | 0 | [5 empty] | 0
CHEVCENTRAL SUB | 5295 | 66kV | 0 | 223137.51 | 5153240.67 | 5376378.18 | ISO RELATED A/C 360: 0; NON-ISO RELATED PLANT A/C 361: 223137.51; NON-ISO RELATED PLANT A/C 362: 5153240.67 | 0 | Non-ISO |  | 0 | 0 | 0 | [5 empty] | 0
APL SUBSTATION | 5296 | 66kV | 0 | 22124.05 | 956248.81 | 978372.86 | ISO RELATED A/C 360: 0; NON-ISO RELATED PLANT A/C 361: 22124.05; NON-ISO RELATED PLANT A/C 362: 956248.81 | 0 | Non-ISO |  | 0 | 0 | 0 | [5 empty] | 0
KIWI SUBSTATION | 5298 | 66kV | 0 | 377.66 | 174397.37 | 174775.03 | ISO RELATED A/C 360: 0; NON-ISO RELATED PLANT A/C 361: 377.66; NON-ISO RELATED PLANT A/C 362: 174397.37 | 0 | Non-ISO |  | 0 | 0 | 0 | [5 empty] | 0
NORTHERN DIVISION | 5300 | DIVISION OFFICES & MISCELLANEOUS | 0 | 0 | 598866.81 | 598866.81 | ISO RELATED A/C 360: 0; NON-ISO RELATED PLANT A/C 361: 0; NON-ISO RELATED PLANT A/C 362: 598866.81 | 0 | Non-ISO |  | 0 | 0 | 0 | [5 empty] | 0
PITMAN SUB | 5301 | 33kV & Below | 0 | 701347.69 | 2763503.52 | 3464851.21 | ISO RELATED A/C 360: 0; NON-ISO RELATED PLANT A/C 361: 701347.69; NON-ISO RELATED PLANT A/C 362: 2763503.52 | 0 | Non-ISO |  | 0 | 0 | 0 | [5 empty] | 0
BIG CREEK 2 | 5302 | 220kV | 0 | 6754.47 | 82537.84 | 89292.31 | ISO RELATED A/C 360: 0; NON-ISO RELATED PLANT A/C 361: 6754.47; NON-ISO RELATED PLANT A/C 362: 82537.84 | 0 | Non-ISO |  | 0 | 0 | 0 | [5 empty] | 0
BLISS SUB | 5303 | 66kV | 532.66 | 418072.34 | 10966560.16 | 11385165.16 | ISO RELATED A/C 360: 532.66; NON-ISO RELATED PLANT A/C 361: 418072.34; NON-ISO RELATED PLANT A/C 362: 10966560.16 | 0 | Non-ISO |  | 0 | 0 | 0 | [5 empty] | 0
BROWNING SUB | 5304 | 66kV | 1931.43 | 14487.85 | 597003.02 | 613422.3 | ISO RELATED A/C 360: 1931.43; NON-ISO RELATED PLANT A/C 361: 14487.85; NON-ISO RELATED PLANT A/C 362: 597003.02 | 0 | Non-ISO |  | 0 | 0 | 0 | [5 empty] | 0
DELANO SUB | 5305 | 66kV | 646.51 | 33491.81 | 5139318.08 | 5173456.4 | ISO RELATED A/C 360: 646.51; NON-ISO RELATED PLANT A/C 361: 33491.81; NON-ISO RELATED PLANT A/C 362: 5139318.08 | 0 | Non-ISO |  | 0 | 0 | 0 | [5 empty] | 0
EARLIMART SUB | 5306 | 66kV | 17.46 | 260586.98 | 4054094.6 | 4314699.04 | ISO RELATED A/C 360: 17.46; NON-ISO RELATED PLANT A/C 361: 260586.98; NON-ISO RELATED PLANT A/C 362: 4054094.6 | 0 | Non-ISO |  | 0 | 0 | 0 | [5 empty] | 0
EXETER SUB | 5307 | 33kV & Below | 2428.45 | 19685.06 | 163830.12 | 185943.63 | ISO RELATED A/C 360: 2428.45; NON-ISO RELATED PLANT A/C 361: 19685.06; NON-ISO RELATED PLANT A/C 362: 163830.12 | 0 | Non-ISO |  | 0 | 0 | 0 | [5 empty] | 0
GLENNVILLE SUB | 5308 | 66kV | 0 | 36583.22 | 740349.56 | 776932.78 | ISO RELATED A/C 360: 0; NON-ISO RELATED PLANT A/C 361: 36583.22; NON-ISO RELATED PLANT A/C 362: 740349.56 | 0 | Non-ISO |  | 0 | 0 | 0 | [5 empty] | 0
GOSHEN SUB | 5309 | 66kV | 1398.21 | 52091.7 | 3045688.06 | 3099177.97 | ISO RELATED A/C 360: 1398.21; NON-ISO RELATED PLANT A/C 361: 52091.7; NON-ISO RELATED PLANT A/C 362: 3045688.06 | 0 | Non-ISO |  | 0 | 0 | 0 | [5 empty] | 0
HANFORD SUB | 5310 | 66kV | 45306.58 | 578216.12 | 13324884.27 | 13948406.97 | ISO RELATED A/C 360: 45306.58; NON-ISO RELATED PLANT A/C 361: 578216.12; NON-ISO RELATED PLANT A/C 362: 13324884.27 | 0 | Non-ISO |  | 0 | 0 | 0 | [5 empty] | 0
HAVILAH SUB | 5311 | 66kV | 9406.38 | 14611.33 | 114183.08 | 138200.79 | ISO RELATED A/C 360: 9406.38; NON-ISO RELATED PLANT A/C 361: 14611.33; NON-ISO RELATED PLANT A/C 362: 114183.08 | 0 | Non-ISO |  | 0 | 0 | 0 | [5 empty] | 0
LIBERTY SUB | 5312 | 66kV | 8311.15 | 381950.49 | 8542549.79 | 8932811.43 | ISO RELATED A/C 360: 8311.15; NON-ISO RELATED PLANT A/C 361: 381950.49; NON-ISO RELATED PLANT A/C 362: 8542549.79 | 0 | Non-ISO |  | 0 | 0 | 0 | [5 empty] | 0
ELCANS SUB | 5313 | 66kV | 0 | 5323.65 | 274662.44 | 279986.09 | ISO RELATED A/C 360: 0; NON-ISO RELATED PLANT A/C 361: 5323.65; NON-ISO RELATED PLANT A/C 362: 274662.44 | 0 | Non-ISO |  | 0 | 0 | 0 | [5 empty] | 0
LAUREL SUB | 5315 | 66kV | 601.43 | 9326.11 | 1428146.5 | 1438074.04 | ISO RELATED A/C 360: 601.43; NON-ISO RELATED PLANT A/C 361: 9326.11; NON-ISO RELATED PLANT A/C 362: 1428146.5 | 0 | Non-ISO |  | 0 | 0 | 0 | [5 empty] | 0
LEMON COVE SUB | 5316 | 66kV | 2554.34 | 7357.9 | 333257.92 | 343170.16 | ISO RELATED A/C 360: 2554.34; NON-ISO RELATED PLANT A/C 361: 7357.9; NON-ISO RELATED PLANT A/C 362: 333257.92 | 0 | Non-ISO |  | 0 | 0 | 0 | [5 empty] | 0
LINDSAY SUB | 5317 | 66kV | 4388.67 | 179742.66 | 3727604.61 | 3911735.94 | ISO RELATED A/C 360: 4388.67; NON-ISO RELATED PLANT A/C 361: 179742.66; NON-ISO RELATED PLANT A/C 362: 3727604.61 | 0 | Non-ISO |  | 0 | 0 | 0 | [5 empty] | 0
LORAINE SUB | 5318 | 66kV | 0 | 6319.26 | 850693.31 | 857012.57 | ISO RELATED A/C 360: 0; NON-ISO RELATED PLANT A/C 361: 6319.26; NON-ISO RELATED PLANT A/C 362: 850693.31 | 0 | Non-ISO |  | 0 | 0 | 0 | [5 empty] | 0
MARIPOSA SUB | 5319 | 66kV | 2251.48 | 15885.64 | 536706.74 | 554843.86 | ISO RELATED A/C 360: 2251.48; NON-ISO RELATED PLANT A/C 361: 15885.64; NON-ISO RELATED PLANT A/C 362: 536706.74 | 0 | Non-ISO |  | 0 | 0 | 0 | [5 empty] | 0
OCTOL SUB | 5320 | 66kV | 1554.23 | 83137.54 | 5400520.8 | 5485212.57 | ISO RELATED A/C 360: 1554.23; NON-ISO RELATED PLANT A/C 361: 83137.54; NON-ISO RELATED PLANT A/C 362: 5400520.8 | 0 | Non-ISO |  | 0 | 0 | 0 | [5 empty] | 0
PIXLEY SUB | 5321 | 66kV | 1249.61 | 260101.68 | 8269895.32 | 8531246.61 | ISO RELATED A/C 360: 1249.61; NON-ISO RELATED PLANT A/C 361: 260101.68; NON-ISO RELATED PLANT A/C 362: 8269895.32 | 0 | Non-ISO |  | 0 | 0 | 0 | [5 empty] | 0
POPLAR SUB | 5322 | 66kV | 710.67 | 277840.62 | 3322056.59 | 3600607.88 | ISO RELATED A/C 360: 710.67; NON-ISO RELATED PLANT A/C 361: 277840.62; NON-ISO RELATED PLANT A/C 362: 3322056.59 | 0 | Non-ISO |  | 0 | 0 | 0 | [5 empty] | 0
PORTERVILLE SUB | 5323 | 66kV | 2929.65 | 260258.23 | 8163277.75 | 8426465.63 | ISO RELATED A/C 360: 2929.65; NON-ISO RELATED PLANT A/C 361: 260258.23; NON-ISO RELATED PLANT A/C 362: 8163277.75 | 0 | Non-ISO |  | 0 | 0 | 0 | [5 empty] | 0
ULTRAGEN SUB | 5324 | 66kV | 32745.94 | 27723.05 | 568653.08 | 629122.07 | ISO RELATED A/C 360: 32745.94; NON-ISO RELATED PLANT A/C 361: 27723.05; NON-ISO RELATED PLANT A/C 362: 568653.08 | 0 | Non-ISO |  | 0 | 0 | 0 | [5 empty] | 0
STRATHMORE SUB | 5325 | 66kV | 2536.8 | 58015.34 | 2194284.72 | 2254836.86 | ISO RELATED A/C 360: 2536.8; NON-ISO RELATED PLANT A/C 361: 58015.34; NON-ISO RELATED PLANT A/C 362: 2194284.72 | 0 | Non-ISO |  | 0 | 0 | 0 | [5 empty] | 0
TERRA BELLA SUB | 5326 | 66kV | 300 | 57465.64 | 752920.73 | 810686.37 | ISO RELATED A/C 360: 300; NON-ISO RELATED PLANT A/C 361: 57465.64; NON-ISO RELATED PLANT A/C 362: 752920.73 | 0 | Non-ISO |  | 0 | 0 | 0 | [5 empty] | 0
TIPTON SUB | 5327 | 66kV | 501.2 | 628390.9 | 9504768.6 | 10133660.7 | ISO RELATED A/C 360: 501.2; NON-ISO RELATED PLANT A/C 361: 628390.9; NON-ISO RELATED PLANT A/C 362: 9504768.6 | 0 | Non-ISO |  | 0 | 0 | 0 | [5 empty] | 0
TULARE SUB | 5328 | 66kV | 3522.48 | 297450.8 | 11289391.6 | 11590364.88 | ISO RELATED A/C 360: 3522.48; NON-ISO RELATED PLANT A/C 361: 297450.8; NON-ISO RELATED PLANT A/C 362: 11289391.6 | 0 | Non-ISO |  | 0 | 0 | 0 | [5 empty] | 0
VENICE HILL SUB | 5329 | 66kV | 14777.48 | 174852.81 | 3711456.93 | 3901087.22 | ISO RELATED A/C 360: 14777.48; NON-ISO RELATED PLANT A/C 361: 174852.81; NON-ISO RELATED PLANT A/C 362: 3711456.93 | 0 | Non-ISO |  | 0 | 0 | 0 | [5 empty] | 0
VENIDA SUB | 5330 | 66kV | 1683.31 | 906542.17 | 7621026.07 | 8529251.55 | ISO RELATED A/C 360: 1683.31; NON-ISO RELATED PLANT A/C 361: 906542.17; NON-ISO RELATED PLANT A/C 362: 7621026.07 | 0 | Non-ISO |  | 0 | 0 | 0 | [5 empty] | 0
VISALIA SUB | 5331 | 66kV | 198.32 | 86689.05 | 4662295.36 | 4749182.73 | ISO RELATED A/C 360: 198.32; NON-ISO RELATED PLANT A/C 361: 86689.05; NON-ISO RELATED PLANT A/C 362: 4662295.36 | 0 | Non-ISO |  | 0 | 0 | 0 | [5 empty] | 0
WALKERBASIN SUB | 5332 | 66kV | 0 | 37942.9 | 116859.74 | 154802.64 | ISO RELATED A/C 360: 0; NON-ISO RELATED PLANT A/C 361: 37942.9; NON-ISO RELATED PLANT A/C 362: 116859.74 | 0 | Non-ISO |  | 0 | 0 | 0 | [5 empty] | 0
WOODVILLE SUB | 5333 | 66kV | 200 | 12065.74 | 2055917.65 | 2068183.39 | ISO RELATED A/C 360: 200; NON-ISO RELATED PLANT A/C 361: 12065.74; NON-ISO RELATED PLANT A/C 362: 2055917.65 | 0 | Non-ISO |  | 0 | 0 | 0 | [5 empty] | 0
KAWGEN SUB | 5334 | 66kV | 0 | 5505.59 | 16154.03 | 21659.62 | ISO RELATED A/C 360: 0; NON-ISO RELATED PLANT A/C 361: 5505.59; NON-ISO RELATED PLANT A/C 362: 16154.03 | 0 | Non-ISO |  | 0 | 0 | 0 | [5 empty] | 0
LOUIS RICH | 5335 | 66kV | 0 | 7049.14 | 264955.34 | 272004.48 | ISO RELATED A/C 360: 0; NON-ISO RELATED PLANT A/C 361: 7049.14; NON-ISO RELATED PLANT A/C 362: 264955.34 | 0 | Non-ISO |  | 0 | 0 | 0 | [5 empty] | 0
COLUMBINE SUB | 5336 | 66kV | 3281.25 | 2990.91 | 142719.45 | 148991.61 | ISO RELATED A/C 360: 3281.25; NON-ISO RELATED PLANT A/C 361: 2990.91; NON-ISO RELATED PLANT A/C 362: 142719.45 | 0 | Non-ISO |  | 0 | 0 | 0 | [5 empty] | 0
OAK GROVE SUB | 5337 | 66kV | 1487.57 | 409161.95 | 5377252.99 | 5787902.51 | ISO RELATED A/C 360: 1487.57; NON-ISO RELATED PLANT A/C 361: 409161.95; NON-ISO RELATED PLANT A/C 362: 5377252.99 | 0 | Non-ISO |  | 0 | 0 | 0 | [5 empty] | 0
MOONEY SUB | 5338 | 33kV & Below | 1834.42 | 30713.7 | 228864.45 | 261412.57 | ISO RELATED A/C 360: 1834.42; NON-ISO RELATED PLANT A/C 361: 30713.7; NON-ISO RELATED PLANT A/C 362: 228864.45 | 0 | Non-ISO |  | 0 | 0 | 0 | [5 empty] | 0
GREENHORN SUB | 5339 | 66kV | 727 | 12872.44 | 55839.71 | 69439.15 | ISO RELATED A/C 360: 727; NON-ISO RELATED PLANT A/C 361: 12872.44; NON-ISO RELATED PLANT A/C 362: 55839.71 | 0 | Non-ISO |  | 0 | 0 | 0 | [5 empty] | 0
DIVISADERO SUB | 5340 | 33kV & Below | 2309.2 | 37082.81 | 132042.2 | 171434.21 | ISO RELATED A/C 360: 2309.2; NON-ISO RELATED PLANT A/C 361: 37082.81; NON-ISO RELATED PLANT A/C 362: 132042.2 | 0 | Non-ISO |  | 0 | 0 | 0 | [5 empty] | 0
GRANGEVILLE SUB | 5342 | 33kV & Below | 1318.16 | 9220.99 | 129113.52 | 139652.67 | ISO RELATED A/C 360: 1318.16; NON-ISO RELATED PLANT A/C 361: 9220.99; NON-ISO RELATED PLANT A/C 362: 129113.52 | 0 | Non-ISO |  | 0 | 0 | 0 | [5 empty] | 0
QUINN SUB | 5343 | 66kV | 5351.53 | 6113.7 | 302022.55 | 313487.78 | ISO RELATED A/C 360: 5351.53; NON-ISO RELATED PLANT A/C 361: 6113.7; NON-ISO RELATED PLANT A/C 362: 302022.55 | 0 | Non-ISO |  | 0 | 0 | 0 | [5 empty] | 0
WOODLAKE SUB | 5344 | 33kV & Below | 5747.65 | 3591.09 | 78468.59 | 87807.33 | ISO RELATED A/C 360: 5747.65; NON-ISO RELATED PLANT A/C 361: 3591.09; NON-ISO RELATED PLANT A/C 362: 78468.59 | 0 | Non-ISO |  | 0 | 0 | 0 | [5 empty] | 0
CAPTIVE SUB | 5345 | 66kV | 10241.22 | 17810.62 | 454960.78 | 483012.62 | ISO RELATED A/C 360: 10241.22; NON-ISO RELATED PLANT A/C 361: 17810.62; NON-ISO RELATED PLANT A/C 362: 454960.78 | 0 | Non-ISO |  | 0 | 0 | 0 | [5 empty] | 0
CHATHAM SUB | 5346 | 66kV | 1846.39 | 14556.32 | 531009.74 | 547412.45 | ISO RELATED A/C 360: 1846.39; NON-ISO RELATED PLANT A/C 361: 14556.32; NON-ISO RELATED PLANT A/C 362: 531009.74 | 0 | Non-ISO |  | 0 | 0 | 0 | [5 empty] | 0
ISABELLA SUB | 5347 | 66kV | 4658.6 | 17460.62 | 679489.28 | 701608.5 | ISO RELATED A/C 360: 4658.6; NON-ISO RELATED PLANT A/C 361: 17460.62; NON-ISO RELATED PLANT A/C 362: 679489.28 | 0 | Non-ISO |  | 0 | 0 | 0 | [5 empty] | 0
WHEATLAND SUB | 5348 | 66kV | 1738.77 | 16676.45 | 1064892.67 | 1083307.89 | ISO RELATED A/C 360: 1738.77; NON-ISO RELATED PLANT A/C 361: 16676.45; NON-ISO RELATED PLANT A/C 362: 1064892.67 | 0 | Non-ISO |  | 0 | 0 | 0 | [5 empty] | 0
THREE RIVERS SUB | 5350 | 66kV | 2788.23 | 40519.31 | 403610.15 | 446917.69 | ISO RELATED A/C 360: 2788.23; NON-ISO RELATED PLANT A/C 361: 40519.31; NON-ISO RELATED PLANT A/C 362: 403610.15 | 0 | Non-ISO |  | 0 | 0 | 0 | [5 empty] | 0
BOXWOOD SUB | 5351 | 66kV | 6973.4 | 34506.62 | 628548.55 | 670028.57 | ISO RELATED A/C 360: 6973.4; NON-ISO RELATED PLANT A/C 361: 34506.62; NON-ISO RELATED PLANT A/C 362: 628548.55 | 0 | Non-ISO |  | 0 | 0 | 0 | [5 empty] | 0
LINE CREEK SUB | 5352 | 33kV & Below | 0 | 4794.12 | 233784.96 | 238579.08 | ISO RELATED A/C 360: 0; NON-ISO RELATED PLANT A/C 361: 4794.12; NON-ISO RELATED PLANT A/C 362: 233784.96 | 0 | Non-ISO |  | 0 | 0 | 0 | [5 empty] | 0
WELDON SUB | 5353 | 66kV | 7155.5 | 25622.08 | 871253.77 | 904031.35 | ISO RELATED A/C 360: 7155.5; NON-ISO RELATED PLANT A/C 361: 25622.08; NON-ISO RELATED PLANT A/C 362: 871253.77 | 0 | Non-ISO |  | 0 | 0 | 0 | [5 empty] | 0
KERNVILLE SUB | 5356 | 66kV | 0 | 362250.79 | 1655699.08 | 2017949.87 | ISO RELATED A/C 360: 0; NON-ISO RELATED PLANT A/C 361: 362250.79; NON-ISO RELATED PLANT A/C 362: 1655699.08 | 0 | Non-ISO |  | 0 | 0 | 0 | [5 empty] | 0
CUMMINGS SUB | 5357 | 66kV | 678.89 | 12925.8 | 1172975.28 | 1186579.97 | ISO RELATED A/C 360: 678.89; NON-ISO RELATED PLANT A/C 361: 12925.8; NON-ISO RELATED PLANT A/C 362: 1172975.28 | 0 | Non-ISO |  | 0 | 0 | 0 | [5 empty] | 1 | EKWRA
MONOLITH SUB | 5358 | 66kV | 295.7 | 640438.55 | 8271511.78 | 8912246.03 | ISO RELATED A/C 360: 295.7; NON-ISO RELATED PLANT A/C 361: 640438.55; NON-ISO RELATED PLANT A/C 362: 8271511.78 | 0 | Non-ISO |  | 0 | 0 | 0 | [5 empty] | 1 | EKWRA
BREEZE SUB | 5360 | 66kV | 43083.57 | 1482.22 | 2603967.07 | 2648532.86 | ISO RELATED A/C 360: 43083.57; NON-ISO RELATED PLANT A/C 361: 1482.22; NON-ISO RELATED PLANT A/C 362: 2603967.07 | 0 | Non-ISO |  | 0 | 0 | 0 | [5 empty] | 0
PANDOL SUB | 5361 | 66kV | 12560.53 | 16137.58 | 737610.27 | 766308.38 | ISO RELATED A/C 360: 12560.53; NON-ISO RELATED PLANT A/C 361: 16137.58; NON-ISO RELATED PLANT A/C 362: 737610.27 | 0 | Non-ISO |  | 0 | 0 | 0 | [5 empty] | 0
LANPRI SUB | 5362 | 66kV | 3467.74 | 13192.74 | 43671.84 | 60332.32 | ISO RELATED A/C 360: 3467.74; NON-ISO RELATED PLANT A/C 361: 13192.74; NON-ISO RELATED PLANT A/C 362: 43671.84 | 0 | Non-ISO |  | 0 | 0 | 0 | [5 empty] | 0
VIRGIN SUB | 5363 | 66kV | 35760.45 | 0 | 319855.36 | 355615.81 | ISO RELATED A/C 360: 35760.45; NON-ISO RELATED PLANT A/C 361: 0; NON-ISO RELATED PLANT A/C 362: 319855.36 | 0 | Non-ISO |  | 0 | 0 | 0 | [5 empty] | 0
DESAL SUB | 5366 | 66kV | 0 | 30744.12 | 346029.92 | 376774.04 | ISO RELATED A/C 360: 0; NON-ISO RELATED PLANT A/C 361: 30744.12; NON-ISO RELATED PLANT A/C 362: 346029.92 | 0 | Non-ISO |  | 0 | 0 | 0 | [5 empty] | 0
ARCO SUB | 5368 | 66kV | 39443.04 | 87535.85 | 601357.89 | 728336.78 | ISO RELATED A/C 360: 39443.04; NON-ISO RELATED PLANT A/C 361: 87535.85; NON-ISO RELATED PLANT A/C 362: 601357.89 | 0 | Non-ISO |  | 0 | 0 | 0 | [5 empty] | 0
ELLWOOD SUB | 5369 | 66kV | 0 | 0 | 162821.85 | 162821.85 | ISO RELATED A/C 360: 0; NON-ISO RELATED PLANT A/C 361: 0; NON-ISO RELATED PLANT A/C 362: 162821.85 | 0 | Non-ISO |  | 0 | 0 | 0 | [5 empty] | 0
DAIRY SUB | 5370 | 66kV | 6241.06 | 20596.02 | 552743.07 | 579580.15 | ISO RELATED A/C 360: 6241.06; NON-ISO RELATED PLANT A/C 361: 20596.02; NON-ISO RELATED PLANT A/C 362: 552743.07 | 0 | Non-ISO |  | 0 | 0 | 0 | [5 empty] | 0
LEHMAN SUB | 5371 | 66kV | 0 | 10138.09 | 292628.34 | 302766.43 | ISO RELATED A/C 360: 0; NON-ISO RELATED PLANT A/C 361: 10138.09; NON-ISO RELATED PLANT A/C 362: 292628.34 | 0 | Non-ISO |  | 0 | 0 | 0 | [5 empty] | 0
CAPITAN SUB | 5372 | 66kV | 36251.52 | 19027.91 | 2204413.55 | 2259692.98 | ISO RELATED A/C 360: 36251.52; NON-ISO RELATED PLANT A/C 361: 19027.91; NON-ISO RELATED PLANT A/C 362: 2204413.55 | 0 | Non-ISO |  | 0 | 0 | 0 | [5 empty] | 0
PROTEIN SUBSTATION | 5373 | 66kV | 0 | 62485.08 | 1036759.71 | 1099244.79 | ISO RELATED A/C 360: 0; NON-ISO RELATED PLANT A/C 361: 62485.08; NON-ISO RELATED PLANT A/C 362: 1036759.71 | 0 | Non-ISO |  | 0 | 0 | 0 | [5 empty] | 0
RIVERWAY SUB | 5374 | 66kV | 0 | 499193.56 | 11262479.24 | 11761672.8 | ISO RELATED A/C 360: 0; NON-ISO RELATED PLANT A/C 361: 499193.56; NON-ISO RELATED PLANT A/C 362: 11262479.24 | 0 | Non-ISO |  | 0 | 0 | 0 | [5 empty] | 0
N/E T/S DIV-VARIOUS SUB | 5400 | 66kV | 0 | 0 | 6671.15 | 6671.15 | ISO RELATED A/C 360: 0; NON-ISO RELATED PLANT A/C 361: 0; NON-ISO RELATED PLANT A/C 362: 6671.15 | 0 | Non-ISO |  | 0 | 0 | 0 | [5 empty] | 0
MISSILE SUB(POINT MOGU) | 5401 | 66kV | 0 | 35896.4 | 577017.87 | 612914.27 | ISO RELATED A/C 360: 0; NON-ISO RELATED PLANT A/C 361: 35896.4; NON-ISO RELATED PLANT A/C 362: 577017.87 | 0 | Non-ISO |  | 0 | 0 | 0 | [5 empty] | 0
ZOND WIND SUB | 5402 | 66kV | 0 | 3673.62 | 214229.26 | 217902.88 | ISO RELATED A/C 360: 0; NON-ISO RELATED PLANT A/C 361: 3673.62; NON-ISO RELATED PLANT A/C 362: 214229.26 | 0 | Non-ISO |  | 0 | 0 | 0 | [5 empty] | 0
CALWIND SUB | 5404 | 66kV | 0 | 0 | 6798.8 | 6798.8 | ISO RELATED A/C 360: 0; NON-ISO RELATED PLANT A/C 361: 0; NON-ISO RELATED PLANT A/C 362: 6798.8 | 0 | Non-ISO |  | 0 | 0 | 0 | [5 empty] | 0
CANWIND SUB | 5405 | 66kV | 0 | 0 | 304629 | 304629 | ISO RELATED A/C 360: 0; NON-ISO RELATED PLANT A/C 361: 0; NON-ISO RELATED PLANT A/C 362: 304629 | 0 | Non-ISO |  | 0 | 0 | 0 | [5 empty] | 0
ENWIND SUB | 5406 | 66kV | 0 | 0 | 297941.99 | 297941.99 | ISO RELATED A/C 360: 0; NON-ISO RELATED PLANT A/C 361: 0; NON-ISO RELATED PLANT A/C 362: 297941.99 | 0 | Non-ISO |  | 0 | 0 | 0 | [5 empty] | 0
MORWIND SUB | 5409 | 66kV | 0 | 0 | 40622.77 | 40622.77 | ISO RELATED A/C 360: 0; NON-ISO RELATED PLANT A/C 361: 0; NON-ISO RELATED PLANT A/C 362: 40622.77 | 0 | Non-ISO |  | 0 | 0 | 0 | [5 empty] | 0
FLOWIND SUB | 5410 | 66kV | 50341.71 | 0 | 480651.14 | 530992.85 | ISO RELATED A/C 360: 50341.71; NON-ISO RELATED PLANT A/C 361: 0; NON-ISO RELATED PLANT A/C 362: 480651.14 | 0 | Non-ISO |  | 0 | 0 | 0 | [5 empty] | 0
ARBWIND SUB | 5411 | 66kV | 0 | 0 | 87286.99 | 87286.99 | ISO RELATED A/C 360: 0; NON-ISO RELATED PLANT A/C 361: 0; NON-ISO RELATED PLANT A/C 362: 87286.99 | 0 | Non-ISO |  | 0 | 0 | 0 | [5 empty] | 0
SILVER PEAK SUB | 5412 | 66kV | 0 | 0 | 61463.03 | 61463.03 | ISO RELATED A/C 360: 0; NON-ISO RELATED PLANT A/C 361: 0; NON-ISO RELATED PLANT A/C 362: 61463.03 | 0 | Non-ISO |  | 0 | 0 | 0 | [5 empty] | 0
DUTCHWIND SUB | 5414 | 66kV | 0 | 6121.65 | 179336.02 | 185457.67 | ISO RELATED A/C 360: 0; NON-ISO RELATED PLANT A/C 361: 6121.65; NON-ISO RELATED PLANT A/C 362: 179336.02 | 0 | Non-ISO |  | 0 | 0 | 0 | [5 empty] | 0
OAKWIND SUB | 5415 | 66kV | 0 | 0 | 109689.36 | 109689.36 | ISO RELATED A/C 360: 0; NON-ISO RELATED PLANT A/C 361: 0; NON-ISO RELATED PLANT A/C 362: 109689.36 | 0 | Non-ISO |  | 0 | 0 | 0 | [5 empty] | 0
SOUTHWIND SUB | 5423 | 66kV | 72874.68 | 113162.13 | 270481.93 | 456518.74 | ISO RELATED A/C 360: 72874.68; NON-ISO RELATED PLANT A/C 361: 113162.13; NON-ISO RELATED PLANT A/C 362: 270481.93 | 0 | Non-ISO |  | 0 | 0 | 0 | [5 empty] | 0
MIDWIND SUB | 5424 | 66kV | 65767.76 | 14917.46 | 555575.36 | 636260.58 | ISO RELATED A/C 360: 65767.76; NON-ISO RELATED PLANT A/C 361: 14917.46; NON-ISO RELATED PLANT A/C 362: 555575.36 | 0 | Non-ISO |  | 0 | 0 | 0 | [5 empty] | 0
ZEEWIND SUB | 5425 | 66kV | 0 | 167.77 | 32190.71 | 32358.48 | ISO RELATED A/C 360: 0; NON-ISO RELATED PLANT A/C 361: 167.77; NON-ISO RELATED PLANT A/C 362: 32190.71 | 0 | Non-ISO |  | 0 | 0 | 0 | [5 empty] | 0
WRIGHTWOOD SUB | 5461 | 33kV & Below | 27650.47 | 235219.75 | 4116340.25 | 4379210.47 | ISO RELATED A/C 360: 27650.47; NON-ISO RELATED PLANT A/C 361: 235219.75; NON-ISO RELATED PLANT A/C 362: 4116340.25 | 0 | Non-ISO |  | 0 | 0 | 0 | [5 empty] | 0
TORTOISE SUB | 5462 | 66kV | 0 | 0 | 421286.76 | 421286.76 | ISO RELATED A/C 360: 0; NON-ISO RELATED PLANT A/C 361: 0; NON-ISO RELATED PLANT A/C 362: 421286.76 | 0 | Non-ISO |  | 0 | 0 | 0 | [5 empty] | 0
RITEAID SUBSTATION | 5463 | 66kV | 0 | 9498.41 | 592343.71 | 601842.12 | ISO RELATED A/C 360: 0; NON-ISO RELATED PLANT A/C 361: 9498.41; NON-ISO RELATED PLANT A/C 362: 592343.71 | 0 | Non-ISO |  | 0 | 0 | 0 | [5 empty] | 0
CORRECTION SUBSTATION | 5464 | 66kV | 0 | 29687.75 | 648720.51 | 678408.26 | ISO RELATED A/C 360: 0; NON-ISO RELATED PLANT A/C 361: 29687.75; NON-ISO RELATED PLANT A/C 362: 648720.51 | 0 | Non-ISO |  | 0 | 0 | 0 | [5 empty] | 0
NORTHERN DIV SUB | 5500 | DIVISION OFFICES & MISCELLANEOUS | 0 | 0 | 16765.16 | 16765.16 | ISO RELATED A/C 360: 0; NON-ISO RELATED PLANT A/C 361: 0; NON-ISO RELATED PLANT A/C 362: 16765.16 | 0 | Non-ISO |  | 0 | 0 | 0 | [5 empty] | 0
TORREY SUB | 5502 | 66kV | 1068.38 | 9100.76 | 80365.88 | 90535.02 | ISO RELATED A/C 360: 1068.38; NON-ISO RELATED PLANT A/C 361: 9100.76; NON-ISO RELATED PLANT A/C 362: 80365.88 | 0 | Non-ISO |  | 0 | 0 | 0 | [5 empty] | 0
CARPINTERIA SUB | 5503 | 66kV | 3006.3 | 219644.17 | 2315857.2 | 2538507.67 | ISO RELATED A/C 360: 3006.3; NON-ISO RELATED PLANT A/C 361: 219644.17; NON-ISO RELATED PLANT A/C 362: 2315857.2 | 0 | Non-ISO |  | 0 | 0 | 0 | [5 empty] | 0
CASITAS SUB | 5504 | 66kV | 1281.24 | 186862.37 | 4190507.45 | 4378651.06 | ISO RELATED A/C 360: 1281.24; NON-ISO RELATED PLANT A/C 361: 186862.37; NON-ISO RELATED PLANT A/C 362: 4190507.45 | 0 | Non-ISO |  | 0 | 0 | 0 | [5 empty] | 0
COLONIA SUB | 5505 | 66kV | 1944.86 | 328540.42 | 7006072.23 | 7336557.51 | ISO RELATED A/C 360: 1944.86; NON-ISO RELATED PLANT A/C 361: 328540.42; NON-ISO RELATED PLANT A/C 362: 7006072.23 | 0 | Non-ISO |  | 0 | 0 | 0 | [5 empty] | 0
CHANNEL ISLANDS SUB | 5506 | 66kV | 97257.97 | 443016.04 | 3464403.52 | 4004677.53 | ISO RELATED A/C 360: 97257.97; NON-ISO RELATED PLANT A/C 361: 443016.04; NON-ISO RELATED PLANT A/C 362: 3464403.52 | 0 | Non-ISO |  | 0 | 0 | 0 | [5 empty] | 0
ORTEGA SUB | 5507 | 66kV | 319668.63 | 370480.97 | 2046921.53 | 2737071.13 | ISO RELATED A/C 360: 319668.63; NON-ISO RELATED PLANT A/C 361: 370480.97; NON-ISO RELATED PLANT A/C 362: 2046921.53 | 0 | Non-ISO |  | 0 | 0 | 0 | [5 empty] | 0
DEL SUR SUB | 5508 | 66kV | 1492.8 | 382653.58 | 5903778.25 | 6287924.63 | ISO RELATED A/C 360: 1492.8; NON-ISO RELATED PLANT A/C 361: 382653.58; NON-ISO RELATED PLANT A/C 362: 5903778.25 | 0 | Non-ISO |  | 0 | 0 | 0 | [5 empty] | 1 | EKWRA
OXGEN SUB | 5509 | 66kV | 554.46 | 86.34 | 9814.78 | 10455.58 | ISO RELATED A/C 360: 554.46; NON-ISO RELATED PLANT A/C 361: 86.34; NON-ISO RELATED PLANT A/C 362: 9814.78 | 0 | Non-ISO |  | 0 | 0 | 0 | [5 empty] | 0
FILLMORE SUB | 5510 | 66kV | 58776.66 | 211460.74 | 2023252.32 | 2293489.72 | ISO RELATED A/C 360: 58776.66; NON-ISO RELATED PLANT A/C 361: 211460.74; NON-ISO RELATED PLANT A/C 362: 2023252.32 | 0 | Non-ISO |  | 0 | 0 | 0 | [5 empty] | 0
GOLDTOWN SUB | 5511 | 66kV | 187.19 | 148976.93 | 1787024.05 | 1936188.17 | ISO RELATED A/C 360: 187.19; NON-ISO RELATED PLANT A/C 361: 148976.93; NON-ISO RELATED PLANT A/C 362: 1787024.05 | 0 | Non-ISO |  | 0 | 0 | 0 | [5 empty] | 1 | EKWRA
LANCASTER SUB | 5514 | 66kV | 0 | 333421.91 | 5975488.62 | 6308910.53 | ISO RELATED A/C 360: 0; NON-ISO RELATED PLANT A/C 361: 333421.91; NON-ISO RELATED PLANT A/C 362: 5975488.62 | 0 | Non-ISO |  | 0 | 0 | 0 | [5 empty] | 1 | EKWRA
COLEGIO SUBSTATION | 5515 | 66kV | 0 | 24286.54 | 970726.28 | 995012.82 | ISO RELATED A/C 360: 0; NON-ISO RELATED PLANT A/C 361: 24286.54; NON-ISO RELATED PLANT A/C 362: 970726.28 | 0 | Non-ISO |  | 0 | 0 | 0 | [5 empty] | 0
PROCGEN SUB | 5516 | 66kV | 0 | 58840.99 | 2077868.7 | 2136709.69 | ISO RELATED A/C 360: 0; NON-ISO RELATED PLANT A/C 361: 58840.99; NON-ISO RELATED PLANT A/C 362: 2077868.7 | 0 | Non-ISO |  | 0 | 0 | 0 | [5 empty] | 0
CAMARILLO SUB | 5517 | 66kV | 28584.49 | 422945.19 | 5677183.76 | 6128713.44 | ISO RELATED A/C 360: 28584.49; NON-ISO RELATED PLANT A/C 361: 422945.19; NON-ISO RELATED PLANT A/C 362: 5677183.76 | 0 | Non-ISO |  | 0 | 0 | 0 | [5 empty] | 0
LITTLE ROCK SUB | 5518 | 66kV | 442.59 | 367752.41 | 8625515.03 | 8993710.03 | ISO RELATED A/C 360: 442.59; NON-ISO RELATED PLANT A/C 361: 367752.41; NON-ISO RELATED PLANT A/C 362: 8625515.03 | 0 | Non-ISO |  | 0 | 0 | 0 | [5 empty] | 1 | EKWRA
MALIBU SUB | 5519 | 66kV | 14388.89 | 301346.06 | 5449553.4 | 5765288.35 | ISO RELATED A/C 360: 14388.89; NON-ISO RELATED PLANT A/C 361: 301346.06; NON-ISO RELATED PLANT A/C 362: 5449553.4 | 0 | Non-ISO |  | 0 | 0 | 0 | [5 empty] | 0
MODOC SUB | 5520 | 33kV & Below | 6752.07 | 64975.01 | 1033663.27 | 1105390.35 | ISO RELATED A/C 360: 6752.07; NON-ISO RELATED PLANT A/C 361: 64975.01; NON-ISO RELATED PLANT A/C 362: 1033663.27 | 0 | Non-ISO |  | 0 | 0 | 0 | [5 empty] | 0
UNIOIL SUB | 5521 | 66kV | 0 | 25088.46 | 821363.42 | 846451.88 | ISO RELATED A/C 360: 0; NON-ISO RELATED PLANT A/C 361: 25088.46; NON-ISO RELATED PLANT A/C 362: 821363.42 | 0 | Non-ISO |  | 0 | 0 | 0 | [5 empty] | 0
NORTHWIND SUB | 5523 | 66kV | 0 | 77034.73 | 373364.78 | 450399.51 | ISO RELATED A/C 360: 0; NON-ISO RELATED PLANT A/C 361: 77034.73; NON-ISO RELATED PLANT A/C 362: 373364.78 | 0 | Non-ISO |  | 0 | 0 | 0 | [5 empty] | 0
SHUTTLE SUB | 5522 | 66kV | 11913.32 | 432520.58 | 7623460.37 | 8067894.27 | ISO RELATED A/C 360: 11913.32; NON-ISO RELATED PLANT A/C 361: 432520.58; NON-ISO RELATED PLANT A/C 362: 7623460.37 | 0 | Non-ISO |  | 0 | 0 | 0 | [5 empty] | 1 | EKWRA
MONTECITO SUB | 5524 | 33kV & Below | 5859.13 | 58699.04 | 677146.64 | 741704.81 | ISO RELATED A/C 360: 5859.13; NON-ISO RELATED PLANT A/C 361: 58699.04; NON-ISO RELATED PLANT A/C 362: 677146.64 | 0 | Non-ISO |  | 0 | 0 | 0 | [5 empty] | 0
OAK PARK SUB | 5525 | 66kV | 389360.72 | 866592.23 | 4154937.5 | 5410890.45 | ISO RELATED A/C 360: 389360.72; NON-ISO RELATED PLANT A/C 361: 866592.23; NON-ISO RELATED PLANT A/C 362: 4154937.5 | 0 | Non-ISO |  | 0 | 0 | 0 | [5 empty] | 0
OJAI SUB | 5526 | 66kV | 18795.05 | 92488.63 | 1706532.75 | 1817816.43 | ISO RELATED A/C 360: 18795.05; NON-ISO RELATED PLANT A/C 361: 92488.63; NON-ISO RELATED PLANT A/C 362: 1706532.75 | 0 | Non-ISO |  | 0 | 0 | 0 | [5 empty] | 0
OXNARD SUB | 5527 | 33kV & Below | 7735.3 | 66117.04 | 1421238.66 | 1495091 | ISO RELATED A/C 360: 7735.3; NON-ISO RELATED PLANT A/C 361: 66117.04; NON-ISO RELATED PLANT A/C 362: 1421238.66 | 0 | Non-ISO |  | 0 | 0 | 0 | [5 empty] | 0
PIERPONT SUB | 5528 | 33kV & Below | 1727.47 | 28038.46 | 1149476.28 | 1179242.21 | ISO RELATED A/C 360: 1727.47; NON-ISO RELATED PLANT A/C 361: 28038.46; NON-ISO RELATED PLANT A/C 362: 1149476.28 | 0 | Non-ISO |  | 0 | 0 | 0 | [5 empty] | 0
PIRU SUB | 5529 | 33kV & Below | 0 | 13026.14 | 0 | 13026.14 | ISO RELATED A/C 360: 0; NON-ISO RELATED PLANT A/C 361: 13026.14; NON-ISO RELATED PLANT A/C 362: 0 | 0 | Non-ISO |  | 0 | 0 | 0 | [5 empty] | 0
REDMAN WUB | 5530 | 66kV | 959.21 | 18768.36 | 751032.67 | 770760.24 | ISO RELATED A/C 360: 959.21; NON-ISO RELATED PLANT A/C 361: 18768.36; NON-ISO RELATED PLANT A/C 362: 751032.67 | 0 | Non-ISO |  | 0 | 0 | 0 | [5 empty] | 1 | EKWRA
SANTA BARBARA SUB | 5531 | 66kV | 36966.57 | 307367 | 5135369.67 | 5479703.24 | ISO RELATED A/C 360: 36966.57; NON-ISO RELATED PLANT A/C 361: 307367; NON-ISO RELATED PLANT A/C 362: 5135369.67 | 0 | Non-ISO |  | 0 | 0 | 0 | [5 empty] | 0
SANTA SUSANA SUB | 5532 | 66kV | 5325.34 | 150192.98 | 7266166.8 | 7421685.12 | ISO RELATED A/C 360: 5325.34; NON-ISO RELATED PLANT A/C 361: 150192.98; NON-ISO RELATED PLANT A/C 362: 7266166.8 | 0 | Non-ISO |  | 0 | 0 | 0 | [5 empty] | 0
SATICOY SUB | 5534 | 66kV | 12556.38 | 661717.95 | 3021167.98 | 3695442.31 | ISO RELATED A/C 360: 12556.38; NON-ISO RELATED PLANT A/C 361: 661717.95; NON-ISO RELATED PLANT A/C 362: 3021167.98 | 0 | Non-ISO |  | 0 | 0 | 0 | [5 empty] | 0
CHARMIN SUB | 5535 | 66kV | 10253.02 | 25441 | 1656380.01 | 1692074.03 | ISO RELATED A/C 360: 10253.02; NON-ISO RELATED PLANT A/C 361: 25441; NON-ISO RELATED PLANT A/C 362: 1656380.01 | 0 | Non-ISO |  | 0 | 0 | 0 | [5 empty] | 0
SOMIS SUB | 5536 | 66kV | 2601.87 | 28000.96 | 1356666.56 | 1387269.39 | ISO RELATED A/C 360: 2601.87; NON-ISO RELATED PLANT A/C 361: 28000.96; NON-ISO RELATED PLANT A/C 362: 1356666.56 | 0 | Non-ISO |  | 0 | 0 | 0 | [5 empty] | 0
VENTURA SUB | 5538 | 33kV & Below | 3098.98 | 83512.85 | 966112.24 | 1052724.07 | ISO RELATED A/C 360: 3098.98; NON-ISO RELATED PLANT A/C 361: 83512.85; NON-ISO RELATED PLANT A/C 362: 966112.24 | 0 | Non-ISO |  | 0 | 0 | 0 | [5 empty] | 0
ROSAMOND SUB | 5541 | 66kV | 1087.87 | 77814.95 | 2300493.55 | 2379396.37 | ISO RELATED A/C 360: 1087.87; NON-ISO RELATED PLANT A/C 361: 77814.95; NON-ISO RELATED PLANT A/C 362: 2300493.55 | 0 | Non-ISO |  | 0 | 0 | 0 | [5 empty] | 1 | EKWRA
NORTH OAKS | 5542 | 66kV | 141650.35 | 192518.17 | 6058538.59 | 6392707.11 | ISO RELATED A/C 360: 141650.35; NON-ISO RELATED PLANT A/C 361: 192518.17; NON-ISO RELATED PLANT A/C 362: 6058538.59 | 0 | Non-ISO |  | 0 | 0 | 0 | [5 empty] | 0
WILLAMETTE SUB | 5543 | 66kV | 0 | 11659.79 | 505486.74 | 517146.53 | ISO RELATED A/C 360: 0; NON-ISO RELATED PLANT A/C 361: 11659.79; NON-ISO RELATED PLANT A/C 362: 505486.74 | 0 | Non-ISO |  | 0 | 0 | 0 | [5 empty] | 0
CAMAR SUB | 5544 | 33kV & Below | 0 | 17697.64 | 52376.21 | 70073.85 | ISO RELATED A/C 360: 0; NON-ISO RELATED PLANT A/C 361: 17697.64; NON-ISO RELATED PLANT A/C 362: 52376.21 | 0 | Non-ISO |  | 0 | 0 | 0 | [5 empty] | 0
PIUTE SUB | 5545 | 66kV | 3756.67 | 55479.61 | 619929.9 | 679166.18 | ISO RELATED A/C 360: 3756.67; NON-ISO RELATED PLANT A/C 361: 55479.61; NON-ISO RELATED PLANT A/C 362: 619929.9 | 0 | Non-ISO |  | 0 | 0 | 0 | [5 empty] | 1 | EKWRA
ELIZABETH LAKE SUB | 5546 | 66kV | 86331.28 | 190256.34 | 7226823.57 | 7503411.19 | ISO RELATED A/C 360: 86331.28; NON-ISO RELATED PLANT A/C 361: 190256.34; NON-ISO RELATED PLANT A/C 362: 7226823.57 | 0 | Non-ISO |  | 0 | 0 | 0 | [5 empty] | 0
OASIS SUB | 5548 | 66kV | 5187.77 | 1523549.63 | 9254860.19 | 10783597.59 | ISO RELATED A/C 360: 5187.77; NON-ISO RELATED PLANT A/C 361: 1523549.63; NON-ISO RELATED PLANT A/C 362: 9254860.19 | 0 | Non-ISO |  | 0 | 0 | 0 | [5 empty] | 1 | EKWRA
PORTER SUB | 5549 | 33kV & Below | 881.31 | 5063.81 | 392000.2 | 397945.32 | ISO RELATED A/C 360: 881.31; NON-ISO RELATED PLANT A/C 361: 5063.81; NON-ISO RELATED PLANT A/C 362: 392000.2 | 0 | Non-ISO |  | 0 | 0 | 0 | [5 empty] | 0
SAN FERNANDO SUB | 5550 | 66kV | 518.76 | 120636.88 | 3423659.41 | 3544815.05 | ISO RELATED A/C 360: 518.76; NON-ISO RELATED PLANT A/C 361: 120636.88; NON-ISO RELATED PLANT A/C 362: 3423659.41 | 0 | Non-ISO |  | 0 | 0 | 0 | [5 empty] | 0
MAC NEIL SUBSTATION | 5551 | 66kV | 2903.05 | 22946.66 | 1265840.24 | 1291689.95 | ISO RELATED A/C 360: 2903.05; NON-ISO RELATED PLANT A/C 361: 22946.66; NON-ISO RELATED PLANT A/C 362: 1265840.24 | 0 | Non-ISO |  | 0 | 0 | 0 | [5 empty] | 0
LEVY SUB | 5552 | 66kV | 16548.08 | 165645.43 | 2200008.55 | 2382202.06 | ISO RELATED A/C 360: 16548.08; NON-ISO RELATED PLANT A/C 361: 165645.43; NON-ISO RELATED PLANT A/C 362: 2200008.55 | 0 | Non-ISO |  | 0 | 0 | 0 | [5 empty] | 0
CAL CEMENT SUB | 5553 | 66kV | 0 | 50566.97 | 1419065.96 | 1469632.93 | ISO RELATED A/C 360: 0; NON-ISO RELATED PLANT A/C 361: 50566.97; NON-ISO RELATED PLANT A/C 362: 1419065.96 | 0 | Non-ISO |  | 0 | 0 | 0 | [5 empty] | 1 | EKWRA
SHELLSOM SUB | 5554 | 66kV | 1155.2 | 3686.94 | 29468.01 | 34310.15 | ISO RELATED A/C 360: 1155.2; NON-ISO RELATED PLANT A/C 361: 3686.94; NON-ISO RELATED PLANT A/C 362: 29468.01 | 0 | Non-ISO |  | 0 | 0 | 0 | [5 empty] | 0
CHATSWORTH SUB | 5555 | 66kV | 3166.33 | 31942.27 | 3074773.25 | 3109881.85 | ISO RELATED A/C 360: 3166.33; NON-ISO RELATED PLANT A/C 361: 31942.27; NON-ISO RELATED PLANT A/C 362: 3074773.25 | 0 | Non-ISO |  | 0 | 0 | 0 | [5 empty] | 0
NEENACH SUB | 5556 | 66kV | 3208.53 | 84586.5 | 450462.3 | 538257.33 | ISO RELATED A/C 360: 3208.53; NON-ISO RELATED PLANT A/C 361: 84586.5; NON-ISO RELATED PLANT A/C 362: 450462.3 | 0 | Non-ISO |  | 0 | 0 | 0 | [5 empty] | 0
NEWBURY SUB | 5557 | 66kV | 55457.94 | 159578.98 | 8620724.93 | 8835761.85 | ISO RELATED A/C 360: 55457.94; NON-ISO RELATED PLANT A/C 361: 159578.98; NON-ISO RELATED PLANT A/C 362: 8620724.93 | 0 | Non-ISO | [9 empty] | 0
SOLEMINT SUB | 5560 | 66kV | 17362.68 | 247803.49 | 3016484.9 | 3281651.07 | ISO RELATED A/C 360: 17362.68; NON-ISO RELATED PLANT A/C 361: 247803.49; NON-ISO RELATED PLANT A/C 362: 3016484.9 | 0 | Non-ISO |  | 0 | 0 | 0 | [5 empty] | 0
GREAT LAKES SUB | 5561 | 66kV | 0 | 86872.06 | 234592.76 | 321464.82 | ISO RELATED A/C 360: 0; NON-ISO RELATED PLANT A/C 361: 86872.06; NON-ISO RELATED PLANT A/C 362: 234592.76 | 0 | Non-ISO |  | 0 | 0 | 0 | [5 empty] | 0
GRISWOLD SUB | 5562 | 33kV & Below | 24305.48 | 21958.54 | 347703.34 | 393967.36 | ISO RELATED A/C 360: 24305.48; NON-ISO RELATED PLANT A/C 361: 21958.54; NON-ISO RELATED PLANT A/C 362: 347703.34 | 0 | Non-ISO |  | 0 | 0 | 0 | [5 empty] | 0
ESTERO SUB | 5563 | 66kV | 19480.25 | 103941.35 | 2998323.37 | 3121744.97 | ISO RELATED A/C 360: 19480.25; NON-ISO RELATED PLANT A/C 361: 103941.35; NON-ISO RELATED PLANT A/C 362: 2998323.37 | 0 | Non-ISO |  | 0 | 0 | 0 | [5 empty] | 0
PALMDALE SUB | 5564 | 66kV | 62303.26 | 433884.24 | 7508731.79 | 8004919.29 | ISO RELATED A/C 360: 62303.26; NON-ISO RELATED PLANT A/C 361: 433884.24; NON-ISO RELATED PLANT A/C 362: 7508731.79 | 0 | Non-ISO |  | 0 | 0 | 0 | [5 empty] | 1 | EKWRA
PLAYA SUB | 5565 | 33kV & Below | 24432.82 | 76644.46 | 614751 | 715828.28 | ISO RELATED A/C 360: 24432.82; NON-ISO RELATED PLANT A/C 361: 76644.46; NON-ISO RELATED PLANT A/C 362: 614751 | 0 | Non-ISO |  | 0 | 0 | 0 | [5 empty] | 0
WILSONA SUB | 5567 | 66kV | 4375.93 | 6749.1 | 253580.24 | 264705.27 | ISO RELATED A/C 360: 4375.93; NON-ISO RELATED PLANT A/C 361: 6749.1; NON-ISO RELATED PLANT A/C 362: 253580.24 | 0 | Non-ISO |  | 0 | 0 | 0 | [5 empty] | 0
LOCKHEED SUB | 5568 | 66kV | 2213.41 | 10803.39 | 3132476.68 | 3145493.48 | ISO RELATED A/C 360: 2213.41; NON-ISO RELATED PLANT A/C 361: 10803.39; NON-ISO RELATED PLANT A/C 362: 3132476.68 | 0 | Non-ISO |  | 0 | 0 | 0 | [5 empty] | 0
THOUSAND OAKS SUB | 5569 | 66kV | 50502.68 | 157378.82 | 8541769.66 | 8749651.16 | ISO RELATED A/C 360: 50502.68; NON-ISO RELATED PLANT A/C 361: 157378.82; NON-ISO RELATED PLANT A/C 362: 8541769.66 | 0 | Non-ISO |  | 0 | 0 | 0 | [5 empty] | 0
VEGAS SUB | 5570 | 66kV | 44272.65 | 119219.93 | 2644326.94 | 2807819.52 | ISO RELATED A/C 360: 44272.65; NON-ISO RELATED PLANT A/C 361: 119219.93; NON-ISO RELATED PLANT A/C 362: 2644326.94 | 0 | Non-ISO |  | 0 | 0 | 0 | [5 empty] | 0
GAVIOTA SUB | 5572 | 66kV | 9947.26 | 77021.29 | 1439688.41 | 1526656.96 | ISO RELATED A/C 360: 9947.26; NON-ISO RELATED PLANT A/C 361: 77021.29; NON-ISO RELATED PLANT A/C 362: 1439688.41 | 0 | Non-ISO |  | 0 | 0 | 0 | [5 empty] | 0
ROCKETDYNE SUB | 5573 | 66kV | 0 | 7455.31 | 0 | 7455.31 | ISO RELATED A/C 360: 0; NON-ISO RELATED PLANT A/C 361: 7455.31; NON-ISO RELATED PLANT A/C 362: 0 | 0 | Non-ISO |  | 0 | 0 | 0 | [5 empty] | 0
APPGEN SUB | 5574 | 66kV | 0 | 0 | 293254.44 | 293254.44 | ISO RELATED A/C 360: 0; NON-ISO RELATED PLANT A/C 361: 0; NON-ISO RELATED PLANT A/C 362: 293254.44 | 0 | Non-ISO |  | 0 | 0 | 0 | [5 empty] | 0
TENGEN SUB | 5575 | 66kV | 290530.98 | 303058.09 | 778785.9 | 1372374.97 | ISO RELATED A/C 360: 290530.98; NON-ISO RELATED PLANT A/C 361: 303058.09; NON-ISO RELATED PLANT A/C 362: 778785.9 | 0 | Non-ISO |  | 0 | 0 | 0 | [5 empty] | 0
NEWHALL SUB | 5576 | 66kV | 37678.18 | 287807.21 | 5130754.09 | 5456239.48 | ISO RELATED A/C 360: 37678.18; NON-ISO RELATED PLANT A/C 361: 287807.21; NON-ISO RELATED PLANT A/C 362: 5130754.09 | 0 | Non-ISO |  | 0 | 0 | 0 | [5 empty] | 0
SAN MIGUEL SUB | 5577 | 66kV | 50004.3 | 88467.94 | 2419879.16 | 2558351.4 | ISO RELATED A/C 360: 50004.3; NON-ISO RELATED PLANT A/C 361: 88467.94; NON-ISO RELATED PLANT A/C 362: 2419879.16 | 0 | Non-ISO |  | 0 | 0 | 0 | [5 empty] | 0
BURRO FLATS SUB | 5578 | 66kV | 462.96 | 4953.29 | 198591.17 | 204007.42 | ISO RELATED A/C 360: 462.96; NON-ISO RELATED PLANT A/C 361: 4953.29; NON-ISO RELATED PLANT A/C 362: 198591.17 | 0 | Non-ISO |  | 0 | 0 | 0 | [5 empty] | 0
WAKEFIELD SUB | 5579 | 66kV | 33430.65 | 110789.26 | 4759154.93 | 4903374.84 | ISO RELATED A/C 360: 33430.65; NON-ISO RELATED PLANT A/C 361: 110789.26; NON-ISO RELATED PLANT A/C 362: 4759154.93 | 0 | Non-ISO |  | 0 | 0 | 0 | [5 empty] | 0
ROYAL SUB | 5580 | 66kV | 37664.41 | 135581.64 | 5891609.14 | 6064855.19 | ISO RELATED A/C 360: 37664.41; NON-ISO RELATED PLANT A/C 361: 135581.64; NON-ISO RELATED PLANT A/C 362: 5891609.14 | 0 | Non-ISO |  | 0 | 0 | 0 | [5 empty] | 0
EXXON CO. USA SUB | 5581 | 66kV | 4191.64 | 116903.17 | 2134147.38 | 2255242.19 | ISO RELATED A/C 360: 4191.64; NON-ISO RELATED PLANT A/C 361: 116903.17; NON-ISO RELATED PLANT A/C 362: 2134147.38 | 0 | Non-ISO |  | 0 | 0 | 0 | [5 empty] | 0
PITCHGEN SUB | 5582 | 66kV | 0 | 3719.42 | 1271174.7 | 1274894.12 | ISO RELATED A/C 360: 0; NON-ISO RELATED PLANT A/C 361: 3719.42; NON-ISO RELATED PLANT A/C 362: 1271174.7 | 0 | Non-ISO |  | 0 | 0 | 0 | [5 empty] | 0
UNIVERSAL CITY SUB | 5584 | 66kV | 12339.75 | 9320.49 | 642025.11 | 663685.35 | ISO RELATED A/C 360: 12339.75; NON-ISO RELATED PLANT A/C 361: 9320.49; NON-ISO RELATED PLANT A/C 362: 642025.11 | 0 | Non-ISO |  | 0 | 0 | 0 | [5 empty] | 0
SAN MARCOS SUB | 5585 | 66kV | 28884.1 | 66779.27 | 1345011.19 | 1440674.56 | ISO RELATED A/C 360: 28884.1; NON-ISO RELATED PLANT A/C 361: 66779.27; NON-ISO RELATED PLANT A/C 362: 1345011.19 | 0 | Non-ISO |  | 0 | 0 | 0 | [5 empty] | 0
GONZALES SUB | 5587 | 66kV | 144447.12 | 136435.37 | 5897523.45 | 6178405.94 | ISO RELATED A/C 360: 144447.12; NON-ISO RELATED PLANT A/C 361: 136435.37; NON-ISO RELATED PLANT A/C 362: 5897523.45 | 0 | Non-ISO |  | 0 | 0 | 0 | [5 empty] | 0
THRUST SUB | 5589 | 66kV | 0 | 5404.85 | 60093.44 | 65498.29 | ISO RELATED A/C 360: 0; NON-ISO RELATED PLANT A/C 361: 5404.85; NON-ISO RELATED PLANT A/C 362: 60093.44 | 0 | Non-ISO |  | 0 | 0 | 0 | [5 empty] | 0
WESTPAC SUB | 5591 | 66kV | 0 | 28672.31 | 929457.95 | 958130.26 | ISO RELATED A/C 360: 0; NON-ISO RELATED PLANT A/C 361: 28672.31; NON-ISO RELATED PLANT A/C 362: 929457.95 | 0 | Non-ISO |  | 0 | 0 | 0 | [5 empty] | 0
HASKELL SUB | 5594 | 66kV | 28939.94 | 289992.58 | 6205850.33 | 6524782.85 | ISO RELATED A/C 360: 28939.94; NON-ISO RELATED PLANT A/C 361: 289992.58; NON-ISO RELATED PLANT A/C 362: 6205850.33 | 0 | Non-ISO |  | 0 | 0 | 0 | [5 empty] | 0
CAMGEN SUB | 5595 | 66kV | 0 | 1270 | 138890.21 | 140160.21 | ISO RELATED A/C 360: 0; NON-ISO RELATED PLANT A/C 361: 1270; NON-ISO RELATED PLANT A/C 362: 138890.21 | 0 | Non-ISO |  | 0 | 0 | 0 | [5 empty] | 0
ISLA VISTA SUB | 5596 | 66kV | 119259.57 | 214808.93 | 2216142.02 | 2550210.52 | ISO RELATED A/C 360: 119259.57; NON-ISO RELATED PLANT A/C 361: 214808.93; NON-ISO RELATED PLANT A/C 362: 2216142.02 | 0 | Non-ISO |  | 0 | 0 | 0 | [5 empty] | 0
POTRERO SUB | 5597 | 66kV | 73581.53 | 221550.59 | 4677824.12 | 4972956.24 | ISO RELATED A/C 360: 73581.53; NON-ISO RELATED PLANT A/C 361: 221550.59; NON-ISO RELATED PLANT A/C 362: 4677824.12 | 0 | Non-ISO |  | 0 | 0 | 0 | [5 empty] | 0
HELIJET SUB | 5599 | 66kV | 0 | 235231.04 | 2232856.44 | 2468087.48 | ISO RELATED A/C 360: 0; NON-ISO RELATED PLANT A/C 361: 235231.04; NON-ISO RELATED PLANT A/C 362: 2232856.44 | 0 | Non-ISO |  | 0 | 0 | 0 | [5 empty] | 1 | EKWRA
EASTERN DIV SUB | 5600 | Div Offices & Misc | 0 | 0 | 616419.11 | 616419.11 | ISO RELATED A/C 360: 0; NON-ISO RELATED PLANT A/C 361: 0; NON-ISO RELATED PLANT A/C 362: 616419.11 | 0 | Non-ISO |  | 0 | 0 | 0 | [5 empty] | 0
RANDALL SUB | 5601 | 66kV | 17910.49 | 798803.94 | 8691916.39 | 9508630.82 | ISO RELATED A/C 360: 17910.49; NON-ISO RELATED PLANT A/C 361: 798803.94; NON-ISO RELATED PLANT A/C 362: 8691916.39 | 0 | Non-ISO |  | 0 | 0 | 0 | [5 empty] | 0
ARRO SUB | 5602 | 33kV & Below | 2513.8 | 33872.98 | 1063861.48 | 1100248.26 | ISO RELATED A/C 360: 2513.8; NON-ISO RELATED PLANT A/C 361: 33872.98; NON-ISO RELATED PLANT A/C 362: 1063861.48 | 0 | Non-ISO |  | 0 | 0 | 0 | [5 empty] | 0
TROPHY SUB | 5603 | 66kV | 60670.7 | 393436.85 | 7299276.65 | 7753384.2 | ISO RELATED A/C 360: 60670.7; NON-ISO RELATED PLANT A/C 361: 393436.85; NON-ISO RELATED PLANT A/C 362: 7299276.65 | 0 | Non-ISO |  | 0 | 0 | 0 | [5 empty] | 0
TIMOTEO SUB | 5604 | 66kV | 8332.86 | 443591.93 | 3796086.67 | 4248011.46 | ISO RELATED A/C 360: 8332.86; NON-ISO RELATED PLANT A/C 361: 443591.93; NON-ISO RELATED PLANT A/C 362: 3796086.67 | 0 | Non-ISO |  | 0 | 0 | 0 | [5 empty] | 0
BEAUMONT SUB | 5605 | 33kV & Below | 264.99 | 41259.47 | 333530.96 | 375055.42 | ISO RELATED A/C 360: 264.99; NON-ISO RELATED PLANT A/C 361: 41259.47; NON-ISO RELATED PLANT A/C 362: 333530.96 | 0 | Non-ISO |  | 0 | 0 | 0 | [5 empty] | 0
ORANGE PRODUCTS SUB | 5606 | 66kV | 2627.31 | 3800.28 | 293906.57 | 300334.16 | ISO RELATED A/C 360: 2627.31; NON-ISO RELATED PLANT A/C 361: 3800.28; NON-ISO RELATED PLANT A/C 362: 293906.57 | 0 | Non-ISO |  | 0 | 0 | 0 | [5 empty] | 0
CAPSULE SUB | 5607 | 66kV | 680.4 | 5934.23 | 39512.68 | 46127.31 | ISO RELATED A/C 360: 680.4; NON-ISO RELATED PLANT A/C 361: 5934.23; NON-ISO RELATED PLANT A/C 362: 39512.68 | 0 | Non-ISO |  | 0 | 0 | 0 | [5 empty] | 0
CARDIFF SUB | 5608 | 66kV | 10890.99 | 242363.88 | 10190009.07 | 10443263.94 | ISO RELATED A/C 360: 10890.99; NON-ISO RELATED PLANT A/C 361: 242363.88; NON-ISO RELATED PLANT A/C 362: 10190009.07 | 0 | Non-ISO |  | 0 | 0 | 0 | [5 empty] | 0
PLASTIC SUB | 5609 | 66kV | 0 | 10453.12 | 326992.86 | 337445.98 | ISO RELATED A/C 360: 0; NON-ISO RELATED PLANT A/C 361: 10453.12; NON-ISO RELATED PLANT A/C 362: 326992.86 | 0 | Non-ISO |  | 0 | 0 | 0 | [5 empty] | 0
COLTON SUB | 5610 | 66kV | 5846.19 | 156721 | 3071558.83 | 3234126.02 | ISO RELATED A/C 360: 5846.19; NON-ISO RELATED PLANT A/C 361: 156721; NON-ISO RELATED PLANT A/C 362: 3071558.83 | 0 | Non-ISO |  | 0 | 0 | 0 | [5 empty] | 0
LIVE OAK SUB | 5611 | 66kV | 17348.08 | 158159.18 | 5839160.42 | 6014667.68 | ISO RELATED A/C 360: 17348.08; NON-ISO RELATED PLANT A/C 361: 158159.18; NON-ISO RELATED PLANT A/C 362: 5839160.42 | 0 | Non-ISO |  | 0 | 0 | 0 | [5 empty] | 0
INLAND CONTAINER SUB | 5612 | 66kV | 0 | 3994.25 | 83170.6 | 87164.85 | ISO RELATED A/C 360: 0; NON-ISO RELATED PLANT A/C 361: 3994.25; NON-ISO RELATED PLANT A/C 362: 83170.6 | 0 | Non-ISO |  | 0 | 0 | 0 | [5 empty] | 0
AGUA MANSA SUB | 5613 | 66kV | 0 | 0 | 22148.11 | 22148.11 | ISO RELATED A/C 360: 0; NON-ISO RELATED PLANT A/C 361: 0; NON-ISO RELATED PLANT A/C 362: 22148.11 | 0 | Non-ISO |  | 0 | 0 | 0 | [5 empty] | 0
PEYTON SUB | 5614 | 66kV | 24965.45 | 252609.56 | 6330940.4 | 6608515.41 | ISO RELATED A/C 360: 24965.45; NON-ISO RELATED PLANT A/C 361: 252609.56; NON-ISO RELATED PLANT A/C 362: 6330940.4 | 0 | Non-ISO |  | 0 | 0 | 0 | [5 empty] | 0
DECLEZ SUB | 5615 | 66kV | 3638.26 | 104601.3 | 8579277.23 | 8687516.79 | ISO RELATED A/C 360: 3638.26; NON-ISO RELATED PLANT A/C 361: 104601.3; NON-ISO RELATED PLANT A/C 362: 8579277.23 | 0 | Non-ISO |  | 0 | 0 | 0 | [5 empty] | 0
FLANCO SUB | 5616 | 33kV & Below | 4819.64 | 32829.88 | 382294.12 | 419943.64 | ISO RELATED A/C 360: 4819.64; NON-ISO RELATED PLANT A/C 361: 32829.88; NON-ISO RELATED PLANT A/C 362: 382294.12 | 0 | Non-ISO |  | 0 | 0 | 0 | [5 empty] | 0
GANESHA SUB | 5617 | 66kV | 4738.03 | 126603.43 | 4610451.04 | 4741792.5 | ISO RELATED A/C 360: 4738.03; NON-ISO RELATED PLANT A/C 361: 126603.43; NON-ISO RELATED PLANT A/C 362: 4610451.04 | 0 | Non-ISO |  | 0 | 0 | 0 | [5 empty] | 0
FIREHOUSE SUB | 5618 | 66kV | 39026.13 | 510329.89 | 8018466.78 | 8567822.8 | ISO RELATED A/C 360: 39026.13; NON-ISO RELATED PLANT A/C 361: 510329.89; NON-ISO RELATED PLANT A/C 362: 8018466.78 | 0 | Non-ISO |  | 0 | 0 | 0 | [5 empty] | 0
HIGHLAND SUB | 5619 | 66kV | 1915.38 | 491705.53 | 6708629.99 | 7202250.9 | ISO RELATED A/C 360: 1915.38; NON-ISO RELATED PLANT A/C 361: 491705.53; NON-ISO RELATED PLANT A/C 362: 6708629.99 | 0 | Non-ISO |  | 0 | 0 | 0 | [5 empty] | 0
BLOOMINGTON SUB | 5620 | 66kV | 14411.65 | 243862.88 | 7933937.45 | 8192211.98 | ISO RELATED A/C 360: 14411.65; NON-ISO RELATED PLANT A/C 361: 243862.88; NON-ISO RELATED PLANT A/C 362: 7933937.45 | 0 | Non-ISO |  | 0 | 0 | 0 | [5 empty] | 0
HUSTON SUB | 5621 | 33kV & Below | 9257.16 | 28410.32 | 2742931.2 | 2780598.68 | ISO RELATED A/C 360: 9257.16; NON-ISO RELATED PLANT A/C 361: 28410.32; NON-ISO RELATED PLANT A/C 362: 2742931.2 | 0 | Non-ISO |  | 0 | 0 | 0 | [5 empty] | 0
JUNCTION SUB | 5622 | 33kV & Below | 0 | 129667.93 | 496750.05 | 626417.98 | ISO RELATED A/C 360: 0; NON-ISO RELATED PLANT A/C 361: 129667.93; NON-ISO RELATED PLANT A/C 362: 496750.05 | 0 | Non-ISO |  | 0 | 0 | 0 | [5 empty] | 0
KELLOGG SUB | 5623 | 66kV | 0 | 0 | 6992.81 | 6992.81 | ISO RELATED A/C 360: 0; NON-ISO RELATED PLANT A/C 361: 0; NON-ISO RELATED PLANT A/C 362: 6992.81 | 0 | Non-ISO |  | 0 | 0 | 0 | [5 empty] | 0
NORCO SUB | 5624 | 33kV & Below | 1612.23 | 3318.82 | 232846.37 | 237777.42 | ISO RELATED A/C 360: 1612.23; NON-ISO RELATED PLANT A/C 361: 3318.82; NON-ISO RELATED PLANT A/C 362: 232846.37 | 0 | Non-ISO |  | 0 | 0 | 0 | [5 empty] | 0
ONTARIO SUB | 5625 | 33kV & Below | 4294.57 | 57703.66 | 1657852.03 | 1719850.26 | ISO RELATED A/C 360: 4294.57; NON-ISO RELATED PLANT A/C 361: 57703.66; NON-ISO RELATED PLANT A/C 362: 1657852.03 | 0 | Non-ISO |  | 0 | 0 | 0 | [5 empty] | 0
PEDLEY SUB | 5626 | 66kV | 879.71 | 59716.44 | 4859944.64 | 4920540.79 | ISO RELATED A/C 360: 879.71; NON-ISO RELATED PLANT A/C 361: 59716.44; NON-ISO RELATED PLANT A/C 362: 4859944.64 | 0 | Non-ISO |  | 0 | 0 | 0 | [5 empty] | 0
POMONA SUB | 5627 | 33kV & Below | 7625.28 | 58418.93 | 946256.14 | 1012300.35 | ISO RELATED A/C 360: 7625.28; NON-ISO RELATED PLANT A/C 361: 58418.93; NON-ISO RELATED PLANT A/C 362: 946256.14 | 0 | Non-ISO |  | 0 | 0 | 0 | [5 empty] | 0
TENNESSEE SUB | 5628 | 66kV | 18481.64 | 231278.01 | 4420451.49 | 4670211.14 | ISO RELATED A/C 360: 18481.64; NON-ISO RELATED PLANT A/C 361: 231278.01; NON-ISO RELATED PLANT A/C 362: 4420451.49 | 0 | Non-ISO |  | 0 | 0 | 0 | [5 empty] | 0
REDLANDS SUB | 5629 | 66kV | 20169.26 | 114052.19 | 6659393.92 | 6793615.37 | ISO RELATED A/C 360: 20169.26; NON-ISO RELATED PLANT A/C 361: 114052.19; NON-ISO RELATED PLANT A/C 362: 6659393.92 | 0 | Non-ISO |  | 0 | 0 | 0 | [5 empty] | 0
GRAPELAND PEAKER SUB | 5630 | 66kV | 0 | 359351.14 | 1124162.81 | 1483513.95 | ISO RELATED A/C 360: 0; NON-ISO RELATED PLANT A/C 361: 359351.14; NON-ISO RELATED PLANT A/C 362: 1124162.81 | 0 | Non-ISO |  | 0 | 0 | 0 | [5 empty] | 0
SAN ANTONIO SUB | 5631 | 66kV | 5741.31 | 140892.93 | 4786105.15 | 4932739.39 | ISO RELATED A/C 360: 5741.31; NON-ISO RELATED PLANT A/C 361: 140892.93; NON-ISO RELATED PLANT A/C 362: 4786105.15 | 0 | Non-ISO |  | 0 | 0 | 0 | [5 empty] | 0
STODDARD SUB | 5632 | 33kV & Below | 5801.63 | 160319.31 | 1739299.18 | 1905420.12 | ISO RELATED A/C 360: 5801.63; NON-ISO RELATED PLANT A/C 361: 160319.31; NON-ISO RELATED PLANT A/C 362: 1739299.18 | 0 | Non-ISO |  | 0 | 0 | 0 | [5 empty] | 0
SAN DIMAS SUB | 5633 | 66kV | 6634.59 | 125627.61 | 2933139.81 | 3065402.01 | ISO RELATED A/C 360: 6634.59; NON-ISO RELATED PLANT A/C 361: 125627.61; NON-ISO RELATED PLANT A/C 362: 2933139.81 | 0 | Non-ISO |  | 0 | 0 | 0 | [5 empty] | 0
KAISER STEEL SUB | 5634 | 66kV | 0 | 0 | 415140.47 | 415140.47 | ISO RELATED A/C 360: 0; NON-ISO RELATED PLANT A/C 361: 0; NON-ISO RELATED PLANT A/C 362: 415140.47 | 0 | Non-ISO |  | 0 | 0 | 0 | [5 empty] | 0
UPLAND SUB | 5635 | 66kV | 4771.8 | 197180.7 | 5259652.24 | 5461604.74 | ISO RELATED A/C 360: 4771.8; NON-ISO RELATED PLANT A/C 361: 197180.7; NON-ISO RELATED PLANT A/C 362: 5259652.24 | 0 | Non-ISO |  | 0 | 0 | 0 | [5 empty] | 0
YUCAIPA SUB | 5636 | 66kV | 6287.37 | 135305.82 | 7385720.02 | 7527313.21 | ISO RELATED A/C 360: 6287.37; NON-ISO RELATED PLANT A/C 361: 135305.82; NON-ISO RELATED PLANT A/C 362: 7385720.02 | 0 | Non-ISO |  | 0 | 0 | 0 | [5 empty] | 0
TIPPECANOE SUB | 5637 | 33kV & Below | 6560.15 | 20113.72 | 785429.81 | 812103.68 | ISO RELATED A/C 360: 6560.15; NON-ISO RELATED PLANT A/C 361: 20113.72; NON-ISO RELATED PLANT A/C 362: 785429.81 | 0 | Non-ISO |  | 0 | 0 | 0 | [5 empty] | 0
KEM SUB | 5638 | 66kV | 0 | 1489.48 | 551260.86 | 552750.34 | ISO RELATED A/C 360: 0; NON-ISO RELATED PLANT A/C 361: 1489.48; NON-ISO RELATED PLANT A/C 362: 551260.86 | 0 | Non-ISO |  | 0 | 0 | 0 | [5 empty] | 0
FRANCIS SUB | 5639 | 66kV | 21323.73 | 55217.09 | 3595456.81 | 3671997.63 | ISO RELATED A/C 360: 21323.73; NON-ISO RELATED PLANT A/C 361: 55217.09; NON-ISO RELATED PLANT A/C 362: 3595456.81 | 0 | Non-ISO |  | 0 | 0 | 0 | [5 empty] | 0
BURNT MILL SUB | 5640 | 33kV & Below | 19321.93 | 34036.04 | 2106142.03 | 2159500 | ISO RELATED A/C 360: 19321.93; NON-ISO RELATED PLANT A/C 361: 34036.04; NON-ISO RELATED PLANT A/C 362: 2106142.03 | 0 | Non-ISO |  | 0 | 0 | 0 | [5 empty] | 0
MT VERNON SUB | 5641 | 33kV & Below | 5953.03 | 23765.76 | 1949318.26 | 1979037.05 | ISO RELATED A/C 360: 5953.03; NON-ISO RELATED PLANT A/C 361: 23765.76; NON-ISO RELATED PLANT A/C 362: 1949318.26 | 0 | Non-ISO |  | 0 | 0 | 0 | [5 empty] | 0
EUCLID SUB | 5644 | 33kV & Below | 2156.09 | 10236.81 | 400317.31 | 412710.21 | ISO RELATED A/C 360: 2156.09; NON-ISO RELATED PLANT A/C 361: 10236.81; NON-ISO RELATED PLANT A/C 362: 400317.31 | 0 | Non-ISO |  | 0 | 0 | 0 | [5 empty] | 0
LAYFAIR SUB | 5645 | 66kV | 3267.75 | 125478.48 | 7307856.66 | 7436602.89 | ISO RELATED A/C 360: 3267.75; NON-ISO RELATED PLANT A/C 361: 125478.48; NON-ISO RELATED PLANT A/C 362: 7307856.66 | 0 | Non-ISO |  | 0 | 0 | 0 | [5 empty] | 0
COLTON CEMENT SUB | 5646 | 66kV | 0 | 22181.65 | 992020.13 | 1014201.78 | ISO RELATED A/C 360: 0; NON-ISO RELATED PLANT A/C 361: 22181.65; NON-ISO RELATED PLANT A/C 362: 992020.13 | 0 | Non-ISO |  | 0 | 0 | 0 | [5 empty] | 0
VALENCIA SUB | 5647 | 33kV & Below | 8436.52 | 75470.87 | 366888.94 | 450796.33 | ISO RELATED A/C 360: 8436.52; NON-ISO RELATED PLANT A/C 361: 75470.87; NON-ISO RELATED PLANT A/C 362: 366888.94 | 0 | Non-ISO |  | 0 | 0 | 0 | [5 empty] | 0
NAROD SUB | 5648 | 66kV | 6864.86 | 83468.53 | 2996414.37 | 3086747.76 | ISO RELATED A/C 360: 6864.86; NON-ISO RELATED PLANT A/C 361: 83468.53; NON-ISO RELATED PLANT A/C 362: 2996414.37 | 0 | Non-ISO |  | 0 | 0 | 0 | [5 empty] | 0
LINDE AIR SUB | 5650 | 66kV | 0 | 2897.28 | 371262.57 | 374159.85 | ISO RELATED A/C 360: 0; NON-ISO RELATED PLANT A/C 361: 2897.28; NON-ISO RELATED PLANT A/C 362: 371262.57 | 0 | Non-ISO |  | 0 | 0 | 0 | [5 empty] | 0
AMERON SUB | 5652 | 66kV | 11898.41 | 14597.15 | 1278684.14 | 1305179.7 | ISO RELATED A/C 360: 11898.41; NON-ISO RELATED PLANT A/C 361: 14597.15; NON-ISO RELATED PLANT A/C 362: 1278684.14 | 0 | Non-ISO |  | 0 | 0 | 0 | [5 empty] | 0
SMILEY SUB | 5653 | 33kV & Below | 1590.32 | 99695.01 | 1134974.14 | 1236259.47 | ISO RELATED A/C 360: 1590.32; NON-ISO RELATED PLANT A/C 361: 99695.01; NON-ISO RELATED PLANT A/C 362: 1134974.14 | 0 | Non-ISO |  | 0 | 0 | 0 | [5 empty] | 0
REDUCTION SUB | 5654 | 66kV | 2631.06 | 258128.99 | 3865612.25 | 4126372.3 | ISO RELATED A/C 360: 2631.06; NON-ISO RELATED PLANT A/C 361: 258128.99; NON-ISO RELATED PLANT A/C 362: 3865612.25 | 0 | Non-ISO |  | 0 | 0 | 0 | [5 empty] | 0
NOGALES SUB | 5655 | 66kV | 23175.64 | 87296.54 | 2947206.47 | 3057678.65 | ISO RELATED A/C 360: 23175.64; NON-ISO RELATED PLANT A/C 361: 87296.54; NON-ISO RELATED PLANT A/C 362: 2947206.47 | 0 | Non-ISO |  | 0 | 0 | 0 | [5 empty] | 0
BAIN SUB | 5656 | 66kV | 28695.45 | 395324.3 | 3856838.49 | 4280858.24 | ISO RELATED A/C 360: 28695.45; NON-ISO RELATED PLANT A/C 361: 395324.3; NON-ISO RELATED PLANT A/C 362: 3856838.49 | 0 | Non-ISO |  | 0 | 0 | 0 | [5 empty] | 0
WHEEL SUB | 5657 | 66kV | 882.21 | 0 | 0 | 882.21 | ISO RELATED A/C 360: 882.21; NON-ISO RELATED PLANT A/C 361: 0; NON-ISO RELATED PLANT A/C 362: 0 | 0 | Non-ISO |  | 0 | 0 | 0 | [5 empty] | 0
PIPE SUB | 5658 | 66kV | 410.43 | 16221.01 | 1055579.51 | 1072210.95 | ISO RELATED A/C 360: 410.43; NON-ISO RELATED PLANT A/C 361: 16221.01; NON-ISO RELATED PLANT A/C 362: 1055579.51 | 0 | Non-ISO |  | 0 | 0 | 0 | [5 empty] | 0
ARCHIBALD SUB | 5659 | 66kV | 9307.15 | 236361.06 | 6058394.82 | 6304063.03 | ISO RELATED A/C 360: 9307.15; NON-ISO RELATED PLANT A/C 361: 236361.06; NON-ISO RELATED PLANT A/C 362: 6058394.82 | 0 | Non-ISO |  | 0 | 0 | 0 | [5 empty] | 0
RUNNING SPRINGS SUB | 5661 | 33kV & Below | 12064.63 | 29976.71 | 1375701.87 | 1417743.21 | ISO RELATED A/C 360: 12064.63; NON-ISO RELATED PLANT A/C 361: 29976.71; NON-ISO RELATED PLANT A/C 362: 1375701.87 | 0 | Non-ISO |  | 0 | 0 | 0 | [5 empty] | 0
ARBORS SUB | 5662 | 66kV | 0 | 0 | 40349.85 | 40349.85 | ISO RELATED A/C 360: 0; NON-ISO RELATED PLANT A/C 361: 0; NON-ISO RELATED PLANT A/C 362: 40349.85 | 0 | Non-ISO |  | 0 | 0 | 0 | [5 empty] | 0
MILLIKEN SUB | 5663 | 66kV | 795975.01 | 527901.08 | 7971237.11 | 9295113.2 | ISO RELATED A/C 360: 795975.01; NON-ISO RELATED PLANT A/C 361: 527901.08; NON-ISO RELATED PLANT A/C 362: 7971237.11 | 0 | Non-ISO |  | 0 | 0 | 0 | [5 empty] | 0
WIMBLEDON SUB | 5664 | 66kV | 0 | 406515.67 | 4363898.47 | 4770414.14 | ISO RELATED A/C 360: 0; NON-ISO RELATED PLANT A/C 361: 406515.67; NON-ISO RELATED PLANT A/C 362: 4363898.47 | 0 | Non-ISO |  | 0 | 0 | 0 | [5 empty] | 0
HAVASU SUB | 5665 | 66kV | 2141.52 | 7329.18 | 297158.13 | 306628.83 | ISO RELATED A/C 360: 2141.52; NON-ISO RELATED PLANT A/C 361: 7329.18; NON-ISO RELATED PLANT A/C 362: 297158.13 | 0 | Non-ISO |  | 0 | 0 | 0 | [5 empty] | 0
ARCHLINE SUB | 5667 | 66kV | 19820.61 | 170603.62 | 4751690.87 | 4942115.1 | ISO RELATED A/C 360: 19820.61; NON-ISO RELATED PLANT A/C 361: 170603.62; NON-ISO RELATED PLANT A/C 362: 4751690.87 | 0 | Non-ISO |  | 0 | 0 | 0 | [5 empty] | 0
CRESTMORE SUB | 5668 | 66kV | 850.47 | 3351.45 | 140139.62 | 144341.54 | ISO RELATED A/C 360: 850.47; NON-ISO RELATED PLANT A/C 361: 3351.45; NON-ISO RELATED PLANT A/C 362: 140139.62 | 0 | Non-ISO |  | 0 | 0 | 0 | [5 empty] | 0
DEL ROSA SUB | 5670 | 66kV | 14077.6 | 205888.54 | 3325904.4 | 3545870.54 | ISO RELATED A/C 360: 14077.6; NON-ISO RELATED PLANT A/C 361: 205888.54; NON-ISO RELATED PLANT A/C 362: 3325904.4 | 0 | Non-ISO |  | 0 | 0 | 0 | [5 empty] | 0
ALDER SUB | 5672 | 66kV | 8031.73 | 237520.72 | 9257407.74 | 9502960.19 | ISO RELATED A/C 360: 8031.73; NON-ISO RELATED PLANT A/C 361: 237520.72; NON-ISO RELATED PLANT A/C 362: 9257407.74 | 0 | Non-ISO |  | 0 | 0 | 0 | [5 empty] | 0
WHIPPLE SUB | 5674 | 66kV | 14261.56 | 137255.84 | 1465907.74 | 1617425.14 | ISO RELATED A/C 360: 14261.56; NON-ISO RELATED PLANT A/C 361: 137255.84; NON-ISO RELATED PLANT A/C 362: 1465907.74 | 0 | Non-ISO |  | 0 | 0 | 0 | [5 empty] | 0
CUCAMONGA SUB | 5677 | 66kV | 13341.36 | 266107.04 | 5747880.07 | 6027328.47 | ISO RELATED A/C 360: 13341.36; NON-ISO RELATED PLANT A/C 361: 266107.04; NON-ISO RELATED PLANT A/C 362: 5747880.07 | 0 | Non-ISO |  | 0 | 0 | 0 | [5 empty] | 0
LANDING SUB | 5678 | 66kV | 4699.96 | 14534.53 | 1516314.63 | 1535549.12 | ISO RELATED A/C 360: 4699.96; NON-ISO RELATED PLANT A/C 361: 14534.53; NON-ISO RELATED PLANT A/C 362: 1516314.63 | 0 | Non-ISO |  | 0 | 0 | 0 | [5 empty] | 0
CHASE SUB | 5679 | 66kV | 0 | 534447.49 | 8425205.39 | 8959652.88 | ISO RELATED A/C 360: 0; NON-ISO RELATED PLANT A/C 361: 534447.49; NON-ISO RELATED PLANT A/C 362: 8425205.39 | 0 | Non-ISO |  | 0 | 0 | 0 | [5 empty] | 0
DIAMOND BAR SUB | 5680 | 66kV | 505887.21 | 271702.97 | 4529872.74 | 5307462.92 | ISO RELATED A/C 360: 505887.21; NON-ISO RELATED PLANT A/C 361: 271702.97; NON-ISO RELATED PLANT A/C 362: 4529872.74 | 0 | Non-ISO |  | 0 | 0 | 0 | [5 empty] | 0
GARDEN STATE SUB | 5681 | 66kV | 0 | 6899 | 10500.24 | 17399.24 | ISO RELATED A/C 360: 0; NON-ISO RELATED PLANT A/C 361: 6899; NON-ISO RELATED PLANT A/C 362: 10500.24 | 0 | Non-ISO |  | 0 | 0 | 0 | [5 empty] | 0
UNIMED SUB | 5682 | 66kV | 0 | 0 | 12137.36 | 12137.36 | ISO RELATED A/C 360: 0; NON-ISO RELATED PLANT A/C 361: 0; NON-ISO RELATED PLANT A/C 362: 12137.36 | 0 | Non-ISO |  | 0 | 0 | 0 | [5 empty] | 0
DELGEN SUB | 5683 | 66kV | 0 | 9269.44 | 96302.69 | 105572.13 | ISO RELATED A/C 360: 0; NON-ISO RELATED PLANT A/C 361: 9269.44; NON-ISO RELATED PLANT A/C 362: 96302.69 | 0 | Non-ISO |  | 0 | 0 | 0 | [5 empty] | 0
CIMGEN SUB | 5685 | 66kV | 0 | 1332.79 | 302875.57 | 304208.36 | ISO RELATED A/C 360: 0; NON-ISO RELATED PLANT A/C 361: 1332.79; NON-ISO RELATED PLANT A/C 362: 302875.57 | 0 | Non-ISO |  | 0 | 0 | 0 | [5 empty] | 0
SOQUEL SUB | 5686 | 66kV | 333364.08 | 623975.77 | 5014653.89 | 5971993.74 | ISO RELATED A/C 360: 333364.08; NON-ISO RELATED PLANT A/C 361: 623975.77; NON-ISO RELATED PLANT A/C 362: 5014653.89 | 0 | Non-ISO |  | 0 | 0 | 0 | [5 empty] | 0
ROCKAIR SUB | 5688 | 66kV | 9231.81 | 12621.43 | 243308.68 | 265161.92 | ISO RELATED A/C 360: 9231.81; NON-ISO RELATED PLANT A/C 361: 12621.43; NON-ISO RELATED PLANT A/C 362: 243308.68 | 0 | Non-ISO |  | 0 | 0 | 0 | [5 empty] | 0
SIMPSON SUB | 5690 | 66kV | 0 | 1946.23 | 0 | 1946.23 | ISO RELATED A/C 360: 0; NON-ISO RELATED PLANT A/C 361: 1946.23; NON-ISO RELATED PLANT A/C 362: 0 | 0 | Non-ISO |  | 0 | 0 | 0 | [5 empty] | 0
DATABANK SUB | 5694 | 66kV | 4231.64 | 6443.99 | 837403.35 | 848078.98 | ISO RELATED A/C 360: 4231.64; NON-ISO RELATED PLANT A/C 361: 6443.99; NON-ISO RELATED PLANT A/C 362: 837403.35 | 0 | Non-ISO |  | 0 | 0 | 0 | [5 empty] | 0
CLAREMONT SUB | 5695 | 66kV | 28833.25 | 4829.15 | 652270.28 | 685932.68 | ISO RELATED A/C 360: 28833.25; NON-ISO RELATED PLANT A/C 361: 4829.15; NON-ISO RELATED PLANT A/C 362: 652270.28 | 0 | Non-ISO |  | 0 | 0 | 0 | [5 empty] | 0
FIBRE SUB | 5696 | 66kV | 0 | 13172.08 | 891246.66 | 904418.74 | ISO RELATED A/C 360: 0; NON-ISO RELATED PLANT A/C 361: 13172.08; NON-ISO RELATED PLANT A/C 362: 891246.66 | 0 | Non-ISO |  | 0 | 0 | 0 | [5 empty] | 0
POLYPRO SUB | 5697 | 66kV | 0 | 43118.75 | 1001174.21 | 1044292.96 | ISO RELATED A/C 360: 0; NON-ISO RELATED PLANT A/C 361: 43118.75; NON-ISO RELATED PLANT A/C 362: 1001174.21 | 0 | Non-ISO |  | 0 | 0 | 0 | [5 empty] | 0
KINDER SUB. | 5699 | 66kV | 0 | 30407.27 | 481044.77 | 511452.04 | ISO RELATED A/C 360: 0; NON-ISO RELATED PLANT A/C 361: 30407.27; NON-ISO RELATED PLANT A/C 362: 481044.77 | 0 | Non-ISO |  | 0 | 0 | 0 | [5 empty] | 0
ALON SUB | 5701 | 66kV | 13817.41 | 116586.91 | 4367765.56 | 4498169.88 | ISO RELATED A/C 360: 13817.41; NON-ISO RELATED PLANT A/C 361: 116586.91; NON-ISO RELATED PLANT A/C 362: 4367765.56 | 0 | Non-ISO |  | 0 | 0 | 0 | [5 empty] | 0
VIDEO SUB | 5702 | 66kV | 11548.75 | 0 | 0 | 11548.75 | ISO RELATED A/C 360: 11548.75; NON-ISO RELATED PLANT A/C 361: 0; NON-ISO RELATED PLANT A/C 362: 0 | 0 | Non-ISO |  | 0 | 0 | 0 | [5 empty] | 0
NAVY MOLE SUB | 5704 | 66kV | 0 | 20355.59 | 147439.13 | 167794.72 | ISO RELATED A/C 360: 0; NON-ISO RELATED PLANT A/C 361: 20355.59; NON-ISO RELATED PLANT A/C 362: 147439.13 | 0 | Non-ISO |  | 0 | 0 | 0 | [5 empty] | 0
SHELLWAT SUB | 5705 | 66kV | 0 | 9108.65 | 1717493.77 | 1726602.42 | ISO RELATED A/C 360: 0; NON-ISO RELATED PLANT A/C 361: 9108.65; NON-ISO RELATED PLANT A/C 362: 1717493.77 | 0 | Non-ISO |  | 0 | 0 | 0 | [5 empty] | 0
BELMONT SUB | 5706 | 33kV & Below | 3741.81 | 32085.5 | 1565601.23 | 1601428.54 | ISO RELATED A/C 360: 3741.81; NON-ISO RELATED PLANT A/C 361: 32085.5; NON-ISO RELATED PLANT A/C 362: 1565601.23 | 0 | Non-ISO |  | 0 | 0 | 0 | [5 empty] | 0
BIXBY SUB | 5707 | 33kV & Below | 18626.43 | 81053.78 | 294854.14 | 394534.35 | ISO RELATED A/C 360: 18626.43; NON-ISO RELATED PLANT A/C 361: 81053.78; NON-ISO RELATED PLANT A/C 362: 294854.14 | 0 | Non-ISO |  | 0 | 0 | 0 | [5 empty] | 0
BOWL SUB | 5708 | 66kV | 21181.91 | 144012.04 | 3343964.66 | 3509158.61 | ISO RELATED A/C 360: 21181.91; NON-ISO RELATED PLANT A/C 361: 144012.04; NON-ISO RELATED PLANT A/C 362: 3343964.66 | 0 | Non-ISO |  | 0 | 0 | 0 | [5 empty] | 0
INJECTION SUB | 5709 | 66kV | 2075.2 | 5151.74 | 114989.16 | 122216.1 | ISO RELATED A/C 360: 2075.2; NON-ISO RELATED PLANT A/C 361: 5151.74; NON-ISO RELATED PLANT A/C 362: 114989.16 | 0 | Non-ISO |  | 0 | 0 | 0 | [5 empty] | 0
BREWSTER SUB | 5710 | 33kV & Below | 14222.04 | 42887.64 | 502545.38 | 559655.06 | ISO RELATED A/C 360: 14222.04; NON-ISO RELATED PLANT A/C 361: 42887.64; NON-ISO RELATED PLANT A/C 362: 502545.38 | 0 | Non-ISO |  | 0 | 0 | 0 | [5 empty] | 0
CARSON SUB | 5711 | 66kV | 95072.65 | 331606.48 | 2662994.16 | 3089673.29 | ISO RELATED A/C 360: 95072.65; NON-ISO RELATED PLANT A/C 361: 331606.48; NON-ISO RELATED PLANT A/C 362: 2662994.16 | 0 | Non-ISO |  | 0 | 0 | 0 | [5 empty] | 0
CAMERON SUB | 5712 | 66kV | 0 | 170361.84 | 4475014.22 | 4645376.06 | ISO RELATED A/C 360: 0; NON-ISO RELATED PLANT A/C 361: 170361.84; NON-ISO RELATED PLANT A/C 362: 4475014.22 | 0 | Non-ISO |  | 0 | 0 | 0 | [5 empty] | 0
CUDAHY SUB | 5714 | 66kV | 23609.58 | 239995.21 | 7110739.53 | 7374344.32 | ISO RELATED A/C 360: 23609.58; NON-ISO RELATED PLANT A/C 361: 239995.21; NON-ISO RELATED PLANT A/C 362: 7110739.53 | 0 | Non-ISO |  | 0 | 0 | 0 | [5 empty] | 0
BOOST SUB | 5717 | 66kV | 1296.52 | 31621.62 | 804984.69 | 837902.83 | ISO RELATED A/C 360: 1296.52; NON-ISO RELATED PLANT A/C 361: 31621.62; NON-ISO RELATED PLANT A/C 362: 804984.69 | 0 | Non-ISO |  | 0 | 0 | 0 | [5 empty] | 0
FRUITLAND SUB | 5718 | 66kV | 39968.39 | 51701.39 | 2828035.73 | 2919705.51 | ISO RELATED A/C 360: 39968.39; NON-ISO RELATED PLANT A/C 361: 51701.39; NON-ISO RELATED PLANT A/C 362: 2828035.73 | 0 | Non-ISO |  | 0 | 0 | 0 | [5 empty] | 0
ASTRO SUB | 5719 | 66kV | 0 | 7855.43 | 713913.66 | 721769.09 | ISO RELATED A/C 360: 0; NON-ISO RELATED PLANT A/C 361: 7855.43; NON-ISO RELATED PLANT A/C 362: 713913.66 | 0 | Non-ISO |  | 0 | 0 | 0 | [5 empty] | 0
FREEMONT SUB | 5720 | 66kV | 96954.51 | 125847.96 | 2533499.42 | 2756301.89 | ISO RELATED A/C 360: 96954.51; NON-ISO RELATED PLANT A/C 361: 125847.96; NON-ISO RELATED PLANT A/C 362: 2533499.42 | 0 | Non-ISO |  | 0 | 0 | 0 | [5 empty] | 0
DIKE SUBSTATION | 5721 | 66kV | 0 | 29828.93 | 1566116.31 | 1595945.24 | ISO RELATED A/C 360: 0; NON-ISO RELATED PLANT A/C 361: 29828.93; NON-ISO RELATED PLANT A/C 362: 1566116.31 | 0 | Non-ISO |  | 0 | 0 | 0 | [5 empty] | 0
PICO SUBSTATION | 5722 | 66kV | 0 | 286554.69 | 5263060.46 | 5549615.15 | ISO RELATED A/C 360: 0; NON-ISO RELATED PLANT A/C 361: 286554.69; NON-ISO RELATED PLANT A/C 362: 5263060.46 | 0 | Non-ISO |  | 0 | 0 | 0 | [5 empty] | 0
CORNUTA SUBSTATION | 5723 | 66kV | 86695.2 | 122126.24 | 2421174.02 | 2629995.46 | ISO RELATED A/C 360: 86695.2; NON-ISO RELATED PLANT A/C 361: 122126.24; NON-ISO RELATED PLANT A/C 362: 2421174.02 | 0 | Non-ISO |  | 0 | 0 | 0 | [5 empty] | 0
GRAHAM SUBSTATION | 5725 | 33kV & Below | 3622.28 | 233521.4 | 631203.32 | 868347 | ISO RELATED A/C 360: 3622.28; NON-ISO RELATED PLANT A/C 361: 233521.4; NON-ISO RELATED PLANT A/C 362: 631203.32 | 0 | Non-ISO |  | 0 | 0 | 0 | [5 empty] | 0
HATHAWAY SUBSTATION | 5726 | 66kV | 26441.79 | 125518.49 | 4417298.65 | 4569258.93 | ISO RELATED A/C 360: 26441.79; NON-ISO RELATED PLANT A/C 361: 125518.49; NON-ISO RELATED PLANT A/C 362: 4417298.65 | 0 | Non-ISO |  | 0 | 0 | 0 | [5 empty] | 0
ATHENS SUBSTATION | 5727 | 33kV & Below | 8170.49 | 44169.75 | 1056310.76 | 1108651 | ISO RELATED A/C 360: 8170.49; NON-ISO RELATED PLANT A/C 361: 44169.75; NON-ISO RELATED PLANT A/C 362: 1056310.76 | 0 | Non-ISO |  | 0 | 0 | 0 | [5 empty] | 0
HUNTINGTON PARK SUB | 5728 | 33kV & Below | 1511.51 | 96111.7 | 2683312 | 2780935.21 | ISO RELATED A/C 360: 1511.51; NON-ISO RELATED PLANT A/C 361: 96111.7; NON-ISO RELATED PLANT A/C 362: 2683312 | 0 | Non-ISO |  | 0 | 0 | 0 | [5 empty] | 0
PACLINE SUBSTATION | 5730 | 66kV | 1790.1 | 4548.21 | 567421.46 | 573759.77 | ISO RELATED A/C 360: 1790.1; NON-ISO RELATED PLANT A/C 361: 4548.21; NON-ISO RELATED PLANT A/C 362: 567421.46 | 0 | Non-ISO |  | 0 | 0 | 0 | [5 empty] | 0
LYNWOOD SUBSTATION | 5731 | 33kV & Below | 15753.59 | 47377.17 | 871616.19 | 934746.95 | ISO RELATED A/C 360: 15753.59; NON-ISO RELATED PLANT A/C 361: 47377.17; NON-ISO RELATED PLANT A/C 362: 871616.19 | 0 | Non-ISO |  | 0 | 0 | 0 | [5 empty] | 0
MAYWOOD SUBSTATION | 5732 | 33kV & Below | 2736.07 | 64612.72 | 1184227.07 | 1251575.86 | ISO RELATED A/C 360: 2736.07; NON-ISO RELATED PLANT A/C 361: 64612.72; NON-ISO RELATED PLANT A/C 362: 1184227.07 | 0 | Non-ISO |  | 0 | 0 | 0 | [5 empty] | 0
LAKEWOOD SUBSTATION | 5733 | 66kV | 2066.43 | 63464.92 | 629463.57 | 694994.92 | ISO RELATED A/C 360: 2066.43; NON-ISO RELATED PLANT A/C 361: 63464.92; NON-ISO RELATED PLANT A/C 362: 629463.57 | 0 | Non-ISO |  | 0 | 0 | 0 | [5 empty] | 0
LINDEN SUBSTATION | 5734 | 33kV & Below | 1533.15 | 21313.59 | 700747.27 | 723594.01 | ISO RELATED A/C 360: 1533.15; NON-ISO RELATED PLANT A/C 361: 21313.59; NON-ISO RELATED PLANT A/C 362: 700747.27 | 0 | Non-ISO |  | 0 | 0 | 0 | [5 empty] | 0
LOCUST SUBSTATION | 5735 | 33kV & Below | 2318.74 | 81831.99 | 2851715.4 | 2935866.13 | ISO RELATED A/C 360: 2318.74; NON-ISO RELATED PLANT A/C 361: 81831.99; NON-ISO RELATED PLANT A/C 362: 2851715.4 | 0 | Non-ISO |  | 0 | 0 | 0 | [5 empty] | 0
LOS CERRITOS SUB | 5738 | 66kV | 176528.19 | 310770.25 | 1621784.37 | 2109082.81 | ISO RELATED A/C 360: 176528.19; NON-ISO RELATED PLANT A/C 361: 310770.25; NON-ISO RELATED PLANT A/C 362: 1621784.37 | 0 | Non-ISO |  | 0 | 0 | 0 | [5 empty] | 0
RANDOLPH SUBSTATION | 5739 | 66kV | 18869.22 | 96246.16 | 1717729.82 | 1832845.2 | ISO RELATED A/C 360: 18869.22; NON-ISO RELATED PLANT A/C 361: 96246.16; NON-ISO RELATED PLANT A/C 362: 1717729.82 | 0 | Non-ISO |  | 0 | 0 | 0 | [5 empty] | 0
NAPLES SUBSTATION | 5740 | 33kV & Below | 4643.79 | 58873.47 | 795919.38 | 859436.64 | ISO RELATED A/C 360: 4643.79; NON-ISO RELATED PLANT A/C 361: 58873.47; NON-ISO RELATED PLANT A/C 362: 795919.38 | 0 | Non-ISO |  | 0 | 0 | 0 | [5 empty] | 0
THUMS "A" SUBSTATION | 5741 | 66kV | 0 | 1433.44 | 132865.18 | 134298.62 | ISO RELATED A/C 360: 0; NON-ISO RELATED PLANT A/C 361: 1433.44; NON-ISO RELATED PLANT A/C 362: 132865.18 | 0 | Non-ISO |  | 0 | 0 | 0 | [5 empty] | 0
THUMS "B" SUBSTATION | 5742 | 66kV | 0 | 1441.24 | 130906.82 | 132348.06 | ISO RELATED A/C 360: 0; NON-ISO RELATED PLANT A/C 361: 1441.24; NON-ISO RELATED PLANT A/C 362: 130906.82 | 0 | Non-ISO |  | 0 | 0 | 0 | [5 empty] | 0
OLDFIELD SUBSTATION | 5744 | 33kV & Below | 11495.64 | 61360.71 | 1138612.11 | 1211468.46 | ISO RELATED A/C 360: 11495.64; NON-ISO RELATED PLANT A/C 361: 61360.71; NON-ISO RELATED PLANT A/C 362: 1138612.11 | 0 | Non-ISO |  | 0 | 0 | 0 | [5 empty] | 0
LARDER SUBSTATION | 5745 | 33kV & Below | 0 | 13108.18 | 241188.7 | 254296.88 | ISO RELATED A/C 360: 0; NON-ISO RELATED PLANT A/C 361: 13108.18; NON-ISO RELATED PLANT A/C 362: 241188.7 | 0 | Non-ISO |  | 0 | 0 | 0 | [5 empty] | 0
SANITREAT SUBSTATION | 5746 | 66kV | 1000 | 5047.31 | 18017.61 | 24064.92 | ISO RELATED A/C 360: 1000; NON-ISO RELATED PLANT A/C 361: 5047.31; NON-ISO RELATED PLANT A/C 362: 18017.61 | 0 | Non-ISO |  | 0 | 0 | 0 | [5 empty] | 0
FERNWOOD SUBSTATION | 5749 | 66kV | 21799.83 | 63721.56 | 2166931.99 | 2252453.38 | ISO RELATED A/C 360: 21799.83; NON-ISO RELATED PLANT A/C 361: 63721.56; NON-ISO RELATED PLANT A/C 362: 2166931.99 | 0 | Non-ISO |  | 0 | 0 | 0 | [5 empty] | 0
CALDEN SUBSTATION | 5750 | 66kV | 109960.48 | 77220.99 | 837109.84 | 1024291.31 | ISO RELATED A/C 360: 109960.48; NON-ISO RELATED PLANT A/C 361: 77220.99; NON-ISO RELATED PLANT A/C 362: 837109.84 | 0 | Non-ISO |  | 0 | 0 | 0 | [5 empty] | 0
NOLA SUBSTATION | 5751 | 66kV | 149060.77 | 592659.87 | 2536691.29 | 3278411.93 | ISO RELATED A/C 360: 149060.77; NON-ISO RELATED PLANT A/C 361: 592659.87; NON-ISO RELATED PLANT A/C 362: 2536691.29 | 0 | Non-ISO |  | 0 | 0 | 0 | [5 empty] | 0
SIGNAL HILL | 5753 | 66kV | 23308.28 | 193032.71 | 2396375.02 | 2612716.01 | ISO RELATED A/C 360: 23308.28; NON-ISO RELATED PLANT A/C 361: 193032.71; NON-ISO RELATED PLANT A/C 362: 2396375.02 | 0 | Non-ISO |  | 0 | 0 | 0 | [5 empty] | 0
SOMERSET SUBSTATION | 5754 | 66kV | 5781.35 | 127400.5 | 2962481.01 | 3095662.86 | ISO RELATED A/C 360: 5781.35; NON-ISO RELATED PLANT A/C 361: 127400.5; NON-ISO RELATED PLANT A/C 362: 2962481.01 | 0 | Non-ISO |  | 0 | 0 | 0 | [5 empty] | 0
STATE STREET SUBSTATION | 5755 | 66kV | 36338.39 | 230383.47 | 3686901.79 | 3953623.65 | ISO RELATED A/C 360: 36338.39; NON-ISO RELATED PLANT A/C 361: 230383.47; NON-ISO RELATED PLANT A/C 362: 3686901.79 | 0 | Non-ISO |  | 0 | 0 | 0 | [5 empty] | 0
BULLIS SUBSTATION | 5756 | 66kV | 7071.64 | 234428.72 | 2580155.72 | 2821656.08 | ISO RELATED A/C 360: 7071.64; NON-ISO RELATED PLANT A/C 361: 234428.72; NON-ISO RELATED PLANT A/C 362: 2580155.72 | 0 | Non-ISO |  | 0 | 0 | 0 | [5 empty] | 0
WEBCO SUBSTATION | 5757 | 66kV | 0 | 6726.98 | 222111.19 | 228838.17 | ISO RELATED A/C 360: 0; NON-ISO RELATED PLANT A/C 361: 6726.98; NON-ISO RELATED PLANT A/C 362: 222111.19 | 0 | Non-ISO |  | 0 | 0 | 0 | [5 empty] | 0
WATSON SUBSTATION | 5758 | 66kV | 65254.97 | 87991.32 | 1927694.06 | 2080940.35 | ISO RELATED A/C 360: 65254.97; NON-ISO RELATED PLANT A/C 361: 87991.32; NON-ISO RELATED PLANT A/C 362: 1927694.06 | 0 | Non-ISO |  | 0 | 0 | 0 | [5 empty] | 0
THUMS "C" SUBSTATION | 5759 | 66kV | 0 | 1520.59 | 171607.43 | 173128.02 | ISO RELATED A/C 360: 0; NON-ISO RELATED PLANT A/C 361: 1520.59; NON-ISO RELATED PLANT A/C 362: 171607.43 | 0 | Non-ISO |  | 0 | 0 | 0 | [5 empty] | 0
THUMS "D" SUBSTATION | 5760 | 66kV | 0 | 1643.87 | 130774.96 | 132418.83 | ISO RELATED A/C 360: 0; NON-ISO RELATED PLANT A/C 361: 1643.87; NON-ISO RELATED PLANT A/C 362: 130774.96 | 0 | Non-ISO |  | 0 | 0 | 0 | [5 empty] | 0
COLLEGE SUBSTATION | 5763 | 66kV | 0 | 0 | 340368.76 | 340368.76 | ISO RELATED A/C 360: 0; NON-ISO RELATED PLANT A/C 361: 0; NON-ISO RELATED PLANT A/C 362: 340368.76 | 0 | Non-ISO |  | 0 | 0 | 0 | [5 empty] | 0
REVITAL SUBSTATION | 5765 | 66kV | 29526.28 | 4031.68 | 252724.1 | 286282.06 | ISO RELATED A/C 360: 29526.28; NON-ISO RELATED PLANT A/C 361: 4031.68; NON-ISO RELATED PLANT A/C 362: 252724.1 | 0 | Non-ISO |  | 0 | 0 | 0 | [5 empty] | 0
DAISY SUBSTATION | 5766 | 33kV & Below | 21724.79 | 146530.18 | 733358.38 | 901613.35 | ISO RELATED A/C 360: 21724.79; NON-ISO RELATED PLANT A/C 361: 146530.18; NON-ISO RELATED PLANT A/C 362: 733358.38 | 0 | Non-ISO |  | 0 | 0 | 0 | [5 empty] | 0
COMPTON SUBSTATION | 5767 | 33kV & Below | 1227.49 | 58662.65 | 465678.66 | 525568.8 | ISO RELATED A/C 360: 1227.49; NON-ISO RELATED PLANT A/C 361: 58662.65; NON-ISO RELATED PLANT A/C 362: 465678.66 | 0 | Non-ISO |  | 0 | 0 | 0 | [5 empty] | 0
BROADWAY | 5768 | 66kV | 96151.01 | 143634.74 | 2163669.41 | 2403455.16 | ISO RELATED A/C 360: 96151.01; NON-ISO RELATED PLANT A/C 361: 143634.74; NON-ISO RELATED PLANT A/C 362: 2163669.41 | 0 | Non-ISO |  | 0 | 0 | 0 | [5 empty] | 0
CLARK SUBSTATION | 5769 | 66kV | 7528.7 | 50955.11 | 1658467.15 | 1716950.96 | ISO RELATED A/C 360: 7528.7; NON-ISO RELATED PLANT A/C 361: 50955.11; NON-ISO RELATED PLANT A/C 362: 1658467.15 | 0 | Non-ISO |  | 0 | 0 | 0 | [5 empty] | 0
GAGE SUBSTATION | 5770 | 33kV & Below | 1200.31 | 15801.38 | 991591.44 | 1008593.13 | ISO RELATED A/C 360: 1200.31; NON-ISO RELATED PLANT A/C 361: 15801.38; NON-ISO RELATED PLANT A/C 362: 991591.44 | 0 | Non-ISO |  | 0 | 0 | 0 | [5 empty] | 0
LUCAS SUBSTATION | 5771 | 66kV | 11216.27 | 387695.25 | 6100920.14 | 6499831.66 | ISO RELATED A/C 360: 11216.27; NON-ISO RELATED PLANT A/C 361: 387695.25; NON-ISO RELATED PLANT A/C 362: 6100920.14 | 0 | Non-ISO |  | 0 | 0 | 0 | [5 empty] | 0
IMPERIAL SUB | 5772 | 66kV | 22376.61 | 75712.93 | 3238830.85 | 3336920.39 | ISO RELATED A/C 360: 22376.61; NON-ISO RELATED PLANT A/C 361: 75712.93; NON-ISO RELATED PLANT A/C 362: 3238830.85 | 0 | Non-ISO |  | 0 | 0 | 0 | [5 empty] | 0
FUEL SUBSTATION | 5773 | 66kV | 0 | 12378.95 | 282870.91 | 295249.86 | ISO RELATED A/C 360: 0; NON-ISO RELATED PLANT A/C 361: 12378.95; NON-ISO RELATED PLANT A/C 362: 282870.91 | 0 | Non-ISO |  | 0 | 0 | 0 | [5 empty] | 0
LONGDON SUBSTATION | 5774 | 33kV & Below | 2942.93 | 38358.38 | 475038.32 | 516339.63 | ISO RELATED A/C 360: 2942.93; NON-ISO RELATED PLANT A/C 361: 38358.38; NON-ISO RELATED PLANT A/C 362: 475038.32 | 0 | Non-ISO |  | 0 | 0 | 0 | [5 empty] | 0
DOMHILL SUBSTATION | 5775 | 66kV | 0 | 16316.55 | 238826.85 | 255143.4 | ISO RELATED A/C 360: 0; NON-ISO RELATED PLANT A/C 361: 16316.55; NON-ISO RELATED PLANT A/C 362: 238826.85 | 0 | Non-ISO |  | 0 | 0 | 0 | [5 empty] | 0
JERSEY SUBSTATION | 5776 | 66kV | 30304.78 | 243990.08 | 4393533.52 | 4667828.38 | ISO RELATED A/C 360: 30304.78; NON-ISO RELATED PLANT A/C 361: 243990.08; NON-ISO RELATED PLANT A/C 362: 4393533.52 | 0 | Non-ISO |  | 0 | 0 | 0 | [5 empty] | 0
WOODRUFF SUBSTATION | 5777 | 33kV & Below | 12168.79 | 419849.12 | 1875275.89 | 2307293.8 | ISO RELATED A/C 360: 12168.79; NON-ISO RELATED PLANT A/C 361: 419849.12; NON-ISO RELATED PLANT A/C 362: 1875275.89 | 0 | Non-ISO |  | 0 | 0 | 0 | [5 empty] | 0
DAVIDSON CITY | 5779 | 33kV & Below | 4957.3 | 42505.16 | 439036.54 | 486499 | ISO RELATED A/C 360: 4957.3; NON-ISO RELATED PLANT A/C 361: 42505.16; NON-ISO RELATED PLANT A/C 362: 439036.54 | 0 | Non-ISO |  | 0 | 0 | 0 | [5 empty] | 0
NAOMI SUBSTATION | 5780 | 33kV & Below | 18551.61 | 58706.12 | 540250.19 | 617507.92 | ISO RELATED A/C 360: 18551.61; NON-ISO RELATED PLANT A/C 361: 58706.12; NON-ISO RELATED PLANT A/C 362: 540250.19 | 0 | Non-ISO |  | 0 | 0 | 0 | [5 empty] | 0
NEPTUNE SUBSTATION | 5781 | 66kV | 52528.33 | 108614.75 | 2117993.69 | 2279136.77 | ISO RELATED A/C 360: 52528.33; NON-ISO RELATED PLANT A/C 361: 108614.75; NON-ISO RELATED PLANT A/C 362: 2117993.69 | 0 | Non-ISO |  | 0 | 0 | 0 | [5 empty] | 0
DOUGOIL SUB | 5782 | 66kV | 0 | 23526.53 | 1391077 | 1414603.53 | ISO RELATED A/C 360: 0; NON-ISO RELATED PLANT A/C 361: 23526.53; NON-ISO RELATED PLANT A/C 362: 1391077 | 0 | Non-ISO |  | 0 | 0 | 0 | [5 empty] | 0
ERIC SUBSTATION | 5783 | 66kV | 49964.25 | 303752.95 | 2258482.84 | 2612200.04 | ISO RELATED A/C 360: 49964.25; NON-ISO RELATED PLANT A/C 361: 303752.95; NON-ISO RELATED PLANT A/C 362: 2258482.84 | 0 | Non-ISO |  | 0 | 0 | 0 | [5 empty] | 0
HEDDA SUBSTATION | 5784 | 33kV & Below | 3772.94 | 58196.41 | 586586.92 | 648556.27 | ISO RELATED A/C 360: 3772.94; NON-ISO RELATED PLANT A/C 361: 58196.41; NON-ISO RELATED PLANT A/C 362: 586586.92 | 0 | Non-ISO |  | 0 | 0 | 0 | [5 empty] | 0
SUNNYSIDE SUBSTATION | 5785 | 66kV | 32118.03 | 103187.39 | 2863152.94 | 2998458.36 | ISO RELATED A/C 360: 32118.03; NON-ISO RELATED PLANT A/C 361: 103187.39; NON-ISO RELATED PLANT A/C 362: 2863152.94 | 0 | Non-ISO |  | 0 | 0 | 0 | [5 empty] | 0
SOUTH GATE SUBSTATION | 5787 | 33kV & Below | 4092.23 | 156580.31 | 1034781.69 | 1195454.23 | ISO RELATED A/C 360: 4092.23; NON-ISO RELATED PLANT A/C 361: 156580.31; NON-ISO RELATED PLANT A/C 362: 1034781.69 | 0 | Non-ISO |  | 0 | 0 | 0 | [5 empty] | 0
BOVINE SUBSTATION | 5788 | 66kV | 150722.83 | 89529.89 | 1860271.47 | 2100524.19 | ISO RELATED A/C 360: 150722.83; NON-ISO RELATED PLANT A/C 361: 89529.89; NON-ISO RELATED PLANT A/C 362: 1860271.47 | 0 | Non-ISO |  | 0 | 0 | 0 | [5 empty] | 0
ARTESIA SUBSTATION | 5789 | 33kV & Below | 346.83 | 56507.05 | 565605.19 | 622459.07 | ISO RELATED A/C 360: 346.83; NON-ISO RELATED PLANT A/C 361: 56507.05; NON-ISO RELATED PLANT A/C 362: 565605.19 | 0 | Non-ISO |  | 0 | 0 | 0 | [5 empty] | 0
SEABRIGHT SUBSTATION | 5790 | 66kV | 3676.55 | 101496.45 | 2226046.12 | 2331219.12 | ISO RELATED A/C 360: 3676.55; NON-ISO RELATED PLANT A/C 361: 101496.45; NON-ISO RELATED PLANT A/C 362: 2226046.12 | 0 | Non-ISO |  | 0 | 0 | 0 | [5 empty] | 0
GREENING SUBSTATION | 5791 | 66kV | 23723.8 | 345755.41 | 4243320.59 | 4612799.8 | ISO RELATED A/C 360: 23723.8; NON-ISO RELATED PLANT A/C 361: 345755.41; NON-ISO RELATED PLANT A/C 362: 4243320.59 | 0 | Non-ISO |  | 0 | 0 | 0 | [5 empty] | 0
WESTEX SUBSTATION | 5792 | 66kV | 3119 | 7090.31 | 119423.07 | 129632.38 | ISO RELATED A/C 360: 3119; NON-ISO RELATED PLANT A/C 361: 7090.31; NON-ISO RELATED PLANT A/C 362: 119423.07 | 0 | Non-ISO |  | 0 | 0 | 0 | [5 empty] | 0
ATRICH SUBSTATION | 5794 | 66kV | 2403.81 | 0 | 0 | 2403.81 | ISO RELATED A/C 360: 2403.81; NON-ISO RELATED PLANT A/C 361: 0; NON-ISO RELATED PLANT A/C 362: 0 | 0 | Non-ISO |  | 0 | 0 | 0 | [5 empty] | 0
CERTIFIED SUBSTATION | 5795 | 66kV | 0 | 12972.78 | 161311.12 | 174283.9 | ISO RELATED A/C 360: 0; NON-ISO RELATED PLANT A/C 361: 12972.78; NON-ISO RELATED PLANT A/C 362: 161311.12 | 0 | Non-ISO |  | 0 | 0 | 0 | [5 empty] | 0
STADIUM SUBSTATION | 5796 | 66kV | 0 | 10721.89 | 1485073.01 | 1495794.9 | ISO RELATED A/C 360: 0; NON-ISO RELATED PLANT A/C 361: 10721.89; NON-ISO RELATED PLANT A/C 362: 1485073.01 | 0 | Non-ISO |  | 0 | 0 | 0 | [5 empty] | 0
CHERRY SUBSTATION | 5797 | 66kV | 458083.12 | 664567.91 | 4142114.44 | 5264765.47 | ISO RELATED A/C 360: 458083.12; NON-ISO RELATED PLANT A/C 361: 664567.91; NON-ISO RELATED PLANT A/C 362: 4142114.44 | 0 | Non-ISO |  | 0 | 0 | 0 | [5 empty] | 0
MOVIE SUBSTATION | 5798 | 66kV | 1888137.56 | 1017612.77 | 3312142.61 | 6217892.94 | ISO RELATED A/C 360: 1888137.56; NON-ISO RELATED PLANT A/C 361: 1017612.77; NON-ISO RELATED PLANT A/C 362: 3312142.61 | 0 | Non-ISO |  | 0 | 0 | 0 | [5 empty] | 0
PAPERMATE SUB | 5799 | 66kV | 0 | 18899.08 | 466645.91 | 485544.99 | ISO RELATED A/C 360: 0; NON-ISO RELATED PLANT A/C 361: 18899.08; NON-ISO RELATED PLANT A/C 362: 466645.91 | 0 | Non-ISO |  | 0 | 0 | 0 | [5 empty] | 0
SOUTHEAST DIVISION | 5800 | Div Offices & Misc | 0 | 0 | 69255.51 | 69255.51 | ISO RELATED A/C 360: 0; NON-ISO RELATED PLANT A/C 361: 0; NON-ISO RELATED PLANT A/C 362: 69255.51 | 0 | Non-ISO |  | 0 | 0 | 0 | [5 empty] | 0
VERA SUBSTATION | 5801 | 66kV | 50895.86 | 75809.62 | 1575344.59 | 1702050.07 | ISO RELATED A/C 360: 50895.86; NON-ISO RELATED PLANT A/C 361: 75809.62; NON-ISO RELATED PLANT A/C 362: 1575344.59 | 0 | Non-ISO |  | 0 | 0 | 0 | [5 empty] | 0
MODENA SUBSTATION | 5802 | 66kV | 31251.65 | 399522.1 | 5548422.72 | 5979196.47 | ISO RELATED A/C 360: 31251.65; NON-ISO RELATED PLANT A/C 361: 399522.1; NON-ISO RELATED PLANT A/C 362: 5548422.72 | 0 | Non-ISO |  | 0 | 0 | 0 | [5 empty] | 0
SMITH TOOL SUBSTATION | 5803 | 66kV | 5082.09 | 0 | 0 | 5082.09 | ISO RELATED A/C 360: 5082.09; NON-ISO RELATED PLANT A/C 361: 0; NON-ISO RELATED PLANT A/C 362: 0 | 0 | Non-ISO |  | 0 | 0 | 0 | [5 empty] | 0
ATWOOD SUBSTATION | 5804 | 66kV | 9421.65 | 159736.68 | 3208083.97 | 3377242.3 | ISO RELATED A/C 360: 9421.65; NON-ISO RELATED PLANT A/C 361: 159736.68; NON-ISO RELATED PLANT A/C 362: 3208083.97 | 0 | Non-ISO |  | 0 | 0 | 0 | [5 empty] | 0
BAYSIDE SUBSTATION | 5805 | 66kV | 44427.69 | 52243.74 | 4678992.06 | 4775663.49 | ISO RELATED A/C 360: 44427.69; NON-ISO RELATED PLANT A/C 361: 52243.74; NON-ISO RELATED PLANT A/C 362: 4678992.06 | 0 | Non-ISO |  | 0 | 0 | 0 | [5 empty] | 0
APOLLO SUBSTATION | 5806 | 66kV | 596.93 | 12898.72 | 1076896.49 | 1090392.14 | ISO RELATED A/C 360: 596.93; NON-ISO RELATED PLANT A/C 361: 12898.72; NON-ISO RELATED PLANT A/C 362: 1076896.49 | 0 | Non-ISO |  | 0 | 0 | 0 | [5 empty] | 0
BOLSA SUBSTATION | 5807 | 66kV | 34045.91 | 47744.69 | 2992175.53 | 3073966.13 | ISO RELATED A/C 360: 34045.91; NON-ISO RELATED PLANT A/C 361: 47744.69; NON-ISO RELATED PLANT A/C 362: 2992175.53 | 0 | Non-ISO |  | 0 | 0 | 0 | [5 empty] | 0
BRYAN SUBSTATION | 5808 | 66kV | 14864.98 | 122090.66 | 7480861.54 | 7617817.18 | ISO RELATED A/C 360: 14864.98; NON-ISO RELATED PLANT A/C 361: 122090.66; NON-ISO RELATED PLANT A/C 362: 7480861.54 | 0 | Non-ISO |  | 0 | 0 | 0 | [5 empty] | 0
SLATER SUBSTATION | 5809 | 66kV | 75818.17 | 308060.37 | 4357713.11 | 4741591.65 | ISO RELATED A/C 360: 75818.17; NON-ISO RELATED PLANT A/C 361: 308060.37; NON-ISO RELATED PLANT A/C 362: 4357713.11 | 0 | Non-ISO |  | 0 | 0 | 0 | [5 empty] | 0
BRISTOL SUBSTATION | 5810 | 33kV & Below | 2148.53 | 9955.04 | 457135.48 | 469239.05 | ISO RELATED A/C 360: 2148.53; NON-ISO RELATED PLANT A/C 361: 9955.04; NON-ISO RELATED PLANT A/C 362: 457135.48 | 0 | Non-ISO |  | 0 | 0 | 0 | [5 empty] | 0
CHIQUITA SUBSTATION | 5811 | 66kV | 648505.84 | 566458.2 | 7614847.43 | 8829811.47 | ISO RELATED A/C 360: 648505.84; NON-ISO RELATED PLANT A/C 361: 566458.2; NON-ISO RELATED PLANT A/C 362: 7614847.43 | 0 | Non-ISO |  | 0 | 0 | 0 | [5 empty] | 0
MURPHY SUB | 5812 | 66kV | 61155.36 | 42050.96 | 1168439.97 | 1271646.29 | ISO RELATED A/C 360: 61155.36; NON-ISO RELATED PLANT A/C 361: 42050.96; NON-ISO RELATED PLANT A/C 362: 1168439.97 | 0 | Non-ISO |  | 0 | 0 | 0 | [5 empty] | 0
CAROLINA SUBSTATION | 5813 | 66kV | 31263.46 | 136884.75 | 4339875.05 | 4508023.26 | ISO RELATED A/C 360: 31263.46; NON-ISO RELATED PLANT A/C 361: 136884.75; NON-ISO RELATED PLANT A/C 362: 4339875.05 | 0 | Non-ISO |  | 0 | 0 | 0 | [5 empty] | 0
CARMENITA SUBSTATION | 5814 | 66kV | 6615.51 | 493616.02 | 7307900.57 | 7808132.1 | ISO RELATED A/C 360: 6615.51; NON-ISO RELATED PLANT A/C 361: 493616.02; NON-ISO RELATED PLANT A/C 362: 7307900.57 | 0 | Non-ISO |  | 0 | 0 | 0 | [5 empty] | 0
PAPER SUBSTATION | 5815 | 66kV | 1488.29 | 10364.84 | 440083.02 | 451936.15 | ISO RELATED A/C 360: 1488.29; NON-ISO RELATED PLANT A/C 361: 10364.84; NON-ISO RELATED PLANT A/C 362: 440083.02 | 0 | Non-ISO |  | 0 | 0 | 0 | [5 empty] | 0
PARKWOOD SUBSTATION | 5816 | 66kV | 58054.76 | 118690.79 | 4566366.32 | 4743111.87 | ISO RELATED A/C 360: 58054.76; NON-ISO RELATED PLANT A/C 361: 118690.79; NON-ISO RELATED PLANT A/C 362: 4566366.32 | 0 | Non-ISO |  | 0 | 0 | 0 | [5 empty] | 0
COSTA MESA SUBSTATION | 5817 | 33kV & Below | 4078.3 | 165475.63 | 1405697.84 | 1575251.77 | ISO RELATED A/C 360: 4078.3; NON-ISO RELATED PLANT A/C 361: 165475.63; NON-ISO RELATED PLANT A/C 362: 1405697.84 | 0 | Non-ISO |  | 0 | 0 | 0 | [5 empty] | 0
CROWN SUBSTATION | 5818 | 66kV | 57928.73 | 226271.79 | 7297227.45 | 7581427.97 | ISO RELATED A/C 360: 57928.73; NON-ISO RELATED PLANT A/C 361: 226271.79; NON-ISO RELATED PLANT A/C 362: 7297227.45 | 0 | Non-ISO |  | 0 | 0 | 0 | [5 empty] | 0
ELY SUBSTATION | 5819 | 66kV | 52169.91 | 48956.57 | 1950996.31 | 2052122.79 | ISO RELATED A/C 360: 52169.91; NON-ISO RELATED PLANT A/C 361: 48956.57; NON-ISO RELATED PLANT A/C 362: 1950996.31 | 0 | Non-ISO |  | 0 | 0 | 0 | [5 empty] | 0
DOWNEY SUB | 5820 | 33kV & Below | 8032.89 | 22467.15 | 480950.84 | 511450.88 | ISO RELATED A/C 360: 8032.89; NON-ISO RELATED PLANT A/C 361: 22467.15; NON-ISO RELATED PLANT A/C 362: 480950.84 | 0 | Non-ISO |  | 0 | 0 | 0 | [5 empty] | 0
FAIRVIEW SUBSTATION | 5821 | 66kV | 1818.22 | 217531.36 | 7579562.25 | 7798911.83 | ISO RELATED A/C 360: 1818.22; NON-ISO RELATED PLANT A/C 361: 217531.36; NON-ISO RELATED PLANT A/C 362: 7579562.25 | 0 | Non-ISO |  | 0 | 0 | 0 | [5 empty] | 0
FULLERTON SUBSTATION | 5822 | 66kV | 20431.71 | 32012.58 | 3559586.72 | 3612031.01 | ISO RELATED A/C 360: 20431.71; NON-ISO RELATED PLANT A/C 361: 32012.58; NON-ISO RELATED PLANT A/C 362: 3559586.72 | 0 | Non-ISO |  | 0 | 0 | 0 | [5 empty] | 0
GALLATIN SUB | 5823 | 66kV | 19042.07 | 29012.82 | 2082680.48 | 2130735.37 | ISO RELATED A/C 360: 19042.07; NON-ISO RELATED PLANT A/C 361: 29012.82; NON-ISO RELATED PLANT A/C 362: 2082680.48 | 0 | Non-ISO |  | 0 | 0 | 0 | [5 empty] | 0
WEICO SUBSTATION | 5824 | 66kV | 0 | 0 | 75.02 | 75.02 | ISO RELATED A/C 360: 0; NON-ISO RELATED PLANT A/C 361: 0; NON-ISO RELATED PLANT A/C 362: 75.02 | 0 | Non-ISO |  | 0 | 0 | 0 | [5 empty] | 0
HAMILTON SUBSTATION | 5825 | 66kV | 11052.84 | 331210.49 | 5823045.53 | 6165308.86 | ISO RELATED A/C 360: 11052.84; NON-ISO RELATED PLANT A/C 361: 331210.49; NON-ISO RELATED PLANT A/C 362: 5823045.53 | 0 | Non-ISO |  | 0 | 0 | 0 | [5 empty] | 0
CAMDEN SUBSTATION | 5826 | 66kV | 183449.09 | 203209.93 | 2869604.09 | 3256263.11 | ISO RELATED A/C 360: 183449.09; NON-ISO RELATED PLANT A/C 361: 203209.93; NON-ISO RELATED PLANT A/C 362: 2869604.09 | 0 | Non-ISO |  | 0 | 0 | 0 | [5 empty] | 0
WAVE SUBSTATION | 5828 | 66kV | 1978.24 | 156049.67 | 2075575.43 | 2233603.34 | ISO RELATED A/C 360: 1978.24; NON-ISO RELATED PLANT A/C 361: 156049.67; NON-ISO RELATED PLANT A/C 362: 2075575.43 | 0 | Non-ISO |  | 0 | 0 | 0 | [5 empty] | 0
IRVINE SUBSTATION | 5829 | 66kV | 2643.32 | 326159.12 | 9572923.14 | 9901725.58 | ISO RELATED A/C 360: 2643.32; NON-ISO RELATED PLANT A/C 361: 326159.12; NON-ISO RELATED PLANT A/C 362: 9572923.14 | 0 | Non-ISO |  | 0 | 0 | 0 | [5 empty] | 0
SOUTH PAC SUBSTATION | 5830 | 66kV | 0 | 14413.47 | 135771.34 | 150184.81 | ISO RELATED A/C 360: 0; NON-ISO RELATED PLANT A/C 361: 14413.47; NON-ISO RELATED PLANT A/C 362: 135771.34 | 0 | Non-ISO |  | 0 | 0 | 0 | [5 empty] | 0
LA HABRA SUBSTATION | 5832 | 66kV | 916.07 | 281913.49 | 2306476.43 | 2589305.99 | ISO RELATED A/C 360: 916.07; NON-ISO RELATED PLANT A/C 361: 281913.49; NON-ISO RELATED PLANT A/C 362: 2306476.43 | 0 | Non-ISO |  | 0 | 0 | 0 | [5 empty] | 0
GILBERT SUBSTATION | 5833 | 66kV | 42323.72 | 67547.22 | 3686406.76 | 3796277.7 | ISO RELATED A/C 360: 42323.72; NON-ISO RELATED PLANT A/C 361: 67547.22; NON-ISO RELATED PLANT A/C 362: 3686406.76 | 0 | Non-ISO |  | 0 | 0 | 0 | [5 empty] | 0
LA MIRADA SUBSTATION | 5834 | 66kV | 52555.39 | 100598 | 1933292.54 | 2086445.93 | ISO RELATED A/C 360: 52555.39; NON-ISO RELATED PLANT A/C 361: 100598; NON-ISO RELATED PLANT A/C 362: 1933292.54 | 0 | Non-ISO |  | 0 | 0 | 0 | [5 empty] | 0
LA VETA SUBSTATION | 5835 | 66kV | 77254.35 | 78220.78 | 5126566.79 | 5282041.92 | ISO RELATED A/C 360: 77254.35; NON-ISO RELATED PLANT A/C 361: 78220.78; NON-ISO RELATED PLANT A/C 362: 5126566.79 | 0 | Non-ISO |  | 0 | 0 | 0 | [5 empty] | 0
MORRO SUBSTATION | 5836 | 66kV | 20035.87 | 155013.84 | 5089088.38 | 5264138.09 | ISO RELATED A/C 360: 20035.87; NON-ISO RELATED PLANT A/C 361: 155013.84; NON-ISO RELATED PLANT A/C 362: 5089088.38 | 0 | Non-ISO |  | 0 | 0 | 0 | [5 empty] | 0
CYPRESS SUBSTATION | 5837 | 66kV | 25204.38 | 344347.48 | 7454844.83 | 7824396.69 | ISO RELATED A/C 360: 25204.38; NON-ISO RELATED PLANT A/C 361: 344347.48; NON-ISO RELATED PLANT A/C 362: 7454844.83 | 0 | Non-ISO |  | 0 | 0 | 0 | [5 empty] | 0
NARROWS SUB | 5838 | 66kV | 30474.36 | 193416.15 | 5900284.36 | 6124174.87 | ISO RELATED A/C 360: 30474.36; NON-ISO RELATED PLANT A/C 361: 193416.15; NON-ISO RELATED PLANT A/C 362: 5900284.36 | 0 | Non-ISO |  | 0 | 0 | 0 | [5 empty] | 0
SUNNYHILLS SUBSTATION | 5840 | 66kV | 0 | 6259.75 | 267657.32 | 273917.07 | ISO RELATED A/C 360: 0; NON-ISO RELATED PLANT A/C 361: 6259.75; NON-ISO RELATED PLANT A/C 362: 267657.32 | 0 | Non-ISO |  | 0 | 0 | 0 | [5 empty] | 0
LEANDRO SUBSTATION | 5841 | 66kV | 0 | 466740.98 | 0 | 466740.98 | ISO RELATED A/C 360: 0; NON-ISO RELATED PLANT A/C 361: 466740.98; NON-ISO RELATED PLANT A/C 362: 0 | 0 | Non-ISO |  | 0 | 0 | 0 | [5 empty] | 0
OCEANVIEW SUBSTATION | 5842 | 66kV | 6908.91 | 361409.04 | 7469089.65 | 7837407.6 | ISO RELATED A/C 360: 6908.91; NON-ISO RELATED PLANT A/C 361: 361409.04; NON-ISO RELATED PLANT A/C 362: 7469089.65 | 0 | Non-ISO |  | 0 | 0 | 0 | [5 empty] | 0
ORANGE SUBSTATION | 5843 | 66kV | 91402.09 | 127593.24 | 4799881.8 | 5018877.13 | ISO RELATED A/C 360: 91402.09; NON-ISO RELATED PLANT A/C 361: 127593.24; NON-ISO RELATED PLANT A/C 362: 4799881.8 | 0 | Non-ISO |  | 0 | 0 | 0 | [5 empty] | 0
WILSHIRE SUB | 5844 | 66kV | 0 | 0 | 39287.12 | 39287.12 | ISO RELATED A/C 360: 0; NON-ISO RELATED PLANT A/C 361: 0; NON-ISO RELATED PLANT A/C 362: 39287.12 | 0 | Non-ISO |  | 0 | 0 | 0 | [5 empty] | 0
MOULTON SUBSTATION | 5845 | 66kV | 64266.46 | 124016.77 | 4225406.67 | 4413689.9 | ISO RELATED A/C 360: 64266.46; NON-ISO RELATED PLANT A/C 361: 124016.77; NON-ISO RELATED PLANT A/C 362: 4225406.67 | 0 | Non-ISO |  | 0 | 0 | 0 | [5 empty] | 0
MERCURY SUB | 5846 | 66kV | 503.06 | 0 | 0 | 503.06 | ISO RELATED A/C 360: 503.06; NON-ISO RELATED PLANT A/C 361: 0; NON-ISO RELATED PLANT A/C 362: 0 | 0 | Non-ISO |  | 0 | 0 | 0 | [5 empty] | 0
RIVERA SUB | 5848 | 33kV & Below | 3355.84 | 57301.84 | 335968.12 | 396625.8 | ISO RELATED A/C 360: 3355.84; NON-ISO RELATED PLANT A/C 361: 57301.84; NON-ISO RELATED PLANT A/C 362: 335968.12 | 0 | Non-ISO |  | 0 | 0 | 0 | [5 empty] | 0
SANTA ANA SUBSTATION | 5849 | 33kV & Below | 19605.48 | 0 | 0 | 19605.48 | ISO RELATED A/C 360: 19605.48; NON-ISO RELATED PLANT A/C 361: 0; NON-ISO RELATED PLANT A/C 362: 0 | 0 | Non-ISO |  | 0 | 0 | 0 | [5 empty] | 0
SANTA FE SPRINGS SUB | 5850 | 66kV | 26233.02 | 115059.98 | 5803617.8 | 5944910.8 | ISO RELATED A/C 360: 26233.02; NON-ISO RELATED PLANT A/C 361: 115059.98; NON-ISO RELATED PLANT A/C 362: 5803617.8 | 0 | Non-ISO |  | 0 | 0 | 0 | [5 empty] | 0
GISLER SUBSTATION | 5851 | 66kV | 141655.82 | 194546.1 | 4542598.31 | 4878800.23 | ISO RELATED A/C 360: 141655.82; NON-ISO RELATED PLANT A/C 361: 194546.1; NON-ISO RELATED PLANT A/C 362: 4542598.31 | 0 | Non-ISO |  | 0 | 0 | 0 | [5 empty] | 0
STEWART SUB | 5852 | 66kV | 83294.78 | 67562.22 | 3113470.25 | 3264327.25 | ISO RELATED A/C 360: 83294.78; NON-ISO RELATED PLANT A/C 361: 67562.22; NON-ISO RELATED PLANT A/C 362: 3113470.25 | 0 | Non-ISO |  | 0 | 0 | 0 | [5 empty] | 0
TALBERT SUBSTATION | 5853 | 66kV | 23620.07 | 163568.89 | 3046832.58 | 3234021.54 | ISO RELATED A/C 360: 23620.07; NON-ISO RELATED PLANT A/C 361: 163568.89; NON-ISO RELATED PLANT A/C 362: 3046832.58 | 0 | Non-ISO |  | 0 | 0 | 0 | [5 empty] | 0
BROOKHURST SUBSTATION | 5854 | 66kV | 118648.7 | 228243.76 | 3533425.33 | 3880317.79 | ISO RELATED A/C 360: 118648.7; NON-ISO RELATED PLANT A/C 361: 228243.76; NON-ISO RELATED PLANT A/C 362: 3533425.33 | 0 | Non-ISO |  | 0 | 0 | 0 | [5 empty] | 0
WASHINGTON SUBSTATION | 5856 | 66kV | 86491.88 | 69604.68 | 1827565.01 | 1983661.57 | ISO RELATED A/C 360: 86491.88; NON-ISO RELATED PLANT A/C 361: 69604.68; NON-ISO RELATED PLANT A/C 362: 1827565.01 | 0 | Non-ISO |  | 0 | 0 | 0 | [5 empty] | 0
SPONGE SUB | 5857 | 66kV | 0 | 10307.7 | 53524.84 | 63832.54 | ISO RELATED A/C 360: 0; NON-ISO RELATED PLANT A/C 361: 10307.7; NON-ISO RELATED PLANT A/C 362: 53524.84 | 0 | Non-ISO |  | 0 | 0 | 0 | [5 empty] | 0
CEDARWOOD SUBSTATION | 5859 | 33kV & Below | 3885.63 | 33322.11 | 1133093.53 | 1170301.27 | ISO RELATED A/C 360: 3885.63; NON-ISO RELATED PLANT A/C 361: 33322.11; NON-ISO RELATED PLANT A/C 362: 1133093.53 | 0 | Non-ISO |  | 0 | 0 | 0 | [5 empty] | 0
ALTON SUBSTATION | 5860 | 66kV | 62261.07 | 0 | 0 | 62261.07 | ISO RELATED A/C 360: 62261.07; NON-ISO RELATED PLANT A/C 361: 0; NON-ISO RELATED PLANT A/C 362: 0 | 0 | Non-ISO |  | 0 | 0 | 0 | [5 empty] | 0
CHESTNUT SUBSTATION | 5861 | 66kV | 1680.85 | 71280.58 | 4294085.68 | 4367047.11 | ISO RELATED A/C 360: 1680.85; NON-ISO RELATED PLANT A/C 361: 71280.58; NON-ISO RELATED PLANT A/C 362: 4294085.68 | 0 | Non-ISO |  | 0 | 0 | 0 | [5 empty] | 0
SULLIVAN SUBSTATION | 5862 | 66kV | 14328.16 | 463964 | 3351930.98 | 3830223.14 | ISO RELATED A/C 360: 14328.16; NON-ISO RELATED PLANT A/C 361: 463964; NON-ISO RELATED PLANT A/C 362: 3351930.98 | 0 | Non-ISO |  | 0 | 0 | 0 | [5 empty] | 0
BARTOLO SUB | 5863 | 33kV & Below | 4276.75 | 84224.26 | 810132.44 | 898633.45 | ISO RELATED A/C 360: 4276.75; NON-ISO RELATED PLANT A/C 361: 84224.26; NON-ISO RELATED PLANT A/C 362: 810132.44 | 0 | Non-ISO |  | 0 | 0 | 0 | [5 empty] | 0
EDGEWATER SUBSTATION | 5864 | 33kV & Below | 3839.73 | 46384.57 | 1034483.77 | 1084708.07 | ISO RELATED A/C 360: 3839.73; NON-ISO RELATED PLANT A/C 361: 46384.57; NON-ISO RELATED PLANT A/C 362: 1034483.77 | 0 | Non-ISO |  | 0 | 0 | 0 | [5 empty] | 0
ESTRELLA SUBSTATION | 5865 | 66kV | 130439.95 | 291455.02 | 6831480.1 | 7253375.07 | ISO RELATED A/C 360: 130439.95; NON-ISO RELATED PLANT A/C 361: 291455.02; NON-ISO RELATED PLANT A/C 362: 6831480.1 | 0 | Non-ISO |  | 0 | 0 | 0 | [5 empty] | 0
MARION SUBSTATION | 5866 | 66kV | 95573.38 | 58146.27 | 3793426.46 | 3947146.11 | ISO RELATED A/C 360: 95573.38; NON-ISO RELATED PLANT A/C 361: 58146.27; NON-ISO RELATED PLANT A/C 362: 3793426.46 | 0 | Non-ISO |  | 0 | 0 | 0 | [5 empty] | 0
ARCH BEACH SUBSTATION | 5867 | 33kV & Below | 7596.16 | 30895.12 | 270221.94 | 308713.22 | ISO RELATED A/C 360: 7596.16; NON-ISO RELATED PLANT A/C 361: 30895.12; NON-ISO RELATED PLANT A/C 362: 270221.94 | 0 | Non-ISO |  | 0 | 0 | 0 | [5 empty] | 0
SHAWNEE SUBSTATION | 5869 | 66kV | 94824.91 | 67191.45 | 1760256.56 | 1922272.92 | ISO RELATED A/C 360: 94824.91; NON-ISO RELATED PLANT A/C 361: 67191.45; NON-ISO RELATED PLANT A/C 362: 1760256.56 | 0 | Non-ISO |  | 0 | 0 | 0 | [5 empty] | 0
LAMPSON SUBSTATION | 5870 | 66kV | 143290.5 | 120786.11 | 4712136.62 | 4976213.23 | ISO RELATED A/C 360: 143290.5; NON-ISO RELATED PLANT A/C 361: 120786.11; NON-ISO RELATED PLANT A/C 362: 4712136.62 | 0 | Non-ISO |  | 0 | 0 | 0 | [5 empty] | 0
NORSEAL SUBSTATION | 5871 | 66kV | 0 | 25437.19 | 595497.29 | 620934.48 | ISO RELATED A/C 360: 0; NON-ISO RELATED PLANT A/C 361: 25437.19; NON-ISO RELATED PLANT A/C 362: 595497.29 | 0 | Non-ISO |  | 0 | 0 | 0 | [5 empty] | 0
LAFAYETTE SUBSTATION | 5872 | 66kV | 109897.48 | 143368.49 | 5449844.94 | 5703110.91 | ISO RELATED A/C 360: 109897.48; NON-ISO RELATED PLANT A/C 361: 143368.49; NON-ISO RELATED PLANT A/C 362: 5449844.94 | 0 | Non-ISO |  | 0 | 0 | 0 | [5 empty] | 0
LA PALMA SUBSTATION | 5873 | 66kV | 8903.34 | 33017.81 | 1723211.41 | 1765132.56 | ISO RELATED A/C 360: 8903.34; NON-ISO RELATED PLANT A/C 361: 33017.81; NON-ISO RELATED PLANT A/C 362: 1723211.41 | 0 | Non-ISO |  | 0 | 0 | 0 | [5 empty] | 0
MAC ARTHUR SUBSTATION | 5874 | 66kV | 100887.79 | 183682.07 | 6352773.2 | 6637343.06 | ISO RELATED A/C 360: 100887.79; NON-ISO RELATED PLANT A/C 361: 183682.07; NON-ISO RELATED PLANT A/C 362: 6352773.2 | 0 | Non-ISO |  | 0 | 0 | 0 | [5 empty] | 0
EDINGER SUBSTATION | 5875 | 33kV & Below | 11499.14 | 53437.89 | 1571827.03 | 1636764.06 | ISO RELATED A/C 360: 11499.14; NON-ISO RELATED PLANT A/C 361: 53437.89; NON-ISO RELATED PLANT A/C 362: 1571827.03 | 0 | Non-ISO |  | 0 | 0 | 0 | [5 empty] | 0
TUSTIN SUBSTATION | 5878 | 66kV | 0 | 84594.51 | 0 | 84594.51 | ISO RELATED A/C 360: 0; NON-ISO RELATED PLANT A/C 361: 84594.51; NON-ISO RELATED PLANT A/C 362: 0 | 0 | Non-ISO |  | 0 | 0 | 0 | [5 empty] | 0
CABRILLO SUBSTATION | 5879 | 66kV | 72333.12 | 301728.88 | 10334121.83 | 10708183.83 | ISO RELATED A/C 360: 72333.12; NON-ISO RELATED PLANT A/C 361: 301728.88; NON-ISO RELATED PLANT A/C 362: 10334121.83 | 0 | Non-ISO |  | 0 | 0 | 0 | [5 empty] | 0
YORBA LINDA SUBSTATION | 5880 | 66kV | 109294.47 | 126855.53 | 5983690.94 | 6219840.94 | ISO RELATED A/C 360: 109294.47; NON-ISO RELATED PLANT A/C 361: 126855.53; NON-ISO RELATED PLANT A/C 362: 5983690.94 | 0 | Non-ISO |  | 0 | 0 | 0 | [5 empty] | 0
BASTA SUBSTATION | 5883 | 33kV & Below | 6540.15 | 21104.55 | 1386966.38 | 1414611.08 | ISO RELATED A/C 360: 6540.15; NON-ISO RELATED PLANT A/C 361: 21104.55; NON-ISO RELATED PLANT A/C 362: 1386966.38 | 0 | Non-ISO |  | 0 | 0 | 0 | [5 empty] | 0
BURRIS PIT | 5884 | 66kV | 0 | 17725.5 | 589360.24 | 607085.74 | ISO RELATED A/C 360: 0; NON-ISO RELATED PLANT A/C 361: 17725.5; NON-ISO RELATED PLANT A/C 362: 589360.24 | 0 | Non-ISO |  | 0 | 0 | 0 | [5 empty] | 0
POWERINE SUB | 5885 | 66kV | 0 | 14762.75 | 965762.11 | 980524.86 | ISO RELATED A/C 360: 0; NON-ISO RELATED PLANT A/C 361: 14762.75; NON-ISO RELATED PLANT A/C 362: 965762.11 | 0 | Non-ISO |  | 0 | 0 | 0 | [5 empty] | 0
PIONEER SUB | 5886 | 66kV | 145164.11 | 275732.75 | 2650965.37 | 3071862.23 | ISO RELATED A/C 360: 145164.11; NON-ISO RELATED PLANT A/C 361: 275732.75; NON-ISO RELATED PLANT A/C 362: 2650965.37 | 0 | Non-ISO |  | 0 | 0 | 0 | [5 empty] | 0
BORREGO SUBSTATION | 5887 | 66kV | 40290.29 | 416387.16 | 6674485.76 | 7131163.21 | ISO RELATED A/C 360: 40290.29; NON-ISO RELATED PLANT A/C 361: 416387.16; NON-ISO RELATED PLANT A/C 362: 6674485.76 | 0 | Non-ISO |  | 0 | 0 | 0 | [5 empty] | 0
WESTGATE SUB | 5888 | 33kV & Below | 23706.77 | 19427.87 | 916190.89 | 959325.53 | ISO RELATED A/C 360: 23706.77; NON-ISO RELATED PLANT A/C 361: 19427.87; NON-ISO RELATED PLANT A/C 362: 916190.89 | 0 | Non-ISO |  | 0 | 0 | 0 | [5 empty] | 0
PLACENTIA SUBSTATION | 5889 | 66kV | 62827.53 | 199192.36 | 3040903.02 | 3302922.91 | ISO RELATED A/C 360: 62827.53; NON-ISO RELATED PLANT A/C 361: 199192.36; NON-ISO RELATED PLANT A/C 362: 3040903.02 | 0 | Non-ISO |  | 0 | 0 | 0 | [5 empty] | 0
CANYON SUBSTATION | 5890 | 66kV | 11184.76 | 189675.59 | 3848695.3 | 4049555.65 | ISO RELATED A/C 360: 11184.76; NON-ISO RELATED PLANT A/C 361: 189675.59; NON-ISO RELATED PLANT A/C 362: 3848695.3 | 0 | Non-ISO |  | 0 | 0 | 0 | [5 empty] | 0
FRIENDLY HILLS SUB | 5891 | 33kV & Below | 11259.78 | 116118.21 | 2238349.81 | 2365727.8 | ISO RELATED A/C 360: 11259.78; NON-ISO RELATED PLANT A/C 361: 116118.21; NON-ISO RELATED PLANT A/C 362: 2238349.81 | 0 | Non-ISO |  | 0 | 0 | 0 | [5 empty] | 0
TELEGRAPH SUB | 5892 | 66kV | 5865.32 | 108591.62 | 3817174.63 | 3931631.57 | ISO RELATED A/C 360: 5865.32; NON-ISO RELATED PLANT A/C 361: 108591.62; NON-ISO RELATED PLANT A/C 362: 3817174.63 | 0 | Non-ISO |  | 0 | 0 | 0 | [5 empty] | 0
PASSONS SUB | 5893 | 66kV | 98244.34 | 87557.24 | 1089181.44 | 1274983.02 | ISO RELATED A/C 360: 98244.34; NON-ISO RELATED PLANT A/C 361: 87557.24; NON-ISO RELATED PLANT A/C 362: 1089181.44 | 0 | Non-ISO |  | 0 | 0 | 0 | [5 empty] | 0
AMMONIA SUBSTATION | 5894 | 66kV | 0 | 0 | 1711.11 | 1711.11 | ISO RELATED A/C 360: 0; NON-ISO RELATED PLANT A/C 361: 0; NON-ISO RELATED PLANT A/C 362: 1711.11 | 0 | Non-ISO |  | 0 | 0 | 0 | [5 empty] | 0
PAULARINO SUBSTATION | 5895 | 33kV & Below | 8006.09 | 66203.96 | 822549.45 | 896759.5 | ISO RELATED A/C 360: 8006.09; NON-ISO RELATED PLANT A/C 361: 66203.96; NON-ISO RELATED PLANT A/C 362: 822549.45 | 0 | Non-ISO |  | 0 | 0 | 0 | [5 empty] | 0
NIGUEL SUBSTATION | 5896 | 66kV | 46880.41 | 167495.65 | 8702383.36 | 8916759.42 | ISO RELATED A/C 360: 46880.41; NON-ISO RELATED PLANT A/C 361: 167495.65; NON-ISO RELATED PLANT A/C 362: 8702383.36 | 0 | Non-ISO |  | 0 | 0 | 0 | [5 empty] | 0
SOCO SUBSTATION | 5897 | 66kV | 0 | 4229.06 | 498716.63 | 502945.69 | ISO RELATED A/C 360: 0; NON-ISO RELATED PLANT A/C 361: 4229.06; NON-ISO RELATED PLANT A/C 362: 498716.63 | 0 | Non-ISO |  | 0 | 0 | 0 | [5 empty] | 0
FLORADAY SUB | 5898 | 33kV & Below | 11336.06 | 15172.22 | 343652.49 | 370160.77 | ISO RELATED A/C 360: 11336.06; NON-ISO RELATED PLANT A/C 361: 15172.22; NON-ISO RELATED PLANT A/C 362: 343652.49 | 0 | Non-ISO |  | 0 | 0 | 0 | [5 empty] | 0
TRASK SUBSTATION | 5899 | 66kV | 16481.26 | 71499.79 | 4052069.96 | 4140051.01 | ISO RELATED A/C 360: 16481.26; NON-ISO RELATED PLANT A/C 361: 71499.79; NON-ISO RELATED PLANT A/C 362: 4052069.96 | 0 | Non-ISO |  | 0 | 0 | 0 | [5 empty] | 0
HOPEFUL SUB | 5901 | 66kV | 6998.56 | 28567.78 | 637845.34 | 673411.68 | ISO RELATED A/C 360: 6998.56; NON-ISO RELATED PLANT A/C 361: 28567.78; NON-ISO RELATED PLANT A/C 362: 637845.34 | 0 | Non-ISO |  | 0 | 0 | 0 | [5 empty] | 0
SKINWATER SUB | 5903 |  | 0 | 347638.96 | 1040901.42 | 1388540.38 | ISO RELATED A/C 360: 0; NON-ISO RELATED PLANT A/C 361: 347638.96; NON-ISO RELATED PLANT A/C 362: 1040901.42 | 0 | Non-ISO |  | 0 | 0 | 0 | [5 empty] | 0
Customer Service | 60-- | CSTMR SRVC FAC. | 84541618.27 | 316020075.54 | 324566.08 | 400886259.89 | ISO RELATED A/C 360: 84541618.27; NON-ISO RELATED PLANT A/C 361: 316020075.54; NON-ISO RELATED PLANT A/C 362: 324566.08 | 0 | Non-ISO |  | 0 | 0 | 0 | [5 empty] | 0
Customer Service | 61-- | CSTMR SRVC FAC. | 89054.72 | 7668802.83 | 0 | 7757857.55 | ISO RELATED A/C 360: 89054.72; NON-ISO RELATED PLANT A/C 361: 7668802.83; NON-ISO RELATED PLANT A/C 362: 0 | 0 | Non-ISO |  | 0 | 0 | 0 | [5 empty] | 0
Customer Service | 62-- | CSTMR SRVC FAC. | 0 | 9447331.07 | 0 | 9447331.07 | ISO RELATED A/C 360: 0; NON-ISO RELATED PLANT A/C 361: 9447331.07; NON-ISO RELATED PLANT A/C 362: 0 | 0 | Non-ISO |  | 0 | 0 | 0 | [5 empty] | 0
INYO COUNTY | 7014 |  | 0 | 0 | 12825.99 | 12825.99 | ISO RELATED A/C 360: 0; NON-ISO RELATED PLANT A/C 361: 0; NON-ISO RELATED PLANT A/C 362: 12825.99 | 0 | Non-ISO |  | 0 | 0 | 0 | [5 empty] | 0
SAN BERNARDINO COUNTY | 7036 |  | 0 | 0 | 6699460.57 | 6699460.57 | ISO RELATED A/C 360: 0; NON-ISO RELATED PLANT A/C 361: 0; NON-ISO RELATED PLANT A/C 362: 6699460.57 | 0 | Non-ISO | [9 empty] | 0
TULARE COUNTY | 7054 |  | 367.9 | 0 | 428393.86 | 428761.76 | ISO RELATED A/C 360: 367.9; NON-ISO RELATED PLANT A/C 361: 0; NON-ISO RELATED PLANT A/C 362: 428393.86 | 0 | Non-ISO |  | 0 | 0 | 0 | [5 empty] | 0
THORNHILL(CEP) SUB | 8004 | 115kV | 0 | 0 | 124469.61 | 124469.61 | ISO RELATED A/C 360: 0; NON-ISO RELATED PLANT A/C 361: 0; NON-ISO RELATED PLANT A/C 362: 124469.61 | 0 | Non-ISO |  | 0 | 0 | 0 | [5 empty] | 0
PHELAN(CEP) SUB | 8010 | 115kV | 0 | 0 | 7878.55 | 7878.55 | ISO RELATED A/C 360: 0; NON-ISO RELATED PLANT A/C 361: 0; NON-ISO RELATED PLANT A/C 362: 7878.55 | 0 | Non-ISO |  | 0 | 0 | 0 | [5 empty] | 0
MIRAGE(CEP) SUB | 8012 | 220kV | 0 | 0 | 147755.23 | 147755.23 | ISO RELATED A/C 360: 0; NON-ISO RELATED PLANT A/C 361: 0; NON-ISO RELATED PLANT A/C 362: 147755.23 | 0 | Non-ISO |  | 0 | 0 | 0 | [5 empty] | 0
SAVAGE(CEP) SUB | 8020 | 115kV | 0 | 6417.44 | 0 | 6417.44 | ISO RELATED A/C 360: 0; NON-ISO RELATED PLANT A/C 361: 6417.44; NON-ISO RELATED PLANT A/C 362: 0 | 0 | Non-ISO |  | 0 | 0 | 0 | [5 empty] | 0
YUCCA(CEP) SUB | 8022 | 66kV | 0 | 0 | 35285.06 | 35285.06 | ISO RELATED A/C 360: 0; NON-ISO RELATED PLANT A/C 361: 0; NON-ISO RELATED PLANT A/C 362: 35285.06 | 0 | Non-ISO |  | 0 | 0 | 0 | [5 empty] | 0
BAKER(CEP) SUB | 8025 | 115kV | 0 | 0 | 378329.74 | 378329.74 | ISO RELATED A/C 360: 0; NON-ISO RELATED PLANT A/C 361: 0; NON-ISO RELATED PLANT A/C 362: 378329.74 | 0 | Non-ISO |  | 0 | 0 | 0 | [5 empty] | 0
HI DESERT(CEP) SUB | 8029 | 66kV | 0 | 0 | 7514.95 | 7514.95 | ISO RELATED A/C 360: 0; NON-ISO RELATED PLANT A/C 361: 0; NON-ISO RELATED PLANT A/C 362: 7514.95 | 0 | Non-ISO |  | 0 | 0 | 0 | [5 empty] | 0
MOUNTAIN PASS(CEP) SUB | 8030 | 115kV | 0 | 0 | 15797.45 | 15797.45 | ISO RELATED A/C 360: 0; NON-ISO RELATED PLANT A/C 361: 0; NON-ISO RELATED PLANT A/C 362: 15797.45 | 0 | Non-ISO |  | 0 | 0 | 0 | [5 empty] | 0
SEARLES(CEP) SUB | 8033 | 115kV | 0 | 5937.11 | 761226.84 | 767163.95 | ISO RELATED A/C 360: 0; NON-ISO RELATED PLANT A/C 361: 5937.11; NON-ISO RELATED PLANT A/C 362: 761226.84 | 0 | Non-ISO |  | 0 | 0 | 0 | [5 empty] | 0
SANTA ROSA(CEP) SUB | 8036 | 115kV | 0 | 0 | 782187.23 | 782187.23 | ISO RELATED A/C 360: 0; NON-ISO RELATED PLANT A/C 361: 0; NON-ISO RELATED PLANT A/C 362: 782187.23 | 0 | Non-ISO |  | 0 | 0 | 0 | [5 empty] | 0
NELSON(CEP) SUB | 8038 | 115kV | 0 | 0 | 19129.04 | 19129.04 | ISO RELATED A/C 360: 0; NON-ISO RELATED PLANT A/C 361: 0; NON-ISO RELATED PLANT A/C 362: 19129.04 | 0 | Non-ISO |  | 0 | 0 | 0 | [5 empty] | 0
SN ONOFRE SWTHRK-100%SCE | 8055 | 115kV | 0 | 0 | 3878.5 | 3878.5 | ISO RELATED A/C 360: 0; NON-ISO RELATED PLANT A/C 361: 0; NON-ISO RELATED PLANT A/C 362: 3878.5 | 0 | Non-ISO |  | 0 | 0 | 0 | [5 empty] | 0
CARODEAN | 8072 | 115kV | 88408.77 | 0 | 0 | 88408.77 | ISO RELATED A/C 360: 88408.77; NON-ISO RELATED PLANT A/C 361: 0; NON-ISO RELATED PLANT A/C 362: 0 | 0 | Non-ISO |  | 0 | 0 | 0 | [5 empty] | 0
IVYGLEN SUB | 8073 | 115kV | 0 | 0 | 32899.64 | 32899.64 | ISO RELATED A/C 360: 0; NON-ISO RELATED PLANT A/C 361: 0; NON-ISO RELATED PLANT A/C 362: 32899.64 | 0 | Non-ISO |  | 0 | 0 | 0 | [5 empty] | 0
SN BRDNO SWTCHRCK | 8076 | 115kV | 0 | 0 | 636439.19 | 636439.19 | ISO RELATED A/C 360: 0; NON-ISO RELATED PLANT A/C 361: 0; NON-ISO RELATED PLANT A/C 362: 636439.19 | 0 | Non-ISO |  | 0 | 0 | 0 | [5 empty] | 0
NUSED RAILROAD CNYN(NEW) | 8077 | 33kV & Below | 0 | 0 | 7661.7 | 7661.7 | ISO RELATED A/C 360: 0; NON-ISO RELATED PLANT A/C 361: 0; NON-ISO RELATED PLANT A/C 362: 7661.7 | 0 | Non-ISO |  | 0 | 0 | 0 | [5 empty] | 0
AQUEDUCT SUB | 8079 | 115kV | 4972.83 | 0 | 0 | 4972.83 | ISO RELATED A/C 360: 4972.83; NON-ISO RELATED PLANT A/C 361: 0; NON-ISO RELATED PLANT A/C 362: 0 | 0 | Non-ISO |  | 0 | 0 | 0 | [5 empty] | 0
HESPERIA SUB | 8087 | 115kV | 0 | 0 | 9383.36 | 9383.36 | ISO RELATED A/C 360: 0; NON-ISO RELATED PLANT A/C 361: 0; NON-ISO RELATED PLANT A/C 362: 9383.36 | 0 | Non-ISO |  | 0 | 0 | 0 | [5 empty] | 0
SKYLARK SUB | 8088 | 115kV | 0 | 0 | 7257.54 | 7257.54 | ISO RELATED A/C 360: 0; NON-ISO RELATED PLANT A/C 361: 0; NON-ISO RELATED PLANT A/C 362: 7257.54 | 0 | Non-ISO |  | 0 | 0 | 0 | [5 empty] | 0
MARSCHINO SUB | 8096 | 115kV | 0 | 0 | 6720.18 | 6720.18 | ISO RELATED A/C 360: 0; NON-ISO RELATED PLANT A/C 361: 0; NON-ISO RELATED PLANT A/C 362: 6720.18 | 0 | Non-ISO |  | 0 | 0 | 0 | [5 empty] | 0
EISENHOWER SUB | 8098 | 115kV | 0 | 0 | 1029703.91 | 1029703.91 | ISO RELATED A/C 360: 0; NON-ISO RELATED PLANT A/C 361: 0; NON-ISO RELATED PLANT A/C 362: 1029703.91 | 0 | Non-ISO |  | 0 | 0 | 0 | [5 empty] | 0
AMARGO SUB | 8102 | 33kV & Below | 735.47 | 1621.46 | 749215.1 | 751572.03 | ISO RELATED A/C 360: 735.47; NON-ISO RELATED PLANT A/C 361: 1621.46; NON-ISO RELATED PLANT A/C 362: 749215.1 | 0 | Non-ISO |  | 0 | 0 | 0 | [5 empty] | 0
AMBOY SUB | 8103 | 33kV & Below | 0 | 0 | 33698.95 | 33698.95 | ISO RELATED A/C 360: 0; NON-ISO RELATED PLANT A/C 361: 0; NON-ISO RELATED PLANT A/C 362: 33698.95 | 0 | Non-ISO |  | 0 | 0 | 0 | [5 empty] | 0
FARRELL SUB | 8104 | 115kV | 55705.7 | 63285.02 | 416987.99 | 535978.71 | ISO RELATED A/C 360: 55705.7; NON-ISO RELATED PLANT A/C 361: 63285.02; NON-ISO RELATED PLANT A/C 362: 416987.99 | 0 | Non-ISO |  | 0 | 0 | 0 | [5 empty] | 0
APPLE VALLEY SUB | 8105 | 115kV | 5647.58 | 29056.78 | 2870.77 | 37575.13 | ISO RELATED A/C 360: 5647.58; NON-ISO RELATED PLANT A/C 361: 29056.78; NON-ISO RELATED PLANT A/C 362: 2870.77 | 0 | Non-ISO |  | 0 | 0 | 0 | [5 empty] | 0
ARABY SUB | 8106 | 33kV & Below | 0 | 6349.95 | 109843.41 | 116193.36 | ISO RELATED A/C 360: 0; NON-ISO RELATED PLANT A/C 361: 6349.95; NON-ISO RELATED PLANT A/C 362: 109843.41 | 0 | Non-ISO |  | 0 | 0 | 0 | [5 empty] | 0
BARSTOW SUB | 8110 | 33kV & Below | 1279.15 | 17839.48 | 1723967.34 | 1743085.97 | ISO RELATED A/C 360: 1279.15; NON-ISO RELATED PLANT A/C 361: 17839.48; NON-ISO RELATED PLANT A/C 362: 1723967.34 | 0 | Non-ISO |  | 0 | 0 | 0 | [5 empty] | 0
BLYTHE SUB | 8113 | 33kV & Below | 4124.09 | 111845.79 | 5496939.38 | 5612909.26 | ISO RELATED A/C 360: 4124.09; NON-ISO RELATED PLANT A/C 361: 111845.79; NON-ISO RELATED PLANT A/C 362: 5496939.38 | 0 | Non-ISO |  | 0 | 0 | 0 | [5 empty] | 0
BRYMAN SUB | 8117 | 33kV & Below | 237.32 | 0 | 95571.59 | 95808.91 | ISO RELATED A/C 360: 237.32; NON-ISO RELATED PLANT A/C 361: 0; NON-ISO RELATED PLANT A/C 362: 95571.59 | 0 | Non-ISO |  | 0 | 0 | 0 | [5 empty] | 0
CABAZON SUB | 8118 | 33kV & Below | 46674.94 | 75121.98 | 1638125.89 | 1759922.81 | ISO RELATED A/C 360: 46674.94; NON-ISO RELATED PLANT A/C 361: 75121.98; NON-ISO RELATED PLANT A/C 362: 1638125.89 | 0 | Non-ISO |  | 0 | 0 | 0 | [5 empty] | 0
CADY SUB | 8119 | 33kV & Below | 202.59 | 1125.29 | 190348.84 | 191676.72 | ISO RELATED A/C 360: 202.59; NON-ISO RELATED PLANT A/C 361: 1125.29; NON-ISO RELATED PLANT A/C 362: 190348.84 | 0 | Non-ISO |  | 0 | 0 | 0 | [5 empty] | 0
MILITARY SUB | 8120 | 33kV & Below | 0 | 8386.94 | 658951.87 | 667338.81 | ISO RELATED A/C 360: 0; NON-ISO RELATED PLANT A/C 361: 8386.94; NON-ISO RELATED PLANT A/C 362: 658951.87 | 0 | Non-ISO |  | 0 | 0 | 0 | [5 empty] | 0
CANTIL SUB | 8121 | 33kV & Below | 97.65 | 0 | 125445.84 | 125543.49 | ISO RELATED A/C 360: 97.65; NON-ISO RELATED PLANT A/C 361: 0; NON-ISO RELATED PLANT A/C 362: 125445.84 | 0 | Non-ISO |  | 0 | 0 | 0 | [5 empty] | 0
LITTLE LAKE SUB | 8122 | 33kV & Below | 0 | 15021.16 | 145693.9 | 160715.06 | ISO RELATED A/C 360: 0; NON-ISO RELATED PLANT A/C 361: 15021.16; NON-ISO RELATED PLANT A/C 362: 145693.9 | 0 | Non-ISO |  | 0 | 0 | 0 | [5 empty] | 0
CATHEDRAL CITY SUB | 8123 | 33kV & Below | 660.72 | 27262.13 | 2730876.54 | 2758799.39 | ISO RELATED A/C 360: 660.72; NON-ISO RELATED PLANT A/C 361: 27262.13; NON-ISO RELATED PLANT A/C 362: 2730876.54 | 0 | Non-ISO |  | 0 | 0 | 0 | [5 empty] | 0
PALM SPRINGS SUB | 8124 | 33kV & Below | 3158.84 | 76355.96 | 532916.26 | 612431.06 | ISO RELATED A/C 360: 3158.84; NON-ISO RELATED PLANT A/C 361: 76355.96; NON-ISO RELATED PLANT A/C 362: 532916.26 | 0 | Non-ISO |  | 0 | 0 | 0 | [5 empty] | 0
CHASE 2 SUB | 8126 | 33kV & Below | 191175.81 | 0 | 6479.41 | 197655.22 | ISO RELATED A/C 360: 191175.81; NON-ISO RELATED PLANT A/C 361: 0; NON-ISO RELATED PLANT A/C 362: 6479.41 | 0 | Non-ISO |  | 0 | 0 | 0 | [5 empty] | 0
CONVERSE FLATS SUB | 8130 | 33kV & Below | 0 | 382.16 | 128181.51 | 128563.67 | ISO RELATED A/C 360: 0; NON-ISO RELATED PLANT A/C 361: 382.16; NON-ISO RELATED PLANT A/C 362: 128181.51 | 0 | Non-ISO |  | 0 | 0 | 0 | [5 empty] | 0
CAL CITY SUB | 8132 | 33kV & Below | 29661.41 | 91065.89 | 3359226.81 | 3479954.11 | ISO RELATED A/C 360: 29661.41; NON-ISO RELATED PLANT A/C 361: 91065.89; NON-ISO RELATED PLANT A/C 362: 3359226.81 | 0 | Non-ISO |  | 0 | 0 | 0 | [5 empty] | 0
DAGGETT SUB | 8133 | 33kV & Below | 258.71 | 0 | 99446.91 | 99705.62 | ISO RELATED A/C 360: 258.71; NON-ISO RELATED PLANT A/C 361: 0; NON-ISO RELATED PLANT A/C 362: 99446.91 | 0 | Non-ISO |  | 0 | 0 | 0 | [5 empty] | 0
DESERT OUTPOST SUB | 8136 | 33kV & Below | 10453.81 | 28923.78 | 289772.91 | 329150.5 | ISO RELATED A/C 360: 10453.81; NON-ISO RELATED PLANT A/C 361: 28923.78; NON-ISO RELATED PLANT A/C 362: 289772.91 | 0 | Non-ISO |  | 0 | 0 | 0 | [5 empty] | 0
DOWNS SUB | 8137 | 33kV & Below | 513493.96 | 227824.14 | 3759642.57 | 4500960.67 | ISO RELATED A/C 360: 513493.96; NON-ISO RELATED PLANT A/C 361: 227824.14; NON-ISO RELATED PLANT A/C 362: 3759642.57 | 0 | Non-ISO |  | 0 | 0 | 0 | [5 empty] | 0
DUNES SUB | 8139 | 33kV & Below | 0 | 9651.49 | 370859.95 | 380511.44 | ISO RELATED A/C 360: 0; NON-ISO RELATED PLANT A/C 361: 9651.49; NON-ISO RELATED PLANT A/C 362: 370859.95 | 0 | Non-ISO |  | 0 | 0 | 0 | [5 empty] | 0
EAST BARSTOW SUB | 8140 | 33kV & Below | 1367.88 | 7639.14 | 155316.37 | 164323.39 | ISO RELATED A/C 360: 1367.88; NON-ISO RELATED PLANT A/C 361: 7639.14; NON-ISO RELATED PLANT A/C 362: 155316.37 | 0 | Non-ISO |  | 0 | 0 | 0 | [5 empty] | 0
VENT SUB | 8141 | 33kV & Below | 0 | 0 | 8593.13 | 8593.13 | ISO RELATED A/C 360: 0; NON-ISO RELATED PLANT A/C 361: 0; NON-ISO RELATED PLANT A/C 362: 8593.13 | 0 | Non-ISO |  | 0 | 0 | 0 | [5 empty] | 0
EDGEMONT SUB | 8143 | 33kV & Below | 1172.53 | 4063.78 | 43950.09 | 49186.4 | ISO RELATED A/C 360: 1172.53; NON-ISO RELATED PLANT A/C 361: 4063.78; NON-ISO RELATED PLANT A/C 362: 43950.09 | 0 | Non-ISO |  | 0 | 0 | 0 | [5 empty] | 0
FOREST HOME SUB | 8148 | 33kV & Below | 0 | 9831.83 | 510521.99 | 520353.82 | ISO RELATED A/C 360: 0; NON-ISO RELATED PLANT A/C 361: 9831.83; NON-ISO RELATED PLANT A/C 362: 510521.99 | 0 | Non-ISO |  | 0 | 0 | 0 | [5 empty] | 0
GEORGE AIR FORCE BASE SUB | 8149 | 33kV & Below | 13867.51 | 240.77 | 195975.21 | 210083.49 | ISO RELATED A/C 360: 13867.51; NON-ISO RELATED PLANT A/C 361: 240.77; NON-ISO RELATED PLANT A/C 362: 195975.21 | 0 | Non-ISO |  | 0 | 0 | 0 | [5 empty] | 0
GLEN AVON SUB | 8151 | 66kV | 94930.03 | 411938.67 | 2876766.68 | 3383635.38 | ISO RELATED A/C 360: 94930.03; NON-ISO RELATED PLANT A/C 361: 411938.67; NON-ISO RELATED PLANT A/C 362: 2876766.68 | 0 | Non-ISO |  | 0 | 0 | 0 | [5 empty] | 0
GLEN IVY SUB | 8152 | 33kV & Below | 2657.77 | 243.3 | 71314.23 | 74215.3 | ISO RELATED A/C 360: 2657.77; NON-ISO RELATED PLANT A/C 361: 243.3; NON-ISO RELATED PLANT A/C 362: 71314.23 | 0 | Non-ISO |  | 0 | 0 | 0 | [5 empty] | 0
GOLDSTONE SUB | 8154 | 33kV & Below | 0 | 0 | 46758.45 | 46758.45 | ISO RELATED A/C 360: 0; NON-ISO RELATED PLANT A/C 361: 0; NON-ISO RELATED PLANT A/C 362: 46758.45 | 0 | Non-ISO |  | 0 | 0 | 0 | [5 empty] | 0
NUGGET SUB | 8156 | 33kV & Below | 12401.98 | 93477.13 | 2200879.19 | 2306758.3 | ISO RELATED A/C 360: 12401.98; NON-ISO RELATED PLANT A/C 361: 93477.13; NON-ISO RELATED PLANT A/C 362: 2200879.19 | 0 | Non-ISO |  | 0 | 0 | 0 | [5 empty] | 0
EL SOBRANTE SUB | 8159 | 33kV & Below | 13383.61 | 25095.62 | 1455029.44 | 1493508.67 | ISO RELATED A/C 360: 13383.61; NON-ISO RELATED PLANT A/C 361: 25095.62; NON-ISO RELATED PLANT A/C 362: 1455029.44 | 0 | Non-ISO |  | 0 | 0 | 0 | [5 empty] | 0
HARPER LAKE SUB | 8160 | 33kV & Below | 72.81 | 0 | 87437.22 | 87510.03 | ISO RELATED A/C 360: 72.81; NON-ISO RELATED PLANT A/C 361: 0; NON-ISO RELATED PLANT A/C 362: 87437.22 | 0 | Non-ISO |  | 0 | 0 | 0 | [5 empty] | 0
HARVARD SUB | 8161 | 33kV & Below | 853.62 | 0 | 88461.91 | 89315.53 | ISO RELATED A/C 360: 853.62; NON-ISO RELATED PLANT A/C 361: 0; NON-ISO RELATED PLANT A/C 362: 88461.91 | 0 | Non-ISO |  | 0 | 0 | 0 | [5 empty] | 0
DEFRAIN SUB | 8162 | 33kV & Below | 9916.23 | 19747.57 | 319480.74 | 349144.54 | ISO RELATED A/C 360: 9916.23; NON-ISO RELATED PLANT A/C 361: 19747.57; NON-ISO RELATED PLANT A/C 362: 319480.74 | 0 | Non-ISO |  | 0 | 0 | 0 | [5 empty] | 0
HELENDALE SUB | 8163 | 33kV & Below | 277.31 | 10192.93 | 1729963.4 | 1740433.64 | ISO RELATED A/C 360: 277.31; NON-ISO RELATED PLANT A/C 361: 10192.93; NON-ISO RELATED PLANT A/C 362: 1729963.4 | 0 | Non-ISO |  | 0 | 0 | 0 | [5 empty] | 0
HEMET SUB | 8164 | 33kV & Below | 2925.23 | 37972.33 | 1839318.74 | 1880216.3 | ISO RELATED A/C 360: 2925.23; NON-ISO RELATED PLANT A/C 361: 37972.33; NON-ISO RELATED PLANT A/C 362: 1839318.74 | 0 | Non-ISO |  | 0 | 0 | 0 | [5 empty] | 0
HINKLEY SUB | 8167 | 33kV & Below | 286.16 | 2667.94 | 235191.14 | 238145.24 | ISO RELATED A/C 360: 286.16; NON-ISO RELATED PLANT A/C 361: 2667.94; NON-ISO RELATED PLANT A/C 362: 235191.14 | 0 | Non-ISO |  | 0 | 0 | 0 | [5 empty] | 0
IDYLLWILD SUB | 8168 | 33kV & Below | 833.67 | 42485.64 | 762571.6 | 805890.91 | ISO RELATED A/C 360: 833.67; NON-ISO RELATED PLANT A/C 361: 42485.64; NON-ISO RELATED PLANT A/C 362: 762571.6 | 0 | Non-ISO |  | 0 | 0 | 0 | [5 empty] | 0
INYOKERN TOWN SUB | 8170 | 33kV & Below | 673.69 | 0 | 109422.82 | 110096.51 | ISO RELATED A/C 360: 673.69; NON-ISO RELATED PLANT A/C 361: 0; NON-ISO RELATED PLANT A/C 362: 109422.82 | 0 | Non-ISO |  | 0 | 0 | 0 | [5 empty] | 0
COFFEE SUB | 8171 | 33kV & Below | 27719.14 | 311746.73 | 5894334.85 | 6233800.72 | ISO RELATED A/C 360: 27719.14; NON-ISO RELATED PLANT A/C 361: 311746.73; NON-ISO RELATED PLANT A/C 362: 5894334.85 | 0 | Non-ISO |  | 0 | 0 | 0 | [5 empty] | 0
JOSHUA TREE SUB | 8172 | 33kV & Below | 320.32 | 49102.82 | 205142.93 | 254566.07 | ISO RELATED A/C 360: 320.32; NON-ISO RELATED PLANT A/C 361: 49102.82; NON-ISO RELATED PLANT A/C 362: 205142.93 | 0 | Non-ISO |  | 0 | 0 | 0 | [5 empty] | 0
KEMPSTER SUB | 8176 | 33kV & Below | 5029.16 | 1940.49 | 407228.04 | 414197.69 | ISO RELATED A/C 360: 5029.16; NON-ISO RELATED PLANT A/C 361: 1940.49; NON-ISO RELATED PLANT A/C 362: 407228.04 | 0 | Non-ISO |  | 0 | 0 | 0 | [5 empty] | 0
LAKEVIEW SUB | 8179 |  | 490933.9 | 0 | 0 | 490933.9 | ISO RELATED A/C 360: 490933.9; NON-ISO RELATED PLANT A/C 361: 0; NON-ISO RELATED PLANT A/C 362: 0 | 0 | Non-ISO |  | 0 | 0 | 0 | [5 empty] | 0
MINNEOLA SUB | 8190 | 33kV & Below | 198.36 | 28035.89 | 438908.14 | 467142.39 | ISO RELATED A/C 360: 198.36; NON-ISO RELATED PLANT A/C 361: 28035.89; NON-ISO RELATED PLANT A/C 362: 438908.14 | 0 | Non-ISO |  | 0 | 0 | 0 | [5 empty] | 0
MORENO SUB | 8193 | 33kV & Below | 4351.78 | 56728.94 | 1267028.54 | 1328109.26 | ISO RELATED A/C 360: 4351.78; NON-ISO RELATED PLANT A/C 361: 56728.94; NON-ISO RELATED PLANT A/C 362: 1267028.54 | 0 | Non-ISO |  | 0 | 0 | 0 | [5 empty] | 0
MURRIETA 2 SUB | 8195 | 33kV & Below | 549.52 | 5255.02 | 1034937.89 | 1040742.43 | ISO RELATED A/C 360: 549.52; NON-ISO RELATED PLANT A/C 361: 5255.02; NON-ISO RELATED PLANT A/C 362: 1034937.89 | 0 | Non-ISO |  | 0 | 0 | 0 | [5 empty] | 0
MURRIETA SUB | 8196 | 33kV & Below | 0 | 0 | 2411588.25 | 2411588.25 | ISO RELATED A/C 360: 0; NON-ISO RELATED PLANT A/C 361: 0; NON-ISO RELATED PLANT A/C 362: 2411588.25 | 0 | Non-ISO |  | 0 | 0 | 0 | [5 empty] | 0
SOUTHCAP SUB. | 8197 | 115kV | 0 | 60359.96 | 0 | 60359.96 | ISO RELATED A/C 360: 0; NON-ISO RELATED PLANT A/C 361: 60359.96; NON-ISO RELATED PLANT A/C 362: 0 | 0 | Non-ISO |  | 0 | 0 | 0 | [5 empty] | 0
MUSCOY SUB | 8198 | 33kV & Below | 13.1 | 10510.51 | 189655.25 | 200178.86 | ISO RELATED A/C 360: 13.1; NON-ISO RELATED PLANT A/C 361: 10510.51; NON-ISO RELATED PLANT A/C 362: 189655.25 | 0 | Non-ISO |  | 0 | 0 | 0 | [5 empty] | 0
SOUTHDOWN SUBSTATION | 8199 | 115kV | 0 | 34000.09 | 563603.96 | 597604.05 | ISO RELATED A/C 360: 0; NON-ISO RELATED PLANT A/C 361: 34000.09; NON-ISO RELATED PLANT A/C 362: 563603.96 | 0 | Non-ISO |  | 0 | 0 | 0 | [5 empty] | 0
BELDING SUB | 8204 | 33kV & Below | 0 | 171.46 | 360771.83 | 360943.29 | ISO RELATED A/C 360: 0; NON-ISO RELATED PLANT A/C 361: 171.46; NON-ISO RELATED PLANT A/C 362: 360771.83 | 0 | Non-ISO |  | 0 | 0 | 0 | [5 empty] | 0
NORTH INTAKE SUB | 8205 | 33kV & Below | 0 | 5082.48 | 378182.41 | 383264.89 | ISO RELATED A/C 360: 0; NON-ISO RELATED PLANT A/C 361: 5082.48; NON-ISO RELATED PLANT A/C 362: 378182.41 | 0 | Non-ISO |  | 0 | 0 | 0 | [5 empty] | 0
NORTH MUROC SUB | 8206 | 33kV & Below | 130.21 | 0 | 120233.44 | 120363.65 | ISO RELATED A/C 360: 130.21; NON-ISO RELATED PLANT A/C 361: 0; NON-ISO RELATED PLANT A/C 362: 120233.44 | 0 | Non-ISO |  | 0 | 0 | 0 | [5 empty] | 0
HOLIDAY SUB | 8207 | 33kV & Below | 1030.64 | 83365.6 | 1682361.65 | 1766757.89 | ISO RELATED A/C 360: 1030.64; NON-ISO RELATED PLANT A/C 361: 83365.6; NON-ISO RELATED PLANT A/C 362: 1682361.65 | 0 | Non-ISO |  | 0 | 0 | 0 | [5 empty] | 0
NUEVO SUB | 8209 | 33kV & Below | 878.58 | 8846.39 | 352788.64 | 362513.61 | ISO RELATED A/C 360: 878.58; NON-ISO RELATED PLANT A/C 361: 8846.39; NON-ISO RELATED PLANT A/C 362: 352788.64 | 0 | Non-ISO |  | 0 | 0 | 0 | [5 empty] | 0
OLIVE LAKE SUB | 8210 | 33kV & Below | 492.39 | 19648.75 | 569152.25 | 589293.39 | ISO RELATED A/C 360: 492.39; NON-ISO RELATED PLANT A/C 361: 19648.75; NON-ISO RELATED PLANT A/C 362: 569152.25 | 0 | Non-ISO |  | 0 | 0 | 0 | [5 empty] | 0
ORDWAY SUB | 8211 | 33kV & Below | 626.39 | 277.75 | 335831.28 | 336735.42 | ISO RELATED A/C 360: 626.39; NON-ISO RELATED PLANT A/C 361: 277.75; NON-ISO RELATED PLANT A/C 362: 335831.28 | 0 | Non-ISO |  | 0 | 0 | 0 | [5 empty] | 0
ORO GRANDE SUB | 8212 | 33kV & Below | 0 | 5148.49 | 353019.2 | 358167.69 | ISO RELATED A/C 360: 0; NON-ISO RELATED PLANT A/C 361: 5148.49; NON-ISO RELATED PLANT A/C 362: 353019.2 | 0 | Non-ISO |  | 0 | 0 | 0 | [5 empty] | 0
PALM CANYON SUB | 8214 | 33kV & Below | 47783.43 | 47640.5 | 1012700.64 | 1108124.57 | ISO RELATED A/C 360: 47783.43; NON-ISO RELATED PLANT A/C 361: 47640.5; NON-ISO RELATED PLANT A/C 362: 1012700.64 | 0 | Non-ISO |  | 0 | 0 | 0 | [5 empty] | 0
PALM VILLAGE SUB | 8215 | 33kV & Below | 791.84 | 161620.36 | 3504223.97 | 3666636.17 | ISO RELATED A/C 360: 791.84; NON-ISO RELATED PLANT A/C 361: 161620.36; NON-ISO RELATED PLANT A/C 362: 3504223.97 | 0 | Non-ISO |  | 0 | 0 | 0 | [5 empty] | 0
PEERLESS SUB | 8216 | 33kV & Below | 0 | 0 | 97299.89 | 97299.89 | ISO RELATED A/C 360: 0; NON-ISO RELATED PLANT A/C 361: 0; NON-ISO RELATED PLANT A/C 362: 97299.89 | 0 | Non-ISO |  | 0 | 0 | 0 | [5 empty] | 0
GAVILAN SUB | 8219 | 33kV & Below | 19369.74 | 76655.34 | 1418139.98 | 1514165.06 | ISO RELATED A/C 360: 19369.74; NON-ISO RELATED PLANT A/C 361: 76655.34; NON-ISO RELATED PLANT A/C 362: 1418139.98 | 0 | Non-ISO |  | 0 | 0 | 0 | [5 empty] | 0
LUCERNE SUB | 8220 | 33kV & Below | 5113.45 | 18375.66 | 2598343.61 | 2621832.72 | ISO RELATED A/C 360: 5113.45; NON-ISO RELATED PLANT A/C 361: 18375.66; NON-ISO RELATED PLANT A/C 362: 2598343.61 | 0 | Non-ISO |  | 0 | 0 | 0 | [5 empty] | 0
RAILROAD CANYON (OLD) SUB | 8221 | 33kV & Below | 541.76 | 0 | 0 | 541.76 | ISO RELATED A/C 360: 541.76; NON-ISO RELATED PLANT A/C 361: 0; NON-ISO RELATED PLANT A/C 362: 0 | 0 | Non-ISO |  | 0 | 0 | 0 | [5 empty] | 0
RANCHO SUB | 8222 | 33kV & Below | 18851.23 | 171144.01 | 1659224.56 | 1849219.8 | ISO RELATED A/C 360: 18851.23; NON-ISO RELATED PLANT A/C 361: 171144.01; NON-ISO RELATED PLANT A/C 362: 1659224.56 | 0 | Non-ISO |  | 0 | 0 | 0 | [5 empty] | 0
RIALTO SUB | 8225 | 33kV & Below | 1321.59 | 10701.63 | 275604.84 | 287628.06 | ISO RELATED A/C 360: 1321.59; NON-ISO RELATED PLANT A/C 361: 10701.63; NON-ISO RELATED PLANT A/C 362: 275604.84 | 0 | Non-ISO |  | 0 | 0 | 0 | [5 empty] | 0
RIDGECREST SUB | 8226 | 33kV & Below | 1642.02 | 14557.04 | 361901.52 | 378100.58 | ISO RELATED A/C 360: 1642.02; NON-ISO RELATED PLANT A/C 361: 14557.04; NON-ISO RELATED PLANT A/C 362: 361901.52 | 0 | Non-ISO |  | 0 | 0 | 0 | [5 empty] | 0
RIPLEY SUB | 8227 | 33kV & Below | 14356.13 | 16380.9 | 544296.75 | 575033.78 | ISO RELATED A/C 360: 14356.13; NON-ISO RELATED PLANT A/C 361: 16380.9; NON-ISO RELATED PLANT A/C 362: 544296.75 | 0 | Non-ISO |  | 0 | 0 | 0 | [5 empty] | 0
CANYON LAKE SUBSTATION | 8228 | 33kV & Below | 0 | 35510.74 | 1596119.41 | 1631630.15 | ISO RELATED A/C 360: 0; NON-ISO RELATED PLANT A/C 361: 35510.74; NON-ISO RELATED PLANT A/C 362: 1596119.41 | 0 | Non-ISO |  | 0 | 0 | 0 | [5 empty] | 0
RUBIDOUX SUB | 8231 | 33kV & Below | 7369.71 | 4830.62 | 507532.71 | 519733.04 | ISO RELATED A/C 360: 7369.71; NON-ISO RELATED PLANT A/C 361: 4830.62; NON-ISO RELATED PLANT A/C 362: 507532.71 | 0 | Non-ISO |  | 0 | 0 | 0 | [5 empty] | 0
SAN JACINTO SUB | 8234 | 33kV & Below | 1500.67 | 5387617.37 | 370045.19 | 5759163.23 | ISO RELATED A/C 360: 1500.67; NON-ISO RELATED PLANT A/C 361: 5387617.37; NON-ISO RELATED PLANT A/C 362: 370045.19 | 0 | Non-ISO |  | 0 | 0 | 0 | [5 empty] | 0
SECOND AVENUE SUB | 8235 | 33kV & Below | 1404.49 | 11388.67 | 285037.62 | 297830.78 | ISO RELATED A/C 360: 1404.49; NON-ISO RELATED PLANT A/C 361: 11388.67; NON-ISO RELATED PLANT A/C 362: 285037.62 | 0 | Non-ISO |  | 0 | 0 | 0 | [5 empty] | 0
SILVER SPUR SUB | 8238 | 33kV & Below | 6198.17 | 48973.22 | 1856256.25 | 1911427.64 | ISO RELATED A/C 360: 6198.17; NON-ISO RELATED PLANT A/C 361: 48973.22; NON-ISO RELATED PLANT A/C 362: 1856256.25 | 0 | Non-ISO |  | 0 | 0 | 0 | [5 empty] | 0
SIXTEENTH STREET SUB | 8239 | 33kV & Below | 7366.87 | 29035.35 | 1601576.58 | 1637978.8 | ISO RELATED A/C 360: 7366.87; NON-ISO RELATED PLANT A/C 361: 29035.35; NON-ISO RELATED PLANT A/C 362: 1601576.58 | 0 | Non-ISO |  | 0 | 0 | 0 | [5 empty] | 0
SUN CITY SUB | 8243 | 33kV & Below | 0 | 4042.87 | 3378.6 | 7421.47 | ISO RELATED A/C 360: 0; NON-ISO RELATED PLANT A/C 361: 4042.87; NON-ISO RELATED PLANT A/C 362: 3378.6 | 0 | Non-ISO |  | 0 | 0 | 0 | [5 empty] | 0
SUNNY DUNES SUB | 8244 | 33kV & Below | 22641.76 | 7065.26 | 542555.12 | 572262.14 | ISO RELATED A/C 360: 22641.76; NON-ISO RELATED PLANT A/C 361: 7065.26; NON-ISO RELATED PLANT A/C 362: 542555.12 | 0 | Non-ISO |  | 0 | 0 | 0 | [5 empty] | 0
TEMESCAL SUB | 8250 | 33kV & Below | 38511.25 | 2562.03 | 64718.24 | 105791.52 | ISO RELATED A/C 360: 38511.25; NON-ISO RELATED PLANT A/C 361: 2562.03; NON-ISO RELATED PLANT A/C 362: 64718.24 | 0 | Non-ISO |  | 0 | 0 | 0 | [5 empty] | 0
THUNDERBIRD SUB | 8251 | 33kV & Below | 2201.4 | 24756.86 | 547022.67 | 573980.93 | ISO RELATED A/C 360: 2201.4; NON-ISO RELATED PLANT A/C 361: 24756.86; NON-ISO RELATED PLANT A/C 362: 547022.67 | 0 | Non-ISO |  | 0 | 0 | 0 | [5 empty] | 0
TRONA SUB | 8252 | 33kV & Below | 0 | 981.44 | 104023.27 | 105004.71 | ISO RELATED A/C 360: 0; NON-ISO RELATED PLANT A/C 361: 981.44; NON-ISO RELATED PLANT A/C 362: 104023.27 | 0 | Non-ISO |  | 0 | 0 | 0 | [5 empty] | 0
TWENTYNINE PALMS SUB | 8255 | 33kV & Below | 729.35 | 58832.83 | 2103168.34 | 2162730.52 | ISO RELATED A/C 360: 729.35; NON-ISO RELATED PLANT A/C 361: 58832.83; NON-ISO RELATED PLANT A/C 362: 2103168.34 | 0 | Non-ISO |  | 0 | 0 | 0 | [5 empty] | 0
VERDANT SUB | 8259 | 33kV & Below | 1067.48 | 5747.9 | 210331.71 | 217147.09 | ISO RELATED A/C 360: 1067.48; NON-ISO RELATED PLANT A/C 361: 5747.9; NON-ISO RELATED PLANT A/C 362: 210331.71 | 0 | Non-ISO |  | 0 | 0 | 0 | [5 empty] | 0
VICTORVILLE SUB | 8260 | 33kV & Below | 4212.48 | 137798.84 | 1999014.46 | 2141025.78 | ISO RELATED A/C 360: 4212.48; NON-ISO RELATED PLANT A/C 361: 137798.84; NON-ISO RELATED PLANT A/C 362: 1999014.46 | 0 | Non-ISO |  | 0 | 0 | 0 | [5 empty] | 0
WEST BARSTOW SUB | 8262 | 33kV & Below | 0 | 119811.65 | 203391.54 | 323203.19 | ISO RELATED A/C 360: 0; NON-ISO RELATED PLANT A/C 361: 119811.65; NON-ISO RELATED PLANT A/C 362: 203391.54 | 0 | Non-ISO |  | 0 | 0 | 0 | [5 empty] | 0
PEREZ SUB | 8263 | 33kV & Below | 1361.77 | 11705.03 | 155116.76 | 168183.56 | ISO RELATED A/C 360: 1361.77; NON-ISO RELATED PLANT A/C 361: 11705.03; NON-ISO RELATED PLANT A/C 362: 155116.76 | 0 | Non-ISO |  | 0 | 0 | 0 | [5 empty] | 0
WEST RIVERSIDE SUB | 8265 | 33kV & Below | 470.65 | 123403.77 | 1527913.75 | 1651788.17 | ISO RELATED A/C 360: 470.65; NON-ISO RELATED PLANT A/C 361: 123403.77; NON-ISO RELATED PLANT A/C 362: 1527913.75 | 0 | Non-ISO |  | 0 | 0 | 0 | [5 empty] | 0
WHITEWATER SUB | 8266 | 33kV & Below | 367.53 | 0 | 258165.45 | 258532.98 | ISO RELATED A/C 360: 367.53; NON-ISO RELATED PLANT A/C 361: 0; NON-ISO RELATED PLANT A/C 362: 258165.45 | 0 | Non-ISO |  | 0 | 0 | 0 | [5 empty] | 0
WILDE SUB | 8267 | 33kV & Below | 564.65 | 0 | 230501.08 | 231065.73 | ISO RELATED A/C 360: 564.65; NON-ISO RELATED PLANT A/C 361: 0; NON-ISO RELATED PLANT A/C 362: 230501.08 | 0 | Non-ISO |  | 0 | 0 | 0 | [5 empty] | 0
YERMO SUB | 8268 | 33kV & Below | 1071.85 | 86.73 | 155658.25 | 156816.83 | ISO RELATED A/C 360: 1071.85; NON-ISO RELATED PLANT A/C 361: 86.73; NON-ISO RELATED PLANT A/C 362: 155658.25 | 0 | Non-ISO |  | 0 | 0 | 0 | [5 empty] | 0
CLEARGEN SUB | 8269 | 66kV | 0 | 0 | 20648.89 | 20648.89 | ISO RELATED A/C 360: 0; NON-ISO RELATED PLANT A/C 361: 0; NON-ISO RELATED PLANT A/C 362: 20648.89 | 0 | Non-ISO |  | 0 | 0 | 0 | [5 empty] | 0
TENAJA SUBSTATION | 8270 | 115kV/12kV | 0 | 17441.69 | 0 | 17441.69 | ISO RELATED A/C 360: 0; NON-ISO RELATED PLANT A/C 361: 17441.69; NON-ISO RELATED PLANT A/C 362: 0 | 0 | Non-ISO |  | 0 | 0 | 0 | [5 empty] | 0
IRON MOUNTAIN SUB | 8273 | 33kV & Below | 0 | 4851.96 | 93022.22 | 97874.18 | ISO RELATED A/C 360: 0; NON-ISO RELATED PLANT A/C 361: 4851.96; NON-ISO RELATED PLANT A/C 362: 93022.22 | 0 | Non-ISO |  | 0 | 0 | 0 | [5 empty] | 0
JEFFERSON SUB | 8275 | 66kV | 62251.45 | 111531.65 | 7625196.99 | 7798980.09 | ISO RELATED A/C 360: 62251.45; NON-ISO RELATED PLANT A/C 361: 111531.65; NON-ISO RELATED PLANT A/C 362: 7625196.99 | 0 | Non-ISO |  | 0 | 0 | 0 | [5 empty] | 0
CORONA SUB | 8279 | 66kV | 10198.66 | 628536.57 | 18113430.96 | 18752166.19 | ISO RELATED A/C 360: 10198.66; NON-ISO RELATED PLANT A/C 361: 628536.57; NON-ISO RELATED PLANT A/C 362: 18113430.96 | 0 | Non-ISO |  | 0 | 0 | 0 | [5 empty] | 0
GALE SUB | 8283 | 33kV & Below | 1974.83 | 104038.19 | 734191.6 | 840204.62 | ISO RELATED A/C 360: 1974.83; NON-ISO RELATED PLANT A/C 361: 104038.19; NON-ISO RELATED PLANT A/C 362: 734191.6 | 0 | Non-ISO |  | 0 | 0 | 0 | [5 empty] | 0
GOLD HILL SUB | 8294 | 33kV & Below | 0 | 19777.29 | 764629.1 | 784406.39 | ISO RELATED A/C 360: 0; NON-ISO RELATED PLANT A/C 361: 19777.29; NON-ISO RELATED PLANT A/C 362: 764629.1 | 0 | Non-ISO |  | 0 | 0 | 0 | [5 empty] | 0
NELSON SUB | 8296 | 115kV | 631.67 | 0 | 0 | 631.67 | ISO RELATED A/C 360: 631.67; NON-ISO RELATED PLANT A/C 361: 0; NON-ISO RELATED PLANT A/C 362: 0 | 0 | Non-ISO |  | 0 | 0 | 0 | [5 empty] | 0
FORGE SUB | 8297 | 115kV | 2300.55 | 78245.97 | 541247.65 | 621794.17 | ISO RELATED A/C 360: 2300.55; NON-ISO RELATED PLANT A/C 361: 78245.97; NON-ISO RELATED PLANT A/C 362: 541247.65 | 0 | Non-ISO |  | 0 | 0 | 0 | [5 empty] | 0
METALCAN SUB | 8299 | 66kV | 18384.34 | 0 | 124385.51 | 142769.85 | ISO RELATED A/C 360: 18384.34; NON-ISO RELATED PLANT A/C 361: 0; NON-ISO RELATED PLANT A/C 362: 124385.51 | 0 | Non-ISO |  | 0 | 0 | 0 | [5 empty] | 0
CAPWIHND | 8302 | 115kV | 0 | 0 | 3088.34 | 3088.34 | ISO RELATED A/C 360: 0; NON-ISO RELATED PLANT A/C 361: 0; NON-ISO RELATED PLANT A/C 362: 3088.34 | 0 | Non-ISO |  | 0 | 0 | 0 | [5 empty] | 0
VENWIND | 8306 | 115kV | 0 | 0 | 212955.95 | 212955.95 | ISO RELATED A/C 360: 0; NON-ISO RELATED PLANT A/C 361: 0; NON-ISO RELATED PLANT A/C 362: 212955.95 | 0 | Non-ISO |  | 0 | 0 | 0 | [5 empty] | 0
ALTWIND | 8308 | 115kV | 0 | 0 | 8980.19 | 8980.19 | ISO RELATED A/C 360: 0; NON-ISO RELATED PLANT A/C 361: 0; NON-ISO RELATED PLANT A/C 362: 8980.19 | 0 | Non-ISO |  | 0 | 0 | 0 | [5 empty] | 0
NEWCOMB | 8342 | 115kV | 0 | 0 | 2340.3 | 2340.3 | ISO RELATED A/C 360: 0; NON-ISO RELATED PLANT A/C 361: 0; NON-ISO RELATED PLANT A/C 362: 2340.3 | 0 | Non-ISO |  | 0 | 0 | 0 | [5 empty] | 0
ELSINORE | 8343 | 115kV | 0 | 0 | 73.35 | 73.35 | ISO RELATED A/C 360: 0; NON-ISO RELATED PLANT A/C 361: 0; NON-ISO RELATED PLANT A/C 362: 73.35 | 0 | Non-ISO |  | 0 | 0 | 0 | [5 empty] | 0
SOUTH BASE SUB | 8344 | 115kV | 0 | 0 | 8852.61 | 8852.61 | ISO RELATED A/C 360: 0; NON-ISO RELATED PLANT A/C 361: 0; NON-ISO RELATED PLANT A/C 362: 8852.61 | 0 | Non-ISO |  | 0 | 0 | 0 | [5 empty] | 0
INDIAN WELLS SUB | 8345 | 115kV | 0 | 0 | 805330.87 | 805330.87 | ISO RELATED A/C 360: 0; NON-ISO RELATED PLANT A/C 361: 0; NON-ISO RELATED PLANT A/C 362: 805330.87 | 0 | Non-ISO |  | 0 | 0 | 0 | [5 empty] | 0
PECHANGA SUB | 8347 | 115kV | 0 | 0 | 403043.26 | 403043.26 | ISO RELATED A/C 360: 0; NON-ISO RELATED PLANT A/C 361: 0; NON-ISO RELATED PLANT A/C 362: 403043.26 | 0 | Non-ISO |  | 0 | 0 | 0 | [5 empty] | 0
MORAGA | 8348 | 115kV | 2413.95 | 0 | 0 | 2413.95 | ISO RELATED A/C 360: 2413.95; NON-ISO RELATED PLANT A/C 361: 0; NON-ISO RELATED PLANT A/C 362: 0 | 0 | Non-ISO |  | 0 | 0 | 0 | [5 empty] | 0
TAYSHELL SUB | 8502 | 66kV | 0 | 2408.94 | 66022.22 | 68431.16 | ISO RELATED A/C 360: 0; NON-ISO RELATED PLANT A/C 361: 2408.94; NON-ISO RELATED PLANT A/C 362: 66022.22 | 0 | Non-ISO |  | 0 | 0 | 0 | [5 empty] | 0
GETTY SUB | 8503 | 66kV | 0 | 50768.23 | 146231.32 | 196999.55 | ISO RELATED A/C 360: 0; NON-ISO RELATED PLANT A/C 361: 50768.23; NON-ISO RELATED PLANT A/C 362: 146231.32 | 0 | Non-ISO |  | 0 | 0 | 0 | [5 empty] | 0
FRAZIER PARK SUB | 8505 | 66kV | 9273.31 | 12771.01 | 494641.21 | 516685.53 | ISO RELATED A/C 360: 9273.31; NON-ISO RELATED PLANT A/C 361: 12771.01; NON-ISO RELATED PLANT A/C 362: 494641.21 | 0 | Non-ISO |  | 0 | 0 | 0 | [5 empty] | 0
RINGMILL SUB | 8507 | 66kV | 7866.9 | 7027.56 | 381389.15 | 396283.61 | ISO RELATED A/C 360: 7866.9; NON-ISO RELATED PLANT A/C 361: 7027.56; NON-ISO RELATED PLANT A/C 362: 381389.15 | 0 | Non-ISO |  | 0 | 0 | 0 | [5 empty] | 0
PHARMACY SUBSTATION | 8509 | 66kV | 0 | 2685.41 | 1294904.26 | 1297589.67 | ISO RELATED A/C 360: 0; NON-ISO RELATED PLANT A/C 361: 2685.41; NON-ISO RELATED PLANT A/C 362: 1294904.26 | 0 | Non-ISO |  | 0 | 0 | 0 | [5 empty] | 0
HAAGEN DAZS SUBSTATION | 8510 | 66kV | 0 | 5308.61 | 341042.21 | 346350.82 | ISO RELATED A/C 360: 0; NON-ISO RELATED PLANT A/C 361: 5308.61; NON-ISO RELATED PLANT A/C 362: 341042.21 | 0 | Non-ISO |  | 0 | 0 | 0 | [5 empty] | 0
SERRFGEN SUBSTATION | 8550 | 66kV | 0 | 2990.62 | 1281905.58 | 1284896.2 | ISO RELATED A/C 360: 0; NON-ISO RELATED PLANT A/C 361: 2990.62; NON-ISO RELATED PLANT A/C 362: 1281905.58 | 0 | Non-ISO |  | 0 | 0 | 0 | [5 empty] | 0
ICEGEN SUBSTATION | 8553 | 66kV | 0 | 7504.5 | 72781.68 | 80286.18 | ISO RELATED A/C 360: 0; NON-ISO RELATED PLANT A/C 361: 7504.5; NON-ISO RELATED PLANT A/C 362: 72781.68 | 0 | Non-ISO |  | 0 | 0 | 0 | [5 empty] | 0
THREE M SUB | 8555 | 66kV | 2627.53 | 1972.25 | 384899.74 | 389499.52 | ISO RELATED A/C 360: 2627.53; NON-ISO RELATED PLANT A/C 361: 1972.25; NON-ISO RELATED PLANT A/C 362: 384899.74 | 0 | Non-ISO |  | 0 | 0 | 0 | [5 empty] | 0
NORTHROP SUB | 8556 | 66kV | 8184.45 | 18408.05 | 1678215.73 | 1704808.23 | ISO RELATED A/C 360: 8184.45; NON-ISO RELATED PLANT A/C 361: 18408.05; NON-ISO RELATED PLANT A/C 362: 1678215.73 | 0 | Non-ISO |  | 0 | 0 | 0 | [5 empty] | 0
CARBONIC SUBSTATION | 8557 | 66kV | 5964.82 | 19739.81 | 305634.16 | 331338.79 | ISO RELATED A/C 360: 5964.82; NON-ISO RELATED PLANT A/C 361: 19739.81; NON-ISO RELATED PLANT A/C 362: 305634.16 | 0 | Non-ISO |  | 0 | 0 | 0 | [5 empty] | 0
PLASTER SUBSTATION | 8558 | 66kV | 0 | 28500.09 | 368969.9 | 397469.99 | ISO RELATED A/C 360: 0; NON-ISO RELATED PLANT A/C 361: 28500.09; NON-ISO RELATED PLANT A/C 362: 368969.9 | 0 | Non-ISO |  | 0 | 0 | 0 | [5 empty] | 0
VAPOR SUBSTATION | 8559 | 66kV | 0 | 0 | 128111.88 | 128111.88 | ISO RELATED A/C 360: 0; NON-ISO RELATED PLANT A/C 361: 0; NON-ISO RELATED PLANT A/C 362: 128111.88 | 0 | Non-ISO |  | 0 | 0 | 0 | [5 empty] | 0
RECOVERY SUBSTATION | 8801 | 66kV | 0 | 13247.06 | 428755.65 | 442002.71 | ISO RELATED A/C 360: 0; NON-ISO RELATED PLANT A/C 361: 13247.06; NON-ISO RELATED PLANT A/C 362: 428755.65 | 0 | Non-ISO |  | 0 | 0 | 0 | [5 empty] | 0
BREA SUBSTATION | 8802 | 66kV | 308987.93 | 390418.87 | 2477303.96 | 3176710.76 | ISO RELATED A/C 360: 308987.93; NON-ISO RELATED PLANT A/C 361: 390418.87; NON-ISO RELATED PLANT A/C 362: 2477303.96 | 0 | Non-ISO |  | 0 | 0 | 0 | [5 empty] | 0
LIMESTONE | 8804 | 66kV | 60389.31 | 219229.65 | 7457365.89 | 7736984.85 | ISO RELATED A/C 360: 60389.31; NON-ISO RELATED PLANT A/C 361: 219229.65; NON-ISO RELATED PLANT A/C 362: 7457365.89 | 0 | Non-ISO |  | 0 | 0 | 0 | [5 empty] | 0
CHIP SUB | 8805 | 66kV | 0 | 15163.28 | 309807.49 | 324970.77 | ISO RELATED A/C 360: 0; NON-ISO RELATED PLANT A/C 361: 15163.28; NON-ISO RELATED PLANT A/C 362: 309807.49 | 0 | Non-ISO |  | 0 | 0 | 0 | [5 empty] | 0
NORWELD SUBSTATION | 8807 | 66kV | 0 | 17703.25 | 126572.24 | 144275.49 | ISO RELATED A/C 360: 0; NON-ISO RELATED PLANT A/C 361: 17703.25; NON-ISO RELATED PLANT A/C 362: 126572.24 | 0 | Non-ISO |  | 0 | 0 | 0 | [5 empty] | 0
TEAM SUBSTATION | 8808 | 66kV | 0 | 32070.51 | 3254323.49 | 3286394 | ISO RELATED A/C 360: 0; NON-ISO RELATED PLANT A/C 361: 32070.51; NON-ISO RELATED PLANT A/C 362: 3254323.49 | 0 | Non-ISO |  | 0 | 0 | 0 | [5 empty] | 0
ONEIL SUBSTATION | 8810 | 66kV | 12955.66 | 782016.92 | 8711978.12 | 9506950.7 | ISO RELATED A/C 360: 12955.66; NON-ISO RELATED PLANT A/C 361: 782016.92; NON-ISO RELATED PLANT A/C 362: 8711978.12 | 0 | Non-ISO |  | 0 | 0 | 0 | [5 empty] | 0
COYGEN SUBSTATION | 8811 | 66kV | 0 | 21202.05 | 492492.08 | 513694.13 | ISO RELATED A/C 360: 0; NON-ISO RELATED PLANT A/C 361: 21202.05; NON-ISO RELATED PLANT A/C 362: 492492.08 | 0 | Non-ISO |  | 0 | 0 | 0 | [5 empty] | 0
ORCOGEN SUBSTATION | 8812 | 66kV | 191.86 | 3899.54 | 102233.79 | 106325.19 | ISO RELATED A/C 360: 191.86; NON-ISO RELATED PLANT A/C 361: 3899.54; NON-ISO RELATED PLANT A/C 362: 102233.79 | 0 | Non-ISO |  | 0 | 0 | 0 | [5 empty] | 0
SHELL WESTERN(BREA) SUB | 8813 | 66kV | 0 | 6771.37 | 242457.84 | 249229.21 | ISO RELATED A/C 360: 0; NON-ISO RELATED PLANT A/C 361: 6771.37; NON-ISO RELATED PLANT A/C 362: 242457.84 | 0 | Non-ISO |  | 0 | 0 | 0 | [5 empty] | 0
JOHNAIR SUBSTATION | 8814 | 66kV | 6049.56 | 7562.73 | 610579.21 | 624191.5 | ISO RELATED A/C 360: 6049.56; NON-ISO RELATED PLANT A/C 361: 7562.73; NON-ISO RELATED PLANT A/C 362: 610579.21 | 0 | Non-ISO |  | 0 | 0 | 0 | [5 empty] | 0
UNIVERSITY SUBSTATION | 8817 | 66kV | 10270.56 | 2311.84 | 579856.04 | 592438.44 | ISO RELATED A/C 360: 10270.56; NON-ISO RELATED PLANT A/C 361: 2311.84; NON-ISO RELATED PLANT A/C 362: 579856.04 | 0 | Non-ISO |  | 0 | 0 | 0 | [5 empty] | 0
COMPRESS SUB | 8818 | 66kV | 0 | 7130.68 | 616456.3 | 623586.98 | ISO RELATED A/C 360: 0; NON-ISO RELATED PLANT A/C 361: 7130.68; NON-ISO RELATED PLANT A/C 362: 616456.3 | 0 | Non-ISO |  | 0 | 0 | 0 | [5 empty] | 0
WESBASIN SUB | 8820 | 66kV | 0 | 6862.91 | 472349.49 | 479212.4 | ISO RELATED A/C 360: 0; NON-ISO RELATED PLANT A/C 361: 6862.91; NON-ISO RELATED PLANT A/C 362: 472349.49 | 0 | Non-ISO |  | 0 | 0 | 0 | [5 empty] | 0
REYNOLDS ALUM SUB | 8822 | 66kV | 9319.27 | 1192.9 | 538929.09 | 549441.26 | ISO RELATED A/C 360: 9319.27; NON-ISO RELATED PLANT A/C 361: 1192.9; NON-ISO RELATED PLANT A/C 362: 538929.09 | 0 | Non-ISO |  | 0 | 0 | 0 | [5 empty] | 0
TITAN SUBSTATION | 8824 | 66kV | 0 | 3354.06 | 755215.37 | 758569.43 | ISO RELATED A/C 360: 0; NON-ISO RELATED PLANT A/C 361: 3354.06; NON-ISO RELATED PLANT A/C 362: 755215.37 | 0 | Non-ISO |  | 0 | 0 | 0 | [5 empty] | 0
FINANCE SUB-METRO RGN | 8825 | 66kV | 14155 | 0 | 293909.22 | 308064.22 | ISO RELATED A/C 360: 14155; NON-ISO RELATED PLANT A/C 361: 0; NON-ISO RELATED PLANT A/C 362: 293909.22 | 0 | Non-ISO |  | 0 | 0 | 0 | [5 empty] | 0
DUCTILE SUBSTATION | 8827 | 66kV | 0 | 20622.46 | 619944.27 | 640566.73 | ISO RELATED A/C 360: 0; NON-ISO RELATED PLANT A/C 361: 20622.46; NON-ISO RELATED PLANT A/C 362: 619944.27 | 0 | Non-ISO |  | 0 | 0 | 0 | [5 empty] | 0
ORCOSAN SUB | 8829 | 66kV | 0 | 46765.64 | 908919.36 | 955685 | ISO RELATED A/C 360: 0; NON-ISO RELATED PLANT A/C 361: 46765.64; NON-ISO RELATED PLANT A/C 362: 908919.36 | 0 | Non-ISO |  | 0 | 0 | 0 | [5 empty] | 0
PROPERTY SVCS-GO1 | 9033 | Div Offices & Misc | 0 | 8380.41 | 0 | 8380.41 | ISO RELATED A/C 360: 0; NON-ISO RELATED PLANT A/C 361: 8380.41; NON-ISO RELATED PLANT A/C 362: 0 | 0 | Non-ISO |  | 0 | 0 | 0 | [5 empty] | 0
TRANS/SUB SUPPORT SERV | 9047 | Div Offices & Misc | 0 | 0 | 27426.14 | 27426.14 | ISO RELATED A/C 360: 0; NON-ISO RELATED PLANT A/C 361: 0; NON-ISO RELATED PLANT A/C 362: 27426.14 | 0 | Non-ISO |  | 0 | 0 | 0 | [5 empty] | 0
INFO TECH-GO2 | 9077 | Div Offices & Misc | 0 | 6298.58 | 0 | 6298.58 | ISO RELATED A/C 360: 0; NON-ISO RELATED PLANT A/C 361: 6298.58; NON-ISO RELATED PLANT A/C 362: 0 | 0 | Non-ISO |  | 0 | 0 | 0 | [5 empty] | 0
IRVINE OPER CENTER | 9078 |  | 0 | 18621.21 | 0 | 18621.21 | ISO RELATED A/C 360: 0; NON-ISO RELATED PLANT A/C 361: 18621.21; NON-ISO RELATED PLANT A/C 362: 0 | 0 | Non-ISO |  | 0 | 0 | 0 | [5 empty] | 0
VENTURA CORP WH | 9135 |  | 0 | 6953.06 | 0 | 6953.06 | ISO RELATED A/C 360: 0; NON-ISO RELATED PLANT A/C 361: 6953.06; NON-ISO RELATED PLANT A/C 362: 0 | 0 | Non-ISO |  | 0 | 0 | 0 | [5 empty] | 0
NORTH COAST OFFICE BUILDING (VALENCIA) | 9204 |  | 0 | 3406308.18 | 0 | 3406308.18 | ISO RELATED A/C 360: 0; NON-ISO RELATED PLANT A/C 361: 3406308.18; NON-ISO RELATED PLANT A/C 362: 0 | 0 | Non-ISO |  | 0 | 0 | 0 | [5 empty] | 0
PROP SVCS-SIERRA REGION | 9231 | Div Offices & Misc | 0 | 9257.05 | 75033.08 | 84290.13 | ISO RELATED A/C 360: 0; NON-ISO RELATED PLANT A/C 361: 9257.05; NON-ISO RELATED PLANT A/C 362: 75033.08 | 0 | Non-ISO |  | 0 | 0 | 0 | [5 empty] | 0
RP&AS-NRTHSHRE REC AREA | 9235 |  | 0 | 184052.63 | 0 | 184052.63 | ISO RELATED A/C 360: 0; NON-ISO RELATED PLANT A/C 361: 184052.63; NON-ISO RELATED PLANT A/C 362: 0 | 0 | Non-ISO | [9 empty] | 0
ALHAMBRA COMBO FACILITY | 9297 |  | 0 | 389851.38 | 0 | 389851.38 | ISO RELATED A/C 360: 0; NON-ISO RELATED PLANT A/C 361: 389851.38; NON-ISO RELATED PLANT A/C 362: 0 | 0 | Non-ISO | [9 empty] | 0
ALHAMBRA COMM SITE | 9300 |  | 0 | 0 | 48195.8 | 48195.8 | ISO RELATED A/C 360: 0; NON-ISO RELATED PLANT A/C 361: 0; NON-ISO RELATED PLANT A/C 362: 48195.8 | 0 | Non-ISO |  | 0 | 0 | 0 | [5 empty] | 0
TELCOMM-ALHAMBRA | 9310 | Misc | 89785.99 | 0 | -12896.77 | 76889.22 | ISO RELATED A/C 360: 89785.99; NON-ISO RELATED PLANT A/C 361: 0; NON-ISO RELATED PLANT A/C 362: -12896.77 | 0 | Non-ISO |  | 0 | 0 | 0 | [5 empty] | 0
METERING/METROLOGY/ADMIN | 9430 | Div Offices & Misc | 0 | 3416.54 | 0 | 3416.54 | ISO RELATED A/C 360: 0; NON-ISO RELATED PLANT A/C 361: 3416.54; NON-ISO RELATED PLANT A/C 362: 0 | 0 | Non-ISO |  | 0 | 0 | 0 | [5 empty] | 0
WESTMINSTER FENWICK BLDG | 9440 | Div Offices & Misc | 0 | 3179.01 | 0 | 3179.01 | ISO RELATED A/C 360: 0; NON-ISO RELATED PLANT A/C 361: 3179.01; NON-ISO RELATED PLANT A/C 362: 0 | 0 | Non-ISO |  | 0 | 0 | 0 | [5 empty] | 0
BIG CRK NO.1 GARAGE | 9621 |  | 0 | 93348.81 | 0 | 93348.81 | ISO RELATED A/C 360: 0; NON-ISO RELATED PLANT A/C 361: 93348.81; NON-ISO RELATED PLANT A/C 362: 0 | 0 | Non-ISO | [9 empty] | 0
SAN JOAQUIN VALLEY GARAGE | 9651 |  | 0 | 65408.06 | 0 | 65408.06 | ISO RELATED A/C 360: 0; NON-ISO RELATED PLANT A/C 361: 65408.06; NON-ISO RELATED PLANT A/C 362: 0 | 0 | Non-ISO |  | 0 | 0 | 0 | [5 empty] | 0
PALM SPRGS GARAGE | 9679 | 66kV | 0 | 35107.24 | 0 | 35107.24 | ISO RELATED A/C 360: 0; NON-ISO RELATED PLANT A/C 361: 35107.24; NON-ISO RELATED PLANT A/C 362: 0 | 0 | Non-ISO |  | 0 | 0 | 0 | [5 empty] | 0
AGTAC FACILITY | 9786 |  | 0 | -0.06 | 0 | -0.06 | ISO RELATED A/C 360: 0; NON-ISO RELATED PLANT A/C 361: -0.06; NON-ISO RELATED PLANT A/C 362: 0 | 0 | Non-ISO | [9 empty] | 0
PLANT ACCTG-MISC. LEDGER | 9900 | Div Offices & Misc | 4313.29 | 0 | 0 | 4313.29 | ISO RELATED A/C 360: 4313.29; NON-ISO RELATED PLANT A/C 361: 0; NON-ISO RELATED PLANT A/C 362: 0 | 0 | Non-ISO |  | 0 | 0 | 0 | [5 empty] | 0
Total Distribution Substations |  |  | 105855061.72 | 431350910.13 | 1609973202.26 | 2147179174.11 | 75876.481 | 683246.9453 | 5875711.4176 | 105779185.239 | 430667663.1847 | 1604097490.8424 | 3.3379e-06 |  |  | 0 | 0 | 0 | 0 | 0 | 0 | 0 | 0
ISO/Non-ISO/Mix Summary |  | Non-ISO Total | 105371786.58 | 427389171.39 | 1574795622.37 | 2107556580.34 | ISO RELATED A/C 360: 105371786.58; NON-ISO RELATED PLANT A/C 361: 427389171.39; NON-ISO RELATED PLANT A/C 362: 1574795622.37 | 0
|  | Mix Total | 483275.14 | 3961738.74 | 35177579.89 | 39622593.77 | 75876.481 | 683246.9453 | 5875711.4176 | 407398.659 | 3278491.7947 | 29301868.4724 | 0
| Working File 2012-01-31.xlsx Year End Balances - F1183:H1183 | Check | 105855061.72 | 431350910.13 | 1609973202.26
|  |  | 0 | 0 | 0

## Mix Substation Location Summary
No impact to the file |  | Plant |  |  |  | Plant |  |  |  | Plant |  |  |  | Plant |  |  |  | Plant |  |  |  | Plant
See balance in Antelope Bailey Split BA tab |  | 350 |  |  |  | 352 |  |  |  | 353 |  |  |  | 360 |  |  |  | 361 |  |  |  | 362
File Location | Location | FERC | CPUC | Generation | Total | FERC | CPUC | Generation | Total | FERC | CPUC | Generation | Total | FERC | CPUC | Generation | Total | FERC | CPUC | Generation | Total | FERC | CPUC | Generation | Total
#1 5067 | 5067 | 248793.3963 | 36752.7037 | 0 |  | 7278131.3661 | 1074510.1739 | 0 |  | 131732887.3187 | 14965938.3513 | 0 |  | 0 | 0 | 0 |  | 0 | 0 | 0 |  | 81459.31 | 4506819.64 | 0
#2 5090 | 5090 | 13182.65 | 0 | 0 |  | 2756644.51 | 0 | 0 |  | 64092925.97 | 0 | 0 |  | 0 | 0 | 0 |  | 0 | 0 | 0 |  | 26595.45 | 0 | 0
#3 5043 | 5043 | 230.3487 | 1593.6113 | 0 |  | 2162.4544 | 14960.4156 | 0 |  | 365680.0268 | 2529868.4832 | 0 |  | 0 | 0 | 0 |  | 0 | 0 | 0 |  | 0 | 0 | 0
#4 5069 | 5069 | 381928.4412 | 95347.7788 | 0 |  | 10307489.3703 | 2522883.3497 | 0 |  | 121153520.8801 | 30296131.8199 | 0 |  | 0 | 0 | 0 |  | 0 | 0 | 0 |  | -0.16 | 0 | 0
#5a 5045 | 5045
#5b 1320 | 1320
#6 5365 | 5365
#7 5054 & 8954 | 5054 & 8954 | 132175.3622 | 2184.8378 | 0 |  | 6545404.1574 | 107522.4826 | 0 |  | 111020615.8461 | 1835825.1639 | 0 |  | 0 | 0 | 0 |  | 0 | 0 | 0 |  | 0 | 0 | 0
#8 5081 | 5081 | 15880.1559 | 70307.7541 | 0 |  | 255834.0401 | 1137843.6199 | 0 |  | 8103161.0922 | 35870745.9678 | 0 |  | 0 | 0 | 0 |  | 2443.3039 | 10817.4761 | 0 |  | 0 | 0 | 0
#9 5084 | 5084 | 14072.3501 | 58180.8199 | 0 |  | 675644.2505 | 2808745.0295 | 0 |  | 6226020.0119 | 25725373.5181 | 0 |  | 0 | 0 | 0 |  | 0 | 0 | 0 |  | 0 | 169.09 | 0
#10 8063 | 8063 | 0 | 0 | 0 |  | 59734.1683 | 193841.3317 | 0 |  | 3630204.288 | 11780253.292 | 0 |  | 0 | 0 | 0 |  | 0 | 0 | 0 |  | 0 | 0 | 0
#11 5062 | 5062 | 8320.2458 | 26144.3542 | 0 |  | 574440.7713 | 1883262.8887 | 0 |  | 8725618.418 | 27339679.662 | 0 |  | 0 | 0 | 0 |  | 0 | 0 | 0 |  | -57.3889 | 57.3889 | 0
#12 5075 | 5075 | 48620.6219 | 137361.5181 | 0 |  | 211779.78 | 503046.57 | 0 |  | 11585241.4998 | 32825542.9802 | 0 |  | 0 | 0 | 0 |  | 0 | 0 | 0 |  | 0 | 0 | 0
#13 5011 | 5011 | 4626.1672 | 14987.0328 | 0 |  | 244602.656 | 782422.854 | 0 |  | 4428342.572 | 14356152.938 | 0 |  | 0 | 0 | 0 |  | 0 | 0 | 0 |  | 0 | 0 | 0
#14 5023 | 5023 | 54342.4274 | 231277.4626 | 0 |  | 631548.7561 | 2687826.0839 | 0 |  | 4205463.1308 | 17898148.6192 | 0 |  | 0 | 0 | 0 |  | 1346.8658 | 5732.1642 | 0 |  | 0 | 0 | 0
#15 5026 & 1095 | 5026 & 1095
#16 5086 | 5086 | 10238.6988 | 45657.0859 | 3841.5153 |  | 226680.9821 | 955499.2467 | 80394.2012 |  | 7943188.2447 | 35476124.375 | 2984905.2103 |  | 0 | 0 | 0 |  | 0 | 0 | 0 |  | 0 | 0 | 0
#17 5096 & 1094 | 5096 & 1094 | 40847.5985 | 145296.5515 | 0 |  | 788978.3458 | 2806492.9942 | 0 |  | 10356989.4769 | 36839898.2431 | 0 |  | 0 | 0 | 0 |  | 0 | 0 | 0 |  | 0 | 264.82 | 0
#18 5055 | 5055 | 39103.8871 | 197089.6629 | 0 |  | 149088.5846 | 751526.8754 | 0 |  | 2771172.6334 | 15700574.8666 | 0 |  | 0 | 0 | 0 |  | 0 | 0 | 0 |  | 343944.12 | 0 | 0
#19 5015 | 5015 | 13929.471 | 15370.829 | 0 |  | 258428.2852 | 285169.2648 | 0 |  | 9116848.4648 | 10060218.3352 | 0 |  | 0 | 0 | 0 |  | 0 | 0 | 0 |  | 0 | 0 | 0
#20 5071 | 5071 | 159640.8565 | 518636.6835 | 0 |  | 129363.2277 | 431250.6723 | 0 |  | 5225013.7212 | 16963897.1888 | 0 |  | 0 | 0 | 0 |  | 0 | 0 | 0 |  | 0 | 0 | 0
#21 5027 & 1088 | 5027 & 1088 | 58786.7838 | 38426.4362 | 0 |  | 800325.3502 | 523138.8598 | 0 |  | 3227701.4767 | 2109812.0533 | 0 |  | 0 | 0 | 0 |  | 0 | 0 | 0 |  | 0 | 0 | 0
#22 5085 & 5881 | 5085 & 5881 | 254309.0284 | 559107.0216 | 0 |  | 1061320.6236 | 2334371.7664 | 0 |  | 5097496.9445 | 9404340.2855 | 0 |  | 0 | 0 | 0 |  | 68317.6719 | 151938.5881 | 0 |  | 1241376.9689 | 4529126.6811 | 0
#23 5024 | 5024 | 838723.3868 | 1261503.5232 | 0 |  | 1573699.4456 | 2366963.2044 | 0 |  | 6094921.0232 | 9167223.0268 | 0 |  | 0 | 0 | 0 |  | 0 | 0 | 0 |  | 0 | 0 | 0
#24 5021 | 5021 | 30366.89 | 71003.11 | 0 |  | 1379589.3358 | 3223614.7542 | 0 |  | 10413664.4197 | 24379629.8503 | 0 |  | 0 | 0 | 0 |  | 0 | 0 | 0 |  | 12210.7 | 0 | 0
#25 5028 | 5028 | 8944.103 | 4074.197 | 0 |  | 17630.6138 | 8031.0562 | 0 |  | 3833295.1961 | 1746133.7139 | 0 |  | 0 | 0 | 0 |  | 0 | 0 | 0 |  | 0 | 0 | 0
#26 5074 | 5074 | 36482.4908 | 94780.0092 | 0 |  | 404087.3781 | 1061338.0519 | 0 |  | 11041410.0572 | 28673593.1128 | 0 |  | 0 | 0 | 0 |  | 0 | 0 | 0 |  | 0 | 0 | 0
#27 5073 | 5073 | 58035.1876 | 106644.4324 | 0 |  | 3021510.8141 | 5552274.7359 | 0 |  | 11702759.3929 | 21504783.3071 | 0 |  | 0 | 0 | 0 |  | 2667.757 | 4902.223 | 0 |  | 0 | 0 | 0
#28 5012 | 5012 | 47666.7861 | 121581.8639 | 0 |  | 1696134.1544 | 4382132.6256 | 0 |  | 11014878.6882 | 28039365.8718 | 0 |  | 0 | 0 | 0 |  | 0 | 0 | 0 |  | 0 | 0 | 0
#29 5056 | 5056 | 19239.8743 | 162922.4221 | 1928.6937 |  | 365328.6388 | 3093587.0948 | 36622.2264 |  | 5531734.8755 | 46842491.4072 | 554526.5973 |  | 0 | 0 | 0 |  | 0 | 0 | 0 |  | 0 | 0 | 0
#30 5087 | 5087 | 61536.3247 | 329001.6853 | 0 |  | 238866.8451 | 1337065.4449 | 0 |  | 3475720.697 | 18522839.543 | 0 |  | 0 | 0 | 0 |  | 0 | 0 | 0 |  | 0 | 0 | 0
#31 5060 | 5060 | 33768.5032 | 115778.5368 | 0 |  | 480967.943 | 1649044.517 | 0 |  | 8458233.2705 | 28977609.2495 | 0 |  | 0 | 0 | 0 |  | 0 | 0 | 0 |  | 0 | 22250.95 | 0
#32 5013 | 5013 | 58555.7165 | 398974.1435 | 0 |  | 146507.6991 | 998242.1409 | 0 |  | 6048787.3344 | 41213905.1756 | 0 |  | 0 | 0 | 0 |  | 0 | 0 | 0 |  | 0 | 0 | 0
#33 8076 & 1999 | 8076 & 1999 | 56156.8699 | 246235.6101 | 0 |  | 445194.2069 | 3405039.5431 | 0 |  | 7035987.3716 | 28761868.6284 | 0 |  | 0 | 0 | 0 |  | 0 | 0 | 0 |  | 0 | 636439.19 | 0
#34 5053 | 5053 | 44241.3033 | 94386.1463 | 2111.7505 |  | 402115.4645 | 900091.7667 | 19193.9988 |  | 13545005.4902 | 28804454.6081 | 647153.4117 |  | 0 | 0 | 0 |  | 10210.5884 | 61991.8416 | 0 |  | 2687.9742 | 16319.5758 | 0
#35 5088 | 5088 | 90405.5099 | 467570.9101 | 0 |  | 317432.8606 | 1305926.7494 | 0 |  | 5340985.8494 | 27942318.5106 | 0 |  | 0 | 0 | 0 |  | 0 | 0 | 0 |  | 0 | 16696.55 | 0
#36 5050 | 5050 | 806034.6566 | 164228.7134 | 0 |  | 2475504.5017 | 504381.4383 | 0 |  | 17862428.5603 | 3639451.0297 | 0 |  | 0 | 0 | 0 |  | 0 | 0 | 0 |  | 0 | 0 | 0
#37 5083 | 5083 | 1887095.1421 | 11398878.6679 | 0 |  | 1169101.5108 | 7260129.4792 | 0 |  | 4156403.3546 | 24258271.4554 | 0 |  | 0 | 0 | 0 |  | 0 | 0 | 0 |  | 0 | 649973.86 | 0
#38 5082 | 5082 | 62509.7402 | 208060.2898 | 0 |  | 690487.1462 | 2299949.1238 | 0 |  | 7012796.8555 | 23295442.0945 | 0 |  | 0 | 0 | 0 |  | 3863.0454 | 57430.9146 | 0 |  | 0 | 0 | 0
#39 5014 | 5014 | 9780.3843 | 88174.5757 | 0 |  | 220504.2683 | 1987945.4417 | 0 |  | 2347571.0527 | 21085689.8173 | 0 |  | 0 | 0 | 0 |  | 0 | 0 | 0 |  | 0 | 78722.14 | 0
#40 2211 | 2211 | 0 | 0 | 0 |  | 36940.3256 | 40373.9144 | 0 |  | 3849583.5535 | 4224457.6265 | 0 |  | 0 | 0 | 0 |  | 104320.8155 | 114017.3945 | 0 |  | 22584.6193 | 7627.0607 | 0
#41 2212 | 2212 | 0 | 0 | 0 |  | 0 | 0 | 0 |  | 1516245.82 | 0 | 0 |  | 0 | 0 | 0 |  | 0 | 0 | 0 |  | 0 | 0 | 0
#42 2230 | 2230 | 0 | 0 | 0 |  | 578154.1169 | 6080.9131 | 0 |  | 10298078.4883 | 1443456.7017 | 0 |  | 0 | 0 | 0 |  | 0 | 0 | 0 |  | 239393.7396 | 31905.3704 | 0
#43 2236 | 2236 | 0 | 0 | 0 |  | 0 | 0 | 0 |  | 2262431.5 | 0 | 0 |  | 0 | 0 | 0 |  | 0 | 0 | 0 |  | 0 | 0 | 0
#44 2229 | 2229 | 0 | 0 | 0 |  | 228150.8818 | 54498.1282 | 0 |  | 1885178.8101 | 452993.9499 | 0 |  | 0 | 0 | 0 |  | 0 | 0 | 0 |  | 82768.2904 | 17087.2196 | 0
#45 5036 | 5036
#46 5031 | 5031 | 7946.6323 | 416.3677 | 0 |  | 1029213.5247 | 53757.4953 | 0 |  | 13618897.643 | 713737.447 | 0 |  | 0 | 0 | 0 |  | 0 | 0 | 0 |  | 0 | 0 | 0
#47 5034 | 5034 | 3567.8569 | 8629.8231 | 0 |  | 198089.5748 | 647715.6552 | 0 |  | 6797044.9094 | 16271901.2806 | 0 |  | 0 | 0 | 0 |  | 0 | 0 | 0 |  | 0 | 0 | 0
#48 5033 | 5033 | 160489.9129 | 232680.5371 | 0 |  | 4821855.5014 | 7413317.4686 | 0 |  | 33876468.44 | 48056676.01 | 0 |  | 0 | 0 | 0 |  | 25360.5652 | 36768.1048 | 0 |  | 38219.3253 | 690792.7747 | 0
#49 5035 | 5035 | 2026.258 | 5216.622 | 0 |  | 369875.3376 | 948610.6624 | 0 |  | 4740243.5863 | 12207443.0037 | 0 |  | 0 | 0 | 0 |  | 0 | 0 | 0 |  | 0 | 0 | 0
#50 5042 & 8046 | 5042 & 8046 | 28584.9699 | 19876.7497 | 349.6904 |  | 342806.6192 | 283433.9437 | 4192.7971 |  | 15657528.111 | 10837051.6717 | 191751.3273 |  | 0 | 0 | 0 |  | 0 | 0 | 0 |  | 16852.0416 | 17172.1384 | 0
#51 5044 | 5044
#52 5063 | 5063 | 0 | 0 | 0 |  | 1545.9964 | 668.6436 | 0 |  | 561774.802 | 242967.678 | 0 |  | 0 | 0 | 0 |  | 0 | 0 | 0 |  | 0 | 0 | 0
#53 5040 | 5040 | 0 | 0 | 0 |  | 15337.0314 | 227402.1086 | 0 |  | 449423.036 | 6663593.714 | 0 |  | 0 | 0 | 0 |  | 0 | 0 | 0 |  | 0 | 0 | 0
#54 8048 | 8048
#55 2556 | 2556 | 0 | 0 | 0 |  | 1227397.278 | 254196.972 | 0 |  | 12809999.5593 | 2093914.8007 | 0 |  | 0 | 0 | 0 |  | 4316.9192 | 721.7308 | 0 |  | 8503.9269 | 173.7531 | 0
#57 8012 | 8012 | 168034.2377 | 461506.3423 | 0 |  | 1095285.0319 | 2940241.0681 | 0 |  | 7724215.7416 | 21688343.9984 | 0 |  | 0 | 0 | 0 |  | 0 | 0 | 0 |  | 147755.23 | 0 | 0
#58 8016 | 8016
#59 8098 | 8098
#60 8017 | 8017
#61 8099 | 8099
#62 8004 | 8004
#63 8044 | 8044
#64 8036 | 8036
#65 8345 | 8345
#66 8037 | 8037 | 2228.2804 | 14885.4696 | 0 |  | 12137.9919 | 82476.9481 | 0 |  | 857763.3931 | 5728681.6069 | 0 |  | 0 | 0 | 0 |  | 0 | 0 | 0 |  | 0 | 0 | 0
#67 5041 & 8040 | 5041 & 8040 | 4949.8635 | 3014.5765 | 0 |  | 64209.7166 | 39352.2234 | 0 |  | 4209840.3164 | 2563638.9036 | 0 |  | 0 | 0 | 0 |  | 0 | 0 | 0 |  | 0 | 0 | 0
#68 5070 & 8034 | 5070 & 8034 | 159283.1748 | 155487.3252 | 0 |  | 22182376.7715 | 12457170.0085 | 0 |  | 83169041.5517 | 87654453.8383 | 0 |  | 0 | 0 | 0 |  | 0 | 0 | 0 |  | 55275.7414 | 2783141.6886 | 0
#69 8049 | 8049 | 18831.5688 | 3256.5012 | 0 |  | 5151040.37 | 179081.19 | 0 |  | 49348357.7235 | 9245378.1765 | 0 |  | 0 | 0 | 0 |  | 0 | 0 | 0 |  | 0 | 0 | 0
#70 5064 | 5064 | 10568.0864 | 41540.9036 | 0 |  | 1654160.7743 | 6377637.7557 | 0 |  | 12335932.6282 | 48580175.4718 | 0 |  | 0 | 0 | 0 |  | 92260.2661 | 362655.5139 | 0 |  | 0 | 34273.07 | 0
#71 5025 | 5025 | 33845.1121 | 29712.0479 | 0 |  | 50923.2849 | 44704.6851 | 0 |  | 6720744.5861 | 5900027.2739 | 0 |  | 0 | 0 | 0 |  | 0 | 0 | 0 |  | 0 | 0 | 0
#72 5052 | 5052 | 21969.428 | 13.312 | 0 |  | 1599574.9008 | 968.4892 | 0 |  | 68960888.2171 | 41786.3029 | 0 |  | 0 | 0 | 0 |  | 0 | 0 | 0 |  | 0 | 0 | 0
#73 5539 | 5539
#74 5599 | 5599
#75 5564 | 5564
#76 5518 | 5518
#77 5522 | 5522
#78 5548 | 5548
#79 5545 | 5545
#80 5530 | 5530
#81 5514 | 5514
#82 5508 | 5508
#83 5511 | 5511
#84 5547 | 5547
#85 5541 | 5541
#86 5553 | 5553
#87 5357 | 5357
#88 5566 | 5566
#89 2305 | 2305
#90 5512 | 5512
#91 5059 | 5059 | 110066.5435 | 996.8165 | 0 |  | 887876.5751 | 8041.0449 | 0 |  | 16696074.2509 | 148343.9391 | 0 |  | 0 | 0 | 0 |  | 29.3617 | 126.1583 | 0 |  | 638.5776 | 2743.7724 | 0
#92 5079 | 5079
#93 5358 | 5358
#94 2234 | 2234 | 0 | 0 | 0 |  | 0 | 0 | 0 |  | 1031433.83 | 0 | 0 |  | 0 | 0 | 0 |  | 0 | 0 | 0 |  | 46173.16 | 0 | 0
#95 8051-8055 | 8055 | 0 | 0 | 0 |  | 1973284.0389 | 0 | 1467932.5611 |  | 10632542.2841 | 0 | 7912468.8059 |  | 0 | 0 | 0 |  | 0 | 0 | 0 |  | 3878.5 | 0 | 0
#96 8074 | 8074
#97 8504 | 8504
#100 2303 | 2303
#101 2307 | 2307
#102 2309 | 2309
#106 2510 & 2560 | 2560
#107 5048 | 5048 | 0 | 45362.7069 | 3741.5231 |  | 0 | 11176.713 | 921.857 |  | 0 | 2302000.9635 | 189869.3965 |  | 0 | 0 | 0 |  | 0 | 0 | 0 |  | 0 | 0 | 0
#108 5049 | 5049
#109 8006 | 8006 | 0 | 0 | 0 |  | 7160591.6766 | 28045650.7334 | 0 |  | 9540110.3268 | 37365432.1132 | 0 |  | 0 | 0 | 0 |  | 0 | 0 | 0 |  | 0 | 0 | 0

## TL COST SUMMARY
TRANSMISSION LINE COST BY
OPERATING VOLTAGE / LOCATION NO.
AS OF DECEMBER 31, 2011
[12 empty] | 2011 |  | 2011
OPERATING VOLTAGE / |  | A C C O U N T N O. | [9 empty] | CIRCUIT | COST PER | NO.
LOCATION NO. |  | 350 | 352 | 353 | 354 | 355 | 356 | 357 | 358 | 359 | TOTAL | MILES | MILE | CIRCUITS
1000 kV TRANSMISSION LINES
4031 | DWP-EDSN CELILO-SYLMR LN | 0 | 95840.85 | 0 | 27220052.61 | 0 | 14611107.8 | 0 | 0 | 136840.9 | 42063842.16 | 336.1775 | 125124 | 2
4034 | DWP-EDSN CELILO-SYLMR LN | 0 | 540.83 | 0 | 7698607.48 | 0 | 5631427.23 | 0 | 0 | 668870.63 | 13999446.17 | 289.725 | 48320 | 1
TOTAL 1000kV T/L'S |  | 0 | 96382 | 0 | 34918660 | 0 | 20242535 | 0 | 0 | 805712 | 56063288 | 625.9025 | 89572 | 3
500 kV TRANSMISSION LINES
4026 | MIDWAY-VINCENT LINES 1&2 | 2910822.12 | 0 | 27104.88 | 19299340.94 | 85358.64 | 22941424.84 | 0 | 0 | 795535.38 | 46059586.8 | 225.4945 | 204260 | 2
4123 | LUGO-VINCENT LNES 1&2 | 1734921.02 | 0 | 16632.95 | 7757345.81 | 0 | 7143431.48 | 0 | 0 | 1890.59 | 16654221.85 | 94.3868 | 176447 | 2
4130 | MOHAVE-LUGO 500KV | 157989.61 | 0 | 0 | 420632.4 | 0 | 517455.16 | 0 | 0 | 19050.7 | 1115127.87 | 9.853 | 113176 | 1
4136 | LUGO-ELDORADO LN | 1330373 | 0 | 0 | 12189960.31 | 0 | 10420731.94 | 0 | 0 | 117747.17 | 24058812.42 | 150.6686 | 159680 | 1
4137 | LUGO-ELDORADO LN | 16589.08 | 0 | 0 | 2027936.36 | 0 | 1784137.46 | 0 | 0 | 20088.12 | 3848751.02 | 26.509 | 145187 | 1
4138 | LUGO-MIRA LOMA 2&3 | 9605387.32 | 0 | 98.19 | 26351975.41 | 118239.71 | 18451819.54 | 0 | 0 | 632859.44 | 55160379.61 | 96.5061 | 571574 | 3
4140 | MOHAVE-LUGO 500 KV LN | 278111.81 | 0 | 0 | 12178545.18 | 1375948.02 | 9649509.52 | 0 | 0 | 329332.83 | 23811447.36 | 165.9571 | 143480 | 1
4141 | MOHAVE-ELDORADO LN | 76199.12 | 0 | 0 | 1155537.99 | 0 | 1251359.25 | 0 | 0 | 55916.25 | 2539012.61 | 59.3947 | 42748 | 1
4143 | ELDORADO-BORDER 500 KV LN | 6166.88 | 0 | 0 | 2588095.03 | 0 | 1880705.48 | 0 | 0 | 145064.49 | 4620031.88 | 29.6458 | 155841 | 1
4148 | MIRA LOMA-SERRANO LN | 1696736.12 | 0 | 0 | 18384825.73 | 0 | 7820474.92 | 0 | 0 | 252983.4 | 28155020.17 | 28.7512 | 979264 | 2
4154 | LUGO-VICTORVLL EDSON-DWP | 751548.67 | 0 | 0 | 1157576.74 | 0 | 759625.13 | 0 | 0 | 0 | 2668750.54 | 7.5735 | 352380 | 1
4155 | MIDWAY-VINCENT LN 3 | 2956983.22 | 0 | 0 | 7540671.24 | 0 | 4581493.11 | 0 | 0 | 187772.25 | 15266919.82 | 52.6164 | 290155 | 1
4158 | LUCERNE-LUGO/MIRA LOMA LN | 498592.85 | 0 | 0 | 0 | 0 | 0 | 0 | 0 | 0 | 498592.85 | 0 | 0 | 0
4185 | DEVERS-PALO VERDE | 12546475.5 | 0 | 0 | 28772328.35 | 804.68 | 21381648.71 | 0 | 1151660.45 | 453081.41 | 64305999.1 | 126.4546 | 508530 | 1
4186 | DEVERS-PALO VERDE | 1194334.76 | 0 | 0 | 17297410.52 | 0 | 25189674.9 | 0 | 0 | 147244.76 | 43828664.94 | 112.0458 | 391167 | 1
4187 | DEVERS-VALLEY LNS 1,2 | 10444073.32 | 0 | 0 | 21195906.16 | 0 | 11949086.67 | 0 | 0 | 4790335.85 | 48379402 | 41.6012 | 1162933 | 1
4188 | SERRANO-VALLEY LN | 2858639.23 | 8043.41 | 0 | 22909118.48 | 515652.76 | 14833343.11 | 0 | 0 | 2448260.13 | 43573057.12 | 40.5209 | 1075323 | 1
4191 | VALLEY-INLAND 500KV TL | 0 | 0 | 0 | 3058.3 | 12338.3 | 4980.02 | 0 | 0 | 0 | 20377 | 0.92 | 22149 | 1
5069 | MIRA LOMA SUB | Refer Substation Study | Refer Substation Study | Refer Substation Study | 0 | 123409.71 | 53933.19 | 0 | 0 | 0 | 177343
5070 | VALLEY-500 KV | Refer Substation Study | Refer Substation Study | Refer Substation Study | 0 | 5822.64 | 2859.44 | 0 | 0 | 0 | 8682
5080 | SERRANO SUB | Refer Substation Study | Refer Substation Study | Refer Substation Study | 0 | 0 | 0 | 0 | 0 | 2236589.73 | 2236589.73
5090 | EL DORADO SUB(NEVADA) | Refer Substation Study | Refer Substation Study | Refer Substation Study | 0 | 0 | 0 | 0 | 0 | 94491.68 | 94491.68
8958 | SYLMAR-PAC INTERTIE | Refer Substation Study | Refer Substation Study | Refer Substation Study | 2505376.39 | 0 | 359913.49 | 0 | 0 | 0 | 2865289.88
TOTAL 500kV T/L'S |  | 49063944 | 8043 | 43836 | 203735641 | 2237574 | 160977607 | 0 | 1151660 | 12728244 | 429946551 | 1269 | 6494294 | 21
220 kV TRANSMISSION LINES
4045 |  | 179131.19 | 0 | 0 | 701607.26 | 0 | 453191.93 | 0 | 0 | 38005.61 | 1371935.99 | 12.9963 | 105564 | 2
4046 |  | 186657 | 0 | 0 | 214408.72 | 0 | 62108.41 | 0 | 0 | 0 | 463174.13 | 1.79 | 258756 | 1
4051 |  | 0 | 0 | 0 | 316356.16 | 0 | 204877.57 | 0 | 0 | 145317.42 | 666551.15 | 7.3539 | 90639 | 2
4059 |  | 13001.63 | 0 | 0 | 333663.38 | 0 | 202342.84 | 0 | 0 | 20952.76 | 569960.61 | 2.739 | 208091 | 1
4070 |  | 61040.14 | 0 | 0 | 344763.94 | 0 | 232145.83 | 0 | 0 | 11892.08 | 649841.99 | 4.424 | 146890 | 1
4101 |  | 1458745.99 | 278181.35 | 98474.79 | 22300100.71 | 1382053.92 | 30443253.2 | 0 | 0 | 1167288.67 | 57128098.63 | 354.2805 | 161251 | 20
4102 |  | 1466127.54 | 0 | 0 | 2085104.22 | 500489.31 | 1391079.1 | 0 | 0 | 0 | 5442800.17 | 8.4268 | 645892 | 6
4104 | OH | 1330950.5848 | 0 | 0 | 5814541.82 | 176103.17 | 3132692.71 |  |  | 230329.8471 | 10684618.1319 | 143.647 | 74381 | 10
4104 | UG | 384.5152 | 0 | 0 |  |  |  | 1479.86 | 260160.02 | 66.5429 | 262090.9381 | 0.0415 | 6315444
4107 |  | 2639645.79 | 326477.97 | 0 | 8888468.8 | 0 | 6813717.92 | 0 | 0 | 836446.35 | 19504756.83 | 270.7887 | 72029 | 10
4712 |  | A C C O U N T N O. 354: 90778824.77; A C C O U N T N O. 355: 0; A C C O U N T N O. 356: 9514634.94; A C C O U N T N O. 359: 0.02 | 100293459.73 | 21.52 | 4660476.7533 | 1
4108 |  | 8067990.54 | 3035776.63 | 0 | 14114756.31 | 1558476.38 | 14150890.85 | 105.92 | 0 | 454130.57 | 41382127.2 | 169.202 | 244572 | 5
4109 | [10 empty] | 0 | 0.3826 | 0 | 1
4111 |  | 1943.63 | 0 | 0 | 133733.62 | 0 | 155709.53 | 0 | 0 | 29428.59 | 320815.37 | 5.7906 | 55403 | 1
4113 |  | 874871.71 | 0 | 0 | 1841245.76 | 206178.44 | 2150449.19 | 0 | 0 | 631017.85 | 5703762.95 | 129.5531 | 44026 | 2
4114 |  | 3210586.56 | 539508.99 | 661181.77 | 13532583.64 | 147920.36 | 9682086.09 | 0 | 0 | 304171.08 | 28078038.49 | 129.5531 | 216730 | 13
4115 |  | 1607024.14 | 531634.83 | 2148.68 | 3599135.37 | 394606.06 | 2096242.82 | 0 | 0 | 27417.1 | 8258209 | 27.0668 | 305105 | 4
4116 | OH | 3557159.5964 | 173087.4941 | 2043.4 | 3216620.47 | 10134526.58 | 6778329.42 |  |  | 13416.6628 | 23875183.6232 | 90.4527 | 263952 | 13
4116 | UG | 37462.1236 | 1822.8659 | 21.52 |  |  |  | 180588.95 | 456827.96 | 141.2972 | 676864.7168 | 0.9526 | 710545
4117 |  | 1005508.84 | 7083.96 | 12857.19 | 15332990.96 | 693485.29 | 19819154.56 | 0 | 0 | 151161.8 | 37022242.6 | 305.1849 | 121311 | 5
4118 | * | 5517481.6641 | 131133.9141 | 2204.3148 | 17463595.3197 | 239219.1995 | 14140591.1392 | 0 | 0 | 184126.4395 | 37678351.9909 | 155.7535 | 241910 | 16
4119 |  | 2099779.51 | 71859.65 | 100.89 | 7928455.71 | 85176.26 | 14846644.51 | 0 | 0 | 52430.62 | 25084447.15 | 137.6463 | 182238 | 9
4120 |  | 4270254.47 | 298149.87 | 3380 | 6078503.14 | 880665.23 | 5638404.17 | 256.07 | 0 | 33420.09 | 17203033.04 | 124.6726 | 137986 | 14
4121 |  | 353928.47 | 0 | 0 | 2001171 | 186227.08 | 2052409.28 | 0 | 0 | 143697.42 | 4737433.25 | 135.4137 | 34985 | 2
4125 |  | 11414611.95 | 1769771.29 | 1918.11 | 31301974.59 | 492122.97 | 13806093.7 | 0 | 0 | 1781163.24 | 60567655.85 | 414.7472 | 146035 | 15
4127 |  | 19842.47 | 0 | 0 | 647655.18 | 0 | 549802.78 | 0 | 0 | 5205.42 | 1222505.85 | 85.0888 | 14367 | 4
4135 | * | 1783804.8448 | 0 | 0 | 9196931.338 | 2406295.9418 | 6685421.8328 | 0 | 0 | 97780.0413 | 20170233.9987 | 206.1454 | 97845 | 6
4144 |  | 9993.51 | 0 | 0 | 473674.37 | 0 | 429215.12 | 0 | 0 | 1023.29 | 913906.29 | 30.6359 | 29831 | 2
4147 | Designed at 500kV | 3855187.64 | 0 | 1880.02 | 2767069.92 | 0 | 1983886.92 | 0 | 0 | 145186.74 | 8753211.24 | 27.4832 | 318493 | 1
4153 |  | 309032.19 | 0 | 0 | 60375.01 | 810005.9 | 308138.48 | 0 | 0 | 23687.21 | 1511238.79 | 13.1274 | 115121 | 1
4156 |  | 12025290.05 | 0 | 0 | 2262699.96 | 6476819.39 | 2971325.74 | 0 | 0 | 38262.09 | 23774397.23 | 29.493 | 806103 | 3
4157 |  | 105605.4 | 18610.49 | 0 | 1994780.51 | 0 | 3584786.21 | 0 | 0 | 537026.46 | 6240809.07 | 20.5722 | 303361 | 1
4166 |  | 9034.39 | 0 | 0 | 164050.6 | 0 | 136430.68 | 0 | 0 | 0 | 309515.67 | 9.0272 | 34287 | 2
4168 |  | 4331.19 | 0 | 0 | 262365.32 | 0 | 526630.69 | 0 | 0 | 37889.78 | 831216.98 | 6.504 | 127801 | 1
4169 |  | 3565382.17 | 0 | 2701.36 | 8725005.19 | 398445.75 | 6065937.52 | 0 | 0 | 106152.06 | 18863624.05 | 297.6228 | 63381 | 9
4189 |  | 78247.82 | 0 | 0 | 1521458.25 | 0 | 1397143.66 | 0 | 0 | 0 | 2996849.73 | 6.4975 | 461231 | 2
4193 |  | 0 | 0 | 0 | 4152835.97 | 64888.06 | 2461080.46 | 0 | 0 | 0 | 6678804.49 | 4.6568 | 1434205 | 1
4756 |  | 1079576.73 | 0 | 0 | 6958865.29 | 568180.1 | 4604528.13 | 0 | 0 | 119281.33 | 13330431.58 | 120.3068 | 110804 | 3
4708 |  | 0 | 0 | 0 | 13746933.36 | 30818084.09 | 19251106.65 | 0 | 0 | 0 | 63816124.1 | 25.7 | 2483118 | 1
4644 |  |  | 0 | 0 | 27679225.5 | 2721999.36 | 13931303.82 | 0 | 0 | 89385747.43 | 133718276.11 | 26.39 | 5067006 | 1
5015 | GOULD SUB | Refer Substation Study | Refer Substation Study | Refer Substation Study | 0 | 0 | 0 | 0 | 0 | 4090.16 | 4090 | N/A
5053 | SANTA CLARA SUB | Refer Substation Study | Refer Substation Study | Refer Substation Study | 0 | 0 | 0 | 0 | 0 | 13555.04 | 13555 | N/A
5083 | VIEJO SUBSTATION | Refer Substation Study | Refer Substation Study | Refer Substation Study | 0 | 0 | 0 | 10.16 | 0 | 0 | 10 | N/A
TOTAL 220kV T/L'S |  | 72199616 | 7183099 | 788912 | 328936531 | 61341969 | 222653788.4021 | 182441 | 716988 | 96770909 | 790774254 | 3564 | 26911166 | 192
* Cost allocated between operating voltages by pole miles.
161 kV TRANSMISSION LINES
4759 |  | 33310 | 0 | 0 | 0 | 2000559.98 | 331263.41 | 0 | 0 | 4845.05 | 2369978.44 | 53.0211 | 44699 | 1
TOTAL 161kV T/L'S |  | 33310 | 0 | 0 | 0 | 2000560 | 331263.41 | 0 | 0 | 4845 | 2369978 | 53.0211 | 44699 | 1
115 kV TRANSMISSION LINES
4105 | OH | 15245.7863 | 536.8282 | 510.5183 | 9294.3471 | 186904.0407 | 75658.4783 |  |  | 730.428 | 288880.4269 | 2.3711 | 121834
4106 | *OH | 202756.4466 | 0 | 0 | 350.5979 | 1848864.7594 | 1674859.3732 |  |  | 0 | 3726831.1772 | 20.8616 | 178646 | 12
4135 | *Designed at 220kV | 428120.9852 | 0 | 0 | 2207303.852 | 577521.5782 | 1604530.5572 | 0 | 0 | 23467.6387 | 4840944.6113 | 49.4758 | 97845 | 1
4731 |  | 0 | 0 | 0 | 0 | 112574.29 | 40738.64 | 0 | 0 | 0 | 153312.93 | 6.3408 | 24179 | 1
4732 |  | 0 | 0 | 0 | 0 | 237244.76 | 87312.19 | 0 | 0 | 0 | 324556.95 | 4.4585 | 72795 | 1
4735 | * | 47.2603 | 0 | 0 | 4007.7043 | 52450.9328 | 18395.2586 | 0 | 0 | 0 | 74901.156 | 4.4585 | 16800 | 1
4750 | OH* | 14060673.4194 | 2848.2771 | 421783.5388 | 3903979.9327 | 88758753.7691 | 50167836.1421 |  |  | 1837204.0471 | 159153079.1263 | 1640.7216 | 97002 | 105
4750 | UG* | 119254.9102 | 24.1575 | 3577.3363 |  |  |  | 2929262.7 | 13306603.3 | 15582.1558 | 16374304.5599 | 13.9157 | 1176678
4750 | Mirage-Santa Rosa Line OH | [9 empty] | included in totals above | 6.0187
4750 | UG * Kramer Victor Line | [9 empty] | included in totals above | 0.12
4781 |  | 1277.33 | 0 | 0 | 98306.88 | 43204.47 | 94967.69 | 0 | 0 | 1376.41 | 239132.78 | 29.0197 | 8240 | 1
4782 |  | 165196.31 | 0 | 0 | 327794.67 | 91897.83 | 580044.74 | 0 | 0 | 21669.13 | 1186602.68 | 100.8033 | 11771 | 1
TOTAL 115kV T/L'S |  | 14992572 | 3409 | 425871 | 6551038 | 91909416 | 54344343.0694 | 2929263 | 13306603 | 1900030 | 186362546 | 1878.5654 | 99205 | 123
66 / 55 / 33 kV TRANSMISSION LINES
4105 | OH | 29897030.6153 | 1052721.6762 | 1001127.7805 | 18226241.2429 | 366519359.8693 | 148366493.0017 |  |  | 1432371.4787 | 566495345.6646 | 4649.7339 | 121834 | 800
4105 | UG | 2078120.0718 | 73173.8905 | 69587.6377 |  |  |  | 39832966.9205 | 161607375.3786 | 99563.0622 | 203760786.9614 | 323.1995 | 630449
4105 | UG 33kV | 12198.6866 | 429.535 | 408.4835 |  |  |  | 233821.8495 | 948644.7614 | 584.441 | 1196087.757 | 1.8972
4105 | Antelope Ritter Ranch No.2 OH | [9 empty] | included in totals above | 10.8
4105 | Antelope Ritter Ranch No.2 UG | [9 empty] | included in totals above | 0.7672
4105 | Antelope Quartz Hill No.2 OH | [9 empty] | included in totals above | 6.2
4105 | Antelope Quartz Hill No.2 UG | [9 empty] | included in totals above | 0.6481
4106 | OH* | 304843.194 | 0 | 0 | 527.1221 | 2779757.9206 | 2518141.7868 |  |  | 0 | 5603270.0235 | 31.3653 | 178646 | 41
4106 | UG* | 55521.4594 | 0 | 0 |  |  |  | 1292809.16 | 3036715.91 | 0 | 4385046.5294 | 5.7126 | 767610
4118 | * | 138881.5459 | 3300.7959 | 55.4852 | 439579.3703 | 6021.4305 | 355935.4208 |  |  | 4634.6805 | 948408.7291 | 3.9205 | 241910 | 2
4124 |  | 485.44 | 0 | 0 | 48889.82 | 312250.51 | 202021.82 | 1342.72 | 68591.12 | 0 | 633581.43 | 0 | 0 | 0
4128 | Lytle Creek 12kV Line | 0 | 0 | 0 | 0 | 1240.39 | 1276.89 | 0 | 0 | 0 | 2517.28 | 0 | 0 | 0
4129 |  | 38460.07 | 0 | 0 | 345086.64 | 1085413.8 | 744432.25 | 0 | 0 | 0 | 2213392.76 | 88.5833 | 24987 | 2
4132 |  | 3146.16 | 0 | 0 | 60500.2 | 0 | 37257.47 | 0 | 0 | 40795.49 | 141699.32 | 3.7956 | 37333 | 2
4133 |  | 53165.17 | 0 | 0 | 7515.75 | 3257095.54 | 340110.97 | 0 | 0 | 11454.69 | 3669342.12 | 37.8676 | 96899 | 1
4139 |  | 516.81 | 0 | 0 | 0 | 130596.29 | 96083.08 | 0 | 0 | 0 | 227196.18 | 2.3069 | 98485 | 1
4142 |  | 25409.4 | 0 | 0 | 0 | 2453840.39 | 85829.66 | 0 | 0 | 0 | 2565079.45 | 31.8997 | 80411 | 1
4149 |  | 232 | 0 | 0 | 0 | 60362.97 | 26752.44 | 0 | 0 | 1092.91 | 88440.32 | 3.9924 | 22152 | 1
4705 | OH | 242709.5601 | 3288.7334 | 0 | 0 | 2992713.17 | 1329196.82 | 0 | 0 | 35774.6732 | 4603682.9567 | 105.292 | 43723 | 10
4705 | UG | 505.2799 | 6.8466 | 0 |  |  |  | 0 | 0 | 74.4768 | 586.6033 | 0.2192 | 2676
4730 |  | 10584.86 | 0 | 0 | 0 | 362698.87 | 298966.5 | 0 | 0 | 0 | 672250.23 | 7.2159 | 93162 | 1
4735 | *Designed at 115kV | 90.4397 | 0 | 0 | 7669.3357 | 100372.6272 | 35202.0514 | 0 | 0 | 0 | 143334.454 | 8.532 | 16800 | 2
4750 | OH*Designed at 115kV | 145506.8104 | 29.4754 | 4364.8249 | 40400.3173 | 918519.5309 | 519161.6079 |  |  | 19012.2971 | 1646994.8638 | 16.979 | 97002 | 3
TOTAL 66 / 55 / 33kV T/L'S |  | 33007408 | 1132951 | 1075544 | 19176410 | 380980243 | 154956861.7685 | 41360941 | 165661327 | 1645358 | 798997044 | 5340.9279 | 149599 | 867
TOTAL ALL T/L'S |  | 169296850 | 8423884 | 2334163 | 593318280 | 538469762 | 613506398.65 | 44472645 | 180836578 | 113855098 | 2264513661 | 12731.4169 | 177868 | 1207
* Cost allocated between operating voltages by pole miles.
| EOY 2010 | 169095712 | 8926648 | 2604680 | 667092548 | 509623685 | 610616959 | 41087270 | 172482750 | 31912656 | 2466550800
| Difference | 185893 | -503301 | -271027 | -73783562 | 28659173 | 2813781.1717 | 3385375 | 8353828 | 81941711 | 50781871.1717
4XXX locns excluded from Study
4300 | MET T/S REGION | 0 | 131348.09 | 14695.55 | 0 | 2443528.17 | 97454.83 | 0 | 0 | 0 | 2687027
4207 | E.MAGUNDEN-ANTELOPE 220KV | 0 | 25798.08 | 0 | 0 | 0 | 0 | 0 | 0 | 0 | 25798
4400 | COASTAL T/S REGION | 3127.1 | 0 | 12363.33 | 0 | 727618.76 | 95686.92 | 1437203.87 | 2604511.86 | 0 | 4880512
4500 | EASTERN T/S REGION | 0 | 41481.28 | 21656.5 | 1780765.37 | 196219.95 | 812362.25 | 0 | 0 | 37735.17 | 2890221
4600 | Northern T/S Region | 0 | 106617.96 | 21514.78 | 5961884.94 | 3620101.61 | 3169131.87 | 0 | 0 | 0 | 12879251
4700 | Eastern T/S Region | 33304.81 | 0 | 1232.87 | 0 | 0 | 0 | 0 | 0 | 0 | 34538
4820 | ELLIS-HNGTN BCH#1-4 220KV | 0 | 0 | 0 | 0 | 23.11 | 0 | 0 | 0 | 0
4800 | VAR. TRANS. LINES-S/E DIV | 2930.68 | 32032.13 | 3629.72 | 0 | 258202.61 | 0 | 0 | 0 | 0 | 296795
|  | 39363 | 337278 | 75093 | 7742650 | 7245694 | 4174636 | 1437204 | 2604512 | 37735 | 23694142
Non 4xxx locns excluded from Study*
1250 | MOUNTAINVIEW POWER-COMMON | Refer to Substation Study | Refer to Substation Study | Refer to Substation Study | 0 | 0 | 0 | 0 | 0 | 0 | 0
1320 | MOHAVE GENERATING STATION | Refer to Substation Study | Refer to Substation Study | Refer to Substation Study | 0 | 0 | 0 | 0 | 0 | 0 | 0
1330 | FOUR CORNERS(NEW MEX) | Refer to Substation Study | Refer to Substation Study | Refer to Substation Study | 0 | 0 | 0 | 0 | 0 | 0 | 0
1451 | EDISON ITAC | Refer to Substation Study | Refer to Substation Study | Refer to Substation Study | 0 | 0 | 0 | 0 | 0 | 0 | 0
1808 | SAN ONOFRE-COMMON 1,2,3 | Refer to Substation Study | Refer to Substation Study | Refer to Substation Study | 0 | 0 | 0 | 0 | 0 | 0 | 0
1809 | SAN ONOFRE-COMMON 2,3 | Refer to Substation Study | Refer to Substation Study | Refer to Substation Study | 0 | 0 | 0 | 0 | 0 | 0 | 0
1810 | SAN ONOFRE-UNIT 1 | Refer to Substation Study | Refer to Substation Study | Refer to Substation Study | 0 | 0 | 0 | 0 | 0 | 0 | 0
1812 | SAN ONOFRE-UNIT 2 | Refer to Substation Study | Refer to Substation Study | Refer to Substation Study | 0 | 0 | 0 | 0 | 0 | 0 | 0
1818 | SAN ONOFRE-UNIT 3 | Refer to Substation Study | Refer to Substation Study | Refer to Substation Study | 0 | 0 | 0 | 0 | 0 | 0 | 0
1824 | SONGS 2,3 SPARE PARTS | Refer to Substation Study | Refer to Substation Study | Refer to Substation Study | 0 | 0 | 0 | 0 | 0 | 0 | 0
1839 | SONGS COMMON 2 & 3- (INC) | Refer to Substation Study | Refer to Substation Study | Refer to Substation Study | 0 | 0 | 0 | 0 | 0 | 0 | 0
1860 | PALOVERDE NUCL GEN PLT-U1 | Refer to Substation Study | Refer to Substation Study | Refer to Substation Study | 232240.58 | 0 | 84726.59 | 0 | 0 | 0 | 316967
1864 | PALO VERDE-UNIT 2 | Refer to Substation Study | Refer to Substation Study | Refer to Substation Study | 181544.74 | 0 | 96210.29 | 0 | 0 | 0 | 277755
1866 | PALO VERDE-UNIT 3 | Refer to Substation Study | Refer to Substation Study | Refer to Substation Study | 253332.19 | 0 | 92248.5 | 0 | 0 | 0 | 345581
1867 | PALOVERDE-COMMON 1,2,3 | Refer to Substation Study | Refer to Substation Study | Refer to Substation Study | 0 | 0 | 0 | 0 | 0 | 0 | 0
1869 | PALOVERDE-SWITCHYARD | Refer to Substation Study | Refer to Substation Study | Refer to Substation Study | 0 | 0 | 0 | 0 | 0 | 0 | 0
1999 | SAN BRDNO-220 KV SWTCHYRD | Refer to Substation Study | Refer to Substation Study | Refer to Substation Study | 0 | 0 | 0 | 0 | 0 | 0 | 0
2150 | MAMMOTH POOL LAKE-FP 2085 | Refer to Substation Study | Refer to Substation Study | Refer to Substation Study | 0 | 0 | 0 | 0 | 0 | 0 | 0
2202 | BIG CREEK CANYON | Refer to Substation Study | Refer to Substation Study | Refer to Substation Study | 0 | 0 | 0 | 0 | 0 | 0 | 0
2211 | BIG CREEK NO.1 | Refer to Substation Study | Refer to Substation Study | Refer to Substation Study | 0 | 0 | 0 | 0 | 0 | 0 | 0
2212 | BIG CREEK NO.2 | Refer to Substation Study | Refer to Substation Study | Refer to Substation Study | 0 | 0 | 0 | 0 | 0 | 0 | 0
2229 | BIG CREEK NO.8 | Refer to Substation Study | Refer to Substation Study | Refer to Substation Study | 0 | 0 | 0 | 0 | 0 | 0 | 0
2230 | BIG CREEK NO.3 | Refer to Substation Study | Refer to Substation Study | Refer to Substation Study | 0 | 0 | 0 | 0 | 0 | 0 | 0
2234 | BIG CREEK NO.2A | Refer to Substation Study | Refer to Substation Study | Refer to Substation Study | 0 | 0 | 0 | 0 | 0 | 0 | 0
2236 | BIG CREEK NO.4 | Refer to Substation Study | Refer to Substation Study | Refer to Substation Study | 0 | 0 | 0 | 0 | 0 | 0 | 0
2237 | PORTAL POWER PLANT | Refer to Substation Study | Refer to Substation Study | Refer to Substation Study | 0 | 0 | 0 | 0 | 0 | 0 | 0
2238 | MAMMOTH POOL | Refer to Substation Study | Refer to Substation Study | Refer to Substation Study | 0 | 0 | 0 | 0 | 0 | 0 | 0
2239 | EASTWOOD POWER STATION | Refer to Substation Study | Refer to Substation Study | Refer to Substation Study | 0 | 0 | 0 | 0 | 0 | 0 | 0
2300 | HYDRO PRODUCTION | Refer to Substation Study | Refer to Substation Study | Refer to Substation Study | 0 | 0 | 0 | 0 | 0 | 0 | 0
2301 | SNTA ANA RV&MILL CRK CNYN | Refer to Substation Study | Refer to Substation Study | Refer to Substation Study | 0 | 0 | 0 | 0 | 0 | 0 | 0
2303 | LYTLE CRK&SN ANTONIO CNYN | Refer to Substation Study | Refer to Substation Study | Refer to Substation Study | 0 | 0 | 0 | 0 | 0 | 0 | 0
2305 | KERN RIVER CANYON | Refer to Substation Study | Refer to Substation Study | Refer to Substation Study | 0 | 0 | 0 | 0 | 0 | 0 | 0
2307 | KAWEAH RIVER CANYON | Refer to Substation Study | Refer to Substation Study | Refer to Substation Study | 0 | 0 | 0 | 0 | 0 | 0 | 0
2309 | SAN GORGONIO CANYON | Refer to Substation Study | Refer to Substation Study | Refer to Substation Study | 0 | 0 | 0 | 0 | 0 | 0 | 0
2313 | KERN RIVER NO.1 | Refer to Substation Study | Refer to Substation Study | Refer to Substation Study | 0 | 0 | 0 | 0 | 0 | 0 | 0
2314 | BOREL | Refer to Substation Study | Refer to Substation Study | Refer to Substation Study | 0 | 0 | 0 | 0 | 0 | 0 | 0
2315 | SANTA ANA NO.1 | Refer to Substation Study | Refer to Substation Study | Refer to Substation Study | 0 | 0 | 0 | 0 | 0 | 0 | 0
2317 | SANTA ANA NO.3 | Refer to Substation Study | Refer to Substation Study | Refer to Substation Study | 0 | 0 | 0 | 0 | 0 | 0 | 0
2318 | MILL CREEK NO.1 | Refer to Substation Study | Refer to Substation Study | Refer to Substation Study | 0 | 0 | 0 | 0 | 0 | 0 | 0
2319 | MILL CREEK NO.2&3 | Refer to Substation Study | Refer to Substation Study | Refer to Substation Study | 0 | 0 | 0 | 0 | 0 | 0 | 0
2324 | KAWEAH NO.1 | Refer to Substation Study | Refer to Substation Study | Refer to Substation Study | 0 | 0 | 0 | 0 | 0 | 0 | 0
2325 | KAWEAH NO.2 | Refer to Substation Study | Refer to Substation Study | Refer to Substation Study | 0 | 0 | 0 | 0 | 0 | 0 | 0
2326 | KAWEAH NO.3 | Refer to Substation Study | Refer to Substation Study | Refer to Substation Study | 0 | 0 | 0 | 0 | 0 | 0 | 0
2327 | LOWER TULE RIVER | Refer to Substation Study | Refer to Substation Study | Refer to Substation Study | 0 | 0 | 0 | 0 | 0 | 0 | 0
2328 | KERN RIVER NO.3 | Refer to Substation Study | Refer to Substation Study | Refer to Substation Study | 0 | 0 | 0 | 0 | 0 | 0 | 0
2331 | ONTARIO NO.1 | Refer to Substation Study | Refer to Substation Study | Refer to Substation Study | 0 | 0 | 0 | 0 | 0 | 0 | 0
2500 | EASTERN HYDRO REGION | Refer to Substation Study | Refer to Substation Study | Refer to Substation Study | 0 | 0 | 0 | 0 | 0 | 0 | 0
2501 | BISHOP CREEK CANYON | Refer to Substation Study | Refer to Substation Study | Refer to Substation Study | 0 | 0 | 0 | 0 | 0 | 0 | 0
2503 | MONO BASIN | Refer to Substation Study | Refer to Substation Study | Refer to Substation Study | 0 | 0 | 0 | 0 | 0 | 0 | 0
2510 | LUNDY | Refer to Substation Study | Refer to Substation Study | Refer to Substation Study | 0 | 0 | 0 | 0 | 0 | 0 | 0
2512 | POOLE | Refer to Substation Study | Refer to Substation Study | Refer to Substation Study | 0 | 0 | 0 | 0 | 0 | 0 | 0
2514 | RUSH CREEK | Refer to Substation Study | Refer to Substation Study | Refer to Substation Study | 0 | 0 | 0 | 0 | 0 | 0 | 0
2522 | BISHOP CREEK NO.2 | Refer to Substation Study | Refer to Substation Study | Refer to Substation Study | 0 | 0 | 0 | 0 | 0 | 0 | 0
2523 | BISHOP CREEK NO.3 | Refer to Substation Study | Refer to Substation Study | Refer to Substation Study | 0 | 0 | 0 | 0 | 0 | 0 | 0
2524 | BISHOP CREEK NO.4 | Refer to Substation Study | Refer to Substation Study | Refer to Substation Study | 0 | 0 | 0 | 0 | 0 | 0 | 0
2525 | BISHOP CREEK NO.5 | Refer to Substation Study | Refer to Substation Study | Refer to Substation Study | 0 | 0 | 0 | 0 | 0 | 0 | 0
2526 | BISHOP CREEK NO.6 | Refer to Substation Study | Refer to Substation Study | Refer to Substation Study | 0 | 0 | 0 | 0 | 0 | 0 | 0
2553 | FISH LAKE VALLEY METERING | Refer to Substation Study | Refer to Substation Study | Refer to Substation Study | 0 | 0 | 0 | 0 | 0 | 0 | 0
2556 | CONTROL STATION | Refer to Substation Study | Refer to Substation Study | Refer to Substation Study | 0 | 40797.77 | 25498.72 | 0 | 0 | 0 | 66296
2557 | CASA DIABLO | Refer to Substation Study | Refer to Substation Study | Refer to Substation Study | 0 | 0 | 0 | 0 | 0 | 0 | 0
2560 | LUNDY | Refer to Substation Study | Refer to Substation Study | Refer to Substation Study | 0 | 0 | 0 | 0 | 0 | 0 | 0
2561 | LEE VINING | Refer to Substation Study | Refer to Substation Study | Refer to Substation Study | 0 | 0 | 0 | 0 | 0 | 0 | 0
2570 | INYO | Refer to Substation Study | Refer to Substation Study | Refer to Substation Study | 0 | 0 | 0 | 0 | 0 | 0 | 0
2571 | SHERWIN | Refer to Substation Study | Refer to Substation Study | Refer to Substation Study | 0 | 0 | 0 | 0 | 0 | 0 | 0
2582 | ZACK | Refer to Substation Study | Refer to Substation Study | Refer to Substation Study | 0 | 0 | 0 | 0 | 0 | 0 | 0
2598 | MT. TOM | Refer to Substation Study | Refer to Substation Study | Refer to Substation Study | 0 | 0 | 0 | 0 | 0 | 0 | 0
3717 | DAF INDAL 500KW WND TURBN | Refer to Substation Study | Refer to Substation Study | Refer to Substation Study | 0 | 0 | 0 | 0 | 0 | 0 | 0
5000 | SUBSTN DIV | Refer to Substation Study | Refer to Substation Study | Refer to Substation Study | 0 | 0 | 0 | 0 | 0 | 0 | 0
5001 | METRO GOM MAINT | Refer to Substation Study | Refer to Substation Study | Refer to Substation Study | 0 | 0 | 0 | 0 | 0 | 0 | 0
5011 | EAGLE ROCK SUB | Refer to Substation Study | Refer to Substation Study | Refer to Substation Study | 0 | 0 | 0 | 0 | 0 | 0 | 0
5012 | MESA SUB | Refer to Substation Study | Refer to Substation Study | Refer to Substation Study | 0 | 0 | 0 | 0 | 0 | 0 | 0
5013 | RIO HONDO SUB | Refer to Substation Study | Refer to Substation Study | Refer to Substation Study | 0 | 0 | 0 | 0 | 0 | 0 | 0
5014 | WALNUT SUB | Refer to Substation Study | Refer to Substation Study | Refer to Substation Study | 0 | 0 | 0 | 0 | 0 | 0 | 0
5016 | LEBEC SUBSTATION | Refer to Substation Study | Refer to Substation Study | Refer to Substation Study | 0 | 0 | 0 | 0 | 0 | 0 | 0
5018 | COTTONWIND SUB | Refer to Substation Study | Refer to Substation Study | Refer to Substation Study | 0 | 0 | 0 | 0 | 0 | 0 | 0
5019 | HARBORGEN SUB | Refer to Substation Study | Refer to Substation Study | Refer to Substation Study | 0 | 0 | 0 | 0 | 0 | 0 | 0
5021 | LA FRESA SUB | Refer to Substation Study | Refer to Substation Study | Refer to Substation Study | 0 | 0 | 0 | 0 | 0 | 0 | 0
5022 | ARCOGEN SUB | Refer to Substation Study | Refer to Substation Study | Refer to Substation Study | 0 | 0 | 0 | 0 | 0 | 0 | 0
5023 | EL NIDO SUB | Refer to Substation Study | Refer to Substation Study | Refer to Substation Study | 0 | 0 | 0 | 0 | 0 | 0 | 0
5024 | LA CIENEGA SUB | Refer to Substation Study | Refer to Substation Study | Refer to Substation Study | 0 | 0 | 0 | 0 | 0 | 0 | 0
5025 | ALAMITOS SWITCHRACK SUB | Refer to Substation Study | Refer to Substation Study | Refer to Substation Study | 0 | 0 | 0 | 0 | 0 | 0 | 0
5026 | EL SEGUNDO SWITCHRACK SUB | Refer to Substation Study | Refer to Substation Study | Refer to Substation Study | 0 | 0 | 0 | 0 | 0 | 0 | 0
5027 | LG BCH SWITCHRACK SUB | Refer to Substation Study | Refer to Substation Study | Refer to Substation Study | 0 | 0 | 0 | 0 | 0 | 0 | 0
5028 | REDONDO SWITCHRACK SUB | Refer to Substation Study | Refer to Substation Study | Refer to Substation Study | 0 | 0 | 0 | 0 | 0 | 0 | 0
5031 | MAGUNDEN SUB | Refer to Substation Study | Refer to Substation Study | Refer to Substation Study | 0 | 0 | 0 | 0 | 0 | 0 | 0
5032 | MIDWAY SUB | Refer to Substation Study | Refer to Substation Study | Refer to Substation Study | 0 | 0 | 0 | 0 | 0 | 0 | 0
5033 | RECTOR SUB | Refer to Substation Study | Refer to Substation Study | Refer to Substation Study | 0 | 0 | 0 | 0 | 0 | 0 | 0
5034 | SPRINGVILLE SUB | Refer to Substation Study | Refer to Substation Study | Refer to Substation Study | 0 | 0 | 0 | 0 | 0 | 0 | 0
5035 | VESTAL SUB | Refer to Substation Study | Refer to Substation Study | Refer to Substation Study | 0 | 0 | 0 | 0 | 0 | 0 | 0
5036 | PASTORIA SUB | Refer to Substation Study | Refer to Substation Study | Refer to Substation Study | 0 | 0 | 0 | 0 | 0 | 0 | 0
5038 | NO. T/S REG OFC/VALENCIA | Refer to Substation Study | Refer to Substation Study | Refer to Substation Study | 0 | 0 | 0 | 0 | 0 | 0 | 0
5040 | EAGLE MT. SUB | Refer to Substation Study | Refer to Substation Study | Refer to Substation Study | 0 | 0 | 0 | 0 | 0 | 0 | 0
5041 | INYOKERN SUB | Refer to Substation Study | Refer to Substation Study | Refer to Substation Study | 0 | 0 | 0 | 0 | 0 | 0 | 0
5042 | KRAMER SUB | Refer to Substation Study | Refer to Substation Study | Refer to Substation Study | 0 | 0 | 0 | 0 | 0 | 0 | 0
5043 | CIMA SUB | Refer to Substation Study | Refer to Substation Study | Refer to Substation Study | 0 | 0 | 0 | 0 | 0 | 0 | 0
5044 | CLWTR SWITCHRACKS 1,2 | Refer to Substation Study | Refer to Substation Study | Refer to Substation Study | 0 | 0 | 0 | 0 | 0 | 0 | 0
5045 | MOHAVE SWITCHRACK | Refer to Substation Study | Refer to Substation Study | Refer to Substation Study | 0 | 0 | 0 | 0 | 0 | 0 | 0
5046 | CLWTR SWITCHRACK 3,4 SUB | Refer to Substation Study | Refer to Substation Study | Refer to Substation Study | 0 | 0 | 0 | 0 | 0 | 0 | 0
5047 | RANCHO VISTA SUB | Refer to Substation Study | Refer to Substation Study | Refer to Substation Study | 0 | 0 | 0 | 0 | 0 | 0 | 0
5048 | MANDALAY SWITCHRACK SUB | Refer to Substation Study | Refer to Substation Study | Refer to Substation Study | 0 | 0 | 0 | 0 | 0 | 0 | 0
5049 | ORMOND BCH SWITCHRACK SUB | Refer to Substation Study | Refer to Substation Study | Refer to Substation Study | 0 | 0 | 0 | 0 | 0 | 0 | 0
5050 | PARDEE SUB | Refer to Substation Study | Refer to Substation Study | Refer to Substation Study | 0 | 0 | 0 | 0 | 0 | 0 | 0
5051 | SAUGUS SUB | Refer to Substation Study | Refer to Substation Study | Refer to Substation Study | 0 | 0 | 0 | 0 | 0 | 0 | 0
5052 | ANTELOPE SUB | Refer to Substation Study | Refer to Substation Study | Refer to Substation Study | 0 | 0 | 0 | 0 | 0 | 0 | 0
5054 | VINCENT SUB | Refer to Substation Study | Refer to Substation Study | Refer to Substation Study | 0 | 0 | 0 | 0 | 0 | 0 | 0
5055 | GOLETA SUB | Refer to Substation Study | Refer to Substation Study | Refer to Substation Study | 0 | 0 | 0 | 0 | 0 | 0 | 0
5056 | MOORPARK SUB | Refer to Substation Study | Refer to Substation Study | Refer to Substation Study | 0 | 0 | 0 | 0 | 0 | 0 | 0
5058 | SYLMAR SUB | Refer to Substation Study | Refer to Substation Study | Refer to Substation Study | 0 | 0 | 0 | 0 | 0 | 0 | 0
5059 | BAILEY SUB | Refer to Substation Study | Refer to Substation Study | Refer to Substation Study | 0 | 0 | 0 | 0 | 0 | 0 | 0
5060 | PADUA SUB | Refer to Substation Study | Refer to Substation Study | Refer to Substation Study | 0 | 0 | 0 | 0 | 0 | 0 | 0
5061 | LUGO SUB | Refer to Substation Study | Refer to Substation Study | Refer to Substation Study | 0 | 0 | 0 | 0 | 0 | 0 | 0
5062 | CHINO SUB | Refer to Substation Study | Refer to Substation Study | Refer to Substation Study | 0 | 0 | 0 | 0 | 0 | 0 | 0
5063 | JULIAN HINDS SUB | Refer to Substation Study | Refer to Substation Study | Refer to Substation Study | 0 | 0 | 0 | 0 | 0 | 0 | 0
5064 | VISTA SUB | Refer to Substation Study | Refer to Substation Study | Refer to Substation Study | 0 | 0 | 0 | 0 | 0 | 0 | 0
5065 | PISGAH SUB | Refer to Substation Study | Refer to Substation Study | Refer to Substation Study | 0 | 0 | 0 | 0 | 0 | 0 | 0
5066 | GENE SUB | Refer to Substation Study | Refer to Substation Study | Refer to Substation Study | 0 | 0 | 0 | 0 | 0 | 0 | 0
5067 | DEVERS SUB | Refer to Substation Study | Refer to Substation Study | Refer to Substation Study | 0 | 0 | 0 | 0 | 0 | 0 | 0
5068 | CAMINO SUB | Refer to Substation Study | Refer to Substation Study | Refer to Substation Study | 0 | 0 | 0 | 0 | 0 | 0 | 0
5071 | HINSON SUB | Refer to Substation Study | Refer to Substation Study | Refer to Substation Study | 0 | 0 | 0 | 0 | 0 | 0 | 0
5072 | VELASCO SUB | Refer to Substation Study | Refer to Substation Study | Refer to Substation Study | 0 | 0 | 0 | 0 | 0 | 0 | 0
5073 | LIGHTHIPE SUB | Refer to Substation Study | Refer to Substation Study | Refer to Substation Study | 0 | 0 | 0 | 0 | 0 | 0 | 0
5074 | LAGUNA BELL SUB | Refer to Substation Study | Refer to Substation Study | Refer to Substation Study | 0 | 0 | 0 | 0 | 0 | 0 | 0
5075 | DEL AMO SUB | Refer to Substation Study | Refer to Substation Study | Refer to Substation Study | 0 | 0 | 0 | 0 | 0 | 0 | 0
5078 | HUNTINGTON BCH SWITCHRCK | Refer to Substation Study | Refer to Substation Study | Refer to Substation Study | 0 | 0 | 0 | 0 | 0 | 0 | 0
5079 | WIND HUB SUB | Refer to Substation Study | Refer to Substation Study | Refer to Substation Study | 0 | 0 | 0 | 0 | 0 | 0 | 0
5081 | BARRE SUB | Refer to Substation Study | Refer to Substation Study | Refer to Substation Study | 0 | 0 | 0 | 0 | 0 | 0 | 0
5082 | VILLA PARK SUB | Refer to Substation Study | Refer to Substation Study | Refer to Substation Study | 0 | 0 | 0 | 0 | 0 | 0 | 0
5084 | CENTER SUB | Refer to Substation Study | Refer to Substation Study | Refer to Substation Study | 0 | 0 | 0 | 0 | 0 | 0 | 0
5085 | JOHANNA SUB | Refer to Substation Study | Refer to Substation Study | Refer to Substation Study | 0 | 0 | 0 | 0 | 0 | 0 | 0
5086 | ELLIS SUB | Refer to Substation Study | Refer to Substation Study | Refer to Substation Study | 0 | 0 | 0 | 0 | 0 | 0 | 0
5087 | OLINDA SUB | Refer to Substation Study | Refer to Substation Study | Refer to Substation Study | 0 | 0 | 0 | 0 | 0 | 0 | 0
5088 | SANTIAGO SUB | Refer to Substation Study | Refer to Substation Study | Refer to Substation Study | 0 | 0 | 0 | 0 | 0 | 0 | 0
5089 | LEWIS SUB | Refer to Substation Study | Refer to Substation Study | Refer to Substation Study | 0 | 0 | 0 | 0 | 0 | 0 | 0
5091 | MEAD SUB | Refer to Substation Study | Refer to Substation Study | Refer to Substation Study | 0 | 0 | 0 | 0 | 0 | 0 | 0
5092 | MOENKOPI SUB | Refer to Substation Study | Refer to Substation Study | Refer to Substation Study | 0 | 0 | 0 | 0 | 0 | 0 | 0
5093 | WEST SERIES CAPACITORS | Refer to Substation Study | Refer to Substation Study | Refer to Substation Study | 0 | 0 | 0 | 0 | 0 | 0 | 0
5094 | EAST SERIES CAPACITORS 1 | Refer to Substation Study | Refer to Substation Study | Refer to Substation Study | 0 | 0 | 0 | 0 | 0 | 0 | 0
5095 | TRITON SUB | Refer to Substation Study | Refer to Substation Study | Refer to Substation Study | 0 | 0 | 0 | 0 | 0 | 0 | 0
5096 | ETIWANDA SWITCHRACK SUB | Refer to Substation Study | Refer to Substation Study | Refer to Substation Study | 0 | 0 | 0 | 0 | 0 | 0 | 0
5097 | PALO VERDE SWITCHRACK SUB | Refer to Substation Study | Refer to Substation Study | Refer to Substation Study | 0 | 0 | 0 | 0 | 0 | 0 | 0
5100 | METRO REGION | Refer to Substation Study | Refer to Substation Study | Refer to Substation Study | 0 | 0 | 0 | 0 | 0 | 0 | 0
5101 | ALHAMBRA SUB | Refer to Substation Study | Refer to Substation Study | Refer to Substation Study | 0 | 0 | 0 | 0 | 0 | 0 | 0
5107 | BANDINI SUB | Refer to Substation Study | Refer to Substation Study | Refer to Substation Study | 0 | 0 | 0 | 0 | 0 | 0 | 0
5109 | BICKNELL SUB | Refer to Substation Study | Refer to Substation Study | Refer to Substation Study | 0 | 0 | 0 | 0 | 0 | 0 | 0
5110 | WABASH (NEW) SUB | Refer to Substation Study | Refer to Substation Study | Refer to Substation Study | 0 | 0 | 0 | 0 | 0 | 0 | 0
5115 | EATON SUB | Refer to Substation Study | Refer to Substation Study | Refer to Substation Study | 0 | 0 | 0 | 0 | 0 | 0 | 0
5116 | RUSH SUB | Refer to Substation Study | Refer to Substation Study | Refer to Substation Study | 0 | 0 | 0 | 0 | 0 | 0 | 0
5134 | MONROVIA SUB | Refer to Substation Study | Refer to Substation Study | Refer to Substation Study | 0 | 0 | 0 | 0 | 0 | 0 | 0
5141 | ROSEMEAD SUB | Refer to Substation Study | Refer to Substation Study | Refer to Substation Study | 0 | 0 | 0 | 0 | 0 | 0 | 0
5150 | DUARTE SUB | Refer to Substation Study | Refer to Substation Study | Refer to Substation Study | 0 | 0 | 0 | 0 | 0 | 0 | 0
5158 | ARROYO SUB | Refer to Substation Study | Refer to Substation Study | Refer to Substation Study | 0 | 0 | 0 | 0 | 0 | 0 | 0
5161 | AMADOR SUB | Refer to Substation Study | Refer to Substation Study | Refer to Substation Study | 0 | 0 | 0 | 0 | 0 | 0 | 0
5162 | FAIR OAKS SUB | Refer to Substation Study | Refer to Substation Study | Refer to Substation Study | 0 | 0 | 0 | 0 | 0 | 0 | 0
5165 | JPL SUB | Refer to Substation Study | Refer to Substation Study | Refer to Substation Study | 0 | 0 | 0 | 0 | 0 | 0 | 0
5167 | MAYFLOWER SUB | Refer to Substation Study | Refer to Substation Study | Refer to Substation Study | 0 | 0 | 0 | 0 | 0 | 0 | 0
5170 | TEMPLE SUB | Refer to Substation Study | Refer to Substation Study | Refer to Substation Study | 0 | 0 | 0 | 0 | 0 | 0 | 0
5178 | KIRKWALL SUBSTATION | Refer to Substation Study | Refer to Substation Study | Refer to Substation Study | 0 | 0 | 0 | 0 | 0 | 0 | 0
5185 | CITRUS SUB | Refer to Substation Study | Refer to Substation Study | Refer to Substation Study | 0 | 0 | 0 | 0 | 0 | 0 | 0
5186 | CORTEZ SUB | Refer to Substation Study | Refer to Substation Study | Refer to Substation Study | 0 | 0 | 0 | 0 | 0 | 0 | 0
5196 | RAILROAD SUB | Refer to Substation Study | Refer to Substation Study | Refer to Substation Study | 0 | 0 | 0 | 0 | 0 | 0 | 0
5198 | ALHAMBRA DIST SUB TRG FAC | Refer to Substation Study | Refer to Substation Study | Refer to Substation Study | 0 | 0 | 0 | 0 | 0 | 0 | 0
5213 | LENNOX SUB | Refer to Substation Study | Refer to Substation Study | Refer to Substation Study | 0 | 0 | 0 | 0 | 0 | 0 | 0
5235 | WINDSOR HILLS SUB | Refer to Substation Study | Refer to Substation Study | Refer to Substation Study | 0 | 0 | 0 | 0 | 0 | 0 | 0
5241 | YUKON SUB | Refer to Substation Study | Refer to Substation Study | Refer to Substation Study | 0 | 0 | 0 | 0 | 0 | 0 | 0
5273 | STANHILL SUB | Refer to Substation Study | Refer to Substation Study | Refer to Substation Study | 0 | 0 | 0 | 0 | 0 | 0 | 0
5325 | STRATHMORE SUB | Refer to Substation Study | Refer to Substation Study | Refer to Substation Study | 0 | 0 | 0 | 0 | 0 | 0 | 0
5331 | VISALIA SUB | Refer to Substation Study | Refer to Substation Study | Refer to Substation Study | 0 | 0 | 0 | 0 | 0 | 0 | 0
5352 | LINE CREEK SUB | Refer to Substation Study | Refer to Substation Study | Refer to Substation Study | 0 | 0 | 0 | 0 | 0 | 0 | 0
5357 | CUMMINGS SUB | Refer to Substation Study | Refer to Substation Study | Refer to Substation Study | 0 | 0 | 0 | 0 | 0 | 0 | 0
5358 | MONOLITH SUB | Refer to Substation Study | Refer to Substation Study | Refer to Substation Study | 0 | 0 | 0 | 0 | 0 | 0 | 0
5365 | ACTON SUB | Refer to Substation Study | Refer to Substation Study | Refer to Substation Study | 0 | 0 | 0 | 0 | 0 | 0 | 0
5374 | RIVERWAY SUB | Refer to Substation Study | Refer to Substation Study | Refer to Substation Study | 0 | 0 | 0 | 0 | 0 | 0 | 0
5508 | DEL SUR SUB | Refer to Substation Study | Refer to Substation Study | Refer to Substation Study | 0 | 0 | 0 | 0 | 0 | 0 | 0
5510 | FILLMORE SUB | Refer to Substation Study | Refer to Substation Study | Refer to Substation Study | 0 | 0 | 0 | 0 | 0 | 0 | 0
5511 | GOLDTOWN SUB | Refer to Substation Study | Refer to Substation Study | Refer to Substation Study | 0 | 0 | 0 | 0 | 0 | 0 | 0
5514 | LANCASTER SUB | Refer to Substation Study | Refer to Substation Study | Refer to Substation Study | 0 | 0 | 0 | 0 | 0 | 0 | 0
5518 | LITTLE ROCK SUB | Refer to Substation Study | Refer to Substation Study | Refer to Substation Study | 0 | 0 | 0 | 0 | 0 | 0 | 0
5522 | SHUTTLE SUB | Refer to Substation Study | Refer to Substation Study | Refer to Substation Study | 0 | 0 | 0 | 0 | 0 | 0 | 0
5530 | REDMAN WUB | Refer to Substation Study | Refer to Substation Study | Refer to Substation Study | 0 | 0 | 0 | 0 | 0 | 0 | 0
5541 | ROSAMOND SUB | Refer to Substation Study | Refer to Substation Study | Refer to Substation Study | 0 | 0 | 0 | 0 | 0 | 0 | 0
5545 | PIUTE SUB | Refer to Substation Study | Refer to Substation Study | Refer to Substation Study | 0 | 0 | 0 | 0 | 0 | 0 | 0
5546 | ELIZABETH LAKE SUB | Refer to Substation Study | Refer to Substation Study | Refer to Substation Study | 0 | 0 | 0 | 0 | 0 | 0 | 0
5548 | OASIS SUB | Refer to Substation Study | Refer to Substation Study | Refer to Substation Study | 0 | 0 | 0 | 0 | 0 | 0 | 0
5553 | CAL CEMENT SUB | Refer to Substation Study | Refer to Substation Study | Refer to Substation Study | 0 | 0 | 0 | 0 | 0 | 0 | 0
5556 | NEENACH SUB | Refer to Substation Study | Refer to Substation Study | Refer to Substation Study | 0 | 0 | 0 | 0 | 0 | 0 | 0
5557 | NEWBURY SUB | Refer to Substation Study | Refer to Substation Study | Refer to Substation Study | 0 | 0 | 0 | 0 | 0 | 0 | 0
5564 | PALMDALE SUB | Refer to Substation Study | Refer to Substation Study | Refer to Substation Study | 0 | 0 | 0 | 0 | 0 | 0 | 0
5566 | QUARTZ HILL SUB | Refer to Substation Study | Refer to Substation Study | Refer to Substation Study | 0 | 0 | 0 | 0 | 0 | 0 | 0
5599 | HELIJET SUB | Refer to Substation Study | Refer to Substation Study | Refer to Substation Study | 0 | 0 | 0 | 0 | 0 | 0 | 0
5601 | RANDALL SUB | Refer to Substation Study | Refer to Substation Study | Refer to Substation Study | 0 | 0 | 0 | 0 | 0 | 0 | 0
5606 | ORANGE PRODUCTS SUB | Refer to Substation Study | Refer to Substation Study | Refer to Substation Study | 0 | 0 | 0 | 0 | 0 | 0 | 0
5612 | INLAND CONTAINER SUB | Refer to Substation Study | Refer to Substation Study | Refer to Substation Study | 0 | 0 | 0 | 0 | 0 | 0 | 0
5617 | GANESHA SUB | Refer to Substation Study | Refer to Substation Study | Refer to Substation Study | 0 | 0 | 0 | 0 | 0 | 0 | 0
5631 | SAN ANTONIO SUB | Refer to Substation Study | Refer to Substation Study | Refer to Substation Study | 0 | 0 | 0 | 0 | 0 | 0 | 0
5637 | TIPPECANOE SUB | Refer to Substation Study | Refer to Substation Study | Refer to Substation Study | 0 | 0 | 0 | 0 | 0 | 0 | 0
5646 | COLTON CEMENT SUB | Refer to Substation Study | Refer to Substation Study | Refer to Substation Study | 0 | 0 | 0 | 0 | 0 | 0 | 0
5652 | AMERON SUB | Refer to Substation Study | Refer to Substation Study | Refer to Substation Study | 0 | 0 | 0 | 0 | 0 | 0 | 0
5664 | WIMBLEDON SUB | Refer to Substation Study | Refer to Substation Study | Refer to Substation Study | 0 | 0 | 0 | 0 | 0 | 0 | 0
5727 | ATHENS SUBSTATION | Refer to Substation Study | Refer to Substation Study | Refer to Substation Study | 0 | 0 | 0 | 0 | 0 | 0 | 0
5740 | NAPLES SUBSTATION | Refer to Substation Study | Refer to Substation Study | Refer to Substation Study | 0 | 0 | 0 | 0 | 0 | 0 | 0
5758 | WATSON SUBSTATION | Refer to Substation Study | Refer to Substation Study | Refer to Substation Study | 0 | 0 | 0 | 0 | 0 | 0 | 0
5783 | ERIC SUBSTATION | Refer to Substation Study | Refer to Substation Study | Refer to Substation Study | 0 | 0 | 0 | 0 | 0 | 0 | 0
5787 | SOUTH GATE SUBSTATION | Refer to Substation Study | Refer to Substation Study | Refer to Substation Study | 0 | 0 | 0 | 0 | 0 | 0 | 0
5788 | BOVINE SUBSTATION | Refer to Substation Study | Refer to Substation Study | Refer to Substation Study | 0 | 0 | 0 | 0 | 0 | 0 | 0
5798 | MOVIE SUBSTATION | Refer to Substation Study | Refer to Substation Study | Refer to Substation Study | 0 | 0 | 0 | 0 | 0 | 0 | 0
5805 | BAYSIDE SUBSTATION | Refer to Substation Study | Refer to Substation Study | Refer to Substation Study | 0 | 0 | 0 | 0 | 0 | 0 | 0
5814 | CARMENITA SUBSTATION | Refer to Substation Study | Refer to Substation Study | Refer to Substation Study | 0 | 0 | 0 | 0 | 0 | 0 | 0
5816 | PARKWOOD SUBSTATION | Refer to Substation Study | Refer to Substation Study | Refer to Substation Study | 0 | 0 | 0 | 0 | 0 | 0 | 0
5828 | WAVE SUBSTATION | Refer to Substation Study | Refer to Substation Study | Refer to Substation Study | 0 | 0 | 0 | 0 | 0 | 0 | 0
5832 | LA HABRA SUBSTATION | Refer to Substation Study | Refer to Substation Study | Refer to Substation Study | 0 | 0 | 0 | 0 | 0 | 0 | 0
5842 | OCEANVIEW SUBSTATION | Refer to Substation Study | Refer to Substation Study | Refer to Substation Study | 0 | 0 | 0 | 0 | 0 | 0 | 0
5860 | ALTON SUBSTATION | Refer to Substation Study | Refer to Substation Study | Refer to Substation Study | 0 | 0 | 0 | 0 | 0 | 0 | 0
5862 | SULLIVAN SUBSTATION | Refer to Substation Study | Refer to Substation Study | Refer to Substation Study | 0 | 0 | 0 | 0 | 0 | 0 | 0
5869 | SHAWNEE SUBSTATION | Refer to Substation Study | Refer to Substation Study | Refer to Substation Study | 0 | 0 | 0 | 0 | 0 | 0 | 0
5878 | TUSTIN SUBSTATION | Refer to Substation Study | Refer to Substation Study | Refer to Substation Study | 0 | 0 | 0 | 0 | 0 | 0 | 0
5892 | TELEGRAPH SUB | Refer to Substation Study | Refer to Substation Study | Refer to Substation Study | 0 | 0 | 0 | 0 | 0 | 0 | 0
5896 | NIGUEL SUBSTATION | Refer to Substation Study | Refer to Substation Study | Refer to Substation Study | 0 | 0 | 0 | 0 | 0 | 0 | 0
5902 | LAS LOMAS SUB | Refer to Substation Study | Refer to Substation Study | Refer to Substation Study | 0 | 0 | 0 | 0 | 0 | 0 | 0
6061 | CATALINA SERVICE CENTER | Refer to Substation Study | Refer to Substation Study | Refer to Substation Study | 0 | 0 | 0 | 0 | 0 | 0 | 0
6072 | BARSTOW NO RGN-SAN BERDOO | Refer to Substation Study | Refer to Substation Study | Refer to Substation Study | 0 | 0 | 0 | 0 | 0 | 0 | 0
7056 | VENTURA COUNTY | Refer to Substation Study | Refer to Substation Study | Refer to Substation Study | 0 | 0 | 0 | 0 | 0 | 0 | 0
8000 | ROADWAY(CEP) | Refer to Substation Study | Refer to Substation Study | Refer to Substation Study | 0 | 0 | 0 | 0 | 0 | 0 | 0
8003 | PAUBA(CEP) SUB | Refer to Substation Study | Refer to Substation Study | Refer to Substation Study | 0 | 0 | 0 | 0 | 0 | 0 | 0
8004 | THORNHILL(CEP) SUB | Refer to Substation Study | Refer to Substation Study | Refer to Substation Study | 0 | 0 | 0 | 0 | 0 | 0 | 0
8005 | STADLER(CEP) SUB | Refer to Substation Study | Refer to Substation Study | Refer to Substation Study | 0 | 0 | 0 | 0 | 0 | 0 | 0
8006 | EL CASCO SUBSTATION | Refer to Substation Study | Refer to Substation Study | Refer to Substation Study | 0 | 0 | 0 | 0 | 0 | 0 | 0
8009 | PAN AERO (CEP) SUB | Refer to Substation Study | Refer to Substation Study | Refer to Substation Study | 0 | 0 | 0 | 0 | 0 | 0 | 0
8010 | PHELAN(CEP) SUB | Refer to Substation Study | Refer to Substation Study | Refer to Substation Study | 0 | 0 | 0 | 0 | 0 | 0 | 0
8011 | BANWIND SUBSTATION | Refer to Substation Study | Refer to Substation Study | Refer to Substation Study | 0 | 0 | 0 | 0 | 0 | 0 | 0
8012 | MIRAGE(CEP) SUB | Refer to Substation Study | Refer to Substation Study | Refer to Substation Study | 0 | 0 | 0 | 0 | 0 | 0 | 0
8013 | APPLE VALLEY(CEP) SUB | Refer to Substation Study | Refer to Substation Study | Refer to Substation Study | 0 | 0 | 0 | 0 | 0 | 0 | 0
8014 | BUNKER(CEP) SUB | Refer to Substation Study | Refer to Substation Study | Refer to Substation Study | 0 | 0 | 0 | 0 | 0 | 0 | 0
8016 | FARREL(CEP) SUB | Refer to Substation Study | Refer to Substation Study | Refer to Substation Study | 0 | 0 | 0 | 0 | 0 | 0 | 0
8017 | CONCHO(CEP) SUB | Refer to Substation Study | Refer to Substation Study | Refer to Substation Study | 0 | 0 | 0 | 0 | 0 | 0 | 0
8018 | AULD(CEP) SUB | Refer to Substation Study | Refer to Substation Study | Refer to Substation Study | 0 | 0 | 0 | 0 | 0 | 0 | 0
8019 | MAXWELL(CEP) SUB | Refer to Substation Study | Refer to Substation Study | Refer to Substation Study | 0 | 0 | 0 | 0 | 0 | 0 | 0
8020 | SAVAGE(CEP) SUB | Refer to Substation Study | Refer to Substation Study | Refer to Substation Study | 0 | 0 | 0 | 0 | 0 | 0 | 0
8021 | PEPPER(CEP) SUB | Refer to Substation Study | Refer to Substation Study | Refer to Substation Study | 0 | 0 | 0 | 0 | 0 | 0 | 0
8022 | YUCCA(CEP) SUB | Refer to Substation Study | Refer to Substation Study | Refer to Substation Study | 0 | 0 | 0 | 0 | 0 | 0 | 0
8023 | BLACK MOUNTAIN(CEP) SUB | Refer to Substation Study | Refer to Substation Study | Refer to Substation Study | 0 | 0 | 0 | 0 | 0 | 0 | 0
8024 | ALESSANDRO(CEP) SUB | Refer to Substation Study | Refer to Substation Study | Refer to Substation Study | 0 | 0 | 0 | 0 | 0 | 0 | 0
8025 | BAKER(CEP) SUB | Refer to Substation Study | Refer to Substation Study | Refer to Substation Study | 0 | 0 | 0 | 0 | 0 | 0 | 0
8026 | BANNING(CEP) SUB | Refer to Substation Study | Refer to Substation Study | Refer to Substation Study | 0 | 0 | 0 | 0 | 0 | 0 | 0
8027 | COTTONWOOD(CEP) SUB | Refer to Substation Study | Refer to Substation Study | Refer to Substation Study | 0 | 0 | 0 | 0 | 0 | 0 | 0
8028 | EDWARDS(CEP) SUB | Refer to Substation Study | Refer to Substation Study | Refer to Substation Study | 0 | 0 | 0 | 0 | 0 | 0 | 0
8029 | HI DESERT(CEP) SUB | Refer to Substation Study | Refer to Substation Study | Refer to Substation Study | 0 | 0 | 0 | 0 | 0 | 0 | 0
8030 | MOUNTAIN PASS(CEP) SUB | Refer to Substation Study | Refer to Substation Study | Refer to Substation Study | 0 | 0 | 0 | 0 | 0 | 0 | 0
8031 | RANDSBURG(CEP) SUB | Refer to Substation Study | Refer to Substation Study | Refer to Substation Study | 0 | 0 | 0 | 0 | 0 | 0 | 0
8032 | ROCKET TEST(CEP) SUB | Refer to Substation Study | Refer to Substation Study | Refer to Substation Study | 0 | 0 | 0 | 0 | 0 | 0 | 0
8033 | SEARLES(CEP) SUB | Refer to Substation Study | Refer to Substation Study | Refer to Substation Study | 0 | 0 | 0 | 0 | 0 | 0 | 0
8034 | VALLEY(CEP) SUB | Refer to Substation Study | Refer to Substation Study | Refer to Substation Study | 0 | 0 | 0 | 0 | 0 | 0 | 0
8035 | ZANJA(CEP) SUB | Refer to Substation Study | Refer to Substation Study | Refer to Substation Study | 0 | 0 | 0 | 0 | 0 | 0 | 0
8036 | SANTA ROSA(CEP) SUB | Refer to Substation Study | Refer to Substation Study | Refer to Substation Study | 0 | 0 | 0 | 0 | 0 | 0 | 0
8037 | TORTILLA(CEP) SUB | Refer to Substation Study | Refer to Substation Study | Refer to Substation Study | 0 | 0 | 0 | 0 | 0 | 0 | 0
8038 | NELSON(CEP) SUB | Refer to Substation Study | Refer to Substation Study | Refer to Substation Study | 0 | 0 | 0 | 0 | 0 | 0 | 0
8039 | HOMART(CEP) SUB | Refer to Substation Study | Refer to Substation Study | Refer to Substation Study | 0 | 0 | 0 | 0 | 0 | 0 | 0
8040 | INYOKERN(CEP) SUB | Refer to Substation Study | Refer to Substation Study | Refer to Substation Study | 0 | 0 | 0 | 0 | 0 | 0 | 0
8041 | HOLGATE(CEP) SUB | Refer to Substation Study | Refer to Substation Study | Refer to Substation Study | 0 | 0 | 0 | 0 | 0 | 0 | 0
8042 | CALECTRIC SUB (CEP) | Refer to Substation Study | Refer to Substation Study | Refer to Substation Study | 0 | 0 | 0 | 0 | 0 | 0 | 0
8044 | GARNET SUB | Refer to Substation Study | Refer to Substation Study | Refer to Substation Study | 0 | 0 | 0 | 0 | 0 | 0 | 0
8045 | IID TIE SUB | Refer to Substation Study | Refer to Substation Study | Refer to Substation Study | 0 | 0 | 0 | 0 | 0 | 0 | 0
8046 | KRAMER-115 KV PORTION | Refer to Substation Study | Refer to Substation Study | Refer to Substation Study | 0 | 0 | 0 | 0 | 0 | 0 | 0
8047 | TIEFORT SUB | Refer to Substation Study | Refer to Substation Study | Refer to Substation Study | 0 | 0 | 0 | 0 | 0 | 0 | 0
8048 | USBR BLYTHE SUB | Refer to Substation Study | Refer to Substation Study | Refer to Substation Study | 0 | 0 | 0 | 0 | 0 | 0 | 0
8049 | VICTOR SUB | Refer to Substation Study | Refer to Substation Study | Refer to Substation Study | 0 | 0 | 0 | 0 | 0 | 0 | 0
8051 | SAN ONOFRE SWITCHRACK U1 | Refer to Substation Study | Refer to Substation Study | Refer to Substation Study | 0 | 0 | 0 | 0 | 0 | 0 | 0
8052 | SAN ONOFRE SWITCHRACK U2 | Refer to Substation Study | Refer to Substation Study | Refer to Substation Study | 0 | 0 | 0 | 0 | 0 | 0 | 0
8053 | SAN ONOFRE SWITCHRACK U3 | Refer to Substation Study | Refer to Substation Study | Refer to Substation Study | 0 | 0 | 0 | 0 | 0 | 0 | 0
8054 | SAN ONOFRE SWITCHRACK | Refer to Substation Study | Refer to Substation Study | Refer to Substation Study | 0 | 0 | 0 | 0 | 0 | 0 | 0
8055 | SN ONOFRE SWTHRK-100%SCE | Refer to Substation Study | Refer to Substation Study | Refer to Substation Study | 0 | 0 | 0 | 0 | 0 | 0 | 0
8059 | PUREWATER SUB | Refer to Substation Study | Refer to Substation Study | Refer to Substation Study | 0 | 0 | 0 | 0 | 0 | 0 | 0
8061 | SEAWIND T/S | Refer to Substation Study | Refer to Substation Study | Refer to Substation Study | 0 | 0 | 0 | 0 | 0 | 0 | 0
8063 | CHEVMAIN | Refer to Substation Study | Refer to Substation Study | Refer to Substation Study | 0 | 0 | 0 | 0 | 0 | 0 | 0
8064 | TIFFANYWIND SUB | Refer to Substation Study | Refer to Substation Study | Refer to Substation Study | 0 | 0 | 0 | 0 | 0 | 0 | 0
8067 | NUSED GALE | Refer to Substation Study | Refer to Substation Study | Refer to Substation Study | 0 | 0 | 0 | 0 | 0 | 0 | 0
8072 | CARODEAN | Refer to Substation Study | Refer to Substation Study | Refer to Substation Study | 0 | 0 | 0 | 0 | 0 | 0 | 0
8073 | IVYGLEN SUB | Refer to Substation Study | Refer to Substation Study | Refer to Substation Study | 0 | 0 | 0 | 0 | 0 | 0 | 0
8074 | COOL WATER SWITCHRACK 1,2 | Refer to Substation Study | Refer to Substation Study | Refer to Substation Study | 0 | 0 | 0 | 0 | 0 | 0 | 0
8075 | HIGHGROVE SWITCHRCK | Refer to Substation Study | Refer to Substation Study | Refer to Substation Study | 0 | 0 | 0 | 0 | 0 | 0 | 0
8076 | SN BRDNO SWTCHRCK | Refer to Substation Study | Refer to Substation Study | Refer to Substation Study | 0 | 0 | 0 | 0 | 0 | 0 | 0
8078 | SUN CITY(NEW) | Refer to Substation Study | Refer to Substation Study | Refer to Substation Study | 0 | 0 | 0 | 203175.82 | 0 | 0 | 203176
8079 | AQUEDUCT SUB | Refer to Substation Study | Refer to Substation Study | Refer to Substation Study | 0 | 0 | 0 | 0 | 0 | 0 | 0
8081 | BADLANDS SUB | Refer to Substation Study | Refer to Substation Study | Refer to Substation Study | 0 | 0 | 0 | 0 | 0 | 0 | 0
8082 | MENTONE SUB | Refer to Substation Study | Refer to Substation Study | Refer to Substation Study | 0 | 0 | 0 | 0 | 0 | 0 | 0
8086 | CAJALCO SUB | Refer to Substation Study | Refer to Substation Study | Refer to Substation Study | 0 | 0 | 0 | 0 | 0 | 0 | 0
8087 | HESPERIA SUB | Refer to Substation Study | Refer to Substation Study | Refer to Substation Study | 0 | 0 | 0 | 0 | 0 | 0 | 0
8088 | SKYLARK SUB | Refer to Substation Study | Refer to Substation Study | Refer to Substation Study | 0 | 0 | 0 | 0 | 0 | 0 | 0
8089 | MAYBERRY SUB | Refer to Substation Study | Refer to Substation Study | Refer to Substation Study | 0 | 0 | 0 | 0 | 0 | 0 | 0
8090 | PERMANENTE SUB | Refer to Substation Study | Refer to Substation Study | Refer to Substation Study | 0 | 0 | 0 | 0 | 0 | 0 | 0
8091 | ELCENTRO TELEMTERING | Refer to Substation Study | Refer to Substation Study | Refer to Substation Study | 0 | 0 | 0 | 0 | 0 | 0 | 0
8092 | NILAND TELEMETERING | Refer to Substation Study | Refer to Substation Study | Refer to Substation Study | 0 | 0 | 0 | 0 | 0 | 0 | 0
8093 | SHANDIN SUB | Refer to Substation Study | Refer to Substation Study | Refer to Substation Study | 0 | 0 | 0 | 0 | 0 | 0 | 0
8094 | ARROWHEAD SUB | Refer to Substation Study | Refer to Substation Study | Refer to Substation Study | 0 | 0 | 0 | 0 | 0 | 0 | 0
8095 | STETSON SUB | Refer to Substation Study | Refer to Substation Study | Refer to Substation Study | 0 | 0 | 0 | 0 | 0 | 0 | 0
8096 | MARSCHINO SUB | Refer to Substation Study | Refer to Substation Study | Refer to Substation Study | 0 | 0 | 0 | 36281.12 | 0 | 0 | 36281
8097 | DUNN SIDING SUB | Refer to Substation Study | Refer to Substation Study | Refer to Substation Study | 0 | 0 | 0 | 0 | 0 | 0 | 0
8098 | EISENHOWER SUB | Refer to Substation Study | Refer to Substation Study | Refer to Substation Study | 0 | 0 | 0 | 3253.95 | 1043.08 | 0 | 4297
8099 | TAMARISK SUB | Refer to Substation Study | Refer to Substation Study | Refer to Substation Study | 0 | 0 | 0 | 0 | 0 | 0 | 0
8110 | BARSTOW SUB | Refer to Substation Study | Refer to Substation Study | Refer to Substation Study | 0 | 0 | 0 | 0 | 0 | 0 | 0
8113 | BLYTHE SUB | Refer to Substation Study | Refer to Substation Study | Refer to Substation Study | 0 | 0 | 0 | 0 | 0 | 0 | 0
8117 | BRYMAN SUB | Refer to Substation Study | Refer to Substation Study | Refer to Substation Study | 0 | 0 | 0 | 0 | 0 | 0 | 0
8120 | MILITARY SUB | Refer to Substation Study | Refer to Substation Study | Refer to Substation Study | 0 | 0 | 0 | 0 | 0 | 0 | 0
8124 | PALM SPRINGS SUB | Refer to Substation Study | Refer to Substation Study | Refer to Substation Study | 0 | 0 | 0 | 0 | 0 | 0 | 0
8137 | DOWNS SUB | Refer to Substation Study | Refer to Substation Study | Refer to Substation Study | 0 | 0 | 0 | 0 | 0 | 0 | 0
8152 | GLEN IVY SUB | Refer to Substation Study | Refer to Substation Study | Refer to Substation Study | 0 | 0 | 0 | 0 | 0 | 0 | 0
8163 | HELENDALE SUB | Refer to Substation Study | Refer to Substation Study | Refer to Substation Study | 0 | 0 | 0 | 0 | 0 | 0 | 0
8167 | HINKLEY SUB | Refer to Substation Study | Refer to Substation Study | Refer to Substation Study | 0 | 0 | 0 | 0 | 0 | 0 | 0
8168 | IDYLLWILD SUB | Refer to Substation Study | Refer to Substation Study | Refer to Substation Study | 0 | 0 | 0 | 0 | 0 | 0 | 0
8190 | MINNEOLA SUB | Refer to Substation Study | Refer to Substation Study | Refer to Substation Study | 0 | 0 | 0 | 0 | 0 | 0 | 0
8193 | MORENO SUB | Refer to Substation Study | Refer to Substation Study | Refer to Substation Study | 0 | 0 | 0 | 0 | 0 | 0 | 0
8195 | MURRIETA 2 SUB | Refer to Substation Study | Refer to Substation Study | Refer to Substation Study | 0 | 0 | 0 | 0 | 0 | 0 | 0
8196 | MURRIETA SUB | Refer to Substation Study | Refer to Substation Study | Refer to Substation Study | 0 | 0 | 0 | 0 | 0 | 0 | 0
8197 | SOUTHCAP SUB. | Refer to Substation Study | Refer to Substation Study | Refer to Substation Study | 0 | 0 | 0 | 0 | 0 | 0 | 0
8198 | MUSCOY SUB | Refer to Substation Study | Refer to Substation Study | Refer to Substation Study | 0 | 0 | 0 | 0 | 0 | 0 | 0
8204 | BELDING SUB | Refer to Substation Study | Refer to Substation Study | Refer to Substation Study | 0 | 0 | 0 | 0 | 0 | 0 | 0
8211 | ORDWAY SUB | Refer to Substation Study | Refer to Substation Study | Refer to Substation Study | 0 | 0 | 0 | 0 | 0 | 0 | 0
8214 | PALM CANYON SUB | Refer to Substation Study | Refer to Substation Study | Refer to Substation Study | 0 | 0 | 0 | 0 | 0 | 0 | 0
8220 | LUCERNE SUB | Refer to Substation Study | Refer to Substation Study | Refer to Substation Study | 0 | 0 | 0 | 0 | 0 | 0 | 0
8222 | RANCHO SUB | Refer to Substation Study | Refer to Substation Study | Refer to Substation Study | 0 | 0 | 0 | 0 | 0 | 0 | 0
8225 | RIALTO SUB | Refer to Substation Study | Refer to Substation Study | Refer to Substation Study | 0 | 0 | 0 | 0 | 0 | 0 | 0
8226 | RIDGECREST SUB | Refer to Substation Study | Refer to Substation Study | Refer to Substation Study | 0 | 0 | 0 | 0 | 0 | 0 | 0
8234 | SAN JACINTO SUB | Refer to Substation Study | Refer to Substation Study | Refer to Substation Study | 0 | 0 | 0 | 0 | 0 | 0 | 0
8243 | SUN CITY SUB | Refer to Substation Study | Refer to Substation Study | Refer to Substation Study | 0 | 0 | 0 | 0 | 0 | 0 | 0
8250 | TEMESCAL SUB | Refer to Substation Study | Refer to Substation Study | Refer to Substation Study | 0 | 0 | 0 | 0 | 0 | 0 | 0
8267 | WILDE SUB | Refer to Substation Study | Refer to Substation Study | Refer to Substation Study | 0 | 0 | 0 | 0 | 0 | 0 | 0
8270 | TENAJA SUBSTATION | Refer to Substation Study | Refer to Substation Study | Refer to Substation Study | 0 | 0 | 0 | 0 | 0 | 0 | 0
8283 | GALE SUB | Refer to Substation Study | Refer to Substation Study | Refer to Substation Study | 0 | 0 | 0 | 0 | 0 | 0 | 0
8297 | FORGE SUB | Refer to Substation Study | Refer to Substation Study | Refer to Substation Study | 0 | 0 | 0 | 0 | 0 | 0 | 0
8301 | BUCKWIND | Refer to Substation Study | Refer to Substation Study | Refer to Substation Study | 0 | 0 | 0 | 0 | 0 | 0 | 0
8302 | CAPWIHND | Refer to Substation Study | Refer to Substation Study | Refer to Substation Study | 0 | 0 | 0 | 0 | 0 | 0 | 0
8303 | RENWIND | Refer to Substation Study | Refer to Substation Study | Refer to Substation Study | 0 | 0 | 0 | 0 | 0 | 0 | 0
8304 | SANWIND | Refer to Substation Study | Refer to Substation Study | Refer to Substation Study | 0 | 0 | 0 | 0 | 0 | 0 | 0
8305 | TRANSWIND | Refer to Substation Study | Refer to Substation Study | Refer to Substation Study | 0 | 0 | 0 | 0 | 0 | 0 | 0
8306 | VENWIND | Refer to Substation Study | Refer to Substation Study | Refer to Substation Study | 0 | 0 | 0 | 0 | 0 | 0 | 0
8308 | ALTWIND | Refer to Substation Study | Refer to Substation Study | Refer to Substation Study | 0 | 0 | 0 | 0 | 0 | 0 | 0
8310 | TERAWIND | Refer to Substation Study | Refer to Substation Study | Refer to Substation Study | 0 | 0 | 0 | 0 | 0 | 0 | 0
8311 | INDIGO SUBSTATION | Refer to Substation Study | Refer to Substation Study | Refer to Substation Study | 0 | 0 | 0 | 0 | 0 | 0 | 0
8312 | CALGEN | Refer to Substation Study | Refer to Substation Study | Refer to Substation Study | 0 | 0 | 0 | 0 | 0 | 0 | 0
8314 | MCGEN | Refer to Substation Study | Refer to Substation Study | Refer to Substation Study | 0 | 0 | 0 | 0 | 0 | 0 | 0
8320 | SEGS II | Refer to Substation Study | Refer to Substation Study | Refer to Substation Study | 0 | 0 | 0 | 0 | 0 | 0 | 0
8321 | SEGS III | Refer to Substation Study | Refer to Substation Study | Refer to Substation Study | 0 | 0 | 0 | 0 | 0 | 0 | 0
8322 | SEGS IV | Refer to Substation Study | Refer to Substation Study | Refer to Substation Study | 0 | 0 | 0 | 0 | 0 | 0 | 0
8323 | SEGS V | Refer to Substation Study | Refer to Substation Study | Refer to Substation Study | 0 | 0 | 0 | 0 | 0 | 0 | 0
8324 | SEGS VI | Refer to Substation Study | Refer to Substation Study | Refer to Substation Study | 0 | 0 | 0 | 0 | 0 | 0 | 0
8325 | SEGS VII | Refer to Substation Study | Refer to Substation Study | Refer to Substation Study | 0 | 0 | 0 | 0 | 0 | 0 | 0
8326 | SEGS VIII | Refer to Substation Study | Refer to Substation Study | Refer to Substation Study | 0 | 0 | 0 | 0 | 0 | 0 | 0
8327 | SEGS IX | Refer to Substation Study | Refer to Substation Study | Refer to Substation Study | 0 | 0 | 0 | 0 | 0 | 0 | 0
8340 | SOPORT | Refer to Substation Study | Refer to Substation Study | Refer to Substation Study | 0 | 0 | 0 | 0 | 0 | 0 | 0
8342 | NEWCOMB | Refer to Substation Study | Refer to Substation Study | Refer to Substation Study | 0 | 0 | 0 | 0 | 0 | 0 | 0
8343 | ELSINORE | Refer to Substation Study | Refer to Substation Study | Refer to Substation Study | 0 | 0 | 0 | 0 | 0 | 0 | 0
8344 | SOUTH BASE SUB | Refer to Substation Study | Refer to Substation Study | Refer to Substation Study | 0 | 0 | 0 | 0 | 0 | 0 | 0
8345 | INDIAN WELLS SUB | Refer to Substation Study | Refer to Substation Study | Refer to Substation Study | 0 | 0 | 0 | 0 | 0 | 0 | 0
8347 | PECHANGA SUB | Refer to Substation Study | Refer to Substation Study | Refer to Substation Study | 0 | 0 | 0 | 0 | 0 | 0 | 0
8348 | MORAGA | Refer to Substation Study | Refer to Substation Study | Refer to Substation Study | 0 | 0 | 0 | 815.97 | 0 | 0 | 816
8351 | TANKER SUBSTATION | Refer to Substation Study | Refer to Substation Study | Refer to Substation Study | 0 | 0 | 0 | 0 | 0 | 0 | 0
8353 | PLUESS SUBSTATION | Refer to Substation Study | Refer to Substation Study | Refer to Substation Study | 0 | 0 | 0 | 0 | 0 | 0 | 0
8354 | AFG SUBSTATION | Refer to Substation Study | Refer to Substation Study | Refer to Substation Study | 0 | 0 | 0 | 0 | 0 | 0 | 0
8357 | RECTIFIER SUB | Refer to Substation Study | Refer to Substation Study | Refer to Substation Study | 0 | 0 | 0 | 0 | 0 | 0 | 0
8359 | MOUNTWIND SUBSTATION | Refer to Substation Study | Refer to Substation Study | Refer to Substation Study | 0 | 0 | 0 | 0 | 0 | 0 | 0
8361 | COSO SUB | Refer to Substation Study | Refer to Substation Study | Refer to Substation Study | 0 | 0 | 0 | 0 | 0 | 0 | 0
8362 | MOVAL SUBSTATION | Refer to Substation Study | Refer to Substation Study | Refer to Substation Study | 0 | 0 | 0 | 0 | 0 | 0 | 0
8504 | RITTER SUB | Refer to Substation Study | Refer to Substation Study | Refer to Substation Study | 0 | 0 | 0 | 0 | 0 | 0 | 0
8509 | PHARMACY SUBSTATION | Refer to Substation Study | Refer to Substation Study | Refer to Substation Study | 0 | 0 | 0 | 0 | 0 | 0 | 0
8558 | PLASTER SUBSTATION | Refer to Substation Study | Refer to Substation Study | Refer to Substation Study | 0 | 0 | 0 | 0 | 0 | 0 | 0
8810 | ONEIL SUBSTATION | Refer to Substation Study | Refer to Substation Study | Refer to Substation Study | 0 | 0 | 0 | 0 | 0 | 0 | 0
8932 | MIDWAY-PAC INTERTIE | Refer to Substation Study | Refer to Substation Study | Refer to Substation Study | 0 | 0 | 0 | 0 | 0 | 0 | 0
8950 | PARDEE-PAC INTERTIE | Refer to Substation Study | Refer to Substation Study | Refer to Substation Study | 0 | 0 | 0 | 0 | 0 | 0 | 0
8954 | VINCENT-PAC INTERTIE | Refer to Substation Study | Refer to Substation Study | Refer to Substation Study | 0 | 0 | 0 | 0 | 0 | 0 | 0
9009 | CONSTR FIELD FORCES | Refer to Substation Study | Refer to Substation Study | Refer to Substation Study | 0 | 0 | 0 | 0 | 0 | 0 | 0
9010 | B&A-T/S 3RD FLOOR-GO3 | Refer to Substation Study | Refer to Substation Study | Refer to Substation Study | 0 | 0 | 0 | 0 | 0 | 0 | 0
9024 | CHINO OFC BLDG (FACILITY) | Refer to Substation Study | Refer to Substation Study | Refer to Substation Study | 0 | 0 | 0 | 0 | 0 | 0 | 0
9047 | TRANS/SUB SUPPORT SERV | Refer to Substation Study | Refer to Substation Study | Refer to Substation Study | 0 | 0 | 0 | 0 | 0 | 0 | 0
9203 | FUELS | Refer to Substation Study | Refer to Substation Study | Refer to Substation Study | 0 | 0 | 0 | 0 | 0 | 0 | 0
9219 | RP&AS,LND&ESMNT REQUIS | Refer to Substation Study | Refer to Substation Study | Refer to Substation Study | 0 | 0 | 0 | 0 | 0 | 0 | 0
9243 | CONTROL SYS SEC-ALHAMBRA | Refer to Substation Study | Refer to Substation Study | Refer to Substation Study | 0 | 0 | 0 | 0 | 0 | 0 | 0
9310 | TELCOMM-ALHAMBRA | Refer to Substation Study | Refer to Substation Study | Refer to Substation Study | 0 | -2151.26 | 0 | 0 | 0 | 0 | -2151
9900 | PLANT ACCTG-MISC. LEDGER | Refer to Substation Study | Refer to Substation Study | Refer to Substation Study | 0 | 0 | 0 | 0 | 0 | 0 | 0
Internal Order | L ORDER | Refer to Substation Study | Refer to Substation Study | Refer to Substation Study | 0 | -11461.31 | 0 | 0 | 0 | 0 | -11461
*Rows hidden in Non4xxx Locations |  | 0 | 0 | 0 | 667117.51 | 27185.2 | 298684.1 | 243526.86 | 1043.08 | 0 | 1237557
Totals including exclusions |  | 169336213 | 8761162 | 2409256 | 601728047.51 | 545742641.2 | 617979718.75 | 46153375.86 | 183442133.08 | 113892833 | 2289156500.9217
FERC FORM 1 Totals |  | 238723490 | 334506130 | 3421750786 | 601728049 | 545742642 | 617979721 | 46153375 | 183442135 | 113892833 | 2108938755
Difference |  |  |  |  | 9295.49 | 186904.8 | 75660.7283 | -0.86 | 1.92 | 731 | 272593.0783

## Trans Line Reconciliation
|  | Ledger Values | [6 empty] | GENERATION RELATED PLANT COST |  |  | IS0 RELATED PLANT COST |  |  | NON-ISO RELATED PLANT |  |  | GENERATION RELATED PLANT COST |  |  | IS0 RELATED PLANT COST |  |  | NON-ISO RELATED PLANT |  |  | 1 = Assuming EKWRA Reconfiguration HAS occurred | [5 empty] | 2 = Assuming EKWRA Reconfiguration HAS NOT occurred
[27 empty] | IS0 RELATED PLANT COST |  |  | IS0 RELATED PLANT COST |  |  | IS0 RELATED PLANT COST |  |  | IS0 RELATED PLANT COST |  |  |  | IS0 RELATED PLANT COST |  |  | IS0 RELATED PLANT COST
Description | Location Number | A/C 350 | A/C 352 | A/C 353 | A/C 360 | A/C 361 | A/C 362 | Total | A/C 350 | A/C 352 | A/C 353 | A/C 350 | A/C 352 | A/C 353 | A/C 350 | A/C 352 | A/C 353 | A/C 360 | A/C 361 | A/C 362 | A/C 360 | A/C 361 | A/C 362 | A/C 360 | A/C 361 | A/C 362 | A/C 350 | A/C 352 | A/C 353 | A/C 360 | A/C 361 | A/C 362 | A/C 350 | A/C 352 | A/C 353 | A/C 360 | A/C 361 | A/C 362 | EKWRA Affected | A/C 350 | A/C 352 | A/C 353 | A/C 360 | A/C 361 | A/C 362
Midway-Vincent | 4026 | 2910822.12 | 0 | 27104.88 | 0 | 0 | 0 | 2937927 | 0 | 0 | 0 | 2910822.12 | 0 | 27104.88 | 0 | 0 | 0 | 0 | 0 | 0 | 0 | 0 | 0 | 0 | 0 | 0 | 2910822.12 | 0 | 27104.88 | 0 | 0 | 0 | 2910822.12 | 0 | 27104.88 | 0 | 0 | 0 |  | 0 | 0 | 0 | 0 | 0 | 0
DWP-Edison Calif | 4031 | 0 | 95840.85 | 0 | 0 | 0 | 0 | 95840.85 | 0 | 0 | 0 | 0 | 95840.85 | 0 | 0 | 0 | 0 | 0 | 0 | 0 | 0 | 0 | 0 | 0 | 0 | 0 | 0 | 95840.85 | 0 | 0 | 0 | 0 | 0 | 95840.85 | 0 | 0 | 0 | 0 |  | 0 | 0 | 0 | 0 | 0 | 0
DWP-Edison Nevada | 4034 | 0 | 540.83 | 0 | 0 | 0 | 0 | 540.83 | 0 | 0 | 0 | 0 | 540.83 | 0 | 0 | 0 | 0 | 0 | 0 | 0 | 0 | 0 | 0 | 0 | 0 | 0 | 0 | 540.83 | 0 | 0 | 0 | 0 | 0 | 540.83 | 0 | 0 | 0 | 0 |  | 0 | 0 | 0 | 0 | 0 | 0
PARDEE-SYLMAR LNES 1&2 | 4045 | 179131.19 | 0 | 0 | 0 | 0 | 0 | 179131.19 | 0 | 0 | 0 | 179131.19 | 0 | 0 | 0 | 0 | 0 | 0 | 0 | 0 | 0 | 0 | 0 | 0 | 0 | 0 | 179131.19 | 0 | 0 | 0 | 0 | 0 | 179131.19 | 0 | 0 | 0 | 0 | 0 |  | 0 | 0 | 0 | 0 | 0 | 0
EAGLE ROCK-SYLMAR LNE | 4046 | 186657 | 0 | 0 | 0 | 0 | 0 | 186657 | 0 | 0 | 0 | 186657 | 0 | 0 | 0 | 0 | 0 | 0 | 0 | 0 | 0 | 0 | 0 | 0 | 0 | 0 | 186657 | 0 | 0 | 0 | 0 | 0 | 186657 | 0 | 0 | 0 | 0 | 0 |  | 0 | 0 | 0 | 0 | 0 | 0
PARDEE-VINCENT LINE CONST | 4059 | 13001.63 | 0 | 0 | 0 | 0 | 0 | 13001.63 | 0 | 0 | 0 | 13001.63 | 0 | 0 | 0 | 0 | 0 | 0 | 0 | 0 | 0 | 0 | 0 | 0 | 0 | 0 | 13001.63 | 0 | 0 | 0 | 0 | 0 | 13001.63 | 0 | 0 | 0 | 0 | 0 |  | 0 | 0 | 0 | 0 | 0 | 0
RIO HONDO-VINCENT LN 2 | 4070 | 61040.14 | 0 | 0 | 0 | 0 | 0 | 61040.14 | 0 | 0 | 0 | 61040.14 | 0 | 0 | 0 | 0 | 0 | 0 | 0 | 0 | 0 | 0 | 0 | 0 | 0 | 0 | 61040.14 | 0 | 0 | 0 | 0 | 0 | 61040.14 | 0 | 0 | 0 | 0 | 0 |  | 0 | 0 | 0 | 0 | 0 | 0
Many Transmission Lines | 4101 | 1458517.08 | 278181.35 | 98474.79 | 0 | 0 | 0 | 1835173.22 | 0 | 0 | 0 | 1418562.1816 | 270518.3393 | 95762.123 | 39954.8984 | 7663.0107 | 2712.667 | 0 | 0 | 0 | 0 | 0 | 0 | 0 | 0 | 0 | 1418562.1816 | 270518.3393 | 95762.123 | 0 | 0 | 0 | 1418562.1816 | 270518.3393 | 95762.123 | 0 | 0 | 0 |  | 0 | 0 | 0 | 0 | 0 | 0
COGEN/RENEWABLE ENERGY SO | 4102 | 1466127.54 | 0 | 0 | 0 | 0 | 0 | 1466127.54 | 0 | 0 | 0 | 777708.0391 | 0 | 0 | 688419.5009 | 0 | 0 | 0 | 0 | 0 | 0 | 0 | 0 | 0 | 0 | 0 | 777708.0391 | 0 | 0 | 0 | 0 | 0 | 777708.0391 | 0 | 0 | 0 | 0 | 0 |  | 0 | 0 | 0 | 0 | 0 | 0
DEVERS-HINS LN, OTHERS | 4104 | 1331335.1 | 0 | 0 | 0 | 0 | 0 | 1331335.1 | 0 | 0 | 0 | 1253514.4943 | 0 | 0 | 77820.6057 | 0 | 0 | 0 | 0 | 0 | 0 | 0 | 0 | 0 | 0 | 0 | 1253514.4943 | 0 | 0 | 0 | 0 | 0 | 1253514.4943 | 0 | 0 | 0 | 0 | 0 |  | 0 | 0 | 0 | 0 | 0 | 0
Various 66kv Lines | 4105 | 31669555.88 | 307314.38 | 1071634.42 | 691617.74 | 0 | 0 | 33740122.42 | 0 | 0 | 0 | 3469110.4013 | 122152.8574 | 116166.1451 | 28200445.4787 | 185161.5226 | 955468.2749 | 0 | 0 | 0 | 0 | 0 | 0 | 691617.74 | 0 | 0 | 213521.2445 | 7518.4203 | 7149.9425 | 0 | 0 | 0 | 3469110.4013 | 122152.8574 | 116166.1451 | 0 | 0 | 0 | 1 | -3255589.1569 | -114634.4371 | -109016.2026 | 0 | 0 | 0
COGEN/RENEW ENGY SOURCES | 4106 | 563121.1 | 0 | 0 | 0 | 0 | 0 | 563121.1 | 0 | 0 | 0 | 1303.1387 | 0 | 0 | 561817.9613 | 0 | 0 | 0 | 0 | 0 | 0 | 0 | 0 | 0 | 0 | 0 | 0 | 0 | 0 | 0 | 0 | 0 | 1303.1387 | 0 | 0 | 0 | 0 | 0 | 1 | -1303.1387 | 0 | 0 | 0 | 0 | 0
Various 220kv Lines | 4107 | 2639356.88 | 303336.47 | 0 | 0 | 0 | 0 | 2942693.35 | 0 | 0 | 0 | 2399012.7348 | 296715.874 | 0 | 240344.1452 | 6620.596 | 0 | 0 | 0 | 0 | 0 | 0 | 0 | 0 | 0 | 0 | 2399012.7348 | 296715.874 | 0 | 0 | 0 | 0 | 2399012.7348 | 296715.874 | 0 | 0 | 0 | 0 |  | 0 | 0 | 0 | 0 | 0 | 0
Chino-Serrano | 4108 | 8067990.54 | 3035776.63 | 0 | 0 | 0 | 0 | 11103767.17 | 0 | 0 | 0 | 8067990.54 | 3035776.63 | 0 | 0 | 0 | 0 | 0 | 0 | 0 | 0 | 0 | 0 | 0 | 0 | 0 | 8067990.54 | 3035776.63 | 0 | 0 | 0 | 0 | 8067990.54 | 3035776.63 | 0 | 0 | 0 | 0 |  | 0 | 0 | 0 | 0 | 0 | 0
BIG CRK 3-BIG CRK 4 | 4111 | 1943.63 | 0 | 0 | 0 | 0 | 0 | 1943.63 | 0 | 0 | 0 | 1943.63 | 0 | 0 | 0 | 0 | 0 | 0 | 0 | 0 | 0 | 0 | 0 | 0 | 0 | 0 | 1943.63 | 0 | 0 | 0 | 0 | 0 | 1943.63 | 0 | 0 | 0 | 0 | 0 |  | 0 | 0 | 0 | 0 | 0 | 0
BIGCRK-SPRGVL, MGDN-SPRGV | 4113 | 874871.71 | 0 | 0 | 0 | 0 | 0 | 874871.71 | 0 | 0 | 0 | 866527.7068 | 0 | 0 | 8344.0032 | 0 | 0 | 0 | 0 | 0 | 0 | 0 | 0 | 0 | 0 | 0 | 866527.7068 | 0 | 0 | 0 | 0 | 0 | 866527.7068 | 0 | 0 | 0 | 0 | 0 |  | 0 | 0 | 0 | 0 | 0 | 0
Alamitos-Mesa-& Various | 4114 | 3210577.8 | 534060.26 | 661181.77 | 0 | 0 | 0 | 4405819.83 | 0 | 0 | 0 | 3063760.5698 | 514836.258 | 630944.7195 | 146817.2302 | 19224.002 | 30237.0505 | 0 | 0 | 0 | 0 | 0 | 0 | 0 | 0 | 0 | 3063760.5698 | 514836.258 | 630944.7195 | 0 | 0 | 0 | 3063760.5698 | 514836.258 | 630944.7195 | 0 | 0 | 0 |  | 0 | 0 | 0 | 0 | 0 | 0
Lighthipe-Hinson-Long Beach | 4115 | 1607024.14 | 531634.83 | 2148.68 | 0 | 0 | 0 | 2140807.65 | 0 | 0 | 0 | 1607024.14 | 531634.83 | 2148.68 | 0 | 0 | 0 | 0 | 0 | 0 | 0 | 0 | 0 | 0 | 0 | 0 | 1607024.14 | 531634.83 | 2148.68 | 0 | 0 | 0 | 1607024.14 | 531634.83 | 2148.68 | 0 | 0 | 0 |  | 0 | 0 | 0 | 0 | 0 | 0
Various 220kv Lines | 4116 | 3594552.46 | 174910.36 | 2064.92 | 0 | 0 | 0 | 3771527.74 | 0 | 0 | 0 | 3594621.72 | 174910.36 | 2064.92 | -69.26 | 2.9104e-11 | 0 | 0 | 0 | 0 | 0 | 0 | 0 | 0 | 0 | 0 | 3594621.72 | 174910.36 | 2064.92 | 0 | 0 | 0 | 3594621.72 | 174910.36 | 2064.92 | 0 | 0 | 0 |  | 0 | 0 | 0 | 0 | 0 | 0
Various 220kv Lines | 4117 | 1005475.76 | 7083.96 | 12857.19 | 0 | 0 | 0 | 1025416.91 | 0 | 0 | 0 | 1005508.84 | 7083.96 | 12857.19 | -33.08 | 9.0949e-13 | 0 | 0 | 0 | 0 | 0 | 0 | 0 | 0 | 0 | 0 | 1005508.84 | 7083.96 | 12857.19 | 0 | 0 | 0 | 1005508.84 | 7083.96 | 12857.19 | 0 | 0 | 0 |  | 0 | 0 | 0 | 0 | 0 | 0
Mira Loma, other | 4118 | 5639404.71 | 134434.71 | 2259.8 | 0 | 0 | 0 | 5776099.22 | 0 | 0 | 0 | 5239034.8804 | 124516.0731 | 2093.0712 | 400369.8296 | 9918.6369 | 166.7288 | 0 | 0 | 0 | 0 | 0 | 0 | 0 | 0 | 0 | 5239034.8804 | 124516.0731 | 2093.0712 | 0 | 0 | 0 | 5239034.8804 | 124516.0731 | 2093.0712 | 0 | 0 | 0 |  | 0 | 0 | 0 | 0 | 0 | 0
Various 220kv Lines | 4119 | 2099654.15 | 71859.65 | 100.89 | 0 | 0 | 0 | 2171614.69 | 0 | 0 | 0 | 1793706.8723 | 61385.0871 | 86.1839 | 305947.2777 | 10474.5629 | 14.7061 | 0 | 0 | 0 | 0 | 0 | 0 | 0 | 0 | 0 | 1793706.8723 | 61385.0871 | 86.1839 | 0 | 0 | 0 | 1793706.8723 | 61385.0871 | 86.1839 | 0 | 0 | 0 |  | 0 | 0 | 0 | 0 | 0 | 0
Huntington Beach- Ellis GRT (4 Lines) | 4120 | 4270244.02 | 298149.87 | 3380 | 0 | 0 | 0 | 4571773.89 | 0 | 0 | 0 | 3695472.4627 | 258018.4956 | 2925.0474 | 574771.5573 | 40131.3744 | 454.9526 | 0 | 0 | 0 | 0 | 0 | 0 | 0 | 0 | 0 | 3695472.4627 | 258018.4956 | 2925.0474 | 0 | 0 | 0 | 3695472.4627 | 258018.4956 | 2925.0474 | 0 | 0 | 0 |  | 0 | 0 | 0 | 0 | 0 | 0
BIG CREEK 4-SPRNGVLL-MGDN | 4121 | 353928.47 | 0 | 0 | 0 | 0 | 0 | 353928.47 | 0 | 0 | 0 | 353928.47 | 0 | 0 | 0 | 0 | 0 | 0 | 0 | 0 | 0 | 0 | 0 | 0 | 0 | 0 | 353928.47 | 0 | 0 | 0 | 0 | 0 | 353928.47 | 0 | 0 | 0 | 0 | 0 |  | 0 | 0 | 0 | 0 | 0 | 0
Lugo-Vincent | 4123 | 1734921.02 | 0 | 16632.95 | 0 | 0 | 0 | 1751553.97 | 0 | 0 | 0 | 1734921.02 | 0 | 16632.95 | 0 | 0 | 0 | 0 | 0 | 0 | 0 | 0 | 0 | 0 | 0 | 0 | 1734921.02 | 0 | 16632.95 | 0 | 0 | 0 | 1734921.02 | 0 | 16632.95 | 0 | 0 | 0 |  | 0 | 0 | 0 | 0 | 0 | 0
BIG CRK 1-CMP TEN-..-PRTL | 4124 | 485.44 | 0 | 0 | 0 | 0 | 0 | 485.44 | 0 | 0 | 0 | 0 | 0 | 0 | 485.44 | 0 | 0 | 0 | 0 | 0 | 0 | 0 | 0 | 0 | 0 | 0 | 0 | 0 | 0 | 0 | 0 | 0 | 0 | 0 | 0 | 0 | 0 | 0 |  | 0 | 0 | 0 | 0 | 0 | 0
Mandalay-Santa Clara GRT (2 Lines) | 4125 | 11414611.95 | 1761945.93 | 1918.11 | 0 | 0 | 0 | 13178475.99 | 0 | 0 | 0 | 8492875.3997 | 1316772.4946 | 1427.1417 | 2921736.5503 | 445173.4354 | 490.9683 | 0 | 0 | 0 | 0 | 0 | 0 | 0 | 0 | 0 | 8492875.3997 | 1316772.4946 | 1427.1417 | 0 | 0 | 0 | 8492875.3997 | 1316772.4946 | 1427.1417 | 0 | 0 | 0 |  | 0 | 0 | 0 | 0 | 0 | 0
NORTH BOULDER-MEAD, OTHER | 4127 | 19842.47 | 0 | 0 | 0 | 0 | 0 | 19842.47 | 0 | 0 | 0 | 19842.47 | 0 | 0 | 0 | 0 | 0 | 0 | 0 | 0 | 0 | 0 | 0 | 0 | 0 | 0 | 19842.47 | 0 | 0 | 0 | 0 | 0 | 19842.47 | 0 | 0 | 0 | 0 | 0 |  | 0 | 0 | 0 | 0 | 0 | 0
KERN RIVER3-VESTAL 66 KV | 4129 | 38460.07 | 0 | 0 | 0 | 0 | 0 | 38460.07 | 0 | 0 | 0 | 0 | 0 | 0 | 38460.07 | 0 | 0 | 0 | 0 | 0 | 0 | 0 | 0 | 0 | 0 | 0 | 0 | 0 | 0 | 0 | 0 | 0 | 0 | 0 | 0 | 0 | 0 | 0 |  | 0 | 0 | 0 | 0 | 0 | 0
MOHAVE-LUGO 500KV | 4130 | 157989.61 | 0 | 0 | 0 | 0 | 0 | 157989.61 | 0 | 0 | 0 | 157989.61 | 0 | 0 | 0 | 0 | 0 | 0 | 0 | 0 | 0 | 0 | 0 | 0 | 0 | 0 | 157989.61 | 0 | 0 | 0 | 0 | 0 | 157989.61 | 0 | 0 | 0 | 0 | 0 |  | 0 | 0 | 0 | 0 | 0 | 0
CUMMINGS-KERBN RIV1, OTHE | 4132 | 3146.16 | 0 | 0 | 0 | 0 | 0 | 3146.16 | 0 | 0 | 0 | 3132.0688 | 0 | 0 | 14.0912 | 0 | 0 | 0 | 0 | 0 | 0 | 0 | 0 | 0 | 0 | 0 | 0 | 0 | 0 | 0 | 0 | 0 | 3132.0688 | 0 | 0 | 0 | 0 | 0 | 1 | -3132.0688 | 0 | 0 | 0 | 0 | 0
BOREL-...-WALKER 66KV LN | 4133 | 53165.17 | 0 | 0 | 0 | 0 | 0 | 53165.17 | 0 | 0 | 0 | 0 | 0 | 0 | 53165.17 | 0 | 0 | 0 | 0 | 0 | 0 | 0 | 0 | 0 | 0 | 0 | 0 | 0 | 0 | 0 | 0 | 0 | 0 | 0 | 0 | 0 | 0 | 0 |  | 0 | 0 | 0 | 0 | 0 | 0
LUGO-VICTOR LNS, OTHER | 4135 | 2211888.9 | 0 | 0 | 0 | 0 | 0 | 2211888.9 | 0 | 0 | 0 | 1443554.0104 | 0 | 0 | 768334.8896 | 0 | 0 | 0 | 0 | 0 | 0 | 0 | 0 | 0 | 0 | 0 | 1443554.0104 | 0 | 0 | 0 | 0 | 0 | 1443554.0104 | 0 | 0 | 0 | 0 | 0 |  | 0 | 0 | 0 | 0 | 0 | 0
LUGO-ELDORADO LN | 4136 | 1330373 | 0 | 0 | 0 | 0 | 0 | 1330373 | 0 | 0 | 0 | 1330373 | 0 | 0 | 0 | 0 | 0 | 0 | 0 | 0 | 0 | 0 | 0 | 0 | 0 | 0 | 1330373 | 0 | 0 | 0 | 0 | 0 | 1330373 | 0 | 0 | 0 | 0 | 0 |  | 0 | 0 | 0 | 0 | 0 | 0
LUGO-ELDORADO LN | 4137 | 16589.08 | 0 | 0 | 0 | 0 | 0 | 16589.08 | 0 | 0 | 0 | 16589.08 | 0 | 0 | 0 | 0 | 0 | 0 | 0 | 0 | 0 | 0 | 0 | 0 | 0 | 0 | 16589.08 | 0 | 0 | 0 | 0 | 0 | 16589.08 | 0 | 0 | 0 | 0 | 0 |  | 0 | 0 | 0 | 0 | 0 | 0
Lugo-Mira Loma | 4138 | 9600704.3 | 0 | 98.19 | 0 | 0 | 0 | 9600802.49 | 0 | 0 | 0 | 9605387.32 | 0 | 98.19 | -4683.02 | 0 | 0 | 0 | 0 | 0 | 0 | 0 | 0 | 0 | 0 | 0 | 9605387.32 | 0 | 98.19 | 0 | 0 | 0 | 9605387.32 | 0 | 98.19 | 0 | 0 | 0 |  | 0 | 0 | 0 | 0 | 0 | 0
SPRGVLL-TULE 66KV LN | 4139 | 516.81 | 0 | 0 | 0 | 0 | 0 | 516.81 | 0 | 0 | 0 | 0 | 0 | 0 | 516.81 | 0 | 0 | 0 | 0 | 0 | 0 | 0 | 0 | 0 | 0 | 0 | 0 | 0 | 0 | 0 | 0 | 0 | 0 | 0 | 0 | 0 | 0 | 0 |  | 0 | 0 | 0 | 0 | 0 | 0
MOHAVE-LUGO 500 KV LN | 4140 | 278111.81 | 0 | 0 | 0 | 0 | 0 | 278111.81 | 0 | 0 | 0 | 278111.81 | 0 | 0 | 0 | 0 | 0 | 0 | 0 | 0 | 0 | 0 | 0 | 0 | 0 | 0 | 278111.81 | 0 | 0 | 0 | 0 | 0 | 278111.81 | 0 | 0 | 0 | 0 | 0 |  | 0 | 0 | 0 | 0 | 0 | 0
MOHAVE-ELDORADO LN | 4141 | 76199.12 | 0 | 0 | 0 | 0 | 0 | 76199.12 | 0 | 0 | 0 | 76199.12 | 0 | 0 | 0 | 0 | 0 | 0 | 0 | 0 | 0 | 0 | 0 | 0 | 0 | 0 | 76199.12 | 0 | 0 | 0 | 0 | 0 | 76199.12 | 0 | 0 | 0 | 0 | 0 |  | 0 | 0 | 0 | 0 | 0 | 0
BOREL-WELDON 66KV LN | 4142 | 25409.4 | 0 | 0 | 0 | 0 | 0 | 25409.4 | 0 | 0 | 0 | 0 | 0 | 0 | 25409.4 | 0 | 0 | 0 | 0 | 0 | 0 | 0 | 0 | 0 | 0 | 0 | 0 | 0 | 0 | 0 | 0 | 0 | 0 | 0 | 0 | 0 | 0 | 0 |  | 0 | 0 | 0 | 0 | 0 | 0
ELDORADO-BORDER 500 KV LN | 4143 | 6166.88 | 0 | 0 | 0 | 0 | 0 | 6166.88 | 0 | 0 | 0 | 6166.88 | 0 | 0 | 0 | 0 | 0 | 0 | 0 | 0 | 0 | 0 | 0 | 0 | 0 | 0 | 6166.88 | 0 | 0 | 0 | 0 | 0 | 6166.88 | 0 | 0 | 0 | 0 | 0 |  | 0 | 0 | 0 | 0 | 0 | 0
ELDORADO-MEAD LNS 1&2 | 4144 | 9993.51 | 0 | 0 | 0 | 0 | 0 | 9993.51 | 0 | 0 | 0 | 9993.51 | 0 | 0 | 0 | 0 | 0 | 0 | 0 | 0 | 0 | 0 | 0 | 0 | 0 | 0 | 9993.51 | 0 | 0 | 0 | 0 | 0 | 9993.51 | 0 | 0 | 0 | 0 | 0 |  | 0 | 0 | 0 | 0 | 0 | 0
Vincent-Pardee Line 2 | 4147 | 3854651.36 | 0 | 1880.02 | 0 | 0 | 0 | 3856531.38 | 0 | 0 | 0 | 3855187.64 | 0 | 1880.02 | -536.28 | 0 | 0 | 0 | 0 | 0 | 0 | 0 | 0 | 0 | 0 | 0 | 3855187.64 | 0 | 1880.02 | 0 | 0 | 0 | 3855187.64 | 0 | 1880.02 | 0 | 0 | 0 |  | 0 | 0 | 0 | 0 | 0 | 0
MIRA LOMA-SERRANO LN | 4148 | 1696736.12 | 0 | 0 | 0 | 0 | 0 | 1696736.12 | 0 | 0 | 0 | 1696736.12 | 0 | 0 | 0 | 0 | 0 | 0 | 0 | 0 | 0 | 0 | 0 | 0 | 0 | 0 | 1696736.12 | 0 | 0 | 0 | 0 | 0 | 1696736.12 | 0 | 0 | 0 | 0 | 0 |  | 0 | 0 | 0 | 0 | 0 | 0
SANTA ANA LNS 1,2,3 | 4149 | 232 | 0 | 0 | 0 | 0 | 0 | 232 | 0 | 0 | 0 | 0 | 0 | 0 | 232 | 0 | 0 | 0 | 0 | 0 | 0 | 0 | 0 | 0 | 0 | 0 | 0 | 0 | 0 | 0 | 0 | 0 | 0 | 0 | 0 | 0 | 0 | 0 |  | 0 | 0 | 0 | 0 | 0 | 0
VINCENT-PEARBLOSSOM LN | 4153 | 309032.19 | 0 | 0 | 0 | 0 | 0 | 309032.19 | 0 | 0 | 0 | 0 | 0 | 0 | 309032.19 | 0 | 0 | 0 | 0 | 0 | 0 | 0 | 0 | 0 | 0 | 0 | 0 | 0 | 0 | 0 | 0 | 0 | 0 | 0 | 0 | 0 | 0 | 0 |  | 0 | 0 | 0 | 0 | 0 | 0
LUGO-VICTORVLL EDSON-DWP | 4154 | 751548.67 | 0 | 0 | 0 | 0 | 0 | 751548.67 | 0 | 0 | 0 | 751548.67 | 0 | 0 | 0 | 0 | 0 | 0 | 0 | 0 | 0 | 0 | 0 | 0 | 0 | 0 | 751548.67 | 0 | 0 | 0 | 0 | 0 | 751548.67 | 0 | 0 | 0 | 0 | 0 |  | 0 | 0 | 0 | 0 | 0 | 0
MIDWAY-VINCENT LN 3 | 4155 | 2956983.22 | 0 | 0 | 0 | 0 | 0 | 2956983.22 | 0 | 0 | 0 | 2956983.22 | 0 | 0 | 0 | 0 | 0 | 0 | 0 | 0 | 0 | 0 | 0 | 0 | 0 | 0 | 2956983.22 | 0 | 0 | 0 | 0 | 0 | 2956983.22 | 0 | 0 | 0 | 0 | 0 |  | 0 | 0 | 0 | 0 | 0 | 0
ELLIS-SANTIAGO LNS 1,2 | 4156 | 12019807.72 | 0 | 0 | 0 | 0 | 0 | 12019807.72 | 0 | 0 | 0 | 12025290.05 | 0 | 0 | -5482.33 | 0 | 0 | 0 | 0 | 0 | 0 | 0 | 0 | 0 | 0 | 0 | 12025290.05 | 0 | 0 | 0 | 0 | 0 | 12025290.05 | 0 | 0 | 0 | 0 | 0 |  | 0 | 0 | 0 | 0 | 0 | 0
Rio Honda-Vincent Line 2 | 4157 | 105605.4 | 18610.49 | 0 | 0 | 0 | 0 | 124215.89 | 0 | 0 | 0 | 105605.4 | 18610.49 | 0 | 0 | 0 | 0 | 0 | 0 | 0 | 0 | 0 | 0 | 0 | 0 | 0 | 105605.4 | 18610.49 | 0 | 0 | 0 | 0 | 105605.4 | 18610.49 | 0 | 0 | 0 | 0 |  | 0 | 0 | 0 | 0 | 0 | 0
LUCERNE-LUGO/MIRA LOMA LN | 4158 | 498252.05 | 0 | 0 | 0 | 0 | 0 | 498252.05 | 0 | 0 | 0 | 0 | 0 | 0 | 498252.05 | 0 | 0 | 0 | 0 | 0 | 0 | 0 | 0 | 0 | 0 | 0 | 0 | 0 | 0 | 0 | 0 | 0 | 0 | 0 | 0 | 0 | 0 | 0 |  | 0 | 0 | 0 | 0 | 0 | 0
BIG CRK 2-BIG CRK 8 | 4166 | 9034.39 | 0 | 0 | 0 | 0 | 0 | 9034.39 | 0 | 0 | 0 | 9034.39 | 0 | 0 | 0 | 0 | 0 | 0 | 0 | 0 | 0 | 0 | 0 | 0 | 0 | 0 | 9034.39 | 0 | 0 | 0 | 0 | 0 | 9034.39 | 0 | 0 | 0 | 0 | 0 |  | 0 | 0 | 0 | 0 | 0 | 0
BIG CRK 3-MAMMOTH POOL | 4168 | 4331.19 | 0 | 0 | 0 | 0 | 0 | 4331.19 | 0 | 0 | 0 | 0 | 0 | 0 | 4331.19 | 0 | 0 | 0 | 0 | 0 | 0 | 0 | 0 | 0 | 0 | 0 | 0 | 0 | 0 | 0 | 0 | 0 | 0 | 0 | 0 | 0 | 0 | 0 |  | 0 | 0 | 0 | 0 | 0 | 0
Various 220kv Lines | 4169 | 3565382.17 | 0 | 2701.36 | 0 | 0 | 0 | 3568083.53 | 0 | 0 | 0 | 3452749.4023 | 0 | 2616.0223 | 112632.7677 | 0 | 85.3377 | 0 | 0 | 0 | 0 | 0 | 0 | 0 | 0 | 0 | 3452749.4023 | 0 | 2616.0223 | 0 | 0 | 0 | 3452749.4023 | 0 | 2616.0223 | 0 | 0 | 0 |  | 0 | 0 | 0 | 0 | 0 | 0
DEVERS-PALO VERDE | 4185 | 12533939 | 0 | 0 | 0 | 0 | 0 | 12533939 | 0 | 0 | 0 | 12546475.5 | 0 | 0 | -12536.5 | 0 | 0 | 0 | 0 | 0 | 0 | 0 | 0 | 0 | 0 | 0 | 12546475.5 | 0 | 0 | 0 | 0 | 0 | 12546475.5 | 0 | 0 | 0 | 0 | 0 |  | 0 | 0 | 0 | 0 | 0 | 0
DEVERS-PALO VERDE | 4186 | 1193710.35 | 0 | 0 | 0 | 0 | 0 | 1193710.35 | 0 | 0 | 0 | 1194334.76 | 0 | 0 | -624.41 | 0 | 0 | 0 | 0 | 0 | 0 | 0 | 0 | 0 | 0 | 0 | 1194334.76 | 0 | 0 | 0 | 0 | 0 | 1194334.76 | 0 | 0 | 0 | 0 | 0 |  | 0 | 0 | 0 | 0 | 0 | 0
DEVERS-VALLEY LNS 1,2 | 4187 | 10444073.32 | 0 | 0 | 0 | 0 | 0 | 10444073.32 | 0 | 0 | 0 | 10444073.32 | 0 | 0 | 0 | 0 | 0 | 0 | 0 | 0 | 0 | 0 | 0 | 0 | 0 | 0 | 10444073.32 | 0 | 0 | 0 | 0 | 0 | 10444073.32 | 0 | 0 | 0 | 0 | 0 |  | 0 | 0 | 0 | 0 | 0 | 0
Serrano-Valley | 4188 | 2855826.23 | 8043.41 | 0 | 0 | 0 | 0 | 2863869.64 | 0 | 0 | 0 | 2858639.23 | 8043.41 | 0 | -2813 | 9.0949e-13 | 0 | 0 | 0 | 0 | 0 | 0 | 0 | 0 | 0 | 0 | 2858639.23 | 8043.41 | 0 | 0 | 0 | 0 | 2858639.23 | 8043.41 | 0 | 0 | 0 | 0 |  | 0 | 0 | 0 | 0 | 0 | 0
SERRANO-VILLA PK LN 1,2,3 | 4189 | 78247.82 | 0 | 0 | 0 | 0 | 0 | 78247.82 | 0 | 0 | 0 | 78247.82 | 0 | 0 | 0 | 0 | 0 | 0 | 0 | 0 | 0 | 0 | 0 | 0 | 0 | 0 | 78247.82 | 0 | 0 | 0 | 0 | 0 | 78247.82 | 0 | 0 | 0 | 0 | 0 |  | 0 | 0 | 0 | 0 | 0 | 0
VARIOUS 66KV LINES | 4200 | 0 | 465309.77 | 0 | 0 | 0 | 0 | 465309.77 | 0 | 0 | 0 | 0 | 0 | 0 | 0 | 465309.77 | 0 | 0 | 0 | 0 | 0 | 0 | 0 | 0 | 0 | 0 | 0 | 0 | 0 | 0 | 0 | 0 | 0 | 0 | 0 | 0 | 0 | 0 |  | 0 | 0 | 0 | 0 | 0 | 0
E.MAGUNDEN-ANTELOPE 220KV | 4207 | 0 | 25798.08 | 0 | 0 | 0 | 0 | 25798.08 | 0 | 0 | 0 | 0 | 0 | 0 | 0 | 25798.08 | 0 | 0 | 0 | 0 | 0 | 0 | 0 | 0 | 0 | 0 | 0 | 0 | 0 | 0 | 0 | 0 | 0 | 0 | 0 | 0 | 0 | 0 |  | 0 | 0 | 0 | 0 | 0 | 0
ANTELOPE-MESA 220 KV LN | 4307 | 0 | 23141.5 | 0 | 0 | 0 | 0 | 23141.5 | 0 | 0 | 0 | 0 | 0 | 0 | 0 | 23141.5 | 0 | 0 | 0 | 0 | 0 | 0 | 0 | 0 | 0 | 0 | 0 | 0 | 0 | 0 | 0 | 0 | 0 | 0 | 0 | 0 | 0 | 0 |  | 0 | 0 | 0 | 0 | 0 | 0
EAGLE ROCK-MESA 220KV LN | 4314 | 0 | 5448.73 | 0 | 0 | 0 | 0 | 5448.73 | 0 | 0 | 0 | 0 | 0 | 0 | 0 | 5448.73 | 0 | 0 | 0 | 0 | 0 | 0 | 0 | 0 | 0 | 0 | 0 | 0 | 0 | 0 | 0 | 0 | 0 | 0 | 0 | 0 | 0 | 0 |  | 0 | 0 | 0 | 0 | 0 | 0
CENTER-MESA 220KV LN | 4319 | 0 | 0 | 0 | 0 | 0 | 0 | 0 | 0 | 0 | 0 | 0 | 0 | 0 | 0 | 0 | 0 | 0 | 0 | 0 | 0 | 0 | 0 | 0 | 0 | 0 | 0 | 0 | 0 | 0 | 0 | 0 | 0 | 0 | 0 | 0 | 0 | 0 |  | 0 | 0 | 0 | 0 | 0 | 0
EAGLE ROCK-MESA 220KV LN | 4414 | 0 | 0 | 0 | 0 | 0 | 0 | 0 | 0 | 0 | 0 | 0 | 0 | 0 | 0 | 0 | 0 | 0 | 0 | 0 | 0 | 0 | 0 | 0 | 0 | 0 | 0 | 0 | 0 | 0 | 0 | 0 | 0 | 0 | 0 | 0 | 0 | 0 |  | 0 | 0 | 0 | 0 | 0 | 0
CENTER MESA&OLINDA 220KV | 4419 | 0 | 0 | 0 | 0 | 0 | 0 | 0 | 0 | 0 | 0 | 0 | 0 | 0 | 0 | 0 | 0 | 0 | 0 | 0 | 0 | 0 | 0 | 0 | 0 | 0 | 0 | 0 | 0 | 0 | 0 | 0 | 0 | 0 | 0 | 0 | 0 | 0 |  | 0 | 0 | 0 | 0 | 0 | 0
ETIWANDA-PADUA 220KV LN | 4518 | 0 | 0 | 0 | 0 | 0 | 0 | 0 | 0 | 0 | 0 | 0 | 0 | 0 | 0 | 0 | 0 | 0 | 0 | 0 | 0 | 0 | 0 | 0 | 0 | 0 | 0 | 0 | 0 | 0 | 0 | 0 | 0 | 0 | 0 | 0 | 0 | 0 |  | 0 | 0 | 0 | 0 | 0 | 0
DESERT REGION 115KV LINES | 4570 | 0 | 0 | 256666.35 | 0 | 0 | 0 | 256666.35 | 0 | 0 | 0 | 0 | 0 | 0 | 0 | 0 | 256666.35 | 0 | 0 | 0 | 0 | 0 | 0 | 0 | 0 | 0 | 0 | 0 | 0 | 0 | 0 | 0 | 0 | 0 | 0 | 0 | 0 | 0 |  | 0 | 0 | 0 | 0 | 0 | 0
Northern (Transmission Location) | 4600 | 0 | 106617.96 | 21514.78 | 0 | 14551.73 | 0 | 142684.47 | 0 | 0 | 0 | 0 | 0 | 0 | 0 | 106617.96 | 21514.78 | 0 | 0 | 0 | 0 | 0 | 0 | 0 | 14551.73 | 0 | 0 | 0 | 0 | 0 | 0 | 0 | 0 | 0 | 0 | 0 | 0 | 0 |  | 0 | 0 | 0 | 0 | 0 | 0
33&66KV LNS IN NRTHEN T/S | 4605 | 0 | 235737.67 | 0 | 83844.39 | 0 | 0 | 319582.06 | 0 | 0 | 0 | 0 | 0 | 0 | 0 | 235737.67 | 0 | 0 | 0 | 0 | 0 | 0 | 0 | 83844.39 | 0 | 0 | 0 | 0 | 0 | 0 | 0 | 0 | 0 | 0 | 0 | 0 | 0 | 0 |  | 0 | 0 | 0 | 0 | 0 | 0
MOORPARK-PARDEE 200KV LN | 4625 | 0 | 7825.36 | 0 | 0 | 0 | 0 | 7825.36 | 0 | 0 | 0 | 0 | 0 | 0 | 0 | 7825.36 | 0 | 0 | 0 | 0 | 0 | 0 | 0 | 0 | 0 | 0 | 0 | 0 | 0 | 0 | 0 | 0 | 0 | 0 | 0 | 0 | 0 | 0 |  | 0 | 0 | 0 | 0 | 0 | 0
Eastern (Transmission Location) | 4700 | 33304.81 | 0 | 1232.87 | 0 | 0 | 0 | 34537.68 | 0 | 0 | 0 | 0 | 0 | 0 | 33304.81 | 0 | 1232.87 | 0 | 0 | 0 | 0 | 0 | 0 | 0 | 0 | 0 | 0 | 0 | 0 | 0 | 0 | 0 | 0 | 0 | 0 | 0 | 0 | 0 |  | 0 | 0 | 0 | 0 | 0 | 0
Various 55kv Lines | 4705 | 243214.84 | 3295.58 | 0 | 0 | 0 | 0 | 246510.42 | 0 | 0 | 0 | 94330.8251 | 1278.19 | 0 | 148884.0149 | 2017.39 | 0 | 0 | 0 | 0 | 0 | 0 | 0 | 0 | 0 | 0 | 94330.8251 | 1278.19 | 0 | 0 | 0 | 0 | 94330.8251 | 1278.19 | 0 | 0 | 0 | 0 |  | 0 | 0 | 0 | 0 | 0 | 0
LEE VINING-LUNDY 55K 4771 | 4730 | 10584.86 | 0 | 0 | 0 | 0 | 0 | 10584.86 | 0 | 0 | 0 | 0 | 0 | 0 | 10584.86 | 0 | 0 | 0 | 0 | 0 | 0 | 0 | 0 | 0 | 0 | 0 | 0 | 0 | 0 | 0 | 0 | 0 | 0 | 0 | 0 | 0 | 0 | 0 |  | 0 | 0 | 0 | 0 | 0 | 0
BISHOP CRK55&115KV LINES | 4735 | 137.7 | 0 | 0 | 0 | 0 | 0 | 137.7 | 0 | 0 | 0 | 0 | 0 | 0 | 137.7 | 0 | 0 | 0 | 0 | 0 | 0 | 0 | 0 | 0 | 0 | 0 | 0 | 0 | 0 | 0 | 0 | 0 | 0 | 0 | 0 | 0 | 0 | 0 |  | 0 | 0 | 0 | 0 | 0 | 0
Various 115kv Lines | 4750 | 14315889.14 | 2901.91 | 173059.35 | 0 | 0 | 0 | 14491850.4 | 0 | 0 | 0 | 3933969.0247 | 796.9059 | 118008.8127 | 10381920.1153 | 2105.0041 | 55050.5373 | 0 | 0 | 0 | 0 | 0 | 0 | 0 | 0 | 0 | 3933969.0247 | 796.9059 | 118008.8127 | 0 | 0 | 0 | 3933969.0247 | 796.9059 | 118008.8127 | 0 | 0 | 0 | 1 | 0 | 0 | 0 | 0 | 0 | 0
DEVERS-SN BRDNO 220 KV LN | 4756 | 1079576.73 | 0 | 0 | 0 | 0 | 0 | 1079576.73 | 0 | 0 | 0 | 1079559.0701 | 0 | 0 | 17.6599 | 0 | 0 | 0 | 0 | 0 | 0 | 0 | 0 | 0 | 0 | 0 | 1079559.0701 | 0 | 0 | 0 | 0 | 0 | 1079559.0701 | 0 | 0 | 0 | 0 | 0 |  | 0 | 0 | 0 | 0 | 0 | 0
BLYTHE-EAGLE MT 161 KV LN | 4759 | 33310 | 0 | 0 | 0 | 0 | 0 | 33310 | 0 | 0 | 0 | 33310 | 0 | 0 | 0 | 0 | 0 | 0 | 0 | 0 | 0 | 0 | 0 | 0 | 0 | 0 | 33310 | 0 | 0 | 0 | 0 | 0 | 33310 | 0 | 0 | 0 | 0 | 0 |  | 0 | 0 | 0 | 0 | 0 | 0
HOOVER-CLWTR 115 KV LN | 4781 | 1277.33 | 0 | 0 | 0 | 0 | 0 | 1277.33 | 0 | 0 | 0 | 1277.33 | 0 | 0 | 0 | 0 | 0 | 0 | 0 | 0 | 0 | 0 | 0 | 0 | 0 | 0 | 1277.33 | 0 | 0 | 0 | 0 | 0 | 1277.33 | 0 | 0 | 0 | 0 | 0 |  | 0 | 0 | 0 | 0 | 0 | 0
HOOVER-CLWTER 115 KV LN | 4782 | 165196.31 | 0 | 0 | 0 | 0 | 0 | 165196.31 | 0 | 0 | 0 | 165196.31 | 0 | 0 | 0 | 0 | 0 | 0 | 0 | 0 | 0 | 0 | 0 | 0 | 0 | 0 | 165196.31 | 0 | 0 | 0 | 0 | 0 | 165196.31 | 0 | 0 | 0 | 0 | 0 |  | 0 | 0 | 0 | 0 | 0 | 0

## Antelope Bailey Split BA
Substation | Location # |  | 1 = Assuming EKWRA Reconfiguration HAS occurred | [18 empty] | 2 = Assuming EKWRA Reconfiguration HAS NOT occurred
|  |  | TAG | GENERATION RELATED PLANT COST |  |  | IS0 RELATED PLANT COST |  |  | NON-ISO RELATED PLANT |  |  | GENERATION RELATED PLANT COST |  |  | IS0 RELATED PLANT COST |  |  | NON-ISO RELATED PLANT |  |  | TAG | GENERATION RELATED PLANT COST |  |  | IS0 RELATED PLANT COST |  |  | NON-ISO RELATED PLANT |  |  | GENERATION RELATED PLANT COST |  |  | IS0 RELATED PLANT COST |  |  | NON-ISO RELATED PLANT |  |  |  | GENERATION RELATED PLANT COST |  |  | IS0 RELATED PLANT COST |  |  | NON-ISO RELATED PLANT |  |  | GENERATION RELATED PLANT COST |  |  | IS0 RELATED PLANT COST |  |  | NON-ISO RELATED PLANT
|  |  |  | A/C 350 | A/C 352 | A/C 353 | A/C 350 | A/C 352 | A/C 353 | A/C 350 | A/C 352 | A/C 353 | A/C 360 | A/C 361 | A/C 362 | A/C 360 | A/C 361 | A/C 362 | A/C 360 | A/C 361 | A/C 362 |  | A/C 350 | A/C 352 | A/C 353 | A/C 350 | A/C 352 | A/C 353 | A/C 350 | A/C 352 | A/C 353 | A/C 360 | A/C 361 | A/C 362 | A/C 360 | A/C 361 | A/C 362 | A/C 360 | A/C 361 | A/C 362 |  | A/C 350 | A/C 352 | A/C 353 | A/C 350 | A/C 352 | A/C 353 | A/C 350 | A/C 352 | A/C 353 | A/C 360 | A/C 361 | A/C 362 | A/C 360 | A/C 361 | A/C 362 | A/C 360 | A/C 361 | A/C 362
#6 5365 Acton | 5365 | 1 | CPUC | 0 | 0 | 0 | 0 | 0 | 0 | 24167.43 | 0 | 0 | 0 | 0 | 0 | 0 | 0 | 0 | 466445.89 | 2122529.77 | 8512832.88 | Mix | 0 | 0 | 0 | 3768.4968 | 0 | 0 | 20398.9332 | 0 | 0 | 0 | 0 | 0 | 72734.2471 | 372807.2149 | 1285595.4233 | 393711.6429 | 1749722.5551 | 7227237.4567 | 0 | 0 | 0 | 0 | -3768.4968 | 0 | 0 | 3768.4968 | 0 | 0 | 0 | 0 | 0 | -72734.2471 | -372807.2149 | -1285595.4233 | 72734.2471 | 372807.2149 | 1285595.4233
#73 5539 Anaverde | 5539 | 1 | CPUC | 0 | 0 | 0 | 0 | 0 | 0 | 0 | 0 | 0 | 0 | 0 | 0 | 0 | 0 | 0 | 157.24 | 740624.81 | 9961714.43 | Mix | 0 | 0 | 0 | 0 | 0 | 0 | 0 | 0 | 0 | 0 | 0 | 0 | 1.0846 | 5108.8188 | 68715.7561 | 156.1554 | 735515.9912 | 9892998.6739 | 0 | 0 | 0 | 0 | 0 | 0 | 0 | 0 | 0 | 0 | 0 | 0 | 0 | -1.0846 | -5108.8188 | -68715.7561 | 1.0846 | 5108.8188 | 68715.7561
#74 5599 Helijet | 5599 | 1 | CPUC | 0 | 0 | 0 | 0 | 0 | 0 | 0 | 0 | 488671.31 | 0 | 0 | 0 | 0 | 0 | 0 | 0 | 235231.04 | 2232856.44 | Mix | 0 | 0 | 0 | 0 | 0 | 346134.01 | 0 | 0 | 142537.3 | 0 | 0 | 0 | 0 | 31900.9023 | 22946.4944 | 0 | 203330.1377 | 2209909.9456 | 0 | 0 | 0 | 0 | 0 | 0 | -346134.01 | 0 | 0 | 346134.01 | 0 | 0 | 0 | 0 | -31900.9023 | -22946.4944 | 0 | 31900.9023 | 22946.4944
#75 5564 Palmdale | 5564 | 1 | CPUC | 0 | 0 | 0 | 0 | 0 | 0 | 0 | 0 | 713949.48 | 0 | 0 | 0 | 0 | 0 | 0 | 62303.26 | 433884.24 | 7508731.79 | Mix | 0 | 0 | 0 | 0 | 0 | 688370.2604 | 0 | 0 | 25579.2196 | 0 | 0 | 0 | 7222.5745 | 11805.736 | 303345.9633 | 55080.6855 | 422078.504 | 7205385.8267 | 0 | 0 | 0 | 0 | 0 | 0 | -688370.2604 | 0 | 0 | 688370.2604 | 0 | 0 | 0 | -7222.5745 | -11805.736 | -303345.9633 | 7222.5745 | 11805.736 | 303345.9633
#76 5518 Little Rock | 5518 | 1 | CPUC | 0 | 0 | 0 | 0 | 0 | 0 | 0 | 0 | 1176404.35 | 0 | 0 | 0 | 0 | 0 | 0 | 442.59 | 367752.41 | 8625515.03 | Mix | 0 | 0 | 0 | 0 | 0 | 379880.8252 | 0 | 0 | 796523.5248 | 0 | 0 | 0 | 66.5924 | 48835.8227 | 1101418.8977 | 375.9976 | 318916.5873 | 7524096.1323 | 0 | 0 | 0 | 0 | 0 | 0 | -379880.8252 | 0 | 0 | 379880.8252 | 0 | 0 | 0 | -66.5924 | -48835.8227 | -1101418.8977 | 66.5924 | 48835.8227 | 1101418.8977
#77 5522 Shuttle | 5522 | 1 | CPUC | 0 | 0 | 0 | 0 | 0 | 0 | 0 | 0 | 1018975.84 | 0 | 0 | 0 | 0 | 0 | 0 | 11913.32 | 432520.58 | 7623460.37 | Mix | 0 | 0 | 0 | 0 | 0 | 798317.91 | 0 | 0 | 220657.93 | 0 | 0 | 0 | 1100.4555 | 39952.7306 | 0 | 10812.8645 | 392567.8494 | 7623460.37 | 0 | 0 | 0 | 0 | 0 | 0 | -798317.91 | 0 | 0 | 798317.91 | 0 | 0 | 0 | -1100.4555 | -39952.7306 | 0 | 1100.4555 | 39952.7306 | 0
#78 5548 Oasis | 5548 | 1 | CPUC | 0 | 0 | 0 | 0 | 0 | 0 | 0 | 0 | 618665.22 | 0 | 0 | 0 | 0 | 0 | 0 | 5187.77 | 1523549.63 | 9254860.19 | Mix | 0 | 0 | 0 | 0 | 0 | 395907.3905 | 0 | 0 | 222757.8295 | 0 | 0 | 0 | 332.4442 | 45626.5883 | 288816.6797 | 4855.3258 | 1477923.0417 | 8966043.5103 | 0 | 0 | 0 | 0 | 0 | 0 | -395907.3905 | 0 | 0 | 395907.3905 | 0 | 0 | 0 | -332.4442 | -45626.5883 | -288816.6797 | 332.4442 | 45626.5883 | 288816.6797
#79 5545 Piute | 5545 | 1 | CPUC | 0 | 0 | 0 | 0 | 0 | 0 | 0 | 0 | 140208.6 | 0 | 0 | 0 | 0 | 0 | 0 | 3756.67 | 55479.61 | 619929.9 | Mix | 0 | 0 | 0 | 0 | 0 | 140208.6 | 0 | 0 | 0 | 0 | 0 | 0 | 972.4694 | 14361.7155 | 56564.4646 | 2784.2006 | 41117.8945 | 563365.4354 | 0 | 0 | 0 | 0 | 0 | 0 | -140208.6 | 0 | 0 | 140208.6 | 0 | 0 | 0 | -972.4694 | -14361.7155 | -56564.4646 | 972.4694 | 14361.7155 | 56564.4646
#80 5530 Redman | 5530 | 1 | CPUC | 0 | 0 | 0 | 0 | 0 | 0 | 0 | 0 | 276827.8 | 0 | 0 | 0 | 0 | 0 | 0 | 959.21 | 18768.36 | 751032.67 | Mix | 0 | 0 | 0 | 0 | 0 | 276510.1473 | 0 | 0 | 317.6527 | 0 | 0 | 0 | 321.0346 | 6281.5153 | 67500.7988 | 638.1754 | 12486.8447 | 683531.8712 | 0 | 0 | 0 | 0 | 0 | 0 | -276510.1473 | 0 | 0 | 276510.1473 | 0 | 0 | 0 | -321.0346 | -6281.5153 | -67500.7988 | 321.0346 | 6281.5153 | 67500.7988
#81 5514 Lancaster | 5514 | 1 | CPUC | 0 | 0 | 0 | 0 | 0 | 0 | 0 | 0 | 1071715.48 | 0 | 0 | 0 | 0 | 0 | 0 | 0 | 333421.91 | 5975488.62 | Mix | 0 | 0 | 0 | 0 | 0 | 1039386.3904 | 0 | 0 | 32329.0896 | 0 | 0 | 0 | 0 | 76007.4153 | 582351.7324 | 0 | 257414.4947 | 5393136.8876 | 0 | 0 | 0 | 0 | 0 | 0 | -1039386.3904 | 0 | 0 | 1039386.3904 | 0 | 0 | 0 | 0 | -76007.4153 | -582351.7324 | 0 | 76007.4153 | 582351.7324
#82 5508 Del Sur | 5508 | 1 | CPUC | 0 | 0 | 0 | 0 | 0 | 0 | 0 | 0 | 416587.12 | 0 | 0 | 0 | 0 | 0 | 0 | 1492.8 | 382653.58 | 5903778.25 | Mix | 0 | 0 | 0 | 0 | 0 | 392255.9957 | 0 | 0 | 24331.1243 | 0 | 0 | 0 | 103.7704 | 26599.7668 | 47097.6494 | 1389.0296 | 356053.8132 | 5856680.6006 | 0 | 0 | 0 | 0 | 0 | 0 | -392255.9957 | 0 | 0 | 392255.9957 | 0 | 0 | 0 | -103.7704 | -26599.7668 | -47097.6494 | 103.7704 | 26599.7668 | 47097.6494
#83 5511 Goldtown | 5511 | 1 | CPUC | 0 | 0 | 0 | 0 | 0 | 0 | 0 | 0 | 485767.81 | 0 | 0 | 0 | 0 | 0 | 0 | 187.19 | 148976.93 | 1787024.05 | Mix | 0 | 0 | 0 | 0 | 0 | 472673.53 | 0 | 0 | 13094.28 | 0 | 0 | 0 | 73.4307 | 58440.5004 | 418894.6715 | 113.7593 | 90536.4296 | 1368129.3785 | 0 | 0 | 0 | 0 | 0 | 0 | -472673.53 | 0 | 0 | 472673.53 | 0 | 0 | 0 | -73.4307 | -58440.5004 | -418894.6715 | 73.4307 | 58440.5004 | 418894.6715
#84 5547 Corum | 5547 | 1 | CPUC | 0 | 0 | 0 | 0 | 0 | 0 | 0 | 0 | 0 | 0 | 0 | 0 | 0 | 0 | 0 | 384.16 | 33392.47 | 579541.88 | Mix | 0 | 0 | 0 | 0 | 0 | 0 | 0 | 0 | 0 | 0 | 0 | 0 | 9.8413 | 855.4361 | 14846.4928 | 374.3187 | 32537.0339 | 564695.3872 | 0 | 0 | 0 | 0 | 0 | 0 | 0 | 0 | 0 | 0 | 0 | 0 | 0 | -9.8413 | -855.4361 | -14846.4928 | 9.8413 | 855.4361 | 14846.4928
#85 5541 Rosamond | 5541 | 1 | CPUC | 0 | 0 | 0 | 0 | 0 | 0 | 0 | 0 | 560191.65 | 0 | 0 | 0 | 0 | 0 | 0 | 1087.87 | 77814.95 | 2300493.55 | Mix | 0 | 0 | 0 | 0 | 0 | 560191.65 | 0 | 0 | 0 | 0 | 0 | 0 | 349.6013 | 25006.8549 | 359127.0624 | 738.2687 | 52808.0951 | 1941366.4876 | 0 | 0 | 0 | 0 | 0 | 0 | -560191.65 | 0 | 0 | 560191.65 | 0 | 0 | 0 | -349.6013 | -25006.8549 | -359127.0624 | 349.6013 | 25006.8549 | 359127.0624
#86 5553 Cal Cement | 5553 | 1 | CPUC | 0 | 0 | 0 | 0 | 0 | 0 | 0 | 4528.73 | 231734.5 | 0 | 0 | 0 | 0 | 0 | 0 | 0 | 50566.97 | 1419065.96 | Mix | 0 | 0 | 0 | 0 | 2432.6345 | 231734.5 | 0 | 2096.0955 | 0 | 0 | 0 | 0 | 0 | 27134.333 | 655030.8816 | 0 | 23432.637 | 764035.0784 | 0 | 0 | 0 | 0 | 0 | -2432.6345 | -231734.5 | 0 | 2432.6345 | 231734.5 | 0 | 0 | 0 | 0 | -27134.333 | -655030.8816 | 0 | 27134.333 | 655030.8816
#87 5357 Cummings | 5357 | 1 | CPUC | 0 | 0 | 0 | 0 | 0 | 0 | 0 | 0 | 50024.65 | 0 | 0 | 0 | 0 | 0 | 0 | 678.89 | 12925.8 | 1172975.28 | Mix | 0 | 0 | 0 | 0 | 0 | 50024.65 | 0 | 0 | 0 | 0 | 0 | 0 | 57.317 | 1091.2927 | 53230.1466 | 621.573 | 11834.5073 | 1119745.1334 | 0 | 0 | 0 | 0 | 0 | 0 | -50024.65 | 0 | 0 | 50024.65 | 0 | 0 | 0 | -57.317 | -1091.2927 | -53230.1466 | 57.317 | 1091.2927 | 53230.1466
#88 5566 Quartz Hill | 5566 | 1 | CPUC | 0 | 0 | 0 | 0 | 0 | 0 | 0 | 0 | 189904.62 | 0 | 0 | 0 | 0 | 0 | 0 | 15905.07 | 290769.74 | 6263764.44 | Mix | 0 | 0 | 0 | 0 | 0 | 189904.62 | 0 | 0 | 0 | 0 | 0 | 0 | 3074.3734 | 52474.1239 | 1061288.7966 | 12830.6966 | 238295.6161 | 5202475.6434 | 0 | 0 | 0 | 0 | 0 | 0 | -189904.62 | 0 | 0 | 189904.62 | 0 | 0 | 0 | -3074.3734 | -52474.1239 | -1061288.7966 | 3074.3734 | 52474.1239 | 1061288.7966
#90 5512 Gorman | 5512 | 1 | CPUC | 0 | 0 | 0 | 0 | 0 | 0 | 0 | 0 | 0 | 0 | 0 | 0 | 0 | 0 | 0 | 382.78 | 164070.01 | 1031548.77 | Mix | 0 | 0 | 0 | 0 | 0 | 0 | 0 | 0 | 0 | 0 | 0 | 0 | 56.9346 | 24403.7288 | 153432.2846 | 325.8454 | 139666.2812 | 878116.4854 | 0 | 0 | 0 | 0 | 0 | 0 | 0 | 0 | 0 | 0 | 0 | 0 | 0 | -56.9346 | -24403.7288 | -153432.2846 | 56.9346 | 24403.7288 | 153432.2846
#92 5079 Wind Hub | 5079 |  | Mix | 0 | 0 | 0 | [6 empty] | 0 | 0 | 0 | [6 empty] | Mix | 0 | 0 | 0 | [6 empty] | 0 | 0 | 0 | [6 empty] | 0 | 0 | 0 | 0 | 0 | 0 | 0 | 0 | 0 | 0 | 0 | 0 | 0 | 0 | 0 | 0 | 0 | 0 | 0
#93 5358 Monolith | 5358 | 1 | CPUC | 0 | 0 | 0 | 0 | 0 | 0 | 0 | 0 | 1245448.76 | 0 | 0 | 0 | 0 | 0 | 0 | 295.7 | 640438.55 | 8271511.78 | Mix | 0 | 0 | 0 | 0 | 0 | 1142050.1483 | 0 | 0 | 103398.6117 | 0 | 0 | 0 | 37.6309 | 79982.5371 | 70602.5503 | 258.0691 | 560456.0129 | 8200909.2297 | 0 | 0 | 0 | 0 | 0 | 0 | -1142050.1483 | 0 | 0 | 1142050.1483 | 0 | 0 | 0 | -37.6309 | -79982.5371 | -70602.5503 | 37.6309 | 79982.5371 | 70602.5503
#97 8504 Ritter Ranch | 8504 | 1 | CPUC | 0 | 0 | 0 | 0 | 0 | 0 | 942423.45 | 0 | 0 | 0 | 0 | 0 | 0 | 0 | 0 | 0 | 610351.94 | 8828177.49 | Mix | 0 | 0 | 0 | 351410.0006 | 0 | 0 | 591013.4494 | 0 | 0 | 0 | 0 | 0 | 0 | 227597.6227 | 3291832.6642 | 0 | 382754.3173 | 5536344.8258 | 0 | 0 | 0 | 0 | -351410.0006 | 0 | 0 | 351410.0006 | 0 | 0 | 0 | 0 | 0 | 0 | -227597.6227 | -3291832.6642 | 0 | 227597.6227 | 3291832.6642
2313 Kern River | 2313 | 1 | CPUC | 0 | 0 | 0 | 0 | 0 | 0 | 0 | 4183.66 | 354262.18 | 0 | 0 | 0 | 0 | 0 | 0 | 0 | 0 | 0 | Mix | 0 | 0 | 0 | 0 | 2138.0428 | 181855.9194 | 0 | 2045.6172 | 172406.2606 | 0 | 0 | 0 | 0 | 0 | 0 | 0 | 0 | 0 | 0 | 0 | 0 | 0 | 0 | -2138.0428 | -181855.9194 | 0 | 2138.0428 | 181855.9194 | 0 | 0 | 0 | 0 | 0 | 0 | 0 | 0 | 0