## Plant Total by Account
SOUTHERN CALIFORNIA EDISON COMPANY | [5 empty] | EKWRA Reconfiguration |  | 2 | Assuming EKWRA Reconfiguration HAS NOT occurred
Transmission/Distribution ISO Facilities Study
End of Year 2011 Facilities | [6 empty] | 1 | = | Assuming EKWRA Reconfiguration HAS occurred
[7 empty] | 2 | = | Assuming EKWRA Reconfiguration HAS NOT occurred
$
Transmission |  |  |  |  | Check
| Total Plant FERC Form 1 | Total Plant | ISO Plant | ISO % of Total | Does FF1 Total Equal Plant Study total
Land (Substation and Line)
350 | 238723489 | 238723489.63 | 156698449.768 | 65.64% | Check | -0.63
Substation
352 | 334506130.03 | 334506130.03 | 170948030.4892 | 51.1% | OK | 0
353 | 3421750786 | 3421750787.27 | 1756511618.7147 | 51.33% | Check | -1.27
Total Substation | 3756256916.03 | 3756256917.3 | 1927459649.2038 | 51.31% | Check | -1.27
Lines
354 | 601728049 | 601728047.51 | 550516805.0261 | 91.49% | Check | 1.49
355 | 545742642 | 545742641.2 | 132075053.8595 | 24.2% | Check | 0.8
356 | 617979720 | 617979718.75 | 421892563.2287 | 68.27% | Check | 1.25
357 | 46153375 | 46153375.86 | 558943.0657 | 1.211% | Check | -0.86
358 | 183442134 | 183442133.08 | 3408604.1308 | 1.858% | Check | 0.92
359 | 113892832 | 113892833 | 110352407.0325 | 96.89% | Check | -1
Total Lines | 2108938752 | 2108938749.4 | 1218804376.3433 | 57.79%
Total Transmission | 6103919157.03 | 6103919156.33 | 3302962475.3151 | 54.11%
Distribution
| Total Plant FERC Form 1 | Total Plant | ISO Plant | ISO % of Total
Land:
360 | 105855063 | 105855061.72 | 75876.481 | 0.07168% | Check | 1.28
Structures:
361 | 431350909 | 431350910.13 | 683246.9453 | 0.1584% | Check | -1.13
362 | 1609973202.26 | 1609973202.26 | 5875711.4176 | 0.365% | OK | 0
Total Structures | 2041324112.39 | 2041324112.39 | 6558958.3629 | 0.3213% | OK | 0
Total Distribution | 2147179175.39 | 2147179174.11 | 6634834.8439 | 0.309% | Check | 1.28
Total Transmission & Distribution | 8251098332.42 | 8251098330.44 | 3309597310.159 | 40.11%

## High-Low Volt Summary
Southern California Edison Company
| Summary of ISO Facility Gross Plant | Summary of Transmission Facility Gross Plant | Summary of Transmission Facility Gross Plant | Summary of Transmission Facility Gross Plant | Summary of Transmission Facility Gross Plant | Summary of Transmission Facility Gross Plant | Summary of Transmission Facility Gross Plant | Summary of Transmission Facility Gross Plant | Summary of Transmission Facility Gross Plant | Summary of Transmission Facility Gross Plant
High/Low Voltage Split
End of Year 2011 Facilities
($)
| Total ISO Plant |  |  |  |  | Gross ISO Plant Split into High Voltage, Low Voltage, and Transformers that Straddle HV/LV
| ISO Transmission and Distribution Facility | Total ISO Gross Plant | Land | Structures |  | Land HV | Land LV | Structures HV | Structures LV | Transformers HV/LV
Transmission Lines:
| 750 kV T Lines | 55966906.65 | 0 | 55966906.65 |  | 0 | 0 | 55966906.65 | 0 | 0
| 500 kV T Lines | 429335254.3595 | 48565350.78 | 380769903.5795 |  | 48565350.78 | 0 | 380769903.5795 | 0 | 0
| 230 kV T Lines | 733852393.928 | 65722570.1554 | 668129823.7726 |  | 65722570.1554 | 0 | 668129823.7726 | 0 | 0
| 161 kV T Lines | 2369978.44 | 33310 | 2336668.44 |  | 0 | 33310 | 0 | 2336668.44 | 0
| 115 kV T Lines | 50799281.5304 | 4527958.9135 | 46271322.6169 |  | 0 | 4527958.9135 | 0 | 46271322.6169 | 0
| 66 kV T Lines | 67109651.2465 | 3473545.6088 | 63636105.6377 |  | 0 | 3473545.6088 | 0 | 63636105.6377 | 0
| 55 kV T Lines | 1787976.4717 | 94330.8251 | 1693645.6466 |  | 0 | 94330.8251 | 0 | 1693645.6466 | 0
| Total Transmission Lines | 1341221442.6261 | 122417066.2828 | 1218804376.3433 |  | 114287920.9354 | 8129145.3474 | 1104866634.0021 | 113937742.3412 | 0
|  | Plant Total by Account |  | 1218804376.3433
| Substations: |  | Okay
750KV | High Voltage Substations (750 kV, 500kV, 220kV) | 1651895518.9446 | 33507352.1096 | 1618388166.8351 |  | 33507352.1096 | 0 | 1618388166.8351 | 0 | 0
500KV | Straddle Substations:
| Eldorado | 66862753.13 | 13182.65 | 66849570.48 |  | 13182.65 | 0 | 65952090.75 | 0 | 897479.73
| Antelope | 70582432.546 | 21969.428 | 70560463.1179 |  | 16725.3403 | 5244.0878 | 46230540.1978 | 14495191.5101 | 9834731.41
| Bailey | 17694017.3695 | 110066.5435 | 17583950.826 |  | 93457.4151 | 16609.1284 | 13532013.0867 | 2404896.711 | 1647041.0283
| Eagle Mountain | 1619897.7861 | 0 | 1619897.7861 |  | 0 | 0 | 1480879.5531 | 136987.673 | 2030.56
| Kramer | 16028919.7001 | 28584.9699 | 16000334.7302 |  | 16631.6166 | 11953.3533 | 8210171.8517 | 5912866.2025 | 1877296.6759
| Victor | 54518229.6623 | 18831.5688 | 54499398.0935 |  | 3036.4624 | 15795.1064 | 8565937.2101 | 44558394.253 | 1375066.6304
| Total Straddle Substations | 227306250.194 | 192635.1603 | 227113615.0337 |  | 143033.4844 | 49601.6759 | 143971632.6494 | 67508336.3497 | 15633646.0346
161KV | Low Voltage Substations (Less Than 220kV) | 89174098.3943 | 657272.6964 | 88516825.6979 |  | 0 | 657272.6964 | 0 | 88516825.6979 | 0
| Total Substations | 1968375867.5329 | 34357259.9662 | 1934018607.5667 |  | 33650385.5939 | 706874.3723 | 1762359799.4845 | 156025162.0476 | 15633646.0346
| Total Lines and Substations | 3309597310 | 156774326 | 3152822983.91 |  | 147938306.5293 | 8836019.7197 | 2867226433.4866 | 269962904.3888 | 15633646.0346
| Plant Total by Account | 3309597310 | 156774326
| 0 | Okay | Okay
Determination of High Voltage/Low Voltage Gross Plant Percentage of SCE ISO Transmission Facilities
Gross Plant Percentage Determined Pursuant to ISO Tariff Section 12
| Gross Plant that can be determined HV/LV | High Voltage | Low Voltage | Total
| Land | 147938306.5293 | 8836019.7197 | 156774326.249
| Structures | 2867226433.4866 | 269962904.3888 | 3137189337.8753
| Total Determined HV/LV | 3015164740.0159 | 278798924.1085 | 3293963664.1244
| Percentage: | 91.54% | 8.464% | 100%
| Transformers | 14310424.488 | 1323221.5467 | 15633646.0346
| Total HV & LV Gross Plant | 3029475164.3583 | 280122145.6417 | 3309597310 |  | Okay
|  |  |  | Check |  | 0 |  | 0

## High_Low Voltage Mix Summary
Facility: | Location # | Land HV | Land LV | Structures HV | Structures LV | Transformers HV/LV
500 kV Substations:
Eldorado | 5090 | 13182.65 | 0 | 65952090.75 | 0 | 897479.73
230 kV Substations
Antelope | 5052 | 16725.3403 | 5244.0878 | 46230540.1978 | 14495191.5101 | 9834731.41
Bailey | 5059 | 93457.4151 | 16609.1284 | 13532013.0867 | 2404896.711 | 1647041.0283
Eagle Mountain | 5040 | 0 | 0 | 1480879.5531 | 136987.673 | 2030.56
Kramer | 5042 & 8046 | 16631.6166 | 11953.3533 | 8210171.8517 | 5912866.2025 | 1877296.6759
Victor | 8049 | 3036.4624 | 15795.1064 | 8565937.2101 | 44558394.253 | 1375066.6304
Total Straddle Substations |  | 143033.4844 | 49601.6759 | 143971632.6494 | 67508336.3497 | 15633646.0346

## Prior Year Comparison
SOUTHERN CALIFORNIA EDISON COMPANY
Transmission/Distribution ISO Facilities Study
Comparison of 2010 & 2011 EOY Results
$
TRANSMISSION
FERC Accounts | 2010 * |  | 2011 |  | Change
| ISO Plant | ISO % of Total | ISO Plant | ISO % of Total | Plant | %
Land (Substation and Line)
350 | 153978278.0407 | 65.27% | 156698449.768 | 65.64% | 2720171.7273 | 1.767%
Substation
352 | 175457663.6868 | 58.89% | 170948030.4892 | 51.1% | -4509633.1977 | -2.57%
353 | 1680213303.0967 | 52.17% | 1756511618.7147 | 51.33% | 76298315.618 | 4.541%
Total Substation | 1855670966.7835 | 52.74% | 1927459649.2038 | 51.31% | 71788682.4203 | 3.869%
Lines
354 | 625307189.5779 | 92.61% | 550516805.0261 | 91.49% | -74790384.5518 | -11.96%
355 | 113770199.194 | 21.97% | 132075053.8595 | 24.2% | 18304854.6655 | 16.09%
356 | 422173397.264 | 68.66% | 421892563.2287 | 68.27% | -280834.0353 | -0.06652%
357 | 284095.8513 | 0.6643% | 558943.0657 | 1.211% | 274847.2143 | 96.74%
358 | 2302927.9303 | 1.309% | 3408604.1308 | 1.858% | 1105676.2005 | 48.01%
359 | 28619067.9166 | 89.68% | 110352407.0325 | 96.89% | 81733339.1159 | 285.6%
Total Lines | 1192456877.7341 | 57.92% | 1218804376.3433 | 57.79% | 26347498.6092 | 2.21%
Total Transmission | 3202106122.5583 | 55.09% | 3302962475.3151 | 54.11% | 100856352.7568 | 3.15%
DISTRIBUTION
FERC Accounts | 2010 |  | 2011 |  | Change
| ISO Plant | ISO % of Total | ISO Plant | ISO % of Total | Plant | %
Land:
360 | 25780.2603 | 0.02535% | 75876.481 | 0.07168% | 50096.2207 | 194.3%
Structures:
361 | 1107531.0406 | 0.2773% | 683246.9453 | 0.1584% | -424284.0953 | -38.31%
362 | 16087945.8669 | 1.104% | 5875711.4176 | 0.365% | -10212234.4493 | -63.48%
Total Structures | 17195476.9075 | 0.9262% | 6558958.3629 | 0.3213% | -10636518.5446 | -61.86%
Total Distribution | 17221257.1678 | 0.8795% | 6634834.8439 | 0.309% | -10586422.3239 | -61.47%
TOTAL TRANSMISSION & DISTRIBUTION
Total Transmission & Distribution | 3219327379.7261 | 41.46% | 3309597310.159 | 40.11% | 90269930.4329 | 2.804%
* 2010 as corrected

## Assumptions
ISO Study Assumptions
The following assumptions have been made in completing 2011 Study
1. Devers-Mirage System
Beginning in the 2009 CPUC GRC and the 2009 FERC rate case, the Devers-Mirage system split was assumed to be completed and all 115kV facilities transferred from ISO to non-ISO. This assumption was consistent with the plant forecast that was utilized in the cases. However, due to project delays the physical split of the system has not yet occurred. It is currently forecast to be completed by July of 2012. The faculties assumed transferred control for purposes of the Transmission Plant Study include: 220/115kV transformation at Devers and Mirage Substations, the 115kV buses at Devers and Mirage Substation, Farrell, Garnet, Eisenhower, Thornhill, Tamarisk, Santa Rosa, Indian Wells, Concho 1115kV substations, and all 115kV lines interconnecting these substations that were under ISO Operational Control.
2. East Kern Wind Resource Area and Future Project (Antelope-Bailey System)
The 2011 Transmission Plant Study includes the ability to adjust for the Antelope-Bailey System split as part of the EKWRA project. The EKWRA project was forecast for 2013, therefore its was assumed in the development of the Transmission Plant Study for the 2012 CPUC GRC to be completed. The current forecast for the EKWRA project is June 2014. As a result of the EKWRA project the existing Antelope-Bailey will be split into three radial 66kV systems -- one radiating from Bailey, one radiating from Antelope, and a third radiating from a new 500/220/66kV Windhub substation. Post EKWRA, the Bailey-Neenach and Neenach-Antelope 66kV lines will still remain operated in parallel with the CAISO controlled 230kV lines connecting Bailey and Antelope Substations. The following substations and interconnecting 66kV lines will be impacted by the EKWRA project:
Substations affected EKWRA include:
|  | 2313 Kern River 1 | 2313 | Shift from Mixed to Non-ISO
|  | 5079 Wind Hub | 5079 | Shift from ISO to Mixed
|  | 5357 Cummings | 5357 | Shift from Mixed to Non-ISO
|  | 5358 Monolith | 5358 | Shift from Mixed to Non-ISO
|  | 5365 Acton | 5365 | Shift from Mixed to Non-ISO
|  | 5508 Del Sur | 5508 | Shift from Mixed to Non-ISO
|  | 5511 Goldtown | 5511 | Shift from Mixed to Non-ISO
|  | 5512 Gorman | 5512 | Shift from Mixed to Non-ISO
|  | 5514 Lancaster | 5514 | Shift from Mixed to Non-ISO
|  | 5518 Little Rock | 5518 | Shift from Mixed to Non-ISO
|  | 5522 Shuttle | 5522 | Shift from Mixed to Non-ISO
|  | 5530 Redman | 5530 | Shift from Mixed to Non-ISO
|  | 5539 Anaverde | 5539 | Shift from Mixed to Non-ISO
|  | 5541 Rosamond | 5541 | Shift from Mixed to Non-ISO
|  | 5545 Piute | 5545 | Shift from Mixed to Non-ISO
|  | 5547 Corum | 5547 | Shift from Mixed to Non-ISO
|  | 5548 Oasis | 5548 | Shift from Mixed to Non-ISO
|  | 5553 Cal Cement | 5553 | Shift from Mixed to Non-ISO
|  | 5564 Palmdale | 5564 | Shift from Mixed to Non-ISO
|  | 5566 Quartz Hill | 5566 | Shift from Mixed to Non-ISO
|  | 5599 Helijet | 5599 | Shift from Mixed to Non-ISO
|  | 8504 Ritter Ranch | 8504 | Shift from Mixed to Non-ISO
3. Current FERC methodology for transformer bank circuit breakers
Pursuant to the Commission's ruling in the Whitewater case (ER02-2189), FERC's current methodology classifies all circuit breakers that connect both ISO controlled operating buses as FERC jurisdiction (either in double breaker or breaker and half scheme). SCE has not implemented this methodology for those circuit breakers classified in the original 1998 split of the transmission system into ISO and non-ISO. This study reflects the current single-line diagram classification and the ISO register.
4. Classification of Distribution Plant
In the 2011 Transmission Plant Study, a more thorough review of ISO distribution plant was instituted. At all substations, unless specific distribution voltage faculties could be identified as ISO controlled, no allocation of distribution plant was made. An exception to this general rule is those substation locations where ISO facilities are clearly identifiable by review of the single line diagrams and ISO register, however only distribution plant is recorded at the location. It these cases, distribution plant will be assigned or allocated consistent with the methodology for determining substation investment.

## TS by Location
SOUTHERN CALIFORNIA EDISON COMPANY
End of Year 2011 Facilities
TRANSMISSION SUBSTATION FACILITIES (350 - 353)
($)
| LOCATION NUMBER | Voltage | TRANSMISSION ACCOUNTS |  |  |  | ISO RELATED |  |  | NON-ISO RELATED PLANT
DESCRIPTION |  |  | A/C 350 | A/C 352 | A/C 353 | A/C 350-353 | A/C 350 | A/C 352 | A/C 353 | A/C 350 | A/C 352 | A/C 353
|  |  | Land & Land Rights | Structures & Improvements | Station Equipment | TOTAL | Land & Land Rights | Structures & Improvements | Station Equipment | Land & Land Rights | Structures & Improvements | Station Equipment | Check | ISO/Non-ISO/Mix/Trans Line | High / Low / Straddle Voltage | EKWRA Affected | EKWRA Change
MOHAVE GENERATING STATION | 1320 | 500kV | 0 | 168580.16 | 9518339.12 | 9686919.28 | 0 | 168580.16 | 9518339.12 | 0 | 0 | 0 | 0 | ISO | High | 0
INYO | 2570 | 115kV | 0 | 287755.16 | 4196329.03 | 4484084.19 | 0 | 287755.16 | 4196329.03 | 0 | 0 | 0 | 0 | ISO | Low | 0
METRO GOM MAINT | 5001 | 500kV | 0 | 0 | 10684163.72 | 10684163.72 | 0 | 0 | 10684163.72 | 0 | 0 | 0 | 0 | ISO | High | 0
HARBORGEN SUB | 5019 | 220kV | 0 | 18729.02 | 3340925.06 | 3359654.08 | 0 | 18729.02 | 3340925.06 | 0 | 0 | 0 | 0 | ISO | High | 0
EL SEGUNDO SWITCHRACK SUB | 5026 & 1095 | 220kV | 12469.81 | 7552.09 | 1159363.99 | 1179385.89 | 12469.81 | 7552.09 | 1159363.99 | 0 | 0 | 0 | 0 | ISO | High | 0
MIDWAY SUB | 5032 | 500kV | 0 | 3615.73 | 169990.17 | 173605.9 | 0 | 3615.73 | 169990.17 | 0 | 0 | 0 | 0 | ISO | High | 0
PASTORIA SUB | 5036 | 220kV | 21435.44 | 262284.36 | 6367297.21 | 6651017.01 | 21435.44 | 262284.36 | 6367297.21 | 0 | 0 | 0 | 0 | ISO | High | 0
CLWTR SWITCHRACKS 1,2 | 5044 | 115kV | 0 | 0 | 1486719.96 | 1486719.96 | 0 | 0 | 1486719.96 | 0 | 0 | 0 | 0 | ISO | Low | 0
MOHAVE SWITCHRACK | 5045 | 500kV | 0 | 1191.08 | 3479218.74 | 3480409.82 | 0 | 1191.08 | 3479218.74 | 0 | 0 | 0 | 0 | ISO | High | 0
RANCHO VISTA SUB | 5047 | 500kV | 1844367.42 | 21704875.69 | 153916858.97 | 177466102.08 | 1844367.42 | 21704875.69 | 153916858.97 | 0 | 0 | 0 | 0 | ISO | High | 0
SYLMAR SUB | 5058 | 750kV | 0 | 19757.18 | 1802143.36 | 1821900.54 | 0 | 19757.18 | 1802143.36 | 0 | 0 | 0 | 0 | ISO | High | 0
LUGO SUB | 5061 | 500kV | 91031.39 | 4315223.88 | 119531650.52 | 123937905.79 | 91031.39 | 4315223.88 | 119531650.52 | 0 | 0 | 0 | 0 | ISO | High | 0
PISGAH SUB | 5065 | 220kV | 0 | 67311.1 | 2283001.44 | 2350312.54 | 0 | 67311.1 | 2283001.44 | 0 | 0 | 0 | 0 | ISO | High | 0
WIND HUB SUB | 5079 | 220kV | 0 | 8852776.05 | 23130585.95 | 31983362 | 0 | 8852776.05 | 23130585.95 | 0 | 0 | 0 | 0 | ISO | High | 0
SERRANO SUB | 5080 | 500kV | 1226474.65 | 15498110.57 | 159478455.37 | 176203040.59 | 1226474.65 | 15498110.57 | 159478455.37 | 0 | 0 | 0 | 0 | ISO | High | 0
LEWIS SUB | 5089 | 220kV | 1444.25 | 611.42 | 3434717.7 | 3436773.37 | 1444.25 | 611.42 | 3434717.7 | 0 | 0 | 0 | 0 | ISO | High | 0
EL DORADO SUB(NEVADA) | 5090 | 500kV | 13182.65 | 2756644.51 | 64092925.97 | 66862753.13 | 13182.65 | 2756644.51 | 64092925.97 | 0 | 0 | 0 | 0 | ISO | Straddle | 0
MEAD SUB | 5091 | 500kV | 0 | 0 | 12305.99 | 12305.99 | 0 | 0 | 12305.99 | 0 | 0 | 0 | 0 | ISO | High | 0
MOENKOPI SUB | 5092 | 500kV | 0 | 0 | 1516885.03 | 1516885.03 | 0 | 0 | 1516885.03 | 0 | 0 | 0 | 0 | ISO | High | 0
WEST SERIES CAPACITORS | 5093 | 500kV | 0 | 738553.61 | 13375735.11 | 14114288.72 | 0 | 738553.61 | 13375735.11 | 0 | 0 | 0 | 0 | ISO | High | 0
EAST SERIES CAPACITORS 1 | 5094 | 500kV | 0 | 852828.17 | 8168259.58 | 9021087.75 | 0 | 852828.17 | 8168259.58 | 0 | 0 | 0 | 0 | ISO | High | 0
PALO VERDE SWITCHRACK SUB | 5097 | 500kV | 0 | 4629.17 | 2445247.34 | 2449876.51 | 0 | 4629.17 | 2445247.34 | 0 | 0 | 0 | 0 | ISO | High | 0
MIDWAY-PAC INTERTIE | 8932 | 500kV | 0 | 162585.25 | 13930692.69 | 14093277.94 | 0 | 162585.25 | 13930692.69 | 0 | 0 | 0 | 0 | ISO | High | 0
PARDEE-PAC INTERTIE | 8950 | 220kV | 0 | 55268.53 | 942130.02 | 997398.55 | 0 | 55268.53 | 942130.02 | 0 | 0 | 0 | 0 | ISO | High | 0
SYLMAR-PAC INTERTIE | 8958 | 750kV | 51663.37 | 7731152.76 | 119338885.58 | 127121701.71 | 51663.37 | 7731152.76 | 119338885.58 | 0 | 0 | 0 | 0 | ISO | High | 0
RP&AS,LND&ESMNT REQUIS | 9219 | Div Offices & Misc | 24094283.82 | 0 | 0 | 24094283.82 | 24094283.82 | 0 | 0 | 0 | 0 | 0 | 0 | ISO | High | 0
FOUR CORNERS(NEW MEX) | 1330 | 500kV | 0 | 56059.86 | 5136141.97 | 5192201.83 | 0 | 0 | 0 | 0 | 56059.86 | 5136141.97 | 0 | Non-ISO |  | 0
EDISON ITAC | 1451 | Misc | 0 | 0 | 35854.54 | 35854.54 | 0 | 0 | 0 | 0 | 0 | 35854.54 | 0 | Non-ISO |  | 0
SAN ONOFRE-COMMON 1,2,3 | 1808 | 220kV | 88852.1 | 0 | 111471.51 | 200323.61 | 0 | 0 | 0 | 88852.1 | 0 | 111471.51 | 0 | Non-ISO |  | 0
SAN ONOFRE-COMMON 2,3 | 1809 | 220kV | 0 | 0 | 6062348.18 | 6062348.18 | 0 | 0 | 0 | 0 | 0 | 6062348.18 | 0 | Non-ISO |  | 0
SAN ONOFRE-UNIT 1 | 1810 | 220kV | 0 | 43553.96 | 678988.66 | 722542.62 | 0 | 0 | 0 | 0 | 43553.96 | 678988.66 | 0 | Non-ISO |  | 0
SAN ONOFRE-UNIT 2 | 1812 | 220kV | 0 | 0 | 8680666.42 | 8680666.42 | 0 | 0 | 0 | 0 | 0 | 8680666.42 | 0 | Non-ISO |  | 0
SAN ONOFRE-UNIT 3 | 1818 | 220kV | 0 | 0 | 7851647.51 | 7851647.51 | 0 | 0 | 0 | 0 | 0 | 7851647.51 | 0 | Non-ISO |  | 0
SONGS 2,3 SPARE PARTS | 1824 | 220kV | 0 | 0 | 756927.72 | 756927.72 | 0 | 0 | 0 | 0 | 0 | 756927.72 | 0 | Non-ISO |  | 0
SONGS COMMON 2 & 3- (INC) | 1839 | 220kV | 0 | 0 | 476646.98 | 476646.98 | 0 | 0 | 0 | 0 | 0 | 476646.98 | 0 | Non-ISO |  | 0
PALOVERDE NUCL GEN PLT-U1 | 1860 | 500kV | 0 | 0 | 2556898.4 | 2556898.4 | 0 | 0 | 0 | 0 | 0 | 2556898.4 | 0 | Non-ISO |  | 0
PALO VERDE-UNIT 2 | 1864 | 500kV | 0 | 0 | 2577161.17 | 2577161.17 | 0 | 0 | 0 | 0 | 0 | 2577161.17 | 0 | Non-ISO |  | 0
PALO VERDE-UNIT 3 | 1866 | 500kV | 0 | 0 | 2755188.23 | 2755188.23 | 0 | 0 | 0 | 0 | 0 | 2755188.23 | 0 | Non-ISO |  | 0
PALOVERDE-COMMON 1,2,3 | 1867 | 500kV | 7766 | 0 | 1218283.48 | 1226049.48 | 0 | 0 | 0 | 7766 | 0 | 1218283.48 | 0 | Non-ISO |  | 0
MAMMOTH POOL LAKE-FP 2085 | 2150 | 220kV | 0 | 0 | 24015.6 | 24015.6 | 0 | 0 | 0 | 0 | 0 | 24015.6 | 0 | Non-ISO |  | 0
BIG CREEK CANYON | 2202 | 33kV & Below | 0 | 0 | 1641021.78 | 1641021.78 | 0 | 0 | 0 | 0 | 0 | 1641021.78 | 0 | Non-ISO |  | 0
PORTAL POWER PLANT | 2237 | 33kV & Below | 0 | 0 | 68245.7 | 68245.7 | 0 | 0 | 0 | 0 | 0 | 68245.7 | 0 | Non-ISO |  | 0
MAMMOTH POOL | 2238 | 220kV | 0 | 0 | 2839490.96 | 2839490.96 | 0 | 0 | 0 | 0 | 0 | 2839490.96 | 0 | Non-ISO |  | 0
EASTWOOD POWER STATION | 2239 | 220kV | 0 | 627754 | 4435235.71 | 5062989.71 | 0 | 0 | 0 | 0 | 627754 | 4435235.71 | 0 | Non-ISO |  | 0
HYDRO PRODUCTION | 2300 | Misc | 0 | 0 | 10366.79 | 10366.79 | 0 | 0 | 0 | 0 | 0 | 10366.79 | 0 | Non-ISO |  | 0
SNTA ANA RV&MILL CRK CNYN | 2301 | 33kV & Below | 0 | 0 | 421923.88 | 421923.88 | 0 | 0 | 0 | 0 | 0 | 421923.88 | 0 | Non-ISO |  | 0
LYTLE CRK&SN ANTONIO CNYN | 2303 | 33kV & Below | 0 | 0 | 140225.87 | 140225.87 | 0 | 0 | 0 | 0 | 0 | 140225.87 | 0 | Non-ISO |  | 0
KERN RIVER CANYON | 2305 | 66kV | 0 | 0 | 692139.9 | 692139.9 | 0 | 0 | 0 | 0 | 0 | 692139.9 | 0 | Non-ISO |  | 0
KAWEAH RIVER CANYON | 2307 | 66kV | 0 | 0 | 572929.49 | 572929.49 | 0 | 0 | 0 | 0 | 0 | 572929.49 | 0 | Non-ISO |  | 0
SAN GORGONIO CANYON | 2309 | 33kV & Below | 0 | 0 | 193975.41 | 193975.41 | 0 | 0 | 0 | 0 | 0 | 193975.41 | 0 | Non-ISO |  | 0
BOREL | 2314 | 66kV | 0 | 1382.76 | 259608.76 | 260991.52 | 0 | 0 | 0 | 0 | 1382.76 | 259608.76 | 0 | Non-ISO |  | 0
SANTA ANA NO.1 | 2315 | 33kV & Below | 0 | 0 | 36406.2 | 36406.2 | 0 | 0 | 0 | 0 | 0 | 36406.2 | 0 | Non-ISO |  | 0
SANTA ANA NO.3 | 2317 | 33kV & Below | 0 | 0 | 14929.96 | 14929.96 | 0 | 0 | 0 | 0 | 0 | 14929.96 | 0 | Non-ISO |  | 0
MILL CREEK NO.1 | 2318 | 33kV & Below | 1463.92 | 0 | 7315.87 | 8779.79 | 0 | 0 | 0 | 1463.92 | 0 | 7315.87 | 0 | Non-ISO |  | 0
MILL CREEK NO.2&3 | 2319 | 33kV & Below | 0 | 0 | 52080.43 | 52080.43 | 0 | 0 | 0 | 0 | 0 | 52080.43 | 0 | Non-ISO |  | 0
KAWEAH NO.1 | 2324 | 66kV | 0 | 0 | 48506.83 | 48506.83 | 0 | 0 | 0 | 0 | 0 | 48506.83 | 0 | Non-ISO |  | 0
KAWEAH NO.2 | 2325 | 66kV | 0 | 2694.37 | 49125.88 | 51820.25 | 0 | 0 | 0 | 0 | 2694.37 | 49125.88 | 0 | Non-ISO |  | 0
KAWEAH NO.3 | 2326 | 66kV | 0 | 0 | 57268.82 | 57268.82 | 0 | 0 | 0 | 0 | 0 | 57268.82 | 0 | Non-ISO |  | 0
LOWER TULE RIVER | 2327 | 66kV | 0 | 0 | 50833.83 | 50833.83 | 0 | 0 | 0 | 0 | 0 | 50833.83 | 0 | Non-ISO |  | 0
KERN RIVER NO.3 | 2328 | 66kV | 0 | 0 | 462405.92 | 462405.92 | 0 | 0 | 0 | 0 | 0 | 462405.92 | 0 | Non-ISO |  | 0
ONTARIO NO.1 | 2331 | 66kV | 0 | 0 | 205914.2 | 205914.2 | 0 | 0 | 0 | 0 | 0 | 205914.2 | 0 | Non-ISO |  | 0
EASTERN HYDRO REGION | 2500 | 55kV | 0 | 7254.01 | 0 | 7254.01 | 0 | 0 | 0 | 0 | 7254.01 | 0 | 0 | Non-ISO |  | 0
BISHOP CREEK CANYON | 2501 | Misc | 0 | 0 | 697219.7 | 697219.7 | 0 | 0 | 0 | 0 | 0 | 697219.7 | 0 | Non-ISO |  | 0
MONO BASIN | 2503 | 115kV | 0 | 0 | 196343.73 | 196343.73 | 0 | 0 | 0 | 0 | 0 | 196343.73 | 0 | Non-ISO |  | 0
Lundy | 2510 & 2560 | 55kV | 0 | 317627.03 | 5817879.28 | 6135506.31 | 0 | 0 | 0 | 0 | 317627.03 | 5817879.28 | 0 | Non-ISO |  | 0
POOLE | 2512 | 115kV | 0 | 0 | 120052.25 | 120052.25 | 0 | 0 | 0 | 0 | 0 | 120052.25 | 0 | Non-ISO |  | 0
RUSH CREEK | 2514 | 115kV | 0 | 0 | 175911.85 | 175911.85 | 0 | 0 | 0 | 0 | 0 | 175911.85 | 0 | Non-ISO |  | 0
BISHOP CREEK NO.2 | 2522 | 55kV | 0 | 0 | 60796.74 | 60796.74 | 0 | 0 | 0 | 0 | 0 | 60796.74 | 0 | Non-ISO |  | 0
BISHOP CREEK NO.3 | 2523 | 55kV | 0 | 0 | 1841376.72 | 1841376.72 | 0 | 0 | 0 | 0 | 0 | 1841376.72 | 0 | Non-ISO |  | 0
BISHOP CREEK NO.4 | 2524 | 55kV | 0 | 0 | 88568.63 | 88568.63 | 0 | 0 | 0 | 0 | 0 | 88568.63 | 0 | Non-ISO |  | 0
BISHOP CREEK NO.5 | 2525 | 55kV | 0 | 0 | 43037.46 | 43037.46 | 0 | 0 | 0 | 0 | 0 | 43037.46 | 0 | Non-ISO |  | 0
BISHOP CREEK NO.6 | 2526 | 55kV | 0 | 0 | 39097.75 | 39097.75 | 0 | 0 | 0 | 0 | 0 | 39097.75 | 0 | Non-ISO |  | 0
FISH LAKE VALLEY METERING | 2553 | 55kV | 0 | 1342.64 | 12150.29 | 13492.93 | 0 | 0 | 0 | 0 | 1342.64 | 12150.29 | 0 | Non-ISO |  | 0
CASA DIABLO | 2557 | 115kV | 2118.52 | 290687.31 | 3525578.16 | 3818383.99 | 0 | 0 | 0 | 2118.52 | 290687.31 | 3525578.16 | 0 | Non-ISO |  | 0
LEE VINING | 2561 | 115kV | 343.51 | 250528.13 | 2072017.94 | 2322889.58 | 0 | 0 | 0 | 343.51 | 250528.13 | 2072017.94 | 0 | Non-ISO |  | 0
SHERWIN | 2571 | 115kV | 0 | 100771.55 | 1046644.62 | 1147416.17 | 0 | 0 | 0 | 0 | 100771.55 | 1046644.62 | 0 | Non-ISO |  | 0
ZACK | 2582 | 55kV | 5433.16 | 0 | 631783.47 | 637216.63 | 0 | 0 | 0 | 5433.16 | 0 | 631783.47 | 0 | Non-ISO |  | 0
MT. TOM | 2598 | 55kV | 0 | 0 | -229.7 | -229.7 | 0 | 0 | 0 | 0 | 0 | -229.7 | 0 | Non-ISO |  | 0
DAF INDAL 500KW WND TURBN | 3717 | 33kV & Below | 714.16 | 0 | 0 | 714.16 | 0 | 0 | 0 | 714.16 | 0 | 0 | 0 | Non-ISO |  | 0
LEBEC SUBSTATION | 5016 | 220kV | 0 | 0 | 15138.34 | 15138.34 | 0 | 0 | 0 | 0 | 0 | 15138.34 | 0 | Non-ISO |  | 0
ARCOGEN SUB | 5022 | 220kV | 0 | 0 | 963824.41 | 963824.41 | 0 | 0 | 0 | 0 | 0 | 963824.41 | 0 | Non-ISO |  | 0
CLWTR SWITCHRACK 3,4 SUB | 5046 |  | 48136.4 | 156226.73 | 3162424.07 | 3366787.2 | 0 | 0 | 0 | 48136.4 | 156226.73 | 3162424.07 | 0 | Non-ISO |  | 0
ORMOND BCH SWITCHRACK SUB | 5049 | 220kV | 158170.02 | 34482.55 | 5075770.3 | 5268422.87 | 0 | 0 | 0 | 158170.02 | 34482.55 | 5075770.3 | 0 | Non-ISO |  | 0
SAUGUS SUB | 5051 | 66kV | 13373.23 | 1440369.08 | 28242896.4 | 29696638.71 | 0 | 0 | 0 | 13373.23 | 1440369.08 | 28242896.4 | 0 | Non-ISO |  | 0
GENE SUB | 5066 | 220kV | 0 | 0 | 1335378.48 | 1335378.48 | 0 | 0 | 0 | 0 | 0 | 1335378.48 | 0 | Non-ISO |  | 0
CAMINO SUB | 5068 | 220kV | 0 | 111408.64 | 4200275.79 | 4311684.43 | 0 | 0 | 0 | 0 | 111408.64 | 4200275.79 | 0 | Non-ISO |  | 0
VELASCO SUB | 5072 | 220kV | 0 | 0 | 155441.9 | 155441.9 | 0 | 0 | 0 | 0 | 0 | 155441.9 | 0 | Non-ISO |  | 0
HUNTINGTON BCH SWITCHRCK | 5078 | 220kV | 21659.88 | 24346.97 | 3445043.94 | 3491050.79 | 0 | 0 | 0 | 21659.88 | 24346.97 | 3445043.94 | 0 | Non-ISO |  | 0
TRITON SUB | 5095 | 115kV | 2415092.28 | 0 | 0 | 2415092.28 | 0 | 0 | 0 | 2415092.28 | 0 | 0 | 0 | Non-ISO |  | 0
ALHAMBRA SUB | 5101 | 66kV | 0 | 0 | 295422.68 | 295422.68 | 0 | 0 | 0 | 0 | 0 | 295422.68 | 0 | Non-ISO |  | 0
BANDINI SUB | 5107 | 66kV | 4582.54 | 0 | 0 | 4582.54 | 0 | 0 | 0 | 4582.54 | 0 | 0 | 0 | Non-ISO |  | 0
BICKNELL SUB | 5109 | 33kV & Below | 0 | 0 | 2451.45 | 2451.45 | 0 | 0 | 0 | 0 | 0 | 2451.45 | 0 | Non-ISO |  | 0
WABASH (NEW) SUB | 5110 | 66kV | 0 | 6566.3 | 0 | 6566.3 | 0 | 0 | 0 | 0 | 6566.3 | 0 | 0 | Non-ISO |  | 0
EATON SUB | 5115 | 66kV | 0 | 14553.58 | 0 | 14553.58 | 0 | 0 | 0 | 0 | 14553.58 | 0 | 0 | Non-ISO |  | 0
RUSH SUB | 5116 | 66kV | 0 | 0 | 6164.83 | 6164.83 | 0 | 0 | 0 | 0 | 0 | 6164.83 | 0 | Non-ISO |  | 0
MONROVIA SUB | 5134 | 33kV & Below | 0 | 0 | 17332.17 | 17332.17 | 0 | 0 | 0 | 0 | 0 | 17332.17 | 0 | Non-ISO |  | 0
ROSEMEAD SUB | 5141 | 66kV | 0 | 0 | 22.12 | 22.12 | 0 | 0 | 0 | 0 | 0 | 22.12 | 0 | Non-ISO |  | 0
DUARTE SUB | 5150 | 33kV & Below | 0 | 0 | 18514.43 | 18514.43 | 0 | 0 | 0 | 0 | 0 | 18514.43 | 0 | Non-ISO |  | 0
ARROYO SUB | 5158 | 66kV | 0 | 0 | 122.73 | 122.73 | 0 | 0 | 0 | 0 | 0 | 122.73 | 0 | Non-ISO |  | 0
AMADOR SUB | 5161 | 66kV | 0 | 40064.76 | 0 | 40064.76 | 0 | 0 | 0 | 0 | 40064.76 | 0 | 0 | Non-ISO |  | 0
FAIR OAKS SUB | 5162 | 33kV & Below | 0 | 0 | 17195.37 | 17195.37 | 0 | 0 | 0 | 0 | 0 | 17195.37 | 0 | Non-ISO |  | 0
JPL SUB | 5165 | 66kV | 0 | 0 | 3666.38 | 3666.38 | 0 | 0 | 0 | 0 | 0 | 3666.38 | 0 | Non-ISO |  | 0
MAYFLOWER SUB | 5167 | 33kV & Below | 0 | 0 | 89412.24 | 89412.24 | 0 | 0 | 0 | 0 | 0 | 89412.24 | 0 | Non-ISO |  | 0
TEMPLE SUB | 5170 | 33kV & Below | 0 | 0 | 17367.39 | 17367.39 | 0 | 0 | 0 | 0 | 0 | 17367.39 | 0 | Non-ISO |  | 0
KIRKWALL SUBSTATION | 5178 | 66kV | 3995.44 | 0 | 0 | 3995.44 | 0 | 0 | 0 | 3995.44 | 0 | 0 | 0 | Non-ISO |  | 0
CITRUS SUB | 5185 | 66kV | 0 | 0 | 34421.87 | 34421.87 | 0 | 0 | 0 | 0 | 0 | 34421.87 | 0 | Non-ISO |  | 0
CORTEZ SUB | 5186 | 66kV | 0 | 0 | 31589.02 | 31589.02 | 0 | 0 | 0 | 0 | 0 | 31589.02 | 0 | Non-ISO |  | 0
RAILROAD SUB | 5196 | 66kV | 0 | 0 | 4077.98 | 4077.98 | 0 | 0 | 0 | 0 | 0 | 4077.98 | 0 | Non-ISO |  | 0
ALHAMBRA DIST SUB TRG FAC | 5198 | 66kV | 0 | 0 | 2046562.45 | 2046562.45 | 0 | 0 | 0 | 0 | 0 | 2046562.45 | 0 | Non-ISO |  | 0
LENNOX SUB | 5213 | 66kV | 0 | 0 | 17793.77 | 17793.77 | 0 | 0 | 0 | 0 | 0 | 17793.77 | 0 | Non-ISO |  | 0
WINDSOR HILLS SUB | 5235 | 66kV | 0 | 0 | 17508.45 | 17508.45 | 0 | 0 | 0 | 0 | 0 | 17508.45 | 0 | Non-ISO |  | 0
YUKON SUB | 5241 | 66kV | 4415.28 | 0 | 0 | 4415.28 | 0 | 0 | 0 | 4415.28 | 0 | 0 | 0 | Non-ISO |  | 0
STRATHMORE SUB | 5325 | 66kV | 0 | 0 | 8744.34 | 8744.34 | 0 | 0 | 0 | 0 | 0 | 8744.34 | 0 | Non-ISO |  | 0
VISALIA SUB | 5331 | 66kV | 0 | 0 | 6446.32 | 6446.32 | 0 | 0 | 0 | 0 | 0 | 6446.32 | 0 | Non-ISO |  | 0
LINE CREEK SUB | 5352 | 33kV & Below | 0 | 0 | 9626.8 | 9626.8 | 0 | 0 | 0 | 0 | 0 | 9626.8 | 0 | Non-ISO |  | 0
RIVERWAY SUB | 5374 | 66kV | 801825.46 | 0 | 0 | 801825.46 | 0 | 0 | 0 | 801825.46 | 0 | 0 | 0 | Non-ISO |  | 0
FILLMORE SUB | 5510 | 66kV | 0 | 5565.7 | 0 | 5565.7 | 0 | 0 | 0 | 0 | 5565.7 | 0 | 0 | Non-ISO |  | 0
ELIZABETH LAKE SUB | 5546 | 66kV | 0 | 0 | 3071.64 | 3071.64 | 0 | 0 | 0 | 0 | 0 | 3071.64 | 0 | Non-ISO |  | 0
NEWBURY SUB | 5557 | 66kV | 0 | 0 | 682054.57 | 682054.57 | 0 | 0 | 0 | 0 | 0 | 682054.57 | 0 | Non-ISO |  | 0
RANDALL SUB | 5601 | 66kV | 0 | 0 | 13566.25 | 13566.25 | 0 | 0 | 0 | 0 | 0 | 13566.25 | 0 | Non-ISO |  | 0
ORANGE PRODUCTS SUB | 5606 | 66kV | 0 | 13595.77 | 0 | 13595.77 | 0 | 0 | 0 | 0 | 13595.77 | 0 | 0 | Non-ISO |  | 0
INLAND CONTAINER SUB | 5612 | 66kV | 0 | 17061.69 | 0 | 17061.69 | 0 | 0 | 0 | 0 | 17061.69 | 0 | 0 | Non-ISO |  | 0
GANESHA SUB | 5617 | 66kV | 0 | 0 | 60710.79 | 60710.79 | 0 | 0 | 0 | 0 | 0 | 60710.79 | 0 | Non-ISO |  | 0
SAN ANTONIO SUB | 5631 | 66kV | 0 | 0 | 7605.55 | 7605.55 | 0 | 0 | 0 | 0 | 0 | 7605.55 | 0 | Non-ISO |  | 0
TIPPECANOE SUB | 5637 | 33kV & Below | 0 | 14764.8 | 0 | 14764.8 | 0 | 0 | 0 | 0 | 14764.8 | 0 | 0 | Non-ISO |  | 0
COLTON CEMENT SUB | 5646 | 66kV | 0 | 19747.47 | 0 | 19747.47 | 0 | 0 | 0 | 0 | 19747.47 | 0 | 0 | Non-ISO |  | 0
AMERON SUB | 5652 | 66kV | 0 | 0 | 22268.73 | 22268.73 | 0 | 0 | 0 | 0 | 0 | 22268.73 | 0 | Non-ISO |  | 0
WIMBLEDON SUB | 5664 | 66kV | 0 | 0 | 17343.27 | 17343.27 | 0 | 0 | 0 | 0 | 0 | 17343.27 | 0 | Non-ISO |  | 0
VIDEO SUB | 5702 | 66kV | -2887.2 | 0 | 0 | -2887.2 | 0 | 0 | 0 | -2887.2 | 0 | 0 | 0 | Non-ISO |  | 0
ATHENS SUBSTATION | 5727 | 33kV & Below | 0 | 0 | 16862.6 | 16862.6 | 0 | 0 | 0 | 0 | 0 | 16862.6 | 0 | Non-ISO |  | 0
NAPLES SUBSTATION | 5740 | 33kV & Below | 0 | 0 | 114340.08 | 114340.08 | 0 | 0 | 0 | 0 | 0 | 114340.08 | 0 | Non-ISO |  | 0
WATSON SUBSTATION | 5758 | 66kV | 0 | 0 | 3790.13 | 3790.13 | 0 | 0 | 0 | 0 | 0 | 3790.13 | 0 | Non-ISO |  | 0
ERIC SUBSTATION | 5783 | 66kV | 0 | 0 | 10818.68 | 10818.68 | 0 | 0 | 0 | 0 | 0 | 10818.68 | 0 | Non-ISO |  | 0
SOUTH GATE SUBSTATION | 5787 | 33kV & Below | 0 | 0 | 17255.4 | 17255.4 | 0 | 0 | 0 | 0 | 0 | 17255.4 | 0 | Non-ISO |  | 0
BOVINE SUBSTATION | 5788 | 66kV | 0 | 0 | 17100.52 | 17100.52 | 0 | 0 | 0 | 0 | 0 | 17100.52 | 0 | Non-ISO |  | 0
MOVIE SUBSTATION | 5798 | 66kV | 0 | 0 | 17658.29 | 17658.29 | 0 | 0 | 0 | 0 | 0 | 17658.29 | 0 | Non-ISO |  | 0
BAYSIDE SUBSTATION | 5805 | 66kV | 0 | 0 | 80113.89 | 80113.89 | 0 | 0 | 0 | 0 | 0 | 80113.89 | 0 | Non-ISO |  | 0
CARMENITA SUBSTATION | 5814 | 66kV | 0 | 0 | 17757.55 | 17757.55 | 0 | 0 | 0 | 0 | 0 | 17757.55 | 0 | Non-ISO |  | 0
PARKWOOD SUBSTATION | 5816 | 66kV | 0 | 93280.11 | 0 | 93280.11 | 0 | 0 | 0 | 0 | 93280.11 | 0 | 0 | Non-ISO |  | 0
WAVE SUBSTATION | 5828 | 66kV | 0 | 0 | 17259.35 | 17259.35 | 0 | 0 | 0 | 0 | 0 | 17259.35 | 0 | Non-ISO |  | 0
LA HABRA SUBSTATION | 5832 | 66kV | 0 | 0 | 17124.63 | 17124.63 | 0 | 0 | 0 | 0 | 0 | 17124.63 | 0 | Non-ISO |  | 0
OCEANVIEW SUBSTATION | 5842 | 66kV | 0 | 0 | 57621.41 | 57621.41 | 0 | 0 | 0 | 0 | 0 | 57621.41 | 0 | Non-ISO |  | 0
ALTON SUBSTATION | 5860 | 66kV | 241261.67 | 0 | 0 | 241261.67 | 0 | 0 | 0 | 241261.67 | 0 | 0 | 0 | Non-ISO |  | 0
SULLIVAN SUBSTATION | 5862 | 66kV | 0 | 0 | 14801.71 | 14801.71 | 0 | 0 | 0 | 0 | 0 | 14801.71 | 0 | Non-ISO |  | 0
SHAWNEE SUBSTATION | 5869 | 66kV | 0 | 0 | 17288.92 | 17288.92 | 0 | 0 | 0 | 0 | 0 | 17288.92 | 0 | Non-ISO |  | 0
TUSTIN SUBSTATION | 5878 | 66kV | 11308.24 | 0 | 0 | 11308.24 | 0 | 0 | 0 | 11308.24 | 0 | 0 | 0 | Non-ISO |  | 0
TELEGRAPH SUB | 5892 | 66kV | 0 | 12559.82 | 16160.31 | 28720.13 | 0 | 0 | 0 | 0 | 12559.82 | 16160.31 | 0 | Non-ISO |  | 0
NIGUEL SUBSTATION | 5896 | 66kV | 0 | 0 | 21383.5 | 21383.5 | 0 | 0 | 0 | 0 | 0 | 21383.5 | 0 | Non-ISO |  | 0
LAS LOMAS SUB | 5902 | 66kV | 4664176.95 | 0 | 0 | 4664176.95 | 0 | 0 | 0 | 4664176.95 | 0 | 0 | 0 | Non-ISO |  | 0
ROADWAY(CEP) | 8000 | 115kV | 110642.68 | 489588.58 | 3071112.83 | 3671344.09 | 0 | 0 | 0 | 110642.68 | 489588.58 | 3071112.83 | 0 | Non-ISO |  | 0
PAUBA(CEP) SUB | 8003 | 115kV | 106824.87 | 763110.89 | 8151807.28 | 9021743.04 | 0 | 0 | 0 | 106824.87 | 763110.89 | 8151807.28 | 0 | Non-ISO |  | 0
THORNHILL(CEP) SUB | 8004 | 115kV | 25608.82 | 965298.06 | 6875834.87 | 7866741.75 | 0 | 0 | 0 | 25608.82 | 965298.06 | 6875834.87 | 0 | Non-ISO |  | 0
STADLER(CEP) SUB | 8005 | 115kV | 139611.32 | 761679.69 | 10956043.61 | 11857334.62 | 0 | 0 | 0 | 139611.32 | 761679.69 | 10956043.61 | 0 | Non-ISO |  | 0
PAN AERO (CEP) SUB | 8009 | 115kV | 0 | 0 | 662021.68 | 662021.68 | 0 | 0 | 0 | 0 | 0 | 662021.68 | 0 | Non-ISO |  | 0
PHELAN(CEP) SUB | 8010 | 115kV | 154445.52 | 592230.46 | 5759301.91 | 6505977.89 | 0 | 0 | 0 | 154445.52 | 592230.46 | 5759301.91 | 0 | Non-ISO |  | 0
BANWIND SUBSTATION | 8011 | 115kV | 0 | 0 | 9847 | 9847 | 0 | 0 | 0 | 0 | 0 | 9847 | 0 | Non-ISO |  | 0
APPLE VALLEY(CEP) SUB | 8013 | 115kV | 0 | 480534.09 | 8370889.54 | 8851423.63 | 0 | 0 | 0 | 0 | 480534.09 | 8370889.54 | 0 | Non-ISO |  | 0
BUNKER(CEP) SUB | 8014 | 115kV | 969396.94 | 303295.04 | 10651621.73 | 11924313.71 | 0 | 0 | 0 | 969396.94 | 303295.04 | 10651621.73 | 0 | Non-ISO |  | 0
FARREL(CEP) SUB | 8016 | 115kV | 0 | 316076.56 | 7992875.83 | 8308952.39 | 0 | 0 | 0 | 0 | 316076.56 | 7992875.83 | 0 | Non-ISO |  | 0
CONCHO(CEP) SUB | 8017 | 115kV | 285201.15 | 672863.12 | 7608903.69 | 8566967.96 | 0 | 0 | 0 | 285201.15 | 672863.12 | 7608903.69 | 0 | Non-ISO |  | 0
AULD(CEP) SUB | 8018 | 33kV & Below | 83537.66 | 1160979.24 | 16117350.9 | 17361867.8 | 0 | 0 | 0 | 83537.66 | 1160979.24 | 16117350.9 | 0 | Non-ISO |  | 0
MAXWELL(CEP) SUB | 8019 | 115kV | 33940.49 | 363072.13 | 7635980.02 | 8032992.64 | 0 | 0 | 0 | 33940.49 | 363072.13 | 7635980.02 | 0 | Non-ISO |  | 0
SAVAGE(CEP) SUB | 8020 | 115kV | 29280.3 | 705807.75 | 12975305.8 | 13710393.85 | 0 | 0 | 0 | 29280.3 | 705807.75 | 12975305.8 | 0 | Non-ISO |  | 0
PEPPER(CEP) SUB | 8021 | 115kV | 17578.51 | 43308.13 | 2103227.8 | 2164114.44 | 0 | 0 | 0 | 17578.51 | 43308.13 | 2103227.8 | 0 | Non-ISO |  | 0
YUCCA(CEP) SUB | 8022 | 66kV | 19474.34 | 107680.44 | 2214433.93 | 2341588.71 | 0 | 0 | 0 | 19474.34 | 107680.44 | 2214433.93 | 0 | Non-ISO |  | 0
BLACK MOUNTAIN(CEP) SUB | 8023 | 115kV | 0 | 12013.64 | 762504.04 | 774517.68 | 0 | 0 | 0 | 0 | 12013.64 | 762504.04 | 0 | Non-ISO |  | 0
ALESSANDRO(CEP) SUB | 8024 | 115kV | 45513.59 | 703687.79 | 17693481.01 | 18442682.39 | 0 | 0 | 0 | 45513.59 | 703687.79 | 17693481.01 | 0 | Non-ISO |  | 0
BAKER(CEP) SUB | 8025 | 115kV | 0 | 39565.91 | 1529014.35 | 1568580.26 | 0 | 0 | 0 | 0 | 39565.91 | 1529014.35 | 0 | Non-ISO |  | 0
BANNING(CEP) SUB | 8026 | 115kV | 20209.57 | 1508583.52 | 15966451.52 | 17495244.61 | 0 | 0 | 0 | 20209.57 | 1508583.52 | 15966451.52 | 0 | Non-ISO |  | 0
COTTONWOOD(CEP) SUB | 8027 | 115kV | 22426 | 1089830.36 | 11178957.94 | 12291214.3 | 0 | 0 | 0 | 22426 | 1089830.36 | 11178957.94 | 0 | Non-ISO |  | 0
EDWARDS(CEP) SUB | 8028 | 115kV | 0 | 30785.07 | 2488022.26 | 2518807.33 | 0 | 0 | 0 | 0 | 30785.07 | 2488022.26 | 0 | Non-ISO |  | 0
HI DESERT(CEP) SUB | 8029 | 66kV | 7643.91 | 553863.37 | 4187175.65 | 4748682.93 | 0 | 0 | 0 | 7643.91 | 553863.37 | 4187175.65 | 0 | Non-ISO |  | 0
MOUNTAIN PASS(CEP) SUB | 8030 | 115kV | 0 | 15922.43 | 3792503.53 | 3808425.96 | 0 | 0 | 0 | 0 | 15922.43 | 3792503.53 | 0 | Non-ISO |  | 0
RANDSBURG(CEP) SUB | 8031 | 115kV | 115.83 | 285837.48 | 5122213.22 | 5408166.53 | 0 | 0 | 0 | 115.83 | 285837.48 | 5122213.22 | 0 | Non-ISO |  | 0
ROCKET TEST(CEP) SUB | 8032 | 115kV | 0 | 1563.57 | 279328.98 | 280892.55 | 0 | 0 | 0 | 0 | 1563.57 | 279328.98 | 0 | Non-ISO |  | 0
SEARLES(CEP) SUB | 8033 | 115kV | 0 | 43669.2 | 2922080.34 | 2965749.54 | 0 | 0 | 0 | 0 | 43669.2 | 2922080.34 | 0 | Non-ISO |  | 0
ZANJA(CEP) SUB | 8035 | 115kV | 152558.87 | 1480334.58 | 5590418.8 | 7223312.25 | 0 | 0 | 0 | 152558.87 | 1480334.58 | 5590418.8 | 0 | Non-ISO |  | 0
SANTA ROSA(CEP) SUB | 8036 | 33kV & Below | 44689.06 | 446369.66 | 13590222.19 | 14081280.91 | 0 | 0 | 0 | 44689.06 | 446369.66 | 13590222.19 | 0 | Non-ISO |  | 0
NELSON(CEP) SUB | 8038 | 115kV | 22819.49 | 182400.77 | 9464059.96 | 9669280.22 | 0 | 0 | 0 | 22819.49 | 182400.77 | 9464059.96 | 0 | Non-ISO |  | 0
HOMART(CEP) SUB | 8039 | 115kV | 174874.56 | 353997.59 | 4702739.45 | 5231611.6 | 0 | 0 | 0 | 174874.56 | 353997.59 | 4702739.45 | 0 | Non-ISO |  | 0
HOLGATE(CEP) SUB | 8041 | 115kV | 27166.5 | 341072.22 | 2889052.69 | 3257291.41 | 0 | 0 | 0 | 27166.5 | 341072.22 | 2889052.69 | 0 | Non-ISO |  | 0
CALECTRIC SUB (CEP) | 8042 | 115kV | 27869.76 | 594421.29 | 8060072.72 | 8682363.77 | 0 | 0 | 0 | 27869.76 | 594421.29 | 8060072.72 | 0 | Non-ISO |  | 0
GARNET SUB | 8044 | 115kV | 38080.77 | 69777.96 | 4163817.14 | 4271675.87 | 0 | 0 | 0 | 38080.77 | 69777.96 | 4163817.14 | 0 | Non-ISO |  | 0
IID TIE SUB | 8045 | 115kV | 39143.8 | 0 | 23872.93 | 63016.73 | 0 | 0 | 0 | 39143.8 | 0 | 23872.93 | 0 | Non-ISO |  | 0
TIEFORT SUB | 8047 | 115kV | 0 | 19706.84 | 763536.97 | 783243.81 | 0 | 0 | 0 | 0 | 19706.84 | 763536.97 | 0 | Non-ISO |  | 0
USBR BLYTHE SUB | 8048 | 161kV | 0 | 64680.76 | 7772339.47 | 7837020.23 | 0 | 0 | 0 | 0 | 64680.76 | 7772339.47 | 0 | Non-ISO |  | 0
PUREWATER SUB | 8059 | 115kV | 0 | 0 | 1196850.55 | 1196850.55 | 0 | 0 | 0 | 0 | 0 | 1196850.55 | 0 | Non-ISO |  | 0
SEAWIND T/S | 8061 | 115kV | 2976.42 | 462.72 | 271193.85 | 274632.99 | 0 | 0 | 0 | 2976.42 | 462.72 | 271193.85 | 0 | Non-ISO |  | 0
TIFFANYWIND SUB | 8064 | 115kV | 0 | 0 | 4275.01 | 4275.01 | 0 | 0 | 0 | 0 | 0 | 4275.01 | 0 | Non-ISO |  | 0
NUSED GALE | 8067 | 115kV | 0 | 0 | 9757.54 | 9757.54 | 0 | 0 | 0 | 0 | 0 | 9757.54 | 0 | Non-ISO |  | 0
CARODEAN | 8072 | 115kV | 0 | 436151.08 | 2359288.01 | 2795439.09 | 0 | 0 | 0 | 0 | 436151.08 | 2359288.01 | 0 | Non-ISO |  | 0
IVYGLEN SUB | 8073 | 115kV | 166697.32 | 1046840.5 | 7481161.04 | 8694698.86 | 0 | 0 | 0 | 166697.32 | 1046840.5 | 7481161.04 | 0 | Non-ISO |  | 0
COOL WATER SWITCHRACK 1,2 | 8074 | 115kV | 0 | 0 | 139483.14 | 139483.14 | 0 | 0 | 0 | 0 | 0 | 139483.14 | 0 | Non-ISO |  | 0
HIGHGROVE SWITCHRCK | 8075 | 115kV | 7138.56 | 178623.76 | 1432133.67 | 1617895.99 | 0 | 0 | 0 | 7138.56 | 178623.76 | 1432133.67 | 0 | Non-ISO |  | 0
SUN CITY(NEW) | 8078 | 115kV | 119512.7 | 1892018.84 | 7507281.3 | 9518812.84 | 0 | 0 | 0 | 119512.7 | 1892018.84 | 7507281.3 | 0 | Non-ISO |  | 0
AQUEDUCT SUB | 8079 | 115kV | 2879.82 | 899534.79 | 8998399.77 | 9900814.38 | 0 | 0 | 0 | 2879.82 | 899534.79 | 8998399.77 | 0 | Non-ISO |  | 0
BADLANDS SUB | 8081 | 115kV | 104923.45 | 728129.53 | 3792567.79 | 4625620.77 | 0 | 0 | 0 | 104923.45 | 728129.53 | 3792567.79 | 0 | Non-ISO |  | 0
MENTONE SUB | 8082 | 115kV | 161883.11 | 697945.07 | 4042356.74 | 4902184.92 | 0 | 0 | 0 | 161883.11 | 697945.07 | 4042356.74 | 0 | Non-ISO |  | 0
CAJALCO SUB | 8086 | 115kV | 25836.29 | 244939.89 | 8911697.34 | 9182473.52 | 0 | 0 | 0 | 25836.29 | 244939.89 | 8911697.34 | 0 | Non-ISO |  | 0
HESPERIA SUB | 8087 | 115kV | 22150.39 | 187186.91 | 4382632.9 | 4591970.2 | 0 | 0 | 0 | 22150.39 | 187186.91 | 4382632.9 | 0 | Non-ISO |  | 0
SKYLARK SUB | 8088 | 115kV | 81206 | 295714.64 | 9689962.35 | 10066882.99 | 0 | 0 | 0 | 81206 | 295714.64 | 9689962.35 | 0 | Non-ISO |  | 0
MAYBERRY SUB | 8089 | 115kV | 23089.89 | 257195.43 | 6177082.32 | 6457367.64 | 0 | 0 | 0 | 23089.89 | 257195.43 | 6177082.32 | 0 | Non-ISO |  | 0
PERMANENTE SUB | 8090 | 115kV | 0 | 0 | 87113.34 | 87113.34 | 0 | 0 | 0 | 0 | 0 | 87113.34 | 0 | Non-ISO |  | 0
ELCENTRO TELEMTERING | 8091 | 161kV | 0 | 0 | 15843.6 | 15843.6 | 0 | 0 | 0 | 0 | 0 | 15843.6 | 0 | Non-ISO |  | 0
NILAND TELEMETERING | 8092 | 161kV | 0 | 0 | 6807.48 | 6807.48 | 0 | 0 | 0 | 0 | 0 | 6807.48 | 0 | Non-ISO |  | 0
SHANDIN SUB | 8093 | 115kV | 42272.47 | 402055.04 | 8394319.97 | 8838647.48 | 0 | 0 | 0 | 42272.47 | 402055.04 | 8394319.97 | 0 | Non-ISO |  | 0
ARROWHEAD SUB | 8094 | 115kV | 0 | 284370.7 | 4861490.12 | 5145860.82 | 0 | 0 | 0 | 0 | 284370.7 | 4861490.12 | 0 | Non-ISO |  | 0
STETSON SUB | 8095 | 115kV | 23492.67 | 294559.36 | 7294089.49 | 7612141.52 | 0 | 0 | 0 | 23492.67 | 294559.36 | 7294089.49 | 0 | Non-ISO |  | 0
MARSCHINO SUB | 8096 | 115kV | 27809.47 | 1576175.28 | 9081338.05 | 10685322.8 | 0 | 0 | 0 | 27809.47 | 1576175.28 | 9081338.05 | 0 | Non-ISO |  | 0
DUNN SIDING SUB | 8097 | 115kV | 4912.76 | 7283.74 | 217755.21 | 229951.71 | 0 | 0 | 0 | 4912.76 | 7283.74 | 217755.21 | 0 | Non-ISO |  | 0
EISENHOWER SUB | 8098 | 115kV | 189886.25 | 504358.57 | 4923980.81 | 5618225.63 | 0 | 0 | 0 | 189886.25 | 504358.57 | 4923980.81 | 0 | Non-ISO |  | 0
TAMARISK SUB | 8099 | 115kV | 125966.68 | 363862.09 | 11386602.77 | 11876431.54 | 0 | 0 | 0 | 125966.68 | 363862.09 | 11386602.77 | 0 | Non-ISO |  | 0
BARSTOW SUB | 8110 | 33kV & Below | 0 | 0 | 59447.16 | 59447.16 | 0 | 0 | 0 | 0 | 0 | 59447.16 | 0 | Non-ISO |  | 0
BLYTHE SUB | 8113 | 33kV & Below | 0 | 0 | 551028.21 | 551028.21 | 0 | 0 | 0 | 0 | 0 | 551028.21 | 0 | Non-ISO |  | 0
BRYMAN SUB | 8117 | 33kV & Below | 0 | 0 | 6702.59 | 6702.59 | 0 | 0 | 0 | 0 | 0 | 6702.59 | 0 | Non-ISO |  | 0
MILITARY SUB | 8120 | 33kV & Below | 0 | 15598.21 | 0 | 15598.21 | 0 | 0 | 0 | 0 | 15598.21 | 0 | 0 | Non-ISO |  | 0
PALM SPRINGS SUB | 8124 | 33kV & Below | 0 | 6086.63 | 0 | 6086.63 | 0 | 0 | 0 | 0 | 6086.63 | 0 | 0 | Non-ISO |  | 0
DOWNS SUB | 8137 | 33kV & Below | 0 | 0 | 1963210.58 | 1963210.58 | 0 | 0 | 0 | 0 | 0 | 1963210.58 | 0 | Non-ISO |  | 0
GLEN IVY SUB | 8152 | 33kV & Below | 0 | 0 | 35758.41 | 35758.41 | 0 | 0 | 0 | 0 | 0 | 35758.41 | 0 | Non-ISO |  | 0
HELENDALE SUB | 8163 | 33kV & Below | 0 | 15110.49 | 59657.82 | 74768.31 | 0 | 0 | 0 | 0 | 15110.49 | 59657.82 | 0 | Non-ISO |  | 0
HINKLEY SUB | 8167 | 33kV & Below | 0 | 0 | 5532.86 | 5532.86 | 0 | 0 | 0 | 0 | 0 | 5532.86 | 0 | Non-ISO |  | 0
IDYLLWILD SUB | 8168 | 33kV & Below | 0 | 0 | 41486.03 | 41486.03 | 0 | 0 | 0 | 0 | 0 | 41486.03 | 0 | Non-ISO |  | 0
MINNEOLA SUB | 8190 | 33kV & Below | 0 | 0 | 5724.72 | 5724.72 | 0 | 0 | 0 | 0 | 0 | 5724.72 | 0 | Non-ISO |  | 0
MORENO SUB | 8193 | 33kV & Below | 0 | 16206.96 | 56358.19 | 72565.15 | 0 | 0 | 0 | 0 | 16206.96 | 56358.19 | 0 | Non-ISO |  | 0
MURRIETA 2 SUB | 8195 | 33kV & Below | 0 | 0 | 21179.71 | 21179.71 | 0 | 0 | 0 | 0 | 0 | 21179.71 | 0 | Non-ISO |  | 0
MURRIETA SUB | 8196 | 33kV & Below | 1616115.09 | 0 | 0 | 1616115.09 | 0 | 0 | 0 | 1616115.09 | 0 | 0 | 0 | Non-ISO |  | 0
SOUTHCAP SUB. | 8197 | 115kV | 0 | 0 | 939381.34 | 939381.34 | 0 | 0 | 0 | 0 | 0 | 939381.34 | 0 | Non-ISO |  | 0
MUSCOY SUB | 8198 | 33kV & Below | 0 | 0 | 132415.95 | 132415.95 | 0 | 0 | 0 | 0 | 0 | 132415.95 | 0 | Non-ISO |  | 0
BELDING SUB | 8204 | 33kV & Below | 0 | 19231.99 | 0 | 19231.99 | 0 | 0 | 0 | 0 | 19231.99 | 0 | 0 | Non-ISO |  | 0
ORDWAY SUB | 8211 | 33kV & Below | 0 | 0 | 5578.23 | 5578.23 | 0 | 0 | 0 | 0 | 0 | 5578.23 | 0 | Non-ISO |  | 0
PALM CANYON SUB | 8214 | 33kV & Below | 0 | 30643.76 | 0 | 30643.76 | 0 | 0 | 0 | 0 | 30643.76 | 0 | 0 | Non-ISO |  | 0
LUCERNE SUB | 8220 | 33kV & Below | 0 | 6271.88 | 0 | 6271.88 | 0 | 0 | 0 | 0 | 6271.88 | 0 | 0 | Non-ISO |  | 0
RANCHO SUB | 8222 | 33kV & Below | 0 | 0 | 2106.53 | 2106.53 | 0 | 0 | 0 | 0 | 0 | 2106.53 | 0 | Non-ISO |  | 0
RIALTO SUB | 8225 | 33kV & Below | 0 | 17025.73 | 30776.31 | 47802.04 | 0 | 0 | 0 | 0 | 17025.73 | 30776.31 | 0 | Non-ISO |  | 0
RIDGECREST SUB | 8226 | 33kV & Below | 0 | 0 | 17438.31 | 17438.31 | 0 | 0 | 0 | 0 | 0 | 17438.31 | 0 | Non-ISO |  | 0
SAN JACINTO SUB | 8234 | 33kV & Below | 0 | 0 | 10232.04 | 10232.04 | 0 | 0 | 0 | 0 | 0 | 10232.04 | 0 | Non-ISO |  | 0
SUN CITY SUB | 8243 | 33kV & Below | 0 | 3370.6 | 3370.6 | 6741.2 | 0 | 0 | 0 | 0 | 3370.6 | 3370.6 | 0 | Non-ISO |  | 0
TEMESCAL SUB | 8250 | 33kV & Below | 0 | 0 | 4235.93 | 4235.93 | 0 | 0 | 0 | 0 | 0 | 4235.93 | 0 | Non-ISO |  | 0
WILDE SUB | 8267 | 33kV & Below | 0 | 0 | 27795.78 | 27795.78 | 0 | 0 | 0 | 0 | 0 | 27795.78 | 0 | Non-ISO |  | 0
TENAJA SUBSTATION | 8270 | 115kV | 0 | 1775355.47 | 8689830.06 | 10465185.53 | 0 | 0 | 0 | 0 | 1775355.47 | 8689830.06 | 0 | Non-ISO |  | 0
GALE SUB | 8283 | 33kV & Below | 0 | 0 | 3630062.65 | 3630062.65 | 0 | 0 | 0 | 0 | 0 | 3630062.65 | 0 | Non-ISO |  | 0
FORGE SUB | 8297 | 115kV | 0 | 0 | 13126.75 | 13126.75 | 0 | 0 | 0 | 0 | 0 | 13126.75 | 0 | Non-ISO |  | 0
BUCKWIND | 8301 | 115kV | 0 | 4639.95 | 752388.42 | 757028.37 | 0 | 0 | 0 | 0 | 4639.95 | 752388.42 | 0 | Non-ISO |  | 0
CAPWIHND | 8302 | 115kV | 0 | 0 | 8341.61 | 8341.61 | 0 | 0 | 0 | 0 | 0 | 8341.61 | 0 | Non-ISO |  | 0
RENWIND | 8303 | 115kV | 0 | 15102.37 | 832520.67 | 847623.04 | 0 | 0 | 0 | 0 | 15102.37 | 832520.67 | 0 | Non-ISO |  | 0
SANWIND | 8304 | 115kV | 0 | 0 | 104029.27 | 104029.27 | 0 | 0 | 0 | 0 | 0 | 104029.27 | 0 | Non-ISO |  | 0
TRANSWIND | 8305 | 115kV | 0 | 25365.89 | 799240.18 | 824606.07 | 0 | 0 | 0 | 0 | 25365.89 | 799240.18 | 0 | Non-ISO |  | 0
VENWIND | 8306 | 115kV | 0 | 21039.47 | 2287049.84 | 2308089.31 | 0 | 0 | 0 | 0 | 21039.47 | 2287049.84 | 0 | Non-ISO |  | 0
ALTWIND | 8308 | 115kV | 0 | 1022.11 | 29919.1 | 30941.21 | 0 | 0 | 0 | 0 | 1022.11 | 29919.1 | 0 | Non-ISO |  | 0
TERAWIND | 8310 | 115kV | 0 | 5398.48 | 176632.87 | 182031.35 | 0 | 0 | 0 | 0 | 5398.48 | 176632.87 | 0 | Non-ISO |  | 0
INDIGO SUBSTATION | 8311 | 115kV | 0 | 4899.46 | 85323.82 | 90223.28 | 0 | 0 | 0 | 0 | 4899.46 | 85323.82 | 0 | Non-ISO |  | 0
CALGEN | 8312 | 115kV | 532.24 | 1599.85 | 12970.05 | 15102.14 | 0 | 0 | 0 | 532.24 | 1599.85 | 12970.05 | 0 | Non-ISO |  | 0
MCGEN | 8314 | 115kV | 0 | 100993.25 | 2033246.36 | 2134239.61 | 0 | 0 | 0 | 0 | 100993.25 | 2033246.36 | 0 | Non-ISO |  | 0
SEGS II | 8320 | 115kV | 0 | 0 | 17519.41 | 17519.41 | 0 | 0 | 0 | 0 | 0 | 17519.41 | 0 | Non-ISO |  | 0
SEGS III | 8321 | 115kV | 0 | 0 | 11754.55 | 11754.55 | 0 | 0 | 0 | 0 | 0 | 11754.55 | 0 | Non-ISO |  | 0
SEGS IV | 8322 | 115kV | 0 | 0 | 9731.17 | 9731.17 | 0 | 0 | 0 | 0 | 0 | 9731.17 | 0 | Non-ISO |  | 0
SEGS V | 8323 | 115kV | 0 | 0 | 8814.14 | 8814.14 | 0 | 0 | 0 | 0 | 0 | 8814.14 | 0 | Non-ISO |  | 0
SEGS VI | 8324 | 115kV | 0 | 0 | 29933.06 | 29933.06 | 0 | 0 | 0 | 0 | 0 | 29933.06 | 0 | Non-ISO |  | 0
SEGS VII | 8325 | 115kV | 0 | 0 | 119703.79 | 119703.79 | 0 | 0 | 0 | 0 | 0 | 119703.79 | 0 | Non-ISO |  | 0
SEGS VIII | 8326 | 220kV | 0 | 0 | 83149.77 | 83149.77 | 0 | 0 | 0 | 0 | 0 | 83149.77 | 0 | Non-ISO |  | 0
SEGS IX | 8327 | 220kV | 0 | 0 | 74084.9 | 74084.9 | 0 | 0 | 0 | 0 | 0 | 74084.9 | 0 | Non-ISO |  | 0
SOPORT | 8340 | 115kV | 0 | 35643.78 | 654011.69 | 689655.47 | 0 | 0 | 0 | 0 | 35643.78 | 654011.69 | 0 | Non-ISO |  | 0
NEWCOMB | 8342 | 115kV | 51171.62 | 668136.27 | 10651190.96 | 11370498.85 | 0 | 0 | 0 | 51171.62 | 668136.27 | 10651190.96 | 0 | Non-ISO |  | 0
ELSINORE | 8343 | 115kV | 20960.51 | 267730.49 | 11540756.76 | 11829447.76 | 0 | 0 | 0 | 20960.51 | 267730.49 | 11540756.76 | 0 | Non-ISO |  | 0
SOUTH BASE SUB | 8344 | 115kV | 12178.56 | 138277.93 | 1878913.12 | 2029369.61 | 0 | 0 | 0 | 12178.56 | 138277.93 | 1878913.12 | 0 | Non-ISO |  | 0
INDIAN WELLS SUB | 8345 | 115kV | 222599.95 | 827990.83 | 11385271.95 | 12435862.73 | 0 | 0 | 0 | 222599.95 | 827990.83 | 11385271.95 | 0 | Non-ISO |  | 0
PECHANGA SUB | 8347 | 115kV | 560578.85 | 844656.49 | 10579688.27 | 11984923.61 | 0 | 0 | 0 | 560578.85 | 844656.49 | 10579688.27 | 0 | Non-ISO |  | 0
MORAGA | 8348 | 115kV | 40719.87 | 142522.91 | 14086188.72 | 14269431.5 | 0 | 0 | 0 | 40719.87 | 142522.91 | 14086188.72 | 0 | Non-ISO |  | 0
TANKER SUBSTATION | 8351 | 115kV | 119.93 | 4439.62 | 696181.35 | 700740.9 | 0 | 0 | 0 | 119.93 | 4439.62 | 696181.35 | 0 | Non-ISO |  | 0
PLUESS SUBSTATION | 8353 | 115kV | 0 | 0 | 151192.72 | 151192.72 | 0 | 0 | 0 | 0 | 0 | 151192.72 | 0 | Non-ISO |  | 0
AFG SUBSTATION | 8354 | 115kV | 0 | 78654.66 | 1076360.46 | 1155015.12 | 0 | 0 | 0 | 0 | 78654.66 | 1076360.46 | 0 | Non-ISO |  | 0
RECTIFIER SUB | 8357 | 115kV | 0 | 5169.82 | 1089069.05 | 1094238.87 | 0 | 0 | 0 | 0 | 5169.82 | 1089069.05 | 0 | Non-ISO |  | 0
MOUNTWIND SUBSTATION | 8359 | 66kV | 0 | 0 | 29688.19 | 29688.19 | 0 | 0 | 0 | 0 | 0 | 29688.19 | 0 | Non-ISO |  | 0
COSO SUB | 8361 | 115kV | 85358.34 | 0 | 0 | 85358.34 | 0 | 0 | 0 | 85358.34 | 0 | 0 | 0 | Non-ISO |  | 0
MOVAL SUBSTATION | 8362 | 115kV | 0 | 210316.97 | 2609845.02 | 2820161.99 | 0 | 0 | 0 | 0 | 210316.97 | 2609845.02 | 0 | Non-ISO |  | 0
PHARMACY SUBSTATION | 8509 | 66kV | 0 | 0 | 43288.94 | 43288.94 | 0 | 0 | 0 | 0 | 0 | 43288.94 | 0 | Non-ISO |  | 0
PLASTER SUBSTATION | 8558 | 66kV | 4670.97 | 0 | 0 | 4670.97 | 0 | 0 | 0 | 4670.97 | 0 | 0 | 0 | Non-ISO |  | 0
ONEIL SUBSTATION | 8810 | 66kV | 1188141.79 | 0 | 0 | 1188141.79 | 0 | 0 | 0 | 1188141.79 | 0 | 0 | 0 | Non-ISO |  | 0
CONSTR FIELD FORCES | 9009 | Div Offices & Misc | 0 | 0 | 556935.62 | 556935.62 | 0 | 0 | 0 | 0 | 0 | 556935.62 | 0 | Non-ISO |  | 0
TELCOMM-ALHAMBRA | 9310 | Misc | 327825.73 | 0 | 0 | 327825.73 | 0 | 0 | 0 | 327825.73 | 0 | 0 | 0 | Non-ISO |  | 0
PLANT ACCTG-MISC. LEDGER | 9900 | Div Offices & Misc | 631.39 | 0 | 0 | 631.39 | 0 | 0 | 0 | 631.39 | 0 | 0 | 0 | Non-ISO |  | 0
KERN RIVER NO.1 | 2313 | 66kV | 0 | 4183.66 | 354262.18 | 358445.84 | 0 | 2138.0428 | 181855.9194 | 0 | 2045.6172 | 172406.2606 | 0 | Mix | Low | 1 | EKWRA
CUMMINGS SUB | 5357 | 66kV | 0 | 0 | 50024.65 | 50024.65 | 0 | 0 | 50024.65 | 0 | 0 | 0 | 0 | Mix | Low | 1 | EKWRA
MONOLITH SUB | 5358 | 66kV | 0 | 0 | 1245448.76 | 1245448.76 | 0 | 0 | 1142050.1483 | 0 | 0 | 103398.6117 | 0 | Mix | Low | 1 | EKWRA
ACTON SUB | 5365 | 66kV | 24167.43 | 0 | 0 | 24167.43 | 3768.4968 | 0 | 0 | 20398.9332 | 0 | 0 | 0 | Mix | Low | 1 | EKWRA
DEL SUR SUB | 5508 | 66kV | 0 | 0 | 416587.12 | 416587.12 | 0 | 0 | 392255.9957 | 0 | 0 | 24331.1243 | 0 | Mix | Low | 1 | EKWRA
GOLDTOWN SUB | 5511 | 66kV | 0 | 0 | 485767.81 | 485767.81 | 0 | 0 | 472673.53 | 0 | 0 | 13094.28 | 0 | Mix | Low | 1 | EKWRA
LANCASTER SUB | 5514 | 66kV | 0 | 0 | 1071715.48 | 1071715.48 | 0 | 0 | 1039386.3904 | 0 | 0 | 32329.0896 | 0 | Mix | Low | 1 | EKWRA
LITTLE ROCK SUB | 5518 | 66kV | 0 | 0 | 1176404.35 | 1176404.35 | 0 | 0 | 379880.8252 | 0 | 0 | 796523.5248 | 0 | Mix | Low | 1 | EKWRA
SHUTTLE SUB | 5522 | 66kV | 0 | 0 | 1018975.84 | 1018975.84 | 0 | 0 | 798317.91 | 0 | 0 | 220657.93 | 0 | Mix | Low | 1 | EKWRA
REDMAN WUB | 5530 | 66kV | 0 | 0 | 276827.8 | 276827.8 | 0 | 0 | 276510.1473 | 0 | 0 | 317.6527 | 0 | Mix | Low | 1 | EKWRA
ROSAMOND SUB | 5541 | 66kV | 0 | 0 | 560191.65 | 560191.65 | 0 | 0 | 560191.65 | 0 | 0 | 0 | 0 | Mix | Low | 1 | EKWRA
PIUTE SUB | 5545 | 66kV | 0 | 0 | 140208.6 | 140208.6 | 0 | 0 | 140208.6 | 0 | 0 | 0 | 0 | Mix | Low | 1 | EKWRA
OASIS SUB | 5548 | 66kV | 0 | 0 | 618665.22 | 618665.22 | 0 | 0 | 395907.3905 | 0 | 0 | 222757.8295 | 0 | Mix | Low | 1 | EKWRA
CAL CEMENT SUB | 5553 | 66kV | 0 | 4528.73 | 231734.5 | 236263.23 | 0 | 2432.6345 | 231734.5 | 0 | 2096.0955 | 0 | 0 | Mix | Low | 1 | EKWRA
PALMDALE SUB | 5564 | 66kV | 0 | 0 | 713949.48 | 713949.48 | 0 | 0 | 688370.2604 | 0 | 0 | 25579.2196 | 0 | Mix | Low | 1 | EKWRA
QUARTZ HILL SUB | 5566 | 66kV | 0 | 0 | 189904.62 | 189904.62 | 0 | 0 | 189904.62 | 0 | 0 | 0 | 0 | Mix | Low | 1 | EKWRA
HELIJET SUB | 5599 | 66kV | 0 | 0 | 488671.31 | 488671.31 | 0 | 0 | 346134.01 | 0 | 0 | 142537.3 | 0 | Mix | Low | 1 | EKWRA
RITTER SUB | 8504 | 66kV | 942423.45 | 0 | 0 | 942423.45 | 351410.0006 | 0 | 0 | 591013.4494 | 0 | 0 | 0 | Mix | Low | 1 | EKWRA
BIG CREEK NO.1 | 2211 | 220kV | 0 | 77314.24 | 8074041.18 | 8151355.42 | 0 | 36940.3256 | 3849583.5535 | 0 | 40373.9144 | 4224457.6265 | 0 | Mix | High | 0
BIG CREEK NO.2 | 2212 | 220kV | 0 | 0 | 1516245.82 | 1516245.82 | 0 | 0 | 1516245.82 | 0 | 0 | 0 | 0 | Mix | High | 0
BIG CREEK NO.8 | 2229 | 220kV | 0 | 282649.01 | 2338172.76 | 2620821.77 | 0 | 228150.8818 | 1885178.8101 | 0 | 54498.1282 | 452993.9499 | 0 | Mix | High | 0
BIG CREEK NO.3 | 2230 | 220kV | 0 | 584235.03 | 11741535.19 | 12325770.22 | 0 | 578154.1169 | 10298078.4883 | 0 | 6080.9131 | 1443456.7017 | 0 | Mix | High | 0
BIG CREEK NO.2A | 2234 | 220kV | 0 | 0 | 1031433.83 | 1031433.83 | 0 | 0 | 1031433.83 | 0 | 0 | 0 | 0 | Mix | High | 0
BIG CREEK NO.4 | 2236 | 220kV | 0 | 0 | 2262431.5 | 2262431.5 | 0 | 0 | 2262431.5 | 0 | 0 | 0 | 0 | Mix | High | 0
CONTROL STATION | 2556 | 115kV | 0 | 1481594.25 | 14903914.36 | 16385508.61 | 0 | 1227397.278 | 12809999.5593 | 0 | 254196.972 | 2093914.8007 | 0 | Mix | Low | 0
EAGLE ROCK SUB | 5011 | 220kV | 19613.2 | 1027025.51 | 18784495.51 | 19831134.22 | 4626.1672 | 244602.656 | 4428342.572 | 14987.0328 | 782422.854 | 14356152.938 | 0 | Mix | High | 0
MESA SUB | 5012 | 220kV | 169248.65 | 6078266.78 | 39054244.56 | 45301759.99 | 47666.7861 | 1696134.1544 | 11014878.6882 | 121581.8639 | 4382132.6256 | 28039365.8718 | 6.7055e-08 | Mix | High | 0
RIO HONDO SUB | 5013 | 220kV | 457529.86 | 1144749.84 | 47262692.51 | 48864972.21 | 58555.7165 | 146507.6991 | 6048787.3344 | 398974.1435 | 998242.1409 | 41213905.1756 | 0 | Mix | High | 0
WALNUT SUB | 5014 | 220kV | 97954.96 | 2208449.71 | 23433260.87 | 25739665.54 | 24105.9459 | 543482.1194 | 5786114.2595 | 73849.0141 | 1664967.5906 | 17647146.6105 | -2.9802e-08 | Mix | High | 0
GOULD SUB | 5015 | 220kV | 29300.3 | 543597.55 | 19177066.8 | 19749964.65 | 13929.471 | 258428.2852 | 9116848.4648 | 15370.829 | 285169.2648 | 10060218.3352 | 0 | Mix | High | 0
LA FRESA SUB | 5021 | 220kV | 101370 | 4603204.09 | 34793294.27 | 39497868.36 | 30366.89 | 1379589.3358 | 10413664.4197 | 71003.11 | 3223614.7542 | 24379629.8503 | -5.9605e-08 | Mix | High | 0
EL NIDO SUB | 5023 | 220kV | 285619.89 | 3319374.84 | 22103611.75 | 25708606.48 | 54342.4274 | 631548.7561 | 4205463.1308 | 231277.4626 | 2687826.0839 | 17898148.6192 | 0 | Mix | High | 0
LA CIENEGA SUB | 5024 | 220kV | 2100226.91 | 3940662.65 | 15262144.05 | 21303033.61 | 838723.3868 | 1573699.4456 | 6094921.0232 | 1261503.5232 | 2366963.2044 | 9167223.0268 | 0 | Mix | High | 0
ALAMITOS SWITCHRACK SUB | 5025 | 220kV | 63557.16 | 95627.97 | 12620771.86 | 12779956.99 | 33845.1121 | 50923.2849 | 6720744.5861 | 29712.0479 | 44704.6851 | 5900027.2739 | 0 | Mix | High | 0
LG BCH SWITCHRACK SUB | 5027 & 1088 | 220kV | 97213.22 | 1323464.21 | 5337513.53 | 6758190.96 | 58786.7838 | 800325.3502 | 3227701.4767 | 38426.4362 | 523138.8598 | 2109812.0533 | 8.3819e-09 | Mix | High | 0
REDONDO SWITCHRACK SUB | 5028 | 220kV | 13018.3 | 25661.67 | 5579428.91 | 5618108.88 | 8944.103 | 17630.6138 | 3833295.1961 | 4074.197 | 8031.0562 | 1746133.7139 | 0 | Mix | High | 0
MAGUNDEN SUB | 5031 | 220kV | 8363 | 1082971.02 | 14332635.09 | 15423969.11 | 7946.6323 | 1029213.5247 | 13618897.643 | 416.3677 | 53757.4953 | 713737.447 | 0 | Mix | High | 0
RECTOR SUB | 5033 | 220kV | 393170.45 | 12235172.97 | 81933144.45 | 94561487.87 | 160489.9129 | 4821855.5014 | 33876468.44 | 232680.5371 | 7413317.4686 | 48056676.01 | 0 | Mix | High | 0
SPRINGVILLE SUB | 5034 | 220kV | 12197.68 | 845805.23 | 23068946.19 | 23926949.1 | 3567.8569 | 198089.5748 | 6797044.9094 | 8629.8231 | 647715.6552 | 16271901.2806 | 0 | Mix | High | 0
VESTAL SUB | 5035 | 220kV | 7242.88 | 1318486 | 16947686.59 | 18273415.47 | 2026.258 | 369875.3376 | 4740243.5863 | 5216.622 | 948610.6624 | 12207443.0037 | -2.9802e-08 | Mix | High | 0
EAGLE MT. SUB | 5040 | 220kV | 0 | 242739.14 | 7113016.75 | 7355755.89 | 0 | 53456.4498 | 1566441.3363 | 0 | 189282.6902 | 5546575.4137 | 0 | Mix | Straddle | 0
CIMA SUB | 5043 | 220kV | 1823.96 | 17122.87 | 2895548.51 | 2914495.34 | 230.3487 | 2162.4544 | 365680.0268 | 1593.6113 | 14960.4156 | 2529868.4832 | 0 | Mix | High | 0
MANDALAY SWITCHRACK SUB | 5048 | 220kV | 49104.23 | 12098.57 | 2491870.36 | 2553073.16 | 574.6959 | 141.5967 | 29163.8365 | 48529.5341 | 11956.9733 | 2462706.5235 | 0 | Mix | High | 0
PARDEE SUB | 5050 | 220kV | 970263.37 | 2979885.94 | 21501879.59 | 25452028.9 | 806034.6566 | 2475504.5017 | 17862428.5603 | 164228.7134 | 504381.4383 | 3639451.0297 | 0 | Mix | High | 0
ANTELOPE SUB | 5052 | 220kV | 21982.74 | 1600543.39 | 69002674.52 | 70625200.65 | 21969.428 | 1599574.9008 | 68960888.2171 | 13.312 | 968.4892 | 41786.3029 | 0 | Mix | Straddle | 0
SANTA CLARA SUB | 5053 | 220kV | 140739.2 | 1321401.23 | 42996613.51 | 44458753.94 | 44241.3033 | 402115.4645 | 13545005.4902 | 96497.8967 | 919285.7655 | 29451608.0198 | 0 | Mix | High | 0
GOLETA SUB | 5055 | 220kV | 236193.55 | 900615.46 | 18471747.5 | 19608556.51 | 39103.8871 | 149088.5846 | 2771172.6334 | 197089.6629 | 751526.8754 | 15700574.8666 | 0 | Mix | High | 0
MOORPARK SUB | 5056 | 220kV | 184090.99 | 3495537.96 | 52928752.88 | 56608381.83 | 19239.8743 | 365328.6388 | 5531734.8755 | 164851.1157 | 3130209.3212 | 47397018.0045 | 0 | Mix | High | 0
BAILEY SUB | 5059 | 220kV | 111063.36 | 895917.62 | 16844418.19 | 17851399.17 | 110066.5435 | 887876.5751 | 16696074.2509 | 996.8165 | 8041.0449 | 148343.9391 | 0 | Mix | Straddle | 0
PADUA SUB | 5060 | 220kV | 149547.04 | 2130012.46 | 37435842.52 | 39715402.02 | 33768.5032 | 480967.943 | 8458233.2705 | 115778.5368 | 1649044.517 | 28977609.2495 | 0 | Mix | High | 0
CHINO SUB | 5062 | 220kV | 34464.6 | 2457703.66 | 36065298.08 | 38557466.34 | 8320.2458 | 574440.7713 | 8725618.418 | 26144.3542 | 1883262.8887 | 27339679.662 | -2.0117e-07 | Mix | High | 0
JULIAN HINDS SUB | 5063 | 220kV | 0 | 2214.64 | 804742.48 | 806957.12 | 0 | 1545.9964 | 561774.802 | 0 | 668.6436 | 242967.678 | 0 | Mix | High | 0
VISTA SUB | 5064 | 220kV | 52108.99 | 8031798.53 | 60916108.1 | 69000015.62 | 12411.9913 | 1897774.4507 | 14533290.8499 | 39696.9987 | 6134024.0793 | 46382817.2501 | 0 | Mix | High | 0
DEVERS SUB | 5067 | 500kV | 285546.1 | 8352641.54 | 146698825.67 | 155337013.31 | 248793.3963 | 7278131.3661 | 131732887.3187 | 36752.7037 | 1074510.1739 | 14965938.3513 | -3.5763e-07 | Mix | High | 0
MIRA LOMA SUB | 5069 | 500kV | 477276.22 | 12830372.72 | 151449652.7 | 164757301.64 | 381928.4412 | 10307489.3703 | 121153520.8801 | 95347.7788 | 2522883.3497 | 30296131.8199 | 0 | Mix | High | 0
HINSON SUB | 5071 | 220kV | 678277.54 | 560613.9 | 22188910.91 | 23427802.35 | 167261.4139 | 135538.4633 | 5474433.0612 | 511016.1261 | 425075.4367 | 16714477.8488 | 0 | Mix | High | 0
LIGHTHIPE SUB | 5073 | 220kV | 164679.62 | 8573785.55 | 33207542.7 | 41946007.87 | 58795.8979 | 3061116.0032 | 11856156.1627 | 105883.7221 | 5512669.5468 | 21351386.5373 | 0 | Mix | High | 0
LAGUNA BELL SUB | 5074 | 220kV | 131262.5 | 1465425.43 | 39715003.17 | 41311691.1 | 36482.4908 | 404087.3781 | 11041410.0572 | 94780.0092 | 1061338.0519 | 28673593.1128 | 1.2666e-07 | Mix | High | 0
DEL AMO SUB | 5075 | 220kV | 185982.14 | 714826.35 | 44410784.48 | 45311592.97 | 48620.6219 | 211779.78 | 11585241.4998 | 137361.5181 | 503046.57 | 32825542.9802 | 0 | Mix | High | 0
BARRE SUB | 5081 | 220kV | 86187.91 | 1393677.66 | 43973907.06 | 45453772.63 | 15880.1559 | 255834.0401 | 8103161.0922 | 70307.7541 | 1137843.6199 | 35870745.9678 | 0 | Mix | High | 0
VILLA PARK SUB | 5082 | 220kV | 270570.03 | 2990436.27 | 30308238.95 | 33569245.25 | 62509.7402 | 690487.1462 | 7012796.8555 | 208060.2898 | 2299949.1238 | 23295442.0945 | 0 | Mix | High | 0
VIEJO SUBSTATION | 5083 | 220kV | 13285973.81 | 8429230.99 | 28414674.81 | 50129879.61 | 1887095.1421 | 1169101.5108 | 4156403.3546 | 11398878.6679 | 7260129.4792 | 24258271.4554 | 1.0431e-07 | Mix | High | 0
CENTER SUB | 5084 | 220kV | 72253.17 | 3484389.28 | 31951393.53 | 35508035.98 | 14072.3501 | 675644.2505 | 6226020.0119 | 58180.8199 | 2808745.0295 | 25725373.5181 | 0 | Mix | High | 0
JOHANNA SUB | 5085 & 5881 | 220kV | 813416.05 | 3395692.39 | 14501837.23 | 18710945.67 | 254309.0284 | 1061320.6236 | 5097496.9445 | 559107.0216 | 2334371.7664 | 9404340.2855 | 0 | Mix | High | 0
ELLIS SUB | 5086 | 220kV | 59737.3 | 1262574.43 | 46404217.83 | 47726529.56 | 10238.6988 | 226680.9821 | 7943188.2447 | 49498.6012 | 1035893.4479 | 38461029.5853 | 0 | Mix | High | 0
OLINDA SUB | 5087 | 220kV | 390538.01 | 1575932.29 | 21998560.24 | 23965030.54 | 75599.7427 | 293457.1106 | 4270056.619 | 314938.2673 | 1282475.1794 | 17728503.621 | 0 | Mix | High | 0
SANTIAGO SUB | 5088 | 220kV | 557976.42 | 1623359.61 | 33283304.36 | 35464640.39 | 90405.5099 | 317432.8606 | 5340985.8494 | 467570.9101 | 1305926.7494 | 27942318.5106 | 1.0431e-07 | Mix | High | 0
ETIWANDA SWITCHRACK SUB | 5096 | 220kV | 186144.15 | 3595471.34 | 47196887.72 | 50978503.21 | 40847.5985 | 788978.3458 | 10356989.4769 | 145296.5515 | 2806492.9942 | 36839898.2431 | 0 | Mix | High | 0
EL CASCO SUBSTATION | 8006 | 220kV | 0 | 35206242.41 | 46905542.44 | 82111784.85 | 0 | 7160591.6766 | 9540110.3268 | 0 | 28045650.7334 | 37365432.1132 | 0 | Mix | High | 0
MIRAGE(CEP) SUB | 8012 | 220kV | 629540.58 | 4035526.1 | 29412559.74 | 34077626.42 | 168034.2377 | 1095285.0319 | 7724215.7416 | 461506.3423 | 2940241.0681 | 21688343.9984 | 0 | Mix | High | 0
TORTILLA(CEP) SUB | 8037 | 115kV | 17113.75 | 94614.94 | 6586445 | 6698173.69 | 2228.2804 | 12137.9919 | 857763.3931 | 14885.4696 | 82476.9481 | 5728681.6069 | 0 | Mix | Low | 0
VICTOR SUB | 8049 | 220kV | 22088.07 | 5330121.56 | 58593735.9 | 63945945.53 | 18831.5688 | 5151040.37 | 49348357.7235 | 3256.5012 | 179081.19 | 9245378.1765 | 0 | Mix | Straddle | 0
CHEVMAIN | 8063 | 220kV | 0 | 253575.5 | 15410457.58 | 15664033.08 | 0 | 59734.1683 | 3630204.288 | 0 | 193841.3317 | 11780253.292 | 0 | Mix | High | 0
Inyokern (CEP) & Inyokern | 5041 & 8040 | 115kV | 7964.44 | 103561.94 | 6773479.22 | 6885005.6 | 4949.8635 | 64209.7166 | 4209840.3164 | 3014.5765 | 39352.2234 | 2563638.9036 | 0 | Mix | Low | 0
Kramer & Kramer-Radial Line Agmt | 5042 & 8046 | 220kV | 48811.41 | 630433.36 | 26686331.11 | 27365575.88 | 28584.9699 | 342806.6192 | 15657528.111 | 20226.4401 | 287626.7408 | 11028802.999 | 0 | Mix | Straddle | 0
Vincent | 5054 & 8954 | 500kV | 134360.2 | 6652926.64 | 112856441.01 | 119643727.85 | 132175.3622 | 6545404.1574 | 111020615.8461 | 2184.8378 | 107522.4826 | 1835825.1639 | 0 | Mix | High | 0
Valley & Valley - CEP | 5070 & 8034 | 500kV | 314770.5 | 34639546.78 | 170823495.39 | 205777812.67 | 159283.1748 | 22182376.7715 | 83169041.5517 | 155487.3252 | 12457170.0085 | 87654453.8383 | -2.6822e-07 | Mix | High | 0
San Onofre Switchrack | 8051-8055 | 220kV | 0 | 3441216.6 | 18545011.09 | 21986227.69 | 0 | 1973284.0389 | 10632542.2841 | 0 | 1467932.5611 | 7912468.8059 | 0 | Mix | High | 0
San Bernardino-220kv Switchyard & 220kv to 66kv | 8076 & 1999 | 115kV | 302392.48 | 3850233.75 | 35797856 | 39950482.23 | 105359.0903 | 835254.1146 | 13200615.1734 | 197033.3897 | 3014979.6354 | 22597240.8266 | 0 | Mix | Low | 0
MIDWAY-VINCENT LINES 1&2 | 4026 | 500kV | 2910822.12 | 0 | 27104.88 | 2937927 | 2910822.12 | 0 | 27104.88 | 0 | 0 | 0 | 0 | Trans Line |  | 0
DWP-EDSN CELILO-SYLMR LN | 4031 | 750kV | 0 | 95840.85 | 0 | 95840.85 | 0 | 95840.85 | 0 | 0 | 0 | 0 | 0 | Trans Line |  | 0
DWP-EDSN CELILO-SYLMR LN | 4034 | 750kV | 0 | 540.83 | 0 | 540.83 | 0 | 540.83 | 0 | 0 | 0 | 0 | 0 | Trans Line |  | 0
PARDEE-SYLMAR LNES 1&2 | 4045 |  | 179131.19 | 0 | 0 | 179131.19 | 179131.19 | 0 | 0 | 0 | 0 | 0 | 0 | Trans Line |  | 0
EAGLE ROCK-SYLMAR LNE | 4046 | 220kV | 186657 | 0 | 0 | 186657 | 186657 | 0 | 0 | 0 | 0 | 0 | 0 | Trans Line |  | 0
PARDEE-VINCENT LINE CONST | 4059 | 220kV | 13001.63 | 0 | 0 | 13001.63 | 13001.63 | 0 | 0 | 0 | 0 | 0 | 0 | Trans Line |  | 0
RIO HONDO-VINCENT LN 2 | 4070 | 220kV | 61040.14 | 0 | 0 | 61040.14 | 61040.14 | 0 | 0 | 0 | 0 | 0 | 0 | Trans Line |  | 0
MANY TRANSMISSION LINES | 4101 | 220kV | 1458517.08 | 278181.35 | 98474.79 | 1835173.22 | 1418562.1816 | 270518.3393 | 95762.123 | 39954.8984 | 7663.0107 | 2712.667 | 0 | Trans Line |  | 0
COGEN/RENEWABLE ENERGY SO | 4102 |  | 1466127.54 | 0 | 0 | 1466127.54 | 777708.0391 | 0 | 0 | 688419.5009 | 0 | 0 | 0 | Trans Line |  | 0
DEVERS-HINS LN, OTHERS | 4104 |  | 1331335.1 | 0 | 0 | 1331335.1 | 1253514.4943 | 0 | 0 | 77820.6057 | 0 | 0 | 0 | Trans Line |  | 0
33 AND 66 KV LINES | 4105 | 66kV | 31669555.88 | 307314.38 | 1071634.42 | 33048504.68 | 3469110.4013 | 122152.8574 | 116166.1451 | 28200445.4787 | 185161.5226 | 955468.2749 | 0 | Trans Line |  | 0
COGEN/RENEW ENGY SOURCES | 4106 |  | 563121.1 | 0 | 0 | 563121.1 | 1303.1387 | 0 | 0 | 561817.9613 | 0 | 0 | 0 | Trans Line |  | 0
ANTELOPE/MESA LINE, OTHER | 4107 | 220kV | 2639356.88 | 303336.47 | 0 | 2942693.35 | 2399012.7348 | 296715.874 | 0 | 240344.1452 | 6620.596 | 0 | 0 | Trans Line |  | 0
CHINO-SERRANO/SN ONFRE LN | 4108 | 220kV | 8067990.54 | 3035776.63 | 0 | 11103767.17 | 8067990.54 | 3035776.63 | 0 | 0 | 0 | 0 | 0 | Trans Line |  | 0
BIG CRK 3-BIG CRK 4 | 4111 | 220kV | 1943.63 | 0 | 0 | 1943.63 | 1943.63 | 0 | 0 | 0 | 0 | 0 | 0 | Trans Line |  | 0
BIGCRK-SPRGVL, MGDN-SPRGV | 4113 | 220kV | 874871.71 | 0 | 0 | 874871.71 | 866527.7068 | 0 | 0 | 8344.0032 | 0 | 0 | 0 | Trans Line |  | 0
ALAMITOS-MESA LN, OTHERS | 4114 | 220kV | 3210577.8 | 534060.26 | 661181.77 | 4405819.83 | 3063760.5698 | 514836.258 | 630944.7195 | 146817.2302 | 19224.002 | 30237.0505 | 0 | Trans Line |  | 0
HINSON-LIGHTHIPE 1&2 | 4115 | 220kV | 1607024.14 | 531634.83 | 2148.68 | 2140807.65 | 1607024.14 | 531634.83 | 2148.68 | 0 | 0 | 0 | 0 | Trans Line |  | 0
HINSON-LAFRESA, OTHERS | 4116 | 220kV | 3594552.46 | 174910.36 | 2064.92 | 3771527.74 | 3594621.72 | 174910.36 | 2064.92 | -69.26 | 2.9104e-11 | 0 | 0 | Trans Line |  | 0
ELDRDO-CIMA-PISGAH LN1,2 | 4117 | 220kV | 1005475.76 | 7083.96 | 12857.19 | 1025416.91 | 1005508.84 | 7083.96 | 12857.19 | -33.08 | 9.0949e-13 | 0 | 0 | Trans Line |  | 0
MRA LMA-VLL PK LNS, OTHR | 4118 | 220kV | 5639404.71 | 134434.71 | 2259.8 | 5776099.22 | 5239034.8804 | 124516.0731 | 2093.0712 | 400369.8296 | 9918.6369 | 166.7288 | 0 | Trans Line |  | 0
CENTER-MESA LN, OTHERS | 4119 | 220kV | 2099654.15 | 71859.65 | 100.89 | 2171614.69 | 1793706.8723 | 61385.0871 | 86.1839 | 305947.2777 | 10474.5629 | 14.7061 | 0 | Trans Line |  | 0
ALAMITOS-CENTER, OTHERS | 4120 | 220kV | 4270244.02 | 298149.87 | 3380 | 4571773.89 | 3695472.4627 | 258018.4956 | 2925.0474 | 574771.5573 | 40131.3744 | 454.9526 | 0 | Trans Line |  | 0
BIG CREEK 4-SPRNGVLL-MGDN | 4121 | 220kV | 353928.47 | 0 | 0 | 353928.47 | 353928.47 | 0 | 0 | 0 | 0 | 0 | 0 | Trans Line |  | 0
LUGO-VINCENT LNES 1&2 | 4123 | 500kV | 1734921.02 | 0 | 16632.95 | 1751553.97 | 1734921.02 | 0 | 16632.95 | 0 | 0 | 0 | 0 | Trans Line |  | 0
BIG CRK 1-CMP TEN-..-PRTL | 4124 |  | 485.44 | 0 | 0 | 485.44 | 0 | 0 | 0 | 485.44 | 0 | 0 | 0 | Trans Line |  | 0
GOLETA-SNTA CLARA, OTHERS | 4125 | 220kV | 11414611.95 | 1761945.93 | 1918.11 | 13178475.99 | 8492875.3997 | 1316772.4946 | 1427.1417 | 2921736.5503 | 445173.4354 | 490.9683 | 0 | Trans Line |  | 0
NORTH BOULDER-MEAD, OTHER | 4127 |  | 19842.47 | 0 | 0 | 19842.47 | 19842.47 | 0 | 0 | 0 | 0 | 0 | 0 | Trans Line |  | 0
KERN RIVER3-VESTAL 66 KV | 4129 | 66kV | 38460.07 | 0 | 0 | 38460.07 | 0 | 0 | 0 | 38460.07 | 0 | 0 | 0 | Trans Line |  | 0
MOHAVE-LUGO 500KV | 4130 | 500kV | 157989.61 | 0 | 0 | 157989.61 | 157989.61 | 0 | 0 | 0 | 0 | 0 | 0 | Trans Line |  | 0
CUMMINGS-KERBN RIV1, OTHE | 4132 |  | 3146.16 | 0 | 0 | 3146.16 | 3132.0688 | 0 | 0 | 14.0912 | 0 | 0 | 0 | Trans Line |  | 0
BOREL-...-WALKER 66KV LN | 4133 | 66kV | 53165.17 | 0 | 0 | 53165.17 | 0 | 0 | 0 | 53165.17 | 0 | 0 | 0 | Trans Line |  | 0
LUGO-VICTOR LNS, OTHER | 4135 |  | 2211888.9 | 0 | 0 | 2211888.9 | 1443554.0104 | 0 | 0 | 768334.8896 | 0 | 0 | 0 | Trans Line |  | 0
LUGO-ELDORADO LN | 4136 | 500kV | 1330373 | 0 | 0 | 1330373 | 1330373 | 0 | 0 | 0 | 0 | 0 | 0 | Trans Line |  | 0
LUGO-ELDORADO LN | 4137 | 500kV | 16589.08 | 0 | 0 | 16589.08 | 16589.08 | 0 | 0 | 0 | 0 | 0 | 0 | Trans Line |  | 0
LUGO-MIRA LOMA 2&3 | 4138 | 500kV | 9600704.3 | 0 | 98.19 | 9600802.49 | 9605387.32 | 0 | 98.19 | -4683.02 | 0 | 0 | 0 | Trans Line |  | 0
SPRGVLL-TULE 66KV LN | 4139 | 66kV | 516.81 | 0 | 0 | 516.81 | 0 | 0 | 0 | 516.81 | 0 | 0 | 0 | Trans Line |  | 0
MOHAVE-LUGO 500 KV LN | 4140 | 500kV | 278111.81 | 0 | 0 | 278111.81 | 278111.81 | 0 | 0 | 0 | 0 | 0 | 0 | Trans Line |  | 0
MOHAVE-ELDORADO LN | 4141 | 500kV | 76199.12 | 0 | 0 | 76199.12 | 76199.12 | 0 | 0 | 0 | 0 | 0 | 0 | Trans Line |  | 0
BOREL-WELDON 66KV LN | 4142 | 66kV | 25409.4 | 0 | 0 | 25409.4 | 0 | 0 | 0 | 25409.4 | 0 | 0 | 0 | Trans Line |  | 0
ELDORADO-BORDER 500 KV LN | 4143 | 500kV | 6166.88 | 0 | 0 | 6166.88 | 6166.88 | 0 | 0 | 0 | 0 | 0 | 0 | Trans Line |  | 0
ELDORADO-MEAD LNS 1&2 | 4144 | 220kV | 9993.51 | 0 | 0 | 9993.51 | 9993.51 | 0 | 0 | 0 | 0 | 0 | 0 | Trans Line |  | 0
VINCENT-PARDEE LN 2 | 4147 | 220kV | 3854651.36 | 0 | 1880.02 | 3856531.38 | 3855187.64 | 0 | 1880.02 | -536.28 | 0 | 0 | 0 | Trans Line |  | 0
MIRA LOMA-SERRANO LN | 4148 | 500kV | 1696736.12 | 0 | 0 | 1696736.12 | 1696736.12 | 0 | 0 | 0 | 0 | 0 | 0 | Trans Line |  | 0
SANTA ANA LNS 1,2,3 | 4149 |  | 232 | 0 | 0 | 232 | 0 | 0 | 0 | 232 | 0 | 0 | 0 | Trans Line |  | 0
VINCENT-PEARBLOSSOM LN | 4153 | 220kV | 309032.19 | 0 | 0 | 309032.19 | 0 | 0 | 0 | 309032.19 | 0 | 0 | 0 | Trans Line |  | 0
LUGO-VICTORVLL EDSON-DWP | 4154 | 500kV | 751548.67 | 0 | 0 | 751548.67 | 751548.67 | 0 | 0 | 0 | 0 | 0 | 0 | Trans Line |  | 0
MIDWAY-VINCENT LN 3 | 4155 | 500kV | 2956983.22 | 0 | 0 | 2956983.22 | 2956983.22 | 0 | 0 | 0 | 0 | 0 | 0 | Trans Line |  | 0
ELLIS-SANTIAGO LNS 1,2 | 4156 | 220kV | 12019807.72 | 0 | 0 | 12019807.72 | 12025290.05 | 0 | 0 | -5482.33 | 0 | 0 | 0 | Trans Line |  | 0
RIO HONDO-VINCENT LN 2 | 4157 | 220kV | 105605.4 | 18610.49 | 0 | 124215.89 | 105605.4 | 18610.49 | 0 | 0 | 0 | 0 | 0 | Trans Line |  | 0
LUCERNE-LUGO/MIRA LOMA LN | 4158 |  | 498252.05 | 0 | 0 | 498252.05 | 0 | 0 | 0 | 498252.05 | 0 | 0 | 0 | Trans Line |  | 0
BIG CRK 2-BIG CRK 8 | 4166 | 220kV | 9034.39 | 0 | 0 | 9034.39 | 9034.39 | 0 | 0 | 0 | 0 | 0 | 0 | Trans Line |  | 0
BIG CRK 3-MAMMOTH POOL | 4168 | 220kV | 4331.19 | 0 | 0 | 4331.19 | 0 | 0 | 0 | 4331.19 | 0 | 0 | 0 | Trans Line |  | 0
BIG CRK 1-RECTOR, OTHER | 4169 | 220kV | 3565382.17 | 0 | 2701.36 | 3568083.53 | 3452749.4023 | 0 | 2616.0223 | 112632.7677 | 0 | 85.3377 | 0 | Trans Line |  | 0
DEVERS-PALO VERDE | 4185 | 500kV | 12533939 | 0 | 0 | 12533939 | 12546475.5 | 0 | 0 | -12536.5 | 0 | 0 | 0 | Trans Line |  | 0
DEVERS-PALO VERDE | 4186 | 500kV | 1193710.35 | 0 | 0 | 1193710.35 | 1194334.76 | 0 | 0 | -624.41 | 0 | 0 | 0 | Trans Line |  | 0
DEVERS-VALLEY LNS 1,2 | 4187 | 500kV | 10444073.32 | 0 | 0 | 10444073.32 | 10444073.32 | 0 | 0 | 0 | 0 | 0 | 0 | Trans Line |  | 0
SERRANO-VALLEY LN | 4188 | 500kV | 2855826.23 | 8043.41 | 0 | 2863869.64 | 2858639.23 | 8043.41 | 0 | -2813 | 9.0949e-13 | 0 | 0 | Trans Line |  | 0
SERRANO-VILLA PK LN 1,2,3 | 4189 | 220kV | 78247.82 | 0 | 0 | 78247.82 | 78247.82 | 0 | 0 | 0 | 0 | 0 | 0 | Trans Line |  | 0
VARIOUS 66KV LINES | 4200 | 66kV | 0 | 465309.77 | 0 | 465309.77 | 0 | 0 | 0 | 0 | 465309.77 | 0 | 0 | Trans Line |  | 0
E.MAGUNDEN-ANTELOPE 220KV | 4207 | 220kV | 0 | 25798.08 | 0 | 25798.08 | 0 | 0 | 0 | 0 | 25798.08 | 0 | 0 | Trans Line |  | 0
ANTELOPE-MESA 220 KV LN | 4307 | 220kV | 0 | 23141.5 | 0 | 23141.5 | 0 | 0 | 0 | 0 | 23141.5 | 0 | 0 | Trans Line |  | 0
EAGLE ROCK-MESA 220KV LN | 4314 | 220kV | 0 | 5448.73 | 0 | 5448.73 | 0 | 0 | 0 | 0 | 5448.73 | 0 | 0 | Trans Line |  | 0
CENTER-MESA 220KV LN | 4319 | 220kV | 0 | 0 | 0 | 0 | 0 | 0 | 0 | 0 | 0 | 0 | 0 | Trans Line |  | 0
MESA-REDONDO 220KV LN | 4414 | 220kV | 0 | 0 | 0 | 0 | 0 | 0 | 0 | 0 | 0 | 0 | 0 | Trans Line |  | 0
CENTER MESA&OLINDA 220KV | 4419 | 220kV | 0 | 0 | 0 | 0 | 0 | 0 | 0 | 0 | 0 | 0 | 0 | Trans Line |  | 0
ETIWANDA-PADUA 220KV LN | 4518 | 220kV | 0 | 0 | 0 | 0 | 0 | 0 | 0 | 0 | 0 | 0 | 0 | Trans Line |  | 0
DESERT REGION 115KV LINES | 4570 | 115kV | 0 | 0 | 256666.35 | 256666.35 | 0 | 0 | 0 | 0 | 0 | 256666.35 | 0 | Trans Line |  | 0
33&66KV LNS IN NRTHEN T/S | 4605 |  | 0 | 235737.67 | 0 | 235737.67 | 0 | 0 | 0 | 0 | 235737.67 | 0 | 0 | Trans Line |  | 0
MOORPARK-PARDEE 200KV LN | 4625 | 115kV | 0 | 7825.36 | 0 | 7825.36 | 0 | 0 | 0 | 0 | 7825.36 | 0 | 0 | Trans Line |  | 0
EASTERN T/S REG | 4700 | Transmission Line | 33304.81 | 0 | 1232.87 | 34537.68 | 0 | 0 | 0 | 33304.81 | 0 | 1232.87 | 0 | Trans Line |  | 0
CORONA-JEFFERSON 66 KV LN | 4705 | 66kV | 243214.84 | 3295.58 | 0 | 246510.42 | 94330.8251 | 1278.19 | 0 | 148884.0149 | 2017.39 | 0 | 0 | Trans Line |  | 0
LEE VINING-LUNDY 55K 4771 | 4730 | 55kV | 10584.86 | 0 | 0 | 10584.86 | 0 | 0 | 0 | 10584.86 | 0 | 0 | 0 | Trans Line |  | 0
BISHOP CRK55&115KV LINES | 4735 |  | 137.7 | 0 | 0 | 137.7 | 0 | 0 | 0 | 137.7 | 0 | 0 | 0 | Trans Line |  | 0
115 KV LNS, ESTN T/S REG | 4750 | 115kV | 14315889.14 | 2901.91 | 173059.35 | 14491850.4 | 3933969.0247 | 796.9059 | 118008.8127 | 10381920.1153 | 2105.0041 | 55050.5373 | 0 | Trans Line |  | 0
DEVERS-SN BRDNO 220 KV LN | 4756 | 220kV | 1079576.73 | 0 | 0 | 1079576.73 | 1079559.0701 | 0 | 0 | 17.6599 | 0 | 0 | 0 | Trans Line |  | 0
BLYTHE-EAGLE MT 161 KV LN | 4759 | 161kV | 33310 | 0 | 0 | 33310 | 33310 | 0 | 0 | 0 | 0 | 0 | 0 | Trans Line |  | 0
HOOVER-CLWTR 115 KV LN | 4781 | 115kV | 1277.33 | 0 | 0 | 1277.33 | 1277.33 | 0 | 0 | 0 | 0 | 0 | 0 | Trans Line |  | 0
HOOVER-CLWTER 115 KV LN | 4782 | 115kV | 165196.31 | 0 | 0 | 165196.31 | 165196.31 | 0 | 0 | 0 | 0 | 0 | 0 | Trans Line |  | 0
TOTAL TRANSMISSION SUBSTATIONS |  |  | 238550302.2 | 327516031.87 | 3349936159.88 | 3916002493.95 | 156584769.2842 | 167375768.56 | 1719646506.3069 | 81965532.9158 | 160140263.31 | 1630289653.5731 | 0
Recalc based on all other TS locations
Allocation % to use | [6 empty] | 0.6564 | 0.51105 | 0.51334 | 0.3436 | 0.48895 | 0.48666
MOUNTAINVIEW POWER-COMMON | 1250 |  | 0 | 0 | 23588991.67 | 23588991.67 | 0 | 0 | 12109104.5252 | 0 | 0 | 11479887.1448 | 0 |  | Low | 0
PALOVERDE-SWITCHYARD | 1869 | 500kV | 0 | 2465520.09 | 7901074.34 | 10366594.43 | 0 | 1259994.2592 | 4055914.5716 | 0 | 1205525.8308 | 3845159.7684 | 0 |  | High | 0
SHAVER LAKE (FP 67) | 2120 | 66kV | -266.84 | 0 | 0 | -266.84 | -175.1542 | 0 | 0 | -91.6858 | 0 | 0 | 0 |  | Low | 0
MET T/S REGION | 4300 | Transmission Line | 0 | 131348.09 | 14695.55 | 146043.64 | 0 | 67124.9202 | 7543.771 | 0 | 64223.1698 | 7151.779 | 0 |  | Low | 0
COASTAL T/S REGION | 4400 | Transmission Line | 3127.1 | 0 | 12363.33 | 15490.43 | 2052.633 | 0 | 6346.5559 | 1074.467 | 0 | 6016.7741 | 0 |  | Low | 0
EASTERN T/S REGION | 4500 | Transmission Line | 0 | 41481.28 | 21656.5 | 63137.78 | 0 | 21198.8436 | 11117.0849 | 0 | 20282.4364 | 10539.4151 | 0 |  | Low | 0
NRTHN T/S REGION | 4600 | Transmission Line | 0 | 106617.96 | 21514.78 | 128132.74 | 0 | 54486.6854 | 11044.3347 | 0 | 52131.2746 | 10470.4453 | 0 |  | Low | 0
VAR. TRANS. LINES-S/E DIV | 4800 | Transmission Line | 2930.68 | 32032.13 | 3629.72 | 38592.53 | 1923.7027 | 16369.8929 | 1863.2699 | 1006.9773 | 15662.2371 | 1766.4501 | 0 |  | Low | 0
S/E DIV., 66KV LINES | 4805 | 66kV | 0 | 118500.11 | 0 | 118500.11 | 0 | 60559.011 | 0 | 0 | 57941.099 | 0 | 0 |  | Low | 0
SUBSTN DIV | 5000 | Misc | 0 | 0 | 3270204.8 | 3270204.8 | 0 | 0 | 1678717.4414 | 0 | 0 | 1591487.3586 | 0 |  | Low | 0
NO. T/S REG OFC/VALENCIA | 5038 | Misc | 123341.95 | 3713423.85 | 0 | 3836765.8 | 80961.8374 | 1897730.5243 | 0 | 42380.1126 | 1815693.3257 | 0 | 0 |  | Low | 0
METRO REGION | 5100 |  | 0 | 0 | 621996.61 | 621996.61 | 0 | 0 | 319293.9347 | 0 | 0 | 302702.6753 | 0 |  | Low | 0
NEENACH SUB | 5556 | 66kV | 0 | 0 | 22913.57 | 22913.57 | 0 | 0 | 11762.3855 | 0 | 0 | 11151.1845 | 0 |  | Low | 0
CATALINA SERVICE CENTER | 6061 | CSTMR SRVC FAC. | 44054.54 | 0 | 0 | 44054.54 | 28917.4649 | 0 | 0 | 15137.0751 | 0 | 0 | 0 |  | Low | 0
BARSTOW NO RGN-SAN BERDOO | 6072 | CSTMR SRVC FAC. | 0 | 7617.03 | 0 | 7617.03 | 0 | 3892.653 | 0 | 0 | 3724.377 | 0 | 0 |  | Low | 0
VENTURA COUNTY | 7056 |  | 0 | 0 | 74797.93 | 74797.93 | 0 | 0 | 38396.5523 | 0 | 0 | 36401.3777 | 0 |  | Low | 0
B&A-T/S 3RD FLOOR-GO3 | 9010 | Misc | 0 | 0 | 23237.25 | 23237.25 | 0 | 0 | 11928.5425 | 0 | 0 | 11308.7075 | 0 |  | Low | 0
CHINO OFC BLDG (FACILITY) | 9024 |  | 0 | 373557.62 | 0 | 373557.62 | 0 | 190905.1395 | 0 | 0 | 182652.4805 | 0 | 0 |  | Low | 0
TRANS/SUB SUPPORT SERV | 9047 | Div Offices & Misc | 0 | 0 | 32925650.55 | 32925650.55 | 0 | 0 | 16901957.8983 | 0 | 0 | 16023692.6517 | 0 |  | Low | 0
FUELS | 9203 | Misc | 0 | 0 | 341890.03 | 341890.03 | 0 | 0 | 175504.8358 | 0 | 0 | 166385.1942 | 0 |  | Low | 0
CONTROL SYS SEC-ALHAMBRA | 9243 | Div Offices & Misc | 0 | 0 | 2970010.76 | 2970010.76 | 0 | 0 | 1524616.7041 | 0 | 0 | 1445394.0559 | 0 |  | Low | 0
Total Locations Reclac'd |  |  | 173187.43 | 6990098.16 | 71814627.39 | 78977912.98 | 113680.4838 | 3572261.9292 | 36865112.4078 | 59506.9462 | 3417836.2308 | 34949514.9822
Total Transmission Substations |  |  | 238723489.63 | 334506130.03 | 3421750787.27 | 3994980406.93 | 156698449.768 | 170948030.4892 | 1756511618.7147 | 82025039.862 | 163558099.5408 | 1665239168.5553
ISO/Non-ISO/Mix/Trans Line Summary |  | ISO Total | 27356352.8 | 63510035.49 | 727802827.62 | 818669215.91 | 27356352.8 | 63510035.49 | 727802827.62 |  |  |  | 0
|  | Non-ISO Total | 16354694.96 | 34873768.04 | 555636275.94 | 606864738.94 |  |  |  | 16354694.96 | 34873768.04 | 555636275.94 | 0
|  | Mix Total | 25896461.77 | 220801045.76 | 2064161659.78 | 2310859167.31 | 6811350.2014 | 97026301.135 | 990810862.59 | 19085111.5686 | 123774744.625 | 1073350797.19 | 0
|  | Trans Line Total | 168942792.67 | 8331182.58 | 2335396.54 | 179609371.79 | 122417066.2828 | 6839431.935 | 1032816.0968 | 46525726.3872 | 1491750.645 | 1302580.4432 | 0
|  | Allocation Total | 173187.43 | 6990098.16 | 71814627.39 | 78977912.98 | 113680.4838 | 3572261.9292 | 36865112.4078 | 59506.9462 | 3417836.2308 | 34949514.9822
| Working File 2012-01-31.xlsx Year End Balances - C1183:E1183 | Check | 238723489.63 | 334506130.02 | 3421750787.29
|  |  | 0 | 0 | 0

## ISO w_System Splits
ISO TRANSMISSION LINES BY
OPERATING VOLTAGE / CIRCUIT NAME
AS OF DECEMBER 31, 2011
($)
1 | OPERATING VOLTAGE |  | LOCATION |  | CIRCUIT MILES | TOTAL ACCT. CIRCUIT MILES | A C C O U N T N O.
1 | CIRCUIT NAME |  | NO. |  |  |  | 350 | 352 | 353 | 354 | 355 | 356 | 357 | 358 | 359 | TOTAL
1
1 | 1000kV TRANSMISSION LINES
1 | CELILO-SYLMAR HV DC - CALIF. |  | 4031 |  | 336.1775 | 336.1775 | 0 | 95840.85 | 0 | 27220052.61 | 0 | 14611107.8 | 0 | 0 | 136840.9 | 42063842.16
1 | CELILO-SYLMAR HV DC - NEVADA |  | 4034 |  | 289.725 | 289.725 | 0 | 540.83 | 0 | 7698607.48 | 0 | 5631427.23 | 0 | 0 | 668870.63 | 13999446.17
1 |  | TOTAL CELILO-SYLMAR |  |  | 625.9025 | 625.9025 | 0 | 96381.68 | 0 | 34918660.09 | 0 | 20242535.03 | 0 | 0 | 805711.53 | 56063288.33
1
1 |  | TOTAL 1000kV T/L'S |  |  | 625.9025 | 625.9025 | 0 | 96381.68 | 0 | 34918660.09 | 0 | 20242535.03 | 0 | 0 | 805711.53 | 56063288.33
1
1 | 500kV TRANSMISSION LINES
1 | DEVERS-PALO VERDE - CALIF. |  | 4185 |  | 126.4546 | 126.4546 | 12546475.5 | 0 | 0 | 28772328.35 | 804.68 | 21381648.71 | 0 | 1151660.45 | 453081.41 | 64305999.1
1 | DEVERS-PALO VERDE - ARIZONA |  | 4186 |  | 112.0458 | 112.0458 | 1194334.76 | 0 | 0 | 17297410.52 | 0 | 25189674.9 | 0 | 0 | 147244.76 | 43828664.94
1 |  | TOTAL DEVERS-PALO VERDE |  |  | 238.5004 | 238.5004 | 13740810.26 | 0 | 0 | 46069738.87 | 804.68 | 46571323.61 | 0 | 1151660.45 | 600326.17 | 108134664.04
1
1 | DEVERS-VALLEY |  | 4187 |  | 41.6012 | 41.6012 | 10444073.32 | 0 | 0 | 21195906.16 | 0 | 11949086.67 | 0 | 0 | 4790335.85 | 48379402
1
1 | ELDORADO-LUGO - CALIF. |  | 4136 |  | 150.6686 | 150.6686 | 1330373 | 0 | 0 | 12189960.31 | 0 | 10420731.94 | 0 | 0 | 117747.17 | 24058812.42
1 | ELDORADO-LUGO - NEVADA |  | 4137 |  | 26.509 | 26.509 | 16589.08 | 0 | 0 | 2027936.36 | 0 | 1784137.46 | 0 | 0 | 20088.12 | 3848751.02
1 |  | TOTAL ELDORADO-LUGO |  |  | 177.1776 | 177.1776 | 1346962.08 | 0 | 0 | 14217896.67 | 0 | 12204869.4 | 0 | 0 | 137835.29 | 27907563.44
1
1 | ELDORADO-MCCULLOUGH (SCE PORTION) |  | N/A |  | 0.6 | [10 empty] | N/A
1
1 | ELDORADO-MOENKOPI (SCE PORTION) |  | 4143 |  | 29.6458 | 29.6458 | 6166.88 | 0 | 0 | 2588095.03 | 0 | 1880705.48 | 0 | 0 | 145064.49 | 4620031.88
1
1 | ELDORADO-MOHAVE |  | 4141 |  | 59.3947 | 59.3947 | 76199.12 | 0 | 0 | 1155537.99 | 0 | 1251359.25 | 0 | 0 | 55916.25 | 2539012.61
1
1 | LAUGHLIN-MOHAVE (SCE PORTION) |  | N/A |  | 0.22 | [10 empty] | N/A
1
1 | LUGO-MOHAVE - NEVADA |  | 4130 |  | 9.853 | 9.853 | 157989.61 | 0 | 0 | 420632.4 | 0 | 517455.16 | 0 | 0 | 19050.7 | 1115127.87
1 | LUGO-MOHAVE - CALIF. |  | 4140 |  | 165.9571 | 165.9571 | 278111.81 | 0 | 0 | 12178545.18 | 1375948.02 | 9649509.52 | 0 | 0 | 329332.83 | 23811447.36
1 |  | TOTAL LUGO-MOHAVE |  |  | 175.8101 | 175.8101 | 436101.42 | 0 | 0 | 12599177.58 | 1375948.02 | 10166964.68 | 0 | 0 | 348383.53 | 24926575.23
1
1 | LUGO-MIRA LOMA No.2 |  | 4138 |  | 30.5887 | 96.5061 | 3044536.16 | 0 | 31.1224 | 8352556.6801 | 37477.4135 | 5848512.9164 | 0 | 0 | 200591.9579 | 17483706.2504
1
1 | LUGO-MIRA LOMA No. 3 |  | 4138 |  | 31.4223 | 96.5061 | 3127505.5358 | 0 | 31.9706 | 8580179.6666 | 38498.744 | 6007895.9686 | 0 | 0 | 206058.4687 | 17960170.3542
1
1 | LUGO-RANCHO VISTA |  | 4138 |  | 26.9742 | 96.5061 | 2684779.5642 | 0 | 27.4449 | 7365579.6168 | 33048.9075 | 5157425.346 | 0 | 0 | 176889.0764 | 15417749.9557
1
1 | MIRA LOMA-RANCHO VISTA |  | 4138 |  | 7.5209 | 96.5061 | 748566.06 | 0 | 7.6521 | 2053659.4465 | 9214.645 | 1437985.309 | 0 | 0 | 49319.937 | 4298753.0496
1
1 |  | TOTAL LUGO-MIRA LOMA |  |  | 96.5061 | 96.5061 | 9605387.32 | 0 | 98.19 | 26351975.41 | 118239.71 | 18451819.54 | 0 | 0 | 632859.44 | 55160379.61
1
1 | LUGO-VICTORVILLE (SCE PORTION) |  | 4154 |  | 7.5735 | 7.5735 | 751548.67 | 0 | 0 | 1157576.74 | 0 | 759625.13 | 0 | 0 | 0 | 2668750.54
1
1 | LUGO-VINCENT No. 1 |  | 4123 |  | 47.1644 | 94.3868 | 866927.4618 | 0 | 8311.3646 | 3876289.4888 | 0 | 3569520.9467 | 0 | 0 | 944.7141 | 8321993.9761
1
1 | LUGO-VINCENT No. 2 |  | 4123 |  | 47.2224 | 94.3868 | 867993.5582 | 0 | 8321.5854 | 3881056.3212 | 0 | 3573910.5333 | 0 | 0 | 945.8759 | 8332227.8739
1
1 | MIDWAY-VINCENT No. 1 |  | 4026 |  | 112.6978 | 225.4945 | 1454772.7289 | 0 | 13546.496 | 9645438.2053 | 42660.6012 | 11465681.4616 | 0 | 0 | 397593.2324 | 23019692.7254
1
1 | MIDWAY-VINCENT No. 2 |  | 4026 |  | 112.7967 | 225.4945 | 1456049.3911 | 0 | 13558.384 | 9653902.7347 | 42698.0388 | 11475743.3784 | 0 | 0 | 397942.1476 | 23039894.0746
1
1 | MIDWAY-VINCENT No. 3 (SCE PORTION) |  | 4155 |  | 52.6164 | 52.6164 | 2956983.22 | 0 | 0 | 7540671.24 | 0 | 4581493.11 | 0 | 0 | 187772.25 | 15266919.82
1
1 | MIRA LOMA-SERRANO No. 1 & 2 |  | 4148 |  | 28.7512 | 28.7512 | 1696736.12 | 0 | 0 | 18384825.73 | 0 | 7820474.92 | 0 | 0 | 252983.4 | 28155020.17
1
1 | SERRANO-VALLEY |  | 4188 |  | 40.5209 | 40.5209 | 2858639.23 | 8043.41 | 0 | 22909118.48 | 515652.76 | 14833343.11 | 0 | 0 | 2448260.13 | 43573057.12
1
1 | MIRA LOMA SUBSTATION |  | 5069 |  |  |  | Refer Substation Study | Refer Substation Study | Refer Substation Study | 0 | 98999.2694 | 43265.205 | 0 | 0 | 0 | 142264.4744
1
1 | VALLEY SUB |  | 5070 |  |  |  | Refer Substation Study | Refer Substation Study | Refer Substation Study | 0 | 3571.6074 | 1753.9805 | 0 | 0 | 0 | 5325.5879
1
1 | SERRANO SUB |  | 5080 |  |  |  | Refer Substation Study | Refer Substation Study | Refer Substation Study | 0 | 0 | 0 | 0 | 0 | 2236589.73 | 2236589.73
1
1 | EL DORADO SUB |  | 5090 |  |  |  | Refer Substation Study | Refer Substation Study | Refer Substation Study | 0 | 0 | 0 | 0 | 0 | 92479.0072 | 92479.0072
1
1 | SYLMAR-PAC INTERTIE |  | 8958 |  |  |  | Refer Substation Study | Refer Substation Study | Refer Substation Study | 2505376.39 | 0 | 359913.49 | 0 | 0 | 0 | 2865289.88
1
1 |  | TOTAL 500kV T/L'S |  |  | 1268.7992 | 1587.8605 | 48565350.78 | 8043.41 | 43836.02 | 203732583.04 | 2198574.6867 | 160960853.8955 | 0 | 1151660.45 | 12726231.5072 | 429387133.7895
1
1 |  | 220kV TRANSMISSION LINES
1
1 | ANTELOPE WINDHUB ($56M) |  | 4708 |  | 25.7 | 25.7 | 0 | 0 | 0 | 13746933.36 | 30818084.09 | 19251106.65 | 0 | 0 | 0 | 63816124.1
1
1 | ANTELOPE-PARDEE ($132M) |  | 4644 |  | 26.39 | 26.39 | 0 | 0 | 0 | 27679225.5 | 2721999.36 | 13931303.82 | 0 | 0 | 89385747.43 | 133718276.11
1 | Built as 500kV energized as 220
1
1 | ALAMITOS-BARRE NO. 1 |  | 4120 |  | 15.3496 | 124.6726 | 525750.6302 | 36707.9955 | 416.1431 | 748380.8936 | 108426.8638 | 694196.2279 | 31.5272 | 0 | 4114.6572 | 2118024.9385
1
1 | ALAMITOS-BARRE No. 2 |  | 4120 |  | 15.3995 | 124.6726 | 527459.7924 | 36827.3295 | 417.496 | 750813.8044 | 108779.3485 | 696452.9898 | 31.6296 | 0 | 4128.0336 | 2124910.4238
1
1 | ALAMITOS-CENTER |  | 4120 |  | 11.4696 | 124.6726 | 392853.8482 | 27429.1203 | 310.9524 | 559208.6763 | 81019.2289 | 518720.5566 | 23.5579 | 0 | 3074.5734 | 1582640.5141
1
1 | ALAMITOS-LIGHTHIPE |  | 4120 |  | 11.8379 | 124.6726 | 405468.7669 | 28309.896 | 320.9374 | 577165.4102 | 83620.8351 | 535377.1777 | 24.3143 | 0 | 3173.301 | 1633460.6387
1
1 | ANTELOPE-VINCENT No. 1&2 ($88M) |  | 4712 |  | 21.52 | 21.52 | 0 | 0 | 0 | 90778824.77 | 0 | 9514634.94 | 0 | 0 | 0.02 | 100293459.73
1
1 | ANTELOPE-MAGUNDEN No. 1 |  | 4107 |  | 59.2509 | 270.7887 | 577577.2355 | 71436.192 | 0 | 1944873.5343 | 0 | 1490900.1709 | 0 | 0 | 183021.6661 | 4267808.7987
1
1 | ANTELOPE-MAGUNDEN No. 2 |  | 4107 |  | 59.2683 | 270.7887 | 577746.8505 | 71457.1704 | 0 | 1945444.6784 | 0 | 1491337.9982 | 0 | 0 | 183075.4134 | 4269062.1109
1
1 | ANTELOPE-MESA (DISCONNECTED) |  | 4107 |  | 60.4437 | 270.7887 | 589204.639 | 72874.2982 | 0 | 1984026.4443 | 0 | 1520913.9888 | 0 | 0 | 186706.1375 | 4353725.5078
1
1 | BAILEY-PARDEE |  | 4101 |  | 26.9003 | 354.2805 | 110761.6839 | 21122.1384 | 7477.1301 | 1693232.902 | 104938.5023 | 2311537.4514 | 0 | 0 | 88631.5092 | 4337701.3174
1
1 | BAILEY-PASTORIA |  | 4101 |  | 12.3979 | 354.2805 | 51048.2144 | 9734.8416 | 3446.0847 | 780382.8283 | 48364.407 | 1065349.0916 | 0 | 0 | 40848.7856 | 1999174.2532
1
1 | BARRE-ELLIS |  | 4120 |  | 12.727 | 124.6726 | 435921.996 | 30436.1455 | 345.0418 | 620514.1263 | 89901.2805 | 575587.3373 | 26.1405 | 0 | 3411.6356 | 1756143.7036
1
1 | BARRE-LEWIS |  | 4118 |  | 5.0154 | 155.7535 | 177667.7734 | 4222.6276 | 70.9809 | 562343.1638 | 7703.0691 | 455339.4999 | 0 | 0 | 5929.0337 | 1213276.1484
1
1 | BARRE-VILLA PARK |  | 4118 |  | 8.9922 | 155.7535 | 318543.7157 | 7570.8243 | 127.2629 | 1008235.0755 | 13810.9698 | 816386.3004 | 0 | 0 | 10630.2701 | 2175304.4187
1
1 | BIG CREEK 1-BIG CREEK 2 |  | 4169 |  | 4.4926 | 297.6228 | 53819.2502 | 0 | 40.7769 | 131703.4794 | 6014.517 | 91564.9974 | 0 | 0 | 1602.3596 | 284745.3804
1
1 | BIG CREEK 1-RECTOR |  | 4169 |  | 74.3496 | 297.6228 | 890673.4907 | 0 | 674.8308 | 2179606.6897 | 99536.333 | 1515340.9895 | 0 | 0 | 26518.006 | 4712350.3397
1
1 | BIG CREEK 2-BIG CREEK 3 |  | 4169 |  | 7.4074 | 297.6228 | 88737.1931 | 0 | 67.2329 | 217152.7297 | 9916.7371 | 150972.3905 | 0 | 0 | 2641.9709 | 469488.2542
1
1 | BIG CREEK 2-BIG CREEK 8 |  | 4166 |  | 1.7038 | 9.0272 | 1705.157 | 0 | 0 | 30963.0242 | 0 | 25750.0213 | 0 | 0 | 0 | 58418.2026
1
1 | BIG CREEK 3-BIG CREEK 4 |  | 4111 |  | 5.7906 | 5.7906 | 1943.63 | 0 | 0 | 133733.62 | 0 | 155709.53 | 0 | 0 | 29428.59 | 320815.37
1
1 | BIG CREEK 3-BIG CREEK 8 |  | 4166 |  | 7.3234 | 9.0272 | 7329.233 | 0 | 0 | 133087.5758 | 0 | 110680.6587 | 0 | 0 | 0 | 251097.4674
1
1 | BIG CREEK 3-RECTOR |  | 4169 |  | 64.3359 | 297.6228 | 770714.0406 | 0 | 583.9419 | 1886048.587 | 86130.3836 | 1311248.8347 | 0 | 0 | 22946.4554 | 4077672.2433
1
1 | BIG CREEK 3-SPRINGVILLE |  | 4113 |  | 76.6992 | 129.5531 | 517949.476 | 0 | 0 | 1090070.9963 | 122063.628 | 1273128.4123 | 0 | 0 | 373580.9045 | 3376793.4172
1
1 | BIG CREEK 4-SPRINGVILLE |  | 4121 |  | 83.5204 | 135.4137 | 218295.84 | 0 | 0 | 1234281.3348 | 114861.0533 | 1265884.0577 | 0 | 0 | 88629.629 | 2921951.9149
1
1 | CENTER-DEL AMO |  | 4120 |  | 6.1864 | 124.6726 | 211895.0134 | 14794.5447 | 167.7195 | 301622.4241 | 43699.6371 | 279784.1992 | 12.7065 | 0 | 1658.3439 | 853634.5885
1
1 | CENTER-MESA |  | 4119 |  | 12.4612 | 137.6463 | 190094.2665 | 6505.4961 | 9.1336 | 717767.73 | 7711.0566 | 1344075.4061 | 0 | 0 | 4746.5747 | 2270909.6636
1
1 | CENTER-OLINDA |  | 4119 |  | 18.7746 | 137.6463 | 286404.5048 | 9801.4708 | 13.7611 | 1081420.8923 | 11617.822 | 2025043.9861 | 0 | 0 | 7151.4012 | 3421453.8383
1
1 | CHEVMAIN-EL NIDO |  | 4116 | OH | 1.2466 | 90.4527 | 49024.022 | 2385.4553 | 28.1617 | 44330.7837 | 139671.904 | 93417.5039 | 0 | 0 | 184.9056 | 329042.7362
1 | CHEVMAIN-EL NIDO |  | 4116 | UG | 0.4763 | 0.9526 | 18731.0618 | 911.433 | 10.76 | 0 | 0 | 0 | 90294.475 | 228413.98 | 70.6486 | 338432.3584
1 |  | TOTAL CHEVMAIN-EL NIDO |  |  | 1.7229 | 91.4053 | 67755.0838 | 3296.8882 | 38.9217 | 44330.7837 | 139671.904 | 93417.5039 | 90294.475 | 228413.98 | 255.5542 | 667475.0946
1
1 | CHEVMAIN-EL SEGUNDO |  | 4116 |  | 1.7776 | 90.4527 | 69906.2261 | 3401.5605 | 40.1574 | 63213.8626 | 199166.3538 | 133209.4938 | 0 | 0 | 263.6677 | 469201.3219
1
1 | CHINO-MIRA LOMA No.1 |  | 4117 |  | 9.2967 | 305.1849 | 30630.3295 | 215.7952 | 391.6624 | 467081.4875 | 21125.307 | 603741.3194 | 0 | 0 | 4604.7688 | 1127790.6698
1
1 | CHINO-MIRA LOMA No. 2 |  | 4118 |  | 6.6849 | 155.7535 | 236808.8883 | 5628.2337 | 94.6086 | 749533.0015 | 10267.2263 | 606910.5202 | 0 | 0 | 7902.6592 | 1617145.1378
1
1 | CHINO-MIRA LOMA No. 3 |  | 4118 |  | 6.7911 | 155.7535 | 240570.9646 | 5717.6469 | 96.1116 | 761440.4952 | 10430.3371 | 616552.2347 | 0 | 0 | 8028.2052 | 1642835.9954
1
1 | CHINO-SERRANO |  | 4108 |  | 24.8393 | 169.202 | 1184402.2968 | 445660.0185 | 0 | 2072083.4648 | 228788.4443 | 2077388.1106 | 15.5493 | 0 | 66667.5658 | 6075005.45
1
1 | CHINO-VIEJO |  | 4108 |  | 25.411 | 169.202 | 1211660.4693 | 455916.5653 | 0 | 2119770.9851 | 234053.8468 | 2125197.7135 | 15.9072 | 0 | 68201.8722 | 6214817.3594
1
1 | CIMA-ELDORADO-PISGAH No. 1 - CALIF. |  | 4117 |  | 82.4176 | 305.1849 | 271545.6281 | 1913.0795 | 3472.186 | 4140795.6807 | 187281.1965 | 5352319.7015 | 0 | 0 | 40822.4416 | 9998149.9141
1 | CIMA-ELDORADO-PISGAH No. 1 - NEVADA |  | 4127 |  | 26.9238 | 85.0888 | 6278.5548 | 0 | 0 | 204931.0665 | 0 | 173968.608 | 0 | 0 | 1647.0991 | 386825.3284
1 |  | TOTAL CIMA-ELDORADO-PISGAH No.1 |  |  | 109.3414 | 390.2737 | 277824.1829 | 1913.0795 | 3472.186 | 4345726.7473 | 187281.1965 | 5526288.3094 | 0 | 0 | 42469.5407 | 10384975.2425
1
1 | CIMA-ELDORADO-PISGAH No. 2 - CALIF. |  | 4117 |  | 82.681 | 305.1849 | 272413.4661 | 1919.1936 | 3483.2828 | 4154029.3296 | 187879.7321 | 5369425.2834 | 0 | 0 | 40952.9069 | 10030103.1945
1 | CIMA-ELDORADO-PISGAH No. 2 - NEVADA |  | 4127 |  | 27.0283 | 85.0888 | 6302.9239 | 0 | 0 | 205726.4705 | 0 | 174643.8365 | 0 | 0 | 1653.492 | 388326.723
1 |  | TOTAL CIMA-ELDORADO-PISGAH No.2 |  |  | 109.7093 | 390.2737 | 278716.39 | 1919.1936 | 3483.2828 | 4359755.8001 | 187879.7321 | 5544069.12 | 0 | 0 | 42606.3989 | 10418429.9175
1
1 | COACHELLA VALLEY-DEVERS |  | 4109 |  | 0.3826 | 0.3826 | [9 empty] | N/A
1
1 | DEL AMO-ELLIS |  | 4120 |  | 22.4957 | 124.6726 | 770517.0461 | 53797.627 | 609.8811 | 1096794.188 | 158905.6522 | 1017383.5204 | 46.2048 | 0 | 6030.261 | 3104084.3807
1
1 | DEL AMO-HINSON |  | 4115 |  | 6.044 | 27.0668 | 358847.5144 | 118713.7346 | 479.7989 | 803684.7421 | 88115.2935 | 468089.7485 | 0 | 0 | 6122.2218 | 1844053.0538
1 | DEL AMO-HINSON |  | 4120 |  | 6.2167 | 124.6726 | 212932.8414 | 14867.006 | 168.541 | 303099.7226 | 43913.671 | 281154.5376 | 12.7687 | 0 | 1666.4662 | 857815.5545
1 |  | TOTAL DEL AMO-HINSON |  |  | 12.2607 | 151.7394 | 571780.3558 | 133580.7407 | 648.3399 | 1106784.4646 | 132028.9645 | 749244.2861 | 12.7687 | 0 | 7788.688 | 2701868.6083
1
1 | DEL AMO-LAGUNA BELL |  | 4114 |  | 6.9956 | 129.5531 | 173365.0475 | 29132.3719 | 35702.4509 | 730731.5851 | 7987.3941 | 522812.6649 | 0 | 0 | 16424.6105 | 1516156.1249
1 | DEL AMO-LAGUNA BELL |  | 4120 |  | 6.2091 | 124.6726 | 212672.5281 | 14848.8309 | 168.335 | 302729.179 | 43859.9859 | 280810.8224 | 12.7531 | 0 | 1664.4289 | 856766.8634
1 |  | TOTAL DEL AMO-LAGUNA BELL |  |  | 13.2047 | 254.2257 | 386037.5757 | 43981.2028 | 35870.7859 | 1033460.7641 | 51847.38 | 803623.4872 | 12.7531 | 0 | 18089.0394 | 2372922.9882
1
1 | DEVERS-MIRAGE |  | 4104 |  | 15.2305 | 143.647 | 141117.0639 | 0 | 0 | 616500.0257 | 18671.7393 | 332150.8721 | 0 | 0 | 24421.2461 | 1132860.947
1
1 | DEVERS-SAN BERNARDINO No.1 |  | 4104 |  | 43.2707 | 143.647 | 400921.4496 | 0 | 0 | 1751510.959 | 53047.4527 | 943659.1537 | 0 | 0 | 69382.1222 | 3218521.1372
1
1 | DEVERS-EL CASCO |  | 4104 |  | 2.3226 | 143.647 | 21520.1554 | 0 | 0 | 94015.3938 | 2847.4142 | 50652.5446 | 0 | 0 | 3724.206 | 172759.7138
1 | DEVERS-EL CASCO |  | 4756 |  | 27.2274 | 120.3068 | 244325.6331 | 0 | 0 | 1574903.497 | 128588.3243 | 1042079.0103 | 0 | 0 | 26995.2896 | 3016891.7542
1 |  | TOTAL DEVERS-EL CASCO |  |  | 29.55 | 263.9538 | 265845.7884 | 0 | 0 | 1668918.8907 | 131435.7384 | 1092731.5548 | 0 | 0 | 30719.4955 | 3189651.468
1
1 | EL CASCO-SAN BERNARDINO |  | 4104 |  | 1.087 | 143.647 | 10071.8697 | 0 | 0 | 44001.1132 | 1332.6477 | 23706.4193 | 0 | 0 | 1743.004 | 80855.0539
1 | EL CASCO-SAN BERNARDINO |  | 4756 |  | 12.743 | 120.3068 | 114349.3572 | 0 | 0 | 737086.8143 | 60181.9467 | 487714.1358 | 0 | 0 | 12634.3437 | 1411966.5976
1 |  | TOTAL EL CASCO-SAN BERNARDINO |  |  | 13.83 | 263.9538 | 124421.2269 | 0 | 0 | 781087.9275 | 61514.5943 | 511420.5551 | 0 | 0 | 14377.3477 | 1492821.6515
1
1 | DEVERS-VISTA No. 1 |  | 4104 |  | 4.9871 | 143.647 | 46207.6038 | 0 | 0 | 201867.7836 | 6113.9051 | 108760.0285 | 0 | 0 | 7996.533 | 370945.854
1 | DEVERS-VISTA No. 1 |  | 4756 |  | 40.2981 | 120.3068 | 361616.2264 | 0 | 0 | 2330949.2842 | 190318.2404 | 1542337.8814 | 0 | 0 | 39954.6074 | 4465176.2399
1 |  | TOTAL DEVERS-VISTA No. 1 |  |  | 45.2852 | 263.9538 | 407823.8302 | 0 | 0 | 2532817.0678 | 196432.1455 | 1651097.9099 | 0 | 0 | 47951.1405 | 4836122.0938
1
1 | DEVERS-VISTA No. 2 |  | 4104 |  | 4.9856 | 143.647 | 46193.7057 | 0 | 0 | 201807.0666 | 6112.0661 | 108727.3161 | 0 | 0 | 7994.1279 | 370834.2824
1 | DEVERS-VISTA No. 2 |  | 4756 |  | 40.0364 | 120.3068 | 359267.8535 | 0 | 0 | 2315811.8601 | 189082.2942 | 1532321.7808 | 0 | 0 | 39695.1381 | 4436178.9268
1 |  | TOTAL DEVERS-VISTA No. 2 |  |  | 45.022 | 263.9538 | 405461.5591 | 0 | 0 | 2517618.9268 | 195194.3604 | 1641049.0969 | 0 | 0 | 47689.266 | 4807013.2092
1
1 | EAGLE ROCK-MESA |  | 4101 |  | 2.535 | 354.2805 | 10437.8341 | 1990.4842 | 704.6213 | 159564.9642 | 9889.0757 | 217832.0479 | 0 | 0 | 8352.3558 | 408771.3832
1 | EAGLE ROCK-MESA |  | 4114 |  | 22.061 | 129.5531 | 546715.9806 | 91870.4981 | 112589.5948 | 2304401.2662 | 25188.676 | 1648717.794 | 0 | 0 | 51795.8906 | 4781279.7002
1 |  | TOTAL EAGLE ROCK-MESA |  |  | 24.596 | 483.8336 | 557153.8147 | 93860.9823 | 113294.2161 | 2463966.2304 | 35077.7517 | 1866549.8419 | 0 | 0 | 60148.2464 | 5190051.0834
1
1 | EAGLE ROCK-PARDEE |  | 4101 |  | 46.6608 | 354.2805 | 192125.3213 | 36638.0999 | 12969.7019 | 2937052.8133 | 182024.5301 | 4009553.3029 | 0 | 0 | 153738.6991 | 7524102.4684
1 | EAGLE ROCK-PARDEE |  | 4114 |  | 4.6021 | 129.5531 | 114049.3003 | 19164.9163 | 23487.0846 | 480716.4257 | 5254.5581 | 343935.6402 | 0 | 0 | 10805.0346 | 997412.9599
1 |  | TOTAL EAGLE ROCK-PARDEE |  |  | 51.2629 | 483.8336 | 306174.6216 | 55803.0162 | 36456.7865 | 3417769.239 | 187279.0882 | 4353488.9431 | 0 | 0 | 164543.7337 | 8521515.4283
1
1 | EAGLE ROCK-SYLMAR |  | 4046 |  | 1.79 | 1.79 | 186657 | 0 | 0 | 214408.72 | 0 | 62108.41 | 0 | 0 | 0 | 463174.13
1 | EAGLE ROCK-SYLMAR |  | 4101 |  | 23.6785 | 354.2805 | 97495.9585 | 18592.3783 | 6581.6078 | 1490437.4773 | 92370.2088 | 2034688.8155 | 0 | 0 | 78016.2746 | 3818182.7208
1 |  | TOTAL EAGLE ROCK-SYLMAR |  |  | 25.4685 | 356.0705 | 284152.9585 | 18592.3783 | 6581.6078 | 1704846.1973 | 92370.2088 | 2096797.2255 | 0 | 0 | 78016.2746 | 4281356.8508
1
1 | EL NIDO-EL SEGUNDO |  | 4116 | OH | 2.9001 | 90.4527 | 114049.8686 | 5549.5418 | 65.5156 | 103131.4823 | 324933.8111 | 217327.2125 | 0 | 0 | 430.1659 | 765487.5977
1 | EL NIDO-EL SEGUNDO |  | 4116 | UG | 0.4763 | 0.9526 | 18731.0618 | 911.433 | 10.76 | 0 | 0 | 0 | 90294.475 | 228413.98 | 70.6486 | 338432.3584
1 |  | TOTAL EL NIDO-EL SEGUNDO |  |  | 3.3764 | 91.4053 | 132780.9304 | 6460.9748 | 76.2756 | 103131.4823 | 324933.8111 | 217327.2125 | 90294.475 | 228413.98 | 500.8145 | 1103919.9561
1
1 | EL NIDO-LA CIENEGA |  | 4116 |  | 8.7009 | 90.4527 | 342173.2014 | 16649.7736 | 196.5604 | 309415.7836 | 974868.6586 | 652026.6001 | 0 | 0 | 1290.5866 | 2296621.1643
1
1 | EL NIDO-LA FRESA No. 3 |  | 4116 |  | 3.8702 | 90.4527 | 152200.2004 | 7405.8952 | 87.431 | 137629.5516 | 433626.0252 | 290024.4053 | 0 | 0 | 574.0588 | 1021547.5675
1
1 | EL NIDO-LA FRESA No. 4 |  | 4116 |  | 3.9963 | 90.4527 | 157159.2323 | 7647.1963 | 90.2797 | 142113.8383 | 447754.5565 | 299474.0661 | 0 | 0 | 592.763 | 1054831.9322
1
1 | ELDORADO-MEAD No. 1 |  | 4144 |  | 15.2908 | 30.6359 | 4987.8986 | 0 | 0 | 236417.4076 | 0 | 214227.183 | 0 | 0 | 510.7381 | 456143.2274
1
1 | ELDORADO-MEAD No. 2 |  | 4144 |  | 15.3451 | 30.6359 | 5005.6114 | 0 | 0 | 237256.9624 | 0 | 214987.937 | 0 | 0 | 512.5519 | 457763.0626
1 | [15 empty] | 0
1 | ELDORADO-MERCHANT |  | 4102 |  | 0.3028 | 8.4268 | 52682.3253 | 0 | 0 | 74923.9994 | 17984.0702 | 49985.6116 | 0 | 0 | 0 | 195576.0065
1
1 | ELLIS-JOHANNA |  | 4156 |  | 6.3964 | 29.493 | 2608027.8465 | 0 | 0 | 490731.1574 | 1404683.401 | 644416.9112 | 0 | 0 | 8298.2278 | 5156157.5439
1
1 | ELLIS-SANTIAGO |  | 4156 |  | 14.7556 | 29.493 | 6016355.4017 | 0 | 0 | 1132048.1311 | 3240408.1033 | 1486579.666 | 0 | 0 | 19142.8507 | 11894534.1527
1
1 | ETIWANDA-RANCHO VISTA No1 |  | 4119 |  | 0.4581
1 | MIRA LOMA-RANCHO VISTA No.1 & 2 |  | 4118 |  | 6.89
1 |  | ETIWANDA-MIRA LOMA | 4119 |  | 6.8068 | 137.6463 | 103837.0023 | 3553.5591 | 4.9892 | 392073.1057 | 4212.0839 | 734187.1147 | 0 | 0 | 2592.7667 | 1240460.6216
1
1
1 | ETIWANDA-RANCHO VISTA No2 |  | 4118 |  | 0.4572
1 | PADUA-RANCHO VISTA No.1 & 2 |  | 4117 |  | 14.54
1 |  | ETIWANDA-PADUA | 4118 |  | 15.0502 | 155.7535 | 533145.0179 | 12671.2506 | 212.9992 | 1687477.9846 | 23115.3508 | 1366381.6528 | 0 | 0 | 17791.8297 | 3640796.0857
1
1 | ETIWANDA-SAN BERNARDINO |  | 4104 |  | 8.3015 | 143.647 | 76916.9303 | 0 | 0 | 336028.0334 | 10177.1737 | 181041.362 | 0 | 0 | 13310.9861 | 617474.4855
1 | ETIWANDA-SAN BERNARDINO |  | 4118 |  | 25.5295 | 155.7535 | 904368.4292 | 21494.1126 | 361.3084 | 2862451.6092 | 39210.3327 | 2317779.1927 | 0 | 0 | 30180.0983 | 6175845.0831
1 |  | TOTAL ETIWANDA-SAN BERNARDINO |  |  | 33.831 | 299.4005 | 981285.3595 | 21494.1126 | 361.3084 | 3198479.6426 | 49387.5064 | 2498820.5547 | 0 | 0 | 43491.0844 | 6793319.5686
1
1 | ETIWANDA-VISTA |  | 4118 |  | 15.3224 | 155.7535 | 542787.5524 | 12900.4246 | 216.8516 | 1717997.945 | 23533.4183 | 1391094.2205 | 0 | 0 | 18113.6151 | 3706644.0276
1
1 | GOLETA-SANTA CLARA No. 1 |  | 4125 |  | 49.3959 | 414.7472 | 1359466.7557 | 210777.6633 | 228.4446 | 3728028.0775 | 58611.2625 | 1644289.398 | 0 | 0 | 212134.431 | 7213536.0326
1
1 | GOLETA-SANTA CLARA No. 2 |  | 4125 |  | 49.3932 | 414.7472 | 1359392.4467 | 210766.1421 | 228.4321 | 3727824.3019 | 58608.0588 | 1644199.5204 | 0 | 0 | 212122.8357 | 7213141.7377
1
1 | GOODRICH-GOULD |  | 4114 |  | 8.6743 | 129.5531 | 214966.6121 | 36123.1251 | 44269.7938 | 906081.6782 | 9904.0901 | 648269.4692 | 0 | 0 | 20365.9442 | 1879980.7127
1
1 | GOODRICH-LAGUNA BELL |  | 4114 |  | 13.9123 | 129.5531 | 344774.7943 | 57936.1738 | 71002.231 | 1453221.6008 | 15884.7023 | 1039728.7777 | 0 | 0 | 32663.9757 | 3015212.2557
1
1 | GOULD-SYLMAR |  | 4101 |  | 27.4202 | 354.2805 | 112902.3663 | 21530.3644 | 7621.64 | 1725957.8822 | 106966.6405 | 2356212.3554 | 0 | 0 | 90344.4835 | 4421535.7324
1
1 | HARBORGEN-HINSON |  | 4102 |  | 3.0157 | 8.4268 | 524683.2513 | 0 | 0 | 746196.5154 | 179110.1738 | 497825.6565 | 0 | 0 | 0 | 1947815.597
1
1 | HARBORGEN-LONG BEACH |  | 4102 |  | 1.1515 | 8.4268 | 200342.4624 | 0 | 0 | 284923.9936 | 68390.5445 | 190087.291 | 0 | 0 | 0 | 743744.2915
1
1 | HINSON-LA FRESA |  | 4115 |  | 5.2326 | 27.0668 | 310672.6512 | 102776.5532 | 415.3865 | 695790.9962 | 76285.9174 | 405249.2419 | 0 | 0 | 5300.3206 | 1596491.067
1 | HINSON-LA FRESA |  | 4116 |  | 8.8286 | 90.4527 | 347195.1552 | 16894.1364 | 199.4452 | 313956.9685 | 989176.4576 | 661596.1615 | 0 | 0 | 1309.5281 | 2330327.8524
1 |  | TOTAL HINSON-LA FRESA |  |  | 14.0612 | 117.5195 | 657867.8064 | 119670.6896 | 614.8317 | 1009747.9647 | 1065462.375 | 1066845.4034 | 0 | 0 | 6609.8487 | 3926818.9195
1
1 | HINSON-LIGHTHIPE |  | 4115 |  | 6.3531 | 27.0668 | 377199.5605 | 124784.9483 | 504.3366 | 844786.4882 | 92621.6531 | 492028.6203 | 0 | 0 | 6435.3222 | 1938360.9292
1
1 | HOOVER-MEAD No. 2 (No. Boulder-Mead) |  | 4127 |  | 15.722 | 85.0888 | 3666.3264 | 0 | 0 | 119668.3317 | 0 | 101587.9799 | 0 | 0 | 961.8142 | 225884.4522
1
1 | HOOVER-MEAD No. 3 (So. Boulder-Mead) |  | 4127 |  | 15.4147 | 85.0888 | 3594.6649 | 0 | 0 | 117329.3113 | 0 | 99602.3556 | 0 | 0 | 943.0147 | 221469.3464
1
1 | JOHANNA-SANTIAGO |  | 4156 |  | 8.341 | 29.493 | 3400906.8019 | 0 | 0 | 639920.6716 | 1831727.8857 | 840329.1628 | 0 | 0 | 10821.0115 | 6723705.5334
1
1 | JULIAN HINDS-MIRAGE |  | 4104 |  | 46.8175 | 143.647 | 433784.061 | 0 | 0 | 1895078.2937 | 57395.6307 | 1021008.7294 | 0 | 0 | 75069.2156 | 3482335.9304
1
1 | KRAMER-LUGO No. 1 |  | 4135 |  | 47.8634 | 206.1454 | 414168.6635 | 0 | 0 | 2135368.5477 | 558700.3405 | 1552239.4356 | 0 | 0 | 22702.8361 | 4683179.8234
1
1 | KRAMER-LUGO No. 2 |  | 4135 |  | 47.8559 | 206.1454 | 414103.765 | 0 | 0 | 2135033.9441 | 558612.7945 | 1551996.206 | 0 | 0 | 22699.2787 | 4682445.9882
1
1 | LA CIENEGA-LA FRESA |  | 4116 |  | 11.8874 | 90.4527 | 467486.0893 | 22747.3616 | 268.546 | 422732.0376 | 1331891.3782 | 890816.0082 | 0 | 0 | 1763.2336 | 3137704.6545
1
1 | LA FRESA-LAGUNA BELL |  | 4114 |  | 7.0995 | 129.5531 | 175939.8986 | 29565.0515 | 36232.7106 | 741584.5514 | 8106.0244 | 530577.5794 | 0 | 0 | 16668.552 | 1538674.368
1 | LA FRESA-LAGUNA BELL |  | 4116 |  | 9.7578 | 90.4527 | 383737.0461 | 18672.2248 | 220.4366 | 347000.5784 | 1093286.1425 | 731228.3969 | 0 | 0 | 1447.3544 | 2575592.1798
1 |  | TOTAL LA FRESA-LAGUNA BELL |  |  | 16.8573 | 220.0058 | 559676.9447 | 48237.2763 | 36453.1472 | 1088585.1299 | 1101392.167 | 1261805.9762 | 0 | 0 | 18115.9064 | 4114266.5477
1
1 | LA FRESA-REDONDO No. 1 |  | 4116 |  | 4.529 | 90.4527 | 178108.291 | 8666.5546 | 102.3138 | 161057.3715 | 507439.4781 | 339393.4503 | 0 | 0 | 671.7772 | 1195439.2365
1
1 | LA FRESA-REDONDO No. 2 |  | 4116 |  | 4.5295 | 90.4527 | 178127.9541 | 8667.5114 | 102.3251 | 161075.1522 | 507495.4992 | 339430.9192 | 0 | 0 | 671.8514 | 1195571.2126
1
1 | LAGUNA BELL-RIO HONDO |  | 4114 |  | 16.0436 | 129.5531 | 397592.6978 | 66811.7276 | 81879.4444 | 1675848.4273 | 18318.1652 | 1199010.4165 | 0 | 0 | 37667.9457 | 3477128.8245
1
1 | LAGUNA BELL-VELASCO |  | 4114 |  | 2.4922 | 129.5531 | 61761.7319 | 10378.4804 | 12719.0874 | 260324.9552 | 2845.5291 | 186253.3197 | 0 | 0 | 5851.3086 | 540134.4123
1
1 | LEWIS-SERRANO No.1 |  | 4118 |  | 7.3176 | 155.7535 | 259221.9361 | 6160.9243 | 103.563 | 820473.409 | 11238.9796 | 664352.26 | 0 | 0 | 8650.6155 | 1770201.6875
1
1 | LEWIS-SERRANO No. 2 |  | 4118 |  | 7.2975 | 155.7535 | 258509.9047 | 6144.0015 | 103.2785 | 818219.7308 | 11208.1084 | 662527.4157 | 0 | 0 | 8626.8539 | 1765339.2935
1
1 | LEWIS-VILLA PARK |  | 4118 |  | 4.0154 | 155.7535 | 142243.326 | 3380.6953 | 56.8283 | 450219.8708 | 6167.1858 | 364551.2278 | 0 | 0 | 4746.868 | 971366.0019
1
1 | LIGHTHIPE-LONG BEACH |  | 4115 |  | 9.4371 | 27.0668 | 560304.414 | 185359.5938 | 749.1579 | 1254873.1435 | 137583.196 | 730875.2094 | 0 | 0 | 9559.2355 | 2879303.95
1
1 | LIGHTHIPE-MESA |  | 4114 |  | 12.1787 | 129.5531 | 301812.6972 | 50716.7959 | 62154.7028 | 1272136.8796 | 13905.3229 | 910169.0493 | 0 | 0 | 28593.7452 | 2639489.1929
1
1 | LIGHTHIPE-REDONDO |  | 4116 |  | 14.2136 | 90.4527 | 558966.6604 | 27198.7061 | 321.0968 | 505454.8589 | 1592524.1258 | 1065136.3977 | 0 | 0 | 2108.274 | 3751710.1197
1
1 | LUGO-PISGAH No. 1 |  | 4117 |  | 65.66 | 305.1849 | 216333.4766 | 1524.1017 | 2766.202 | 3298866.3149 | 149202.153 | 4264056.6044 | 0 | 0 | 32522.1981 | 7965271.0508
1
1 | LUGO-PISGAH No. 2 |  | 4117 |  | 65.1296 | 305.1849 | 214585.9397 | 1511.79 | 2743.8567 | 3272218.1472 | 147996.9014 | 4229611.6513 | 0 | 0 | 32259.4846 | 7900927.7708
1
1 | LUGO-VICTOR No. 1 |  | 4135 |  | 10.8441 | 206.1454 | 93835.507 | 0 | 0 | 483796.5976 | 126581.1113 | 351680.818 | 0 | 0 | 5143.6343 | 1061037.6681
1
1 | LUGO-VICTOR No. 2 |  | 4135 |  | 10.855 | 206.1454 | 93929.8262 | 0 | 0 | 484282.8881 | 126708.3449 | 352034.3117 | 0 | 0 | 5148.8044 | 1062104.1753
1
1 | MAGUNDEN-PASTORIA No. 1 |  | 4101 |  | 29.8591 | 354.2805 | 122944.5098 | 23445.3907 | 8299.5497 | 1879473.8551 | 116480.8286 | 2565786.5494 | 0 | 0 | 98380.2076 | 4814810.8908
1
1 | MAGUNDEN-PASTORIA No. 2 |  | 4101 |  | 29.8591 | 354.2805 | 122944.5098 | 23445.3907 | 8299.5497 | 1879473.8551 | 116480.8286 | 2565786.5494 | 0 | 0 | 98380.2076 | 4814810.8908
1
1 | MAGUNDEN-PASTORIA No. 3 |  | 4101 |  | 29.8727 | 354.2805 | 123000.5076 | 23456.0695 | 8303.3299 | 1880329.9038 | 116533.8824 | 2566955.1947 | 0 | 0 | 98425.017 | 4817003.9049
1
1 | MAGUNDEN-SPRINGVILLE No. 1 |  | 4113 |  | 51.6183 | 129.5531 | 348578.2308 | 0 | 0 | 733614.0626 | 82148.4053 | 856811.0792 | 0 | 0 | 251418.6746 | 2272570.4524
1
1 | MAGUNDEN-SPRINGVILLE No. 2 |  | 4121 |  | 51.8933 | 135.4137 | 135632.63 | 0 | 0 | 766889.6652 | 71366.0267 | 786525.2223 | 0 | 0 | 55067.791 | 1815481.3351
1
1 | MAGUNDEN-VESTAL No. 1 |  | 4169 |  | 35.6115 | 297.6228 | 426609.1413 | 0 | 323.2262 | 1043974.1926 | 47675.2817 | 725808.4192 | 0 | 0 | 12701.4264 | 2257091.6874
1
1 | MAGUNDEN-VESTAL No. 2 |  | 4169 |  | 35.6164 | 297.6228 | 426667.841 | 0 | 323.2707 | 1044117.8393 | 47681.8416 | 725908.2876 | 0 | 0 | 12703.1741 | 2257402.2542
1
1 | MESA-REDONDO |  | 4114 |  | 12.0899 | 129.5531 | 299612.0545 | 50346.9986 | 61701.5068 | 1262861.1971 | 13803.9334 | 903532.6258 | 0 | 0 | 28385.2562 | 2620243.5723
1 | MESA-REDONDO |  | 4116 |  | 14.2151 | 90.4527 | 559025.6496 | 27201.5765 | 321.1307 | 505508.2009 | 1592692.1893 | 1065248.8045 | 0 | 0 | 2108.4965 | 3752106.0479
1 |  | TOTAL MESA-REDONDO |  |  | 26.305 | 220.0058 | 858637.7041 | 77548.575 | 62022.6375 | 1768369.398 | 1606496.1226 | 1968781.4303 | 0 | 0 | 30493.7528 | 6372349.6202
1
1 | MESA-RIO HONDO |  | 4107 |  | 10.9291 | 270.7887 | 106536.7676 | 13176.7329 | 0 | 358740.8351 | 0 | 275003.368 | 0 | 0 | 33759.1849 | 787216.8886
1
1 | MESA-VINCENT |  | 4107 |  | 18.8137 | 270.7887 | 183395.7769 | 22682.8468 | 0 | 617547.8721 | 0 | 473399.5356 | 0 | 0 | 58114.1336 | 1355140.1649
1 | MESA-VINCENT |  | 4114 |  | 17.4792 | 129.5531 | 433169.7551 | 72790.1188 | 89206.1124 | 1825805.295 | 19957.2959 | 1306299.264 | 0 | 0 | 41038.5173 | 3788266.3585
1 |  | TOTAL MESA-VINCENT |  |  | 36.2929 | 400.3418 | 616565.532 | 95472.9655 | 89206.1124 | 2443353.167 | 19957.2959 | 1779698.7997 | 0 | 0 | 99152.651 | 5143406.5234
1
1 | MESA-WALNUT |  | 4119 |  | 13.7337 | 137.6463 | 209506.1172 | 7169.8177 | 10.0663 | 791063.9965 | 8498.4864 | 1481328.3155 | 0 | 0 | 5231.2805 | 2502808.08
1
1 | MIRA LOMA-OLINDA |  | 4119 |  | 24.9716 | 137.6463 | 380939.0736 | 13036.6776 | 18.3033 | 1438369.3903 | 15452.5584 | 2693457.5651 | 0 | 0 | 9511.89 | 4550785.4585
1
1 | MIRA LOMA-PADUA |  | 4118 |  | 14.7781 | 155.7535 | 523506.0257 | 12442.1608 | 209.1483 | 1656969.2366 | 22697.437 | 1341678.164 | 0 | 0 | 17470.1624 | 3574972.3349
1 | MIRA LOMA-PADUA |  | 4119 |  | 6.7678 | 137.6463 | 103242.0615 | 3533.1988 | 4.9606 | 389826.6975 | 4187.9505 | 729980.5423 | 0 | 0 | 2577.9113 | 1233353.3224
1 |  | TOTAL MIRA LOMA-PADUA |  |  | 21.5459 | 293.3998 | 626748.0872 | 15975.3596 | 214.1089 | 2046795.9341 | 26885.3875 | 2071658.7063 | 0 | 0 | 20048.0737 | 4808325.6573
1
1 | MIRA LOMA-VISTA No. 1 |  | 4118 |  | 15.6296 | 155.7535 | 553669.9427 | 13159.0662 | 221.1993 | 1752442.2206 | 24005.2416 | 1418984.3777 | 0 | 0 | 18476.7764 | 3780958.8245
1
1 | MIRA LOMA-VISTA No. 2 |  | 4118 |  | 15.4693 | 155.7535 | 547991.4038 | 13024.1045 | 218.9306 | 1734468.8567 | 23759.0395 | 1404431.0177 | 0 | 0 | 18287.2753 | 3742180.6281
1
1 | MIRA LOMA-WALNUT |  | 4119 |  | 27.6524 | 137.6463 | 421834.3895 | 14436.2165 | 20.2683 | 1592784.0318 | 17111.4517 | 2982610.8849 | 0 | 0 | 10533.029 | 5039330.2717
1
1 | MIRAGE-RAMON (SCE PORTION) |  | N/A |  | N/A | [10 empty] | N/A
1
1 | MOORPARK-PARDEE No. 1 |  | 4125 |  | 25.9572 | 414.7472 | 714390.2727 | 110762.188 | 120.0461 | 1959052.6828 | 30799.8086 | 864062.5793 | 0 | 0 | 111475.1599 | 3790662.7373
1
1 | MOORPARK-PARDEE No. 2 |  | 4125 |  | 25.9909 | 414.7472 | 715317.7592 | 110905.9895 | 120.2019 | 1961596.1033 | 30839.7957 | 865184.384 | 0 | 0 | 111619.8871 | 3795584.1207
1
1 | MOORPARK-PARDEE No. 3 |  | 4125 |  | 25.9958 | 414.7472 | 715452.6163 | 110926.8984 | 120.2246 | 1961965.9181 | 30845.6098 | 865347.4951 | 0 | 0 | 111640.9306 | 3796299.6928
1
1 | MOORPARK-SANTA CLARA No. 1 |  | 4125 |  | 25.5692 | 414.7472 | 703711.7933 | 109106.5499 | 118.2516 | 1929769.3841 | 30339.4228 | 851146.8457 | 0 | 0 | 109808.8646 | 3734001.1119
1
1 | MOORPARK-SANTA CLARA No. 2 |  | 4125 |  | 25.6882 | 414.7472 | 706986.8939 | 109614.3358 | 118.802 | 1938750.602 | 30480.6236 | 855108.1145 | 0 | 0 | 110319.9191 | 3751379.2908
1
1 | OLINDA-WALNUT |  | 4119 |  | 6.4143 | 137.6463 | 97849.457 | 3348.6505 | 4.7015 | 369465.0235 | 3969.2028 | 691851.738 | 0 | 0 | 2443.2602 | 1168932.0334
1
1 | PARDEE-PASTORIA |  | 4101 |  | 38.7677 | 354.2805 | 159625.5705 | 30440.431 | 10775.7585 | 2440223.5356 | 151233.4203 | 3331300.7831 | 0 | 0 | 127732.3956 | 6251331.8945
1
1 | PARDEE-PASTORIA-WARNE |  | 4101 | * | 38.4602 | 354.2805 | 158359.4427 | 30198.9818 | 10690.2867 | 2420868.0222 | 150033.8578 | 3304877.369 | 0 | 0 | 126719.24 | 6201747.2001
1
1 | PARDEE-SANTA CLARA |  | 4125 |  | 40.3103 | 414.7472 | 1109414.1976 | 172008.4226 | 186.4258 | 3042315.8645 | 47830.6413 | 1341848.1882 | 0 | 0 | 173115.6342 | 5886719.3741
1
1 | PARDEE-SYLMAR No. 1 |  | 4045 |  | 6.4972 | 12.9963 | 89552.5009 | 0 | 0 | 350752.3441 | 0 | 226562.8377 | 0 | 0 | 19000.0269 | 685867.7096
1 | PARDEE-SYLMAR No. 1 |  | 4101 |  | 4.9856 | 354.2805 | 20528.1521 | 3914.6974 | 1385.7831 | 313817.3907 | 19448.9057 | 428411.6206 | 0 | 0 | 16426.6292 | 803933.1787
1 |  | TOTAL PARDEE-SYLMAR No. 1 |  |  | 11.4828 | 367.2768 | 110080.6531 | 3914.6974 | 1385.7831 | 664569.7348 | 19448.9057 | 654974.4583 | 0 | 0 | 35426.656 | 1489800.8883
1
1 | PARDEE-SYLMAR No. 2 |  | 4045 |  | 6.4991 | 12.9963 | 89578.6891 | 0 | 0 | 350854.9159 | 0 | 226629.0923 | 0 | 0 | 19005.5831 | 686068.2804
1 | PARDEE-SYLMAR No. 2 |  | 4101 |  | 4.9902 | 354.2805 | 20547.0926 | 3918.3093 | 1387.0617 | 314106.9366 | 19466.8503 | 428806.8977 | 0 | 0 | 16441.7853 | 804674.9335
1 |  | TOTAL PARDEE-SYLMAR No. 2 |  |  | 11.4893 | 367.2768 | 110125.7817 | 3918.3093 | 1387.0617 | 664961.8525 | 19466.8503 | 655435.99 | 0 | 0 | 35447.3684 | 1490743.2139
1
1 | PARDEE-VINCENT |  | 4051 |  | 3.9228 | 7.3539 | 0 | 0 | 0 | 168754.2589 | 0 | 109288.0963 | 0 | 0 | 77516.8516 | 355559.2068
1 | PARDEE-VINCENT (IDLE) |  | 4051 |  | 3.4311 | 7.3539 | 0 | 0 | 0 | 147601.9011 | 0 | 95589.4737 | 0 | 0 | 67800.5684 | 310991.9432
1 | PARDEE-VINCENT |  | 4101 |  | 27.9975 | 354.2805 | 115279.3926 | 21983.6608 | 7782.1047 | 1762295.8916 | 109218.6971 | 2405819.6301 | 0 | 0 | 92246.5801 | 4514625.9571
1 | PARDEE-VINCENT (IDLE) |  | 4101 |  | 0.1364 | 354.2805 | 561.6255 | 107.1014 | 37.9134 | 8585.6651 | 532.0986 | 11720.825 | 0 | 0 | 449.4128 | 21994.6417
1 |  | TOTAL PARDEE-VINCENT |  |  | 35.4878 | 361.6344 | 115841.0181 | 22090.7622 | 7820.018 | 2087237.7167 | 109750.7957 | 2622418.0251 | 0 | 0 | 238013.4129 | 5203171.7488
1
1 | RECTOR-VESTAL No. 1 |  | 4169 |  | 33.2042 | 297.6228 | 397770.8114 | 0 | 301.3764 | 973402.6336 | 44452.4827 | 676744.5323 | 0 | 0 | 11842.8233 | 2104514.6598
1
1 | RECTOR-VESTAL No. 2 |  | 4169 |  | 33.2031 | 297.6228 | 397757.6339 | 0 | 301.3664 | 973370.3864 | 44451.0101 | 676722.1129 | 0 | 0 | 11842.431 | 2104444.9407
1
1 | RIO HONDO-VINCENT No. 1 |  | 4107 |  | 32.3628 | 270.7887 | 315472.2807 | 39018.3979 | 0 | 1062288.5596 | 0 | 814328.6271 | 0 | 0 | 99966.3056 | 2331074.1709
1
1 | RIO HONDO-VINCENT No. 2 |  | 4070 |  | 4.424 | 4.424 | 61040.14 | 0 | 0 | 344763.94 | 0 | 232145.83 | 0 | 0 | 11892.08 | 649841.99
1 | RIO HONDO-VINCENT No. 2 |  | 4107 |  | 5.0348 | 270.7887 | 49079.1847 | 6070.2359 | 0 | 165264.144 | 0 | 126688.104 | 0 | 0 | 15552.1264 | 362653.795
1 | RIO HONDO-VINCENT No. 2 |  | 4157 |  | 20.5722 | 20.5722 | 105605.4 | 18610.49 | 0 | 1994780.51 | 0 | 3584786.21 | 0 | 0 | 537026.46 | 6240809.07
1 |  | TOTAL RIO HONDO-VINCENT No. 2 |  |  | 30.031 | 295.7849 | 215724.7247 | 24680.7259 | 0 | 2504808.594 | 0 | 3943620.144 | 0 | 0 | 564470.6664 | 7253304.855
1
1 | SAN BERNARDINO-VISTA |  | 4104 | OH | 8.2454 | 143.647 | 76397.1399 | 0 | 0 | 333757.2182 | 10108.3982 | 179817.918 | 0 | 0 | 13221.033 | 613301.7073
1 | SAN BERNARDINO-VISTA (IDLE) |  | 4104 | UG | 0.0415 | 0.0415 | 384.5152 | 0 | 0 | 0 | 0 | 0 | 1479.86 | 260160.02 | 66.5429 | 262090.9381
1 |  | TOTAL SAN BERNARDINO-VISTA |  |  | 8.2869 | 143.6885 | 76781.655 | 0 | 0 | 333757.2182 | 10108.3982 | 179817.918 | 1479.86 | 260160.02 | 13287.5759 | 875392.6453
1
1 | SAN ONOFRE-SANTIAGO No. 1 |  | 4108 |  | 28.3606 | 169.202 | 1352307.0207 | 508838.233 | 0 | 2365828.7597 | 261222.2386 | 2371885.4094 | 17.7537 | 0 | 76118.5769 | 6936217.9919
1
1 | SAN ONOFRE-SANTIAGO No. 2 |  | 4108 |  | 28.358 | 169.202 | 1352183.0459 | 508791.5845 | 0 | 2365611.8689 | 261198.2907 | 2371667.9633 | 17.752 | 0 | 76111.5986 | 6935582.1039
1
1 | SAN ONOFRE-SERRANO |  | 4108 |  | 40.3503 | 169.202 | 1924007.0371 | 723954.1953 | 0 | 3366004.2525 | 371656.3012 | 3374621.4056 | 25.2592 | 0 | 108298.3933 | 9868566.8441
1
1 | SAN ONOFRE-VIEJO |  | 4108 |  | 21.8828 | 169.202 | 1043430.6703 | 392616.0335 | 0 | 1825456.979 | 201557.2584 | 1830130.2476 | 13.6986 | 0 | 58732.5633 | 5351937.4506
1
1 | SANTA CLARA-VINCENT |  | 4059 |  | 2.739 | 2.739 | 13001.63 | 0 | 0 | 333663.38 | 0 | 202342.84 | 0 | 0 | 20952.76 | 569960.61
1 | SANTA CLARA-VINCENT |  | 4125 |  | 40.2859 | 414.7472 | 1108742.6643 | 171904.3051 | 186.313 | 3040474.3375 | 47801.6892 | 1341035.9616 | 0 | 0 | 173010.8465 | 5883156.1173
1 | SANTA CLARA-VINCENT |  | 4147 |  | 27.4832 | 27.4832 | 3855187.64 | 0 | 1880.02 | 2767069.92 | 0 | 1983886.92 | 0 | 0 | 145186.74 | 8753211.24
1 |  | TOTAL SANTA CLARA-VINCENT |  |  | 70.5081 | 444.9694 | 4976931.9343 | 171904.3051 | 2066.333 | 6141207.6375 | 47801.6892 | 3527265.7216 | 0 | 0 | 339150.3465 | 15206327.9673
1
1 | SERRANO-VILLA PARK No. 1 |  | 4189 |  | 3.2422 | 6.4975 | 39045.0299 | 0 | 0 | 759195.3733 | 0 | 697163.3974 | 0 | 0 | 0 | 1495403.8006
1
1 | SERRANO-VILLA PARK No. 2 |  | 4189 |  | 3.2553 | 6.4975 | 39202.7901 | 0 | 0 | 762262.8767 | 0 | 699980.2626 | 0 | 0 | 0 | 1501445.9294
1
1 | GOULD SUBSTATION |  | 5015 |  |  |  | Refer Substation Study | Refer Substation Study | Refer Substation Study | 0 | 0 | 0 | 0 | 0 | 1417.6495 | 1417.6495
1
1 | SANTA CLARA SUBSTATION |  | 5053 |  |  |  | Refer Substation Study | Refer Substation Study | Refer Substation Study | 0 | 0 | 0 | 0 | 0 | 6071.3024 | 6071.3024
1
1 | VIEJO SUBSTATION |  | 5083 |  |  |  | Refer Substation Study | Refer Substation Study | Refer Substation Study | 0 | 0 | 0 | 1.526 | 0 | 0 | 1.526
1
1 |  | TOTAL 220kV T/L'S |  |  | 3236.3844 | 26314.6333 | 65722570.1554 | 6610778.8917 | 754805.119 | 305979338.0506 | 58857688.6121 | 206358826.4675 | 182397.8587 | 716987.98 | 96034584.8037 | 741217977.9387
1
1
1
1 |  | 161kV TRANSMISSION LINES
1 | EAGLE MOUNTAIN-BLYTHE |  | 4759 |  | 53.0211 | 53.0211 | 33310 | 0 | 0 | 0 | 2000559.98 | 331263.41 | 0 | 0 | 4845.05 | 2369978.44
1 |  | TOTAL 161kV T/L'S |  |  | 53.0211 | 53.0211 | 33310 | 0 | 0 | 0 | 2000559.98 | 331263.41 | 0 | 0 | 4845.05 | 2369978.44
1
1 |  | 115kV TRANSMISSION LINES
1
1 | CONTROL-HAIWEE-INYOKERN No. 1 |  | 4750 | * | 125.6204 | 1640.7216 | 1076543.28 | 218.0759 | 32293.4913 | 298904.8416 | 6795737.093 | 3841056.9151 | 0 | 0 | 140663.9363 | 12185417.6332
1
1 | CONTROL-HAIWEE-INYOKERN No. 2 |  | 4750 | * | 125.5882 | 1640.7216 | 1076267.2022 | 218.0199 | 32285.2097 | 298828.188 | 6793994.3374 | 3840071.8825 | 0 | 0 | 140627.8633 | 12182292.703
1
1 | CONTROL-INYO (DWP) |  | 4750 |  | 2.8636 | 1640.7216 | 24540.509 | 4.9712 | 736.1513 | 6813.7316 | 154913.2769 | 87559.4075 | 0 | 0 | 3206.5265 | 277774.574
1
1 | COOLWATER-SEGS 2-TORTILLA |  | 4750 | * | 11.2629 | 1640.7216 | 96521.125 | 19.5523 | 2895.3821 | 26799.3235 | 609294.7695 | 344382.9353 | 0 | 0 | 12611.7005 | 1092524.7882
1
1 | ELDORADO-BAKER-CLWTR-DUNN-MT.PASS |  | 4781 | * | 29.0197 | 29.0197 | 1277.33 | 0 | 0 | 98306.88 | 43204.47 | 94967.69 | 0 | 0 | 1376.41 | 239132.78
1 | ELDORADO-BAKER-CLWTR-DUNN-MT.PASS |  | 4782 | * | 100.8033 | 100.8033 | 165196.31 | 0 | 0 | 327794.67 | 91897.83 | 580044.74 | 0 | 0 | 21669.13 | 1186602.68
1 |  | TOTAL ELDO-BAK-CLWTR-DUNN-MT.PASS |  |  | 129.823 | 129.823 | 166473.64 | 0 | 0 | 426101.55 | 135102.3 | 675012.43 | 0 | 0 | 23045.54 | 1425735.46
1
1 | KRAMER-COOL WATER |  | 4750 |  | 44.3169 | 1640.7216 | 379787.4294 | 76.9337 | 11392.6326 | 105448.897 | 2397428.4821 | 1355064.0826 | 0 | 0 | 49624.0103 | 4298822.4677
1
1 | KRAMER-INYOKERN-RANDSBURG No. 1 |  | 4750 | * | 48.3358 | 1640.7216 | 414228.2248 | 83.9104 | 12425.7666 | 115011.467 | 2614837.8471 | 1477947.2568 | 0 | 0 | 54124.1339 | 4688658.6067
1
1 | KRAMER-INYOKERN-RANDSBURG No. 3 |  | 4135 | * | 49.4059 | 206.1454 | 427516.2488 | 0 | 0 | 2204185.9552 | 576705.808 | 1602264.0995 | 0 | 0 | 23434.4898 | 4834106.6013
1
1 | KRAMER-ROADWAY-VICTOR |  | 4750 | * | 34.5005 | 1640.7216 | 295662.6779 | 59.8925 | 8869.1094 | 82091.4566 | 1866386.4843 | 1054910.838 | 0 | 0 | 38632.0521 | 3346612.5108
1
1 | KRAMER-TORTILLA |  | 4750 |  | 31.9457 | 1640.7216 | 273768.5913 | 55.4574 | 8212.3439 | 76012.5106 | 1728178.8902 | 976793.7438 | 0 | 0 | 35771.314 | 3098792.8512
1
1 | KRAMER-VICTOR |  | 4750 | OH | 34.4957 | 1640.7216 | 295621.6078 | 59.8842 | 8867.8774 | 82080.0533 | 1866127.2266 | 1054764.3016 | 0 | 0 | 38626.6858 | 3346147.6367
1 | KRAMER-VICTOR |  | 4750 | UG | 0.12 | 13.9157 | 1028.3772 | 0.20832 | 30.8486 | 0 | 0 | 0 | 25260.0677 | 114747.5439 | 134.3704 | 141201.4162
1 |  | TOTAL KRAMER-VICTOR |  |  | 34.6157 | 1654.6373 | 296649.985 | 60.0925 | 8898.726 | 82080.0533 | 1866127.2266 | 1054764.3016 | 25260.0677 | 114747.5439 | 38761.0562 | 3487349.0529
1
1
1 |  | TOTAL 115kV T/L'S |  |  | 638.2786 | 15116.3789 | 4527958.9135 | 796.9059 | 118008.8127 | 3722277.9744 | 25538706.5152 | 16309827.8928 | 25260.0677 | 114747.5439 | 560502.623 | 50918087.2491
1
1 |  | 66kV TRANSMISSION LINES
1
1 | ANTELOPE-NEENACH |  | 4105 |  | 16.646 | 2.3711 | 107031.0651 | 3768.7329 | 3584.0273 | 65249.758 | 1312135.575 | 531150.5337 | 0 | 0 | 5127.8753 | 2028047.5672
1
1 | BAILEY-NEENACH-WESTPAC |  | 4105 | * | 16.5619 | 2.3711 | 106490.1794 | 3749.6874 | 3565.9152 | 64920.0158 | 1305504.6465 | 528466.3437 | 0 | 0 | 5101.9614 | 2017798.7495
|  | TOTAL 66kV T/L'S |  |  | 33.2079 | 4.7422 | 213521.2445 | 7518.4203 | 7149.9425 | 130169.7738 | 2617640.2215 | 1059616.8774 | 0 | 0 | 10229.8367 | 4045846.3167
1
1 |  | 55kV TRANSMISSION LINES
1 | CONTROL-SILVER PEAK "A" - CALIF |  | 4705 | * | 16.5752 | 105.292 | 38207.6324 | 517.7164 | 0 | 0 | 471116.5255 | 209243.7704 | 0 | 0 | 5631.6923 | 724717.337
1
1 | CONTROL-SILVER PEAK "C" - CALIF |  | 4705 | * | 24.3473 | 105.292 | 56123.1927 | 760.4736 | 0 | 0 | 692023.0828 | 307358.1826 | 0 | 0 | 8272.3931 | 1064537.3248
1
1 |  | TOTAL 55kV T/L'S |  |  | 40.9225 | 210.584 | 94330.8251 | 1278.19 | 0 | 0 | 1163139.6082 | 516601.953 | 0 | 0 | 13904.0854 | 1789254.6618
1
1 |  | GRAND TOTAL |  |  | 5896.5162 | 43913.1226 | 119157041.9184 | 6724797.498 | 923799.8942 | 548483028.9288 | 92376309.6238 | 405779525.5262 | 207657.9264 | 1983395.9739 | 110156009.436 | 1285791566.7256
1
1 | Indicates only the portion of the circuit that is considered under ISO control.
1
1 | 115kV TRANSMISSION LINES WHICH WILL CONVERT TO NON-ISO DUE TO THE IMPLEMENTATION OF THE DEVERS MIRAGE PROJECT
1
1 | CONCHO-INDIAN WELLS |  | 4750 | UG | 2.67 | 13.9157 | 22881.3937 | 4.6351 | 686.3821 | 0 | 0 | 0 | 562036.5062 | 2553132.8507 | 2989.7422 | 3141731.5101
1
1 | CONCHO-INDIAN WELLS-SANTA ROSA |  | 4750 | OH | 3.9792 | 1640.7216 | 34100.9894 | 6.9079 | 1022.9408 | 9468.2221 | 215264.3216 | 121670.7621 | 0 | 0 | 4455.7237 | 385989.8676
1 | CONCHO-INDIAN WELLS-SANTA ROSA |  | 4750 | UG | 2.6416 | 13.9157 | 22638.0111 | 4.5858 | 679.0813 | 0 | 0 | 0 | 556058.2902 | 2525975.932 | 2957.9412 | 3108313.8416
1 |  | TOTAL CONCHO-INDIAN WELLS-SANTA ROSA |  |  | 6.6208 | 1654.6373 | 56739.0005 | 11.4936 | 1702.0221 | 9468.2221 | 215264.3216 | 121670.7621 | 556058.2902 | 2525975.932 | 7413.6649 | 3494303.7092
1
1 | DEVERS-EISENHOWER |  | 4750 |  | 7.9302 | 1640.7216 | 67960.3102 | 13.7668 | 2038.6321 | 18869.3443 | 429003.097 | 242479.2616 | 0 | 0 | 8879.8704 | 769244.2823
1 | DEVERS-EISENHOWER (IDLE) |  | 4750 |  | 0.2197 | 1640.7216 | 1882.7873 | 0.3814 | 56.4787 | 522.7605 | 11885.1959 | 6717.6986 | 0 | 0 | 246.0099 | 21311.3123
1 |  | TOTAL DEVERS-EISENHOWER |  |  | 8.1499 | 3281.4433 | 69843.0976 | 14.1481 | 2095.1108 | 19392.1047 | 440888.2929 | 249196.9602 | 0 | 0 | 9125.8802 | 790555.5946
1
1 | DEVERS-GARNET-INDIGO |  | 4750 | * | 3.6763 | 1640.7216 | 31504.8952 | 6.382 | 945.0647 | 8747.4103 | 198876.338 | 112408.0174 | 0 | 0 | 4116.5113 | 356604.6188
1
1 | EISENHOWER-FARRELL |  | 4750 |  | 5.4944 | 1640.7216 | 47085.9661 | 9.5382 | 1412.4562 | 13073.5322 | 297232.6822 | 168000.5618 | 0 | 0 | 6152.3744 | 532967.1111
1
1 | EISENHOWER-THORNHILL |  | 4750 | UG | 2.6283 | 13.9157 | 22524.0326 | 4.5627 | 675.6622 | 0 | 0 | 0 | 553258.6327 | 2513258.0792 | 2943.0485 | 3092664.018
1
1 | GARNET-SANTA ROSA (IDLE) |  | 4750 |  | 16.7614 | 1640.7216 | 143642.0196 | 29.0976 | 4308.886 | 39882.5537 | 906747.9395 | 512508.1203 | 0 | 0 | 18768.6387 | 1625887.2554
1
1 | MIRAGE-TAMARISK |  | 4750 | OH | 5.4963 | 1640.7216 | 47102.2488 | 9.5415 | 1412.9446 | 13078.0531 | 297335.4672 | 168058.6575 | 0 | 0 | 6154.502 | 533151.4147
1 | MIRAGE-TAMARISK |  | 4750 | UG | 1.559 | 13.9157 | 13360.3344 | 2.7064 | 400.7752 | 0 | 0 | 0 | 328170.3794 | 1490761.8406 | 1745.6959 | 1834441.7319
1 |  | TOTAL MIRAGE-TAMARISK |  |  | 7.0553 | 1654.6373 | 60462.5831 | 12.2479 | 1813.7198 | 13078.0531 | 297335.4672 | 168058.6575 | 328170.3794 | 1490761.8406 | 7900.1979 | 2367593.1466
1 | SANTA ROSA-TAMARISK |  | 4750 | OH | 9.163 | 1640.7216 | 78525.1725 | 15.9069 | 2355.5504 | 21802.7038 | 495694.3555 | 280174.2042 | 0 | 0 | 10260.3026 | 888828.1958
1 | SANTA ROSA-TAMARISK |  | 4750 | UG | 1.6512 | 13.9157 | 14150.4709 | 2.8665 | 424.4772 | 0 | 0 | 0 | 347578.5315 | 1578926.2034 | 1848.9372 | 1942931.4867
1 |  | TOTAL SANTA ROSA-TAMARISK |  |  | 10.8142 | 1654.6373 | 92675.6434 | 18.7733 | 2780.0276 | 21802.7038 | 495694.3555 | 280174.2042 | 347578.5315 | 1578926.2034 | 12109.2399 | 2831759.6825
1 | MIRAGE-SANTA ROSA-TAMARISK |  | 4750
1 |  | TOTAL MIRAGE-SANTA ROSA-TAMARISK
1
1 | TAMARISK-THORNHILL |  | 4750 | OH | 3.7767 | 1640.7216 | 32365.6028 | 6.5563 | 970.8837 | 8986.3878 | 204309.6008 | 115478.9825 | 0 | 0 | 4228.9736 | 366346.9876
1 | TAMARISK-THORNHILL |  | 4750 | UG | 2.6456 | 13.9157 | 22672.2903 | 4.5927 | 680.1096 | 0 | 0 | 0 | 556900.2924 | 2529800.8502 | 2962.4202 | 3113020.5555
1 |  | TOTAL TAMARISK-THORNHILL |  |  | 6.4223 | 1654.6373 | 55037.8932 | 11.1491 | 1650.9933 | 8986.3878 | 204309.6008 | 115478.9825 | 556900.2924 | 2529800.8502 | 7191.3938 | 3479367.543
1
1 | DEVERS-FARRELL-WINDLAND |  | 4106 | * | 0.011321 | 20.8616 | 110.0322 | 0 | 0 | 0.19026 | 1003.3454 | 908.9158 | 0 | 0 | 0 | 2022.4837
1 | DEVERS-FARRELL-WINDLAND |  | 4750 | * | 9.6438 | 1640.7216 | 82645.5373 | 16.7415 | 2479.1506 | 22946.733 | 521704.379 | 294875.4764 | 0 | 0 | 10798.6802 | 935466.6981
1 |  | TOTAL DEVERS-FARRELL-WINDLAND |  |  | 9.6551 | 1661.5832 | 82755.5695 | 16.7415 | 2479.1506 | 22946.9233 | 522707.7244 | 295784.3922 | 0 | 0 | 10798.6802 | 937489.1818
1
1 | DEVERS-GARNET-VENWIND |  | 4106 | * | 0.2803 | 20.8616 | 2724.27 | 0 | 0 | 4.7107 | 24841.6609 | 22503.6949 | 0 | 0 | 0 | 50074.3365
1 | DEVERS-GARNET-VENWIND |  | 4750 | * | 5.0794 | 1640.7216 | 43529.5987 | 8.8178 | 1305.7745 | 12086.0982 | 274782.9224 | 155311.6063 | 0 | 0 | 5687.6902 | 492712.5081
1 |  | TOTAL DEVERS-GARNET-VENWIND |  |  | 5.3597 | 1661.5832 | 46253.8687 | 8.8178 | 1305.7745 | 12090.8089 | 299624.5832 | 177815.3013 | 0 | 0 | 5687.6902 | 542786.8446
1
1 | MIRAGE-SANTA ROSA |  | 4750 |  | 6.0187 | 1640.7216 | 51579.5462 | 10.4485 | 1547.2519 | 14321.1856 | 325598.6469 | 184033.4488 | 0 | 0 | 6739.5172 | 583830.0451
1
1 | MIRAGE-CAPWIND-DEVERS (TAMARISK TAP NOT UPDATED) |  | 4750 | * | 16.0092 | 1640.7216 | 137195.5745 | 27.7918 | 4115.5095 | 38092.6826 | 866054.4097 | 489507.5006 | 0 | 0 | 17926.3295 | 1552919.7983
1
1 | MIRAGE-CONCHO |  | 4750 |  | 6.4526 | 1640.7216 | 55297.5584 | 11.2017 | 1658.7826 | 15353.5006 | 349068.7982 | 197299.1455 | 0 | 0 | 7225.3224 | 625914.3093
1
1
1 |  | SUB TOTAL OF 115kV T/L'S Non ISO |  |  | 113.7882 | 23095.3205 | 975478.6426 | 197.029 | 29176.794 | 237236.0686 | 5419403.1602 | 3071936.0543 | 2904002.6323 | 13191855.7561 | 127088.2315 | 25956374.3686
1
1 | 66kV TRANSMISSION LINES WHICH WILL CONVERT TO NON-ISO DUE TO THE IMPLEMENTATION OF THE EKWRA & ANTELOPE BAILEY PROJECT
1
1 | ACTON-PALMDALE-SHUTTLE |  | 4105 |  | 19.98
1 | ACTON-RITTER RANCH |  | 4105 |  | 5.89
1 | ANTELOPE-ACTON-PALMDALE-SHUTTLE |  | 4105 | * | 34.8017 | 2.3711 | 223769.2549 | 7879.269 | 7493.1059 | 136417.3076 | 2743274.5789 | 1110473.4788 | 0 | 0 | 10720.8205 | 4240027.8156
1
1 | ANAVERDE-RITTER RANCH |  | 4105 |  | 5.5
1 | ANTELOPE-RITTER RANCH No.1 |  | 4105 | OH | 10.8
1 | ANTELOPE-RITTER RANCH No.1 |  | 4105 | UG | 0.7672
1 |  | TOTAL ANTELOPE-RITTER RANCH No.1 and ANAVERDE-RITTER RANCH |  |  | 17.0672
1 | ANTELOPE-ANAVERDE |  | 4105 |  | 15.4412 | 2.3711 | 99284.3976 | 3495.9605 | 3324.6234 | 60527.1274 | 1217166.1565 | 492707.054 | 0 | 0 | 4756.7312 | 1881262.0506
1
1 | ANTELOPE-ANAVERDE-HELIJET |  | 4105 | OH | 20.684 | 2.3711 | 132994.7465 | 4682.9551 | 4453.4435 | 81078.0965 | 1630434.4727 | 659997.4552 | 0 | 0 | 6371.7994 | 2520012.9689
1 | ANTELOPE-ANAVERDE-HELIJET |  | 4105 | UG | 0.56818 | 323.1995 | 3653.3164 | 128.639 | 122.3344 | 0 | 0 | 0 | 70025.9981 | 284104.3144 | 175.031 | 358209.6334
1 |  | TOTAL ANTELOPE-ANAVERDE-HELIJET |  |  | 21.2522 | 325.5706 | 136648.0629 | 4811.5942 | 4575.7779 | 81078.0965 | 1630434.4727 | 659997.4552 | 70025.9981 | 284104.3144 | 6546.8304 | 2878222.6023
1
1 | ANTELOPE-CAL CEMENT |  | 4105 |  | 27.463 | 2.3711 | 176582.6108 | 6217.7527 | 5913.0206 | 107650.7331 | 2164795.1037 | 876305.8457 | 0 | 0 | 8460.1009 | 3345925.1675
1
1 | ANTELOPE-DEL SUR |  | 4105 |  | 2.6516 | 2.3711 | 17049.3555 | 600.3347 | 570.9123 | 10393.8639 | 209014.6997 | 84608.8403 | 0 | 0 | 816.8373 | 323054.8438
1
1 | ANTELOPE-DEL SUR-ROSAMOND |  | 4105 | * | 15.7426 | 2.3711 | 101222.4478 | 3564.2023 | 3389.5207 | 61708.6284 | 1240925.4706 | 502324.7891 | 0 | 0 | 4849.5835 | 1917984.6425
1
1 | ANTELOPE-LANCASTER-LANPRI-SHUTTLE |  | 4105 | *OH | 16.7068 | 2.3711 | 107421.8725 | 3782.4938 | 3597.1138 | 65488.0074 | 1316926.6358 | 533089.948 | 0 | 0 | 5146.5989 | 2035452.6703
1 | ANTELOPE-LANCASTER-LANPRI-SHUTTLE |  | 4105 | *UG | 0.2423 | 323.1995 | 1557.9495 | 54.8579 | 52.1693 | 0 | 0 | 0 | 29862.4468 | 121155.7167 | 74.6416 | 152757.7817
1 |  | TOTAL ANTELOPE-LANCASTER-LANPRI-SHUTTLE |  |  | 16.9491 | 325.5706 | 108979.822 | 3837.3517 | 3649.2831 | 65488.0074 | 1316926.6358 | 533089.948 | 29862.4468 | 121155.7167 | 5221.2406 | 2188210.452
1
1 | ANTELOPE-LANCASTER-OASIS |  | 4105 |  | 16.5435 | 2.3711 | 106372.0068 | 3745.5264 | 3561.9581 | 64847.9738 | 1304055.9224 | 527879.9023 | 0 | 0 | 5096.2997 | 2015559.5896
1
1
1 | ANTELOPE-QUARTZ HILL No.2 |  | 4105 | OH | 6.2 | 2.3711 | 39864.9888 | 1403.7092 | 1334.9134 | 24303.0458 | 488720.4472 | 197833.3118 | 0 | 0 | 1909.9379 | 755370.3542
1 | ANTELOPE-QUARTZ HILL No.2 |  | 4105 | UG | 0.6481 | 323.1995 | 4167.1773 | 146.7329 | 139.5415 | 0 | 0 | 0 | 79875.5749 | 324065.2909 | 199.6501 | 408593.9676
1 |  | TOTAL ANTELOPE-QUARTZ HILL No.2 |  |  | 6.8481 | 325.5706 | 44032.1661 | 1550.4421 | 1474.4549 | 24303.0458 | 488720.4472 | 197833.3118 | 79875.5749 | 324065.2909 | 2109.5881 | 1163964.3218
1
1 | ANTELOPE-RITTER RANCH No.2 |  | 4105 | OH | 10.8 | 2.3711 | 69442.2385 | 2445.1709 | 2325.3331 | 42334.3378 | 851319.4888 | 344612.8658 | 0 | 0 | 3326.9887 | 1315806.4235
1 | ANTELOPE-RITTER RANCH No.2 |  | 4105 | UG | 0.7672 | 323.1995 | 4932.9709 | 173.6977 | 165.1848 | 0 | 0 | 0 | 94554.1445 | 383618.1009 | 236.3394 | 483680.4381
1 |  | TOTAL ANTELOPE-RITTER RANCH No.2 |  |  | 11.5672 | 325.5706 | 74375.2094 | 2618.8686 | 2490.5178 | 42334.3378 | 851319.4888 | 344612.8658 | 94554.1445 | 383618.1009 | 3563.3281 | 1799486.8616
1
1 | ANTELOPE-ROSAMOND |  | 4105 |  | 15.9056 | 2.3711 | 102270.4138 | 3601.1028 | 3424.6128 | 62347.504 | 1253772.8945 | 507525.4072 | 0 | 0 | 4899.7917 | 1937841.7268
1
1 | BAILEY-GORMAN |  | 4105 |  | 3.4166 | 2.3711 | 21968.1808 | 773.5343 | 735.6234 | 13392.5461 | 269316.4968 | 109018.9183 | 0 | 0 | 1052.499 | 416257.7988
1
1
1 | CAL CEMENT-GOLDTOWN-MONOLITH-W/LAND |  | 4105 | * | 16.9379 | 2.3711 | 108907.876 | 3834.8184 | 3646.8739 | 66393.9254 | 1335144.1323 | 540464.3636 | 0 | 0 | 5217.7936 | 2063609.7832
1 | CAL CEMENT-GOLDTOWN-MONOLITH-W/LAND |  | 4106 | * | 0 | 37.0779 | 0 | 0 | 0 | 0 | 0 | 0 | 0 | 0 | 0 | 0
1 |  | TOTAL CAL CEMENT-GOLDTOWN MONOLITH-WINDLANDS |  |  | 16.9379 | 39.449 | 108907.876 | 3834.8184 | 3646.8739 | 66393.9254 | 1335144.1323 | 540464.3636 | 0 | 0 | 5217.7936 | 2063609.7832
1
1 | CAL CEMENT-MONOLITH-ROSAMOND-W/FARM |  | 4105 | * | 27.9962 | 2.3711 | 180010.9122 | 6338.4686 | 6027.8202 | 109740.7416 | 2206823.9872 | 893319.0754 | 0 | 0 | 8624.3514 | 3410885.3565
1 | CAL CEMENT-MONOLITH-ROSAMOND-W/FARM |  | 4106 | * | 0 | 37.0779 | 0 | 0 | 0 | 0 | 0 | 0 | 0 | 0 | 0 | 0
1 |  | TOTAL CAL CEMENT-MONOLITH-ROSAMOND-W/FARM |  |  | 27.9962 | 39.449 | 180010.9122 | 6338.4686 | 6027.8202 | 109740.7416 | 2206823.9872 | 893319.0754 | 0 | 0 | 8624.3514 | 3410885.3565
1
1 | CAL CEMENT-MONOLITH-WINDPARK |  | 4105 | * | 9.8107 | 2.3711 | 63080.9573 | 2221.1802 | 2112.3201 | 38456.2855 | 773334.0612 | 313044.4804 | 0 | 0 | 3022.2187 | 1195271.5035
1 | CAL CEMENT-MONOLITH-WINDPARK |  | 4106 | * | 0.1585 | 37.0779 | 1303.1387 | 0 | 0 | 2.2533 | 11882.8637 | 10764.5113 | 0 | 0 | 0 | 23952.767
1 |  | TOTAL CAL CEMENT-MONOLITH-WINDPARK |  |  | 9.9692 | 39.449 | 64384.096 | 2221.1802 | 2112.3201 | 38458.5389 | 785216.9249 | 323808.9917 | 0 | 0 | 3022.2187 | 1219224.2705
1
1 | CORRECTION-CUMMINGS--KERN RIVER No. 1 |  | 4105 | * | 39.446 | 2.3711 | 253631.3464 | 8930.7604 | 8493.0637 | 154622.2488 | 3109365.6068 | 1258666.5837 | 0 | 0 | 12151.518 | 4805861.1279
1 | CORRECTION-CUMMINGS--KERN RIVER No. 1 |  | 4132 | * | 1.8808 | 3.7956 | 1558.9888 | 0 | 0 | 29979.1275 | 0 | 18461.8636 | 0 | 0 | 20215.0273 | 70215.0071
1 |  | TOTAL CORRECTION-CUMMINGS--KERN RIVER No. 1 |  |  | 41.3268 | 6.1667 | 255190.3352 | 8930.7604 | 8493.0637 | 184601.3763 | 3109365.6068 | 1277128.4473 | 0 | 0 | 32366.5453 | 4876076.135
1
1 | CORUM-GOLDTOWN |  | 4105 |  | 15.1213 | 2.3711 | 97227.4927 | 3423.5336 | 3255.7462 | 59273.1687 | 1191949.7579 | 482499.4933 | 0 | 0 | 4658.1846 | 1842287.377
1
1 | CORUM-ROSAMOND |  | 4105 |  | 19.9301 | 2.3711 | 128147.2924 | 4512.2686 | 4291.1223 | 78122.9245 | 1571007.6429 | 635941.5626 | 0 | 0 | 6139.5571 | 2428162.3705
1
1 | CUMMINGS-MONOLITH |  | 4105 |  | 13.2957 | 2.3711 | 85489.1825 | 3010.2092 | 2862.6788 | 52117.0976 | 1048045.2339 | 424247.1555 | 0 | 0 | 4095.8003 | 1619867.3579
1
1 | DEL SUR-LANCASTER-RITE AID |  | 4105 | * | 9.3979 | 2.3711 | 60426.7499 | 2127.7213 | 2023.4417 | 36838.1909 | 740795.0969 | 299872.756 | 0 | 0 | 2895.0552 | 1144979.0118
1
1 | GOLDTOWN-LANCASTER |  | 4105 | * | 27.9933 | 2.3711 | 179992.2364 | 6337.811 | 6027.1948 | 109729.3563 | 2206595.0339 | 893226.3954 | 0 | 0 | 8623.4566 | 3410531.4844
1
1 | GORMAN-KERN RIVER No. 1 |  | 4105 |  | 49.3985 | 2.3711 | 317624.2982 | 11184.0533 | 10635.9228 | 193634.517 | 3893880.1634 | 1576236.9121 | 0 | 0 | 15217.4305 | 6018413.2973
1 | GORMAN-KERN RIVER No. 1 |  | 4132 |  | 1.8978 | 3.7956 | 1573.08 | 0 | 0 | 30250.1 | 0 | 18628.735 | 0 | 0 | 20397.745 | 70849.66
1 |  | TOTAL GORMAN-KERN RIVER No. 1 |  |  | 51.2963 | 6.1667 | 319197.3782 | 11184.0533 | 10635.9228 | 223884.617 | 3893880.1634 | 1594865.6471 | 0 | 0 | 35615.1755 | 6089262.9573
1
1 | HELIJET-LITTLE ROCK-PALMDALE-ROCKAIR |  | 4105 | * | 15.338 | 2.3711 | 98620.7507 | 3472.5924 | 3302.4006 | 60122.5459 | 1209030.2509 | 489413.6515 | 0 | 0 | 4724.9358 | 1868687.1279
1
1 | LANCASTER-LITTLE ROCK-PIUTE |  | 4105 | OH | 15.7689 | 2.3711 | 101391.4551 | 3570.1533 | 3395.1801 | 61811.661 | 1242997.3969 | 503163.5018 | 0 | 0 | 4857.6807 | 1921187.0288
1 | LANCASTER-LITTLE ROCK-PIUTE |  | 4105 | UG | 0.6245 | 323.1995 | 4015.4331 | 141.3897 | 134.4602 | 0 | 0 | 0 | 76966.975 | 312264.7341 | 1.4114 | 393524.4036
1 |  | TOTAL LANCASTER-LITTLE ROCK-PIUTE |  |  | 16.3934 | 325.5706 | 105406.8883 | 3711.543 | 3529.6403 | 61811.661 | 1242997.3969 | 503163.5018 | 76966.975 | 312264.7341 | 4859.0921 | 2314711.4324
1
1 | LANCASTER-PURIFY-REDMAN |  | 4105 |  | 14.5719 | 2.3711 | 93694.6676 | 3299.1373 | 3137.4465 | 57119.4389 | 1148639.4761 | 464967.5555 | 0 | 0 | 4488.9264 | 1775346.6482
1
1 | PIUTE-REDMAN |  | 4105 |  | 5.021 | 2.3711 | 32284.2111 | 1136.7781 | 1081.0646 | 19681.5472 | 395784.7364 | 160213.074 | 0 | 0 | 1546.7417 | 611728.153
1
1
1 | ANTELOPE-QUARTZ HILL No.1 |  | 4105 | OH | 5.7
1 | ANTELOPE-QUARTZ HILL No.1 |  | 4105 | UG | 0.6481
1 |  | TOTAL ANTELOPE-QUARTZ HILL No.1 |  |  | 6.3481
1 | OASIS-PALMDALE-QUARTZ HILL |  | 4105 |  | 19.14
1 | ANTELOPE-OASIS-PALMDALE-QUARTZ HILL |  | 4105 | * | 25.0248 | 2.3711 | 160905.3825 | 5665.7327 | 5388.0551 | 98093.3644 | 1972601.8465 | 798506.3003 | 0 | 0 | 7709.0024 | 3048869.684
1
1
1 | ANTELOPE-QUARTZ HILL-SHUTTLE |  | 4105 | OH | 13.8
1 | ANTELOPE-QUARTZ HILL-SHUTTLE |  | 4105 | UG | 0.6629
1 |  | TOTAL ANTELOPE-QUARTZ HILL-SHUTTLE |  |  | 14.4629
1 | ANTELOPE-SHUTTLE |  | 4105 |  | 12.0664 | 2.3711 | 77584.984 | 2731.8898 | 2597.9999 | 47298.4308 | 951144.5814 | 385021.9152 | 0 | 0 | 3717.1089 | 1470096.91
1
1 |  | TOTAL 66kV T/L'S |  |  | 510.2624 | 1801.2132 | 3260024.3643 | 114634.4371 | 109016.2026 | 2033776.0974 | 39698744.2357 | 16113037.7025 | 351285.1393 | 1425208.157 | 196397.5965 | 63302123.9323
|  | TOTAL |  |  |  |  | 122417066.2828 | 6839431.935 | 1032816.0968 | 550516805.0261 | 132075053.8595 | 421892563.2287 | 558943.0657 | 3408604.1308 | 110352407.0325 | 1349093690.6579

## DS by Location
SOUTHERN CALIFORNIA EDISON COMPANY
End of Year 2011 Facilities
DISTRIBUTION SUBSTATION FACILITIES
($)
DESCRIPTION | LOCATION NUMBER |  | DISTRIBUTION ACCOUNT |  |  |  | ISO RELATED |  |  | NON-ISO RELATED PLANT
|  |  | A/C 360 | A/C 361 | A/C 362 | A/C 360-362 | A/C 360 | A/C 361 | A/C 362 | A/C 360 | A/C 361 | A/C 362
|  | Voltage | Land & Land Rights | Structures & Improvements | Station Equipment | TOTAL | Land & Land Rights | Structures & Improvements | Station Equipment | Land & Land Rights | Structures & Improvements | Station Equipment |  | ISO/Non-ISO/Mix | High / Low / Straddle Voltage | EKWRA Affected | EKWRA Change
ACTON SUB | 5365 | 66kV | 466445.89 | 2122529.77 | 8512832.88 | 11101808.54 | 72734.2471 | 372807.2149 | 1285595.4233 | 393711.6429 | 1749722.5551 | 7227237.4567 | 0 | Mix | Low | 1 | EKWRA
GORMAN SUB | 5512 | 66kV | 382.78 | 164070.01 | 1031548.77 | 1196001.56 | 56.9346 | 24403.7288 | 153432.2846 | 325.8454 | 139666.2812 | 878116.4854 | 0 | Mix | Low | 1 | EKWRA
ANAVERDE SUB | 5539 | 66kV | 157.24 | 740624.81 | 9961714.43 | 10702496.48 | 1.0846 | 5108.8188 | 68715.7561 | 156.1554 | 735515.9912 | 9892998.6739 | 0 | Mix | Low | 1 | EKWRA
CORUM SUB | 5547 | 66kV | 384.16 | 33392.47 | 579541.88 | 613318.51 | 9.8413 | 855.4361 | 14846.4928 | 374.3187 | 32537.0339 | 564695.3872 | 0 | Mix | Low | 1 | EKWRA
QUARTZ HILL SUB | 5566 | 66kV | 15905.07 | 290769.74 | 6263764.44 | 6570439.25 | 3074.3734 | 52474.1239 | 1061288.7966 | 12830.6966 | 238295.6161 | 5202475.6434 | 0 | Mix | Low | 1 | EKWRA
RITTER SUB | 8504 | 66kV | 0 | 610351.94 | 8828177.49 | 9438529.43 | 0 | 227597.6227 | 3291832.6642 | 0 | 382754.3173 | 5536344.8258 | 0 | Mix | Low | 1 | EKWRA
HUNTINGTON LK(FP2175) | 2110 | 66kV | 0 | 0 | 61855.12 | 61855.12 | 0 | 0 | 0 | 0 | 0 | 61855.12 | 0 | Non-ISO |  | 0
SHAVER LAKE (FP 67) | 2120 | 66kV | 0 | 0 | 56092.58 | 56092.58 | 0 | 0 | 0 | 0 | 0 | 56092.58 | 0 | Non-ISO |  | 0
BIG CREEK CANYON | 2202 | 33kV & Below | 0 | 0 | 99245.03 | 99245.03 | 0 | 0 | 0 | 0 | 0 | 99245.03 | 0 | Non-ISO |  | 0
BIG CREEK NO.1 | 2211 | 220kV | 0 | 218338.21 | 30211.68 | 248549.89 | 0 | 0 | 0 | 0 | 218338.21 | 30211.68 | 0 | Non-ISO |  | 0
BIG CREEK NO.8 | 2229 | 220kV | 0 | 0 | 99855.51 | 99855.51 | 0 | 0 | 0 | 0 | 0 | 99855.51 | 0 | Non-ISO |  | 0
BIG CREEK NO.3 | 2230 | 220kV | 0 | 0 | 271299.11 | 271299.11 | 0 | 0 | 0 | 0 | 0 | 271299.11 | 0 | Non-ISO |  | 0
BIG CREEK NO.2A | 2234 | 220kV | 0 | 0 | 46173.16 | 46173.16 | 0 | 0 | 0 | 0 | 0 | 46173.16 | 0 | Non-ISO |  | 0
PORTAL POWER PLANT | 2237 | 33kV & Below | 0 | 0 | 26635.75 | 26635.75 | 0 | 0 | 0 | 0 | 0 | 26635.75 | 0 | Non-ISO |  | 0
MAMMOTH POOL | 2238 | 220kV | 0 | 0 | 66509.62 | 66509.62 | 0 | 0 | 0 | 0 | 0 | 66509.62 | 0 | Non-ISO |  | 0
EAST END HYDRO SHP FACLTY | 2304 |  | 0 | 9117.44 | 0 | 9117.44 | 0 | 0 | 0 | 0 | 9117.44 | 0 | 0 | Non-ISO |  | 0
SANTA ANA NO.3 | 2317 | 33kV & Below | 0 | 0 | 75114.45 | 75114.45 | 0 | 0 | 0 | 0 | 0 | 75114.45 | 0 | Non-ISO |  | 0
MILL CREEK NO.2&3 | 2319 | 33kV & Below | 4.49 | 0 | 0 | 4.49 | 0 | 0 | 0 | 4.49 | 0 | 0 | 0 | Non-ISO |  | 0
POOLE | 2512 | 115kV | 0 | 0 | 243.99 | 243.99 | 0 | 0 | 0 | 0 | 0 | 243.99 | 0 | Non-ISO |  | 0
BISHOP CREEK NO.2 | 2522 | 55kV | 0 | 0 | 31929.52 | 31929.52 | 0 | 0 | 0 | 0 | 0 | 31929.52 | 0 | Non-ISO |  | 0
BISHOP CREEK NO.3 | 2523 | 55kV | 0 | 0 | 243.99 | 243.99 | 0 | 0 | 0 | 0 | 0 | 243.99 | 0 | Non-ISO |  | 0
BISHOP CREEK NO.4 | 2524 | 55kV | 0 | 0 | 243.99 | 243.99 | 0 | 0 | 0 | 0 | 0 | 243.99 | 0 | Non-ISO |  | 0
BISHOP CREEK NO.5 | 2525 | 55kV | 0 | 0 | 9878.43 | 9878.43 | 0 | 0 | 0 | 0 | 0 | 9878.43 | 0 | Non-ISO |  | 0
CONTROL STATION | 2556 | 115kV | 0 | 5038.65 | 8677.68 | 13716.33 | 0 | 0 | 0 | 0 | 5038.65 | 8677.68 | 0 | Non-ISO |  | 0
CASA DIABLO | 2557 | 115kV | 0 | 0 | 569515.52 | 569515.52 | 0 | 0 | 0 | 0 | 0 | 569515.52 | 0 | Non-ISO |  | 0
LUNDY | 2560 | 55kV | 0 | 0 | 12268.54 | 12268.54 | 0 | 0 | 0 | 0 | 0 | 12268.54 | 0 | Non-ISO |  | 0
LEE VINING | 2561 | 115kV | 0 | 0 | 74331.94 | 74331.94 | 0 | 0 | 0 | 0 | 0 | 74331.94 | 0 | Non-ISO |  | 0
INYO | 2570 | 115kV | 0 | 0 | 6860.14 | 6860.14 | 0 | 0 | 0 | 0 | 0 | 6860.14 | 0 | Non-ISO |  | 0
BRIDGEPORT (OLD) | 2580 | 33kV & Below | 137.96 | 1412.22 | 6428.59 | 7978.77 | 0 | 0 | 0 | 137.96 | 1412.22 | 6428.59 | 0 | Non-ISO |  | 0
ZACK | 2582 | 55kV | 7434.47 | 5808.13 | 228740.53 | 241983.13 | 0 | 0 | 0 | 7434.47 | 5808.13 | 228740.53 | 0 | Non-ISO |  | 0
JUNE LAKE | 2583 | 33kV & Below | 0 | 16176.39 | 569636.11 | 585812.5 | 0 | 0 | 0 | 0 | 16176.39 | 569636.11 | 0 | Non-ISO |  | 0
DEEP SPRINGS | 2589 | 55kV | 0 | 1190.77 | 47884.95 | 49075.72 | 0 | 0 | 0 | 0 | 1190.77 | 47884.95 | 0 | Non-ISO |  | 0
WHITE MOUNTAIN RADIO | 2594 | 55kV | 0 | 1497.07 | 13013.41 | 14510.48 | 0 | 0 | 0 | 0 | 1497.07 | 13013.41 | 0 | Non-ISO |  | 0
MT. TOM | 2598 | 55kV | 0 | 46012.65 | 974488.26 | 1020500.91 | 0 | 0 | 0 | 0 | 46012.65 | 974488.26 | 0 | Non-ISO |  | 0
MORGAN | 2604 | 33kV & Below | 0 | 0 | 57327.51 | 57327.51 | 0 | 0 | 0 | 0 | 0 | 57327.51 | 0 | Non-ISO |  | 0
TIMBERWINE | 2609 | 33kV & Below | 0 | 0 | 1660992.12 | 1660992.12 | 0 | 0 | 0 | 0 | 0 | 1660992.12 | 0 | Non-ISO |  | 0
BRIDGEPORT | 2610 | 33kV & Below | 24260.5 | 81515.79 | 438219.23 | 543995.52 | 0 | 0 | 0 | 24260.5 | 81515.79 | 438219.23 | 0 | Non-ISO |  | 0
SKILAND | 2611 | 33kV & Below | 62994.73 | 186428.47 | 1894983.61 | 2144406.81 | 0 | 0 | 0 | 62994.73 | 186428.47 | 1894983.61 | 0 | Non-ISO |  | 0
MINARET | 2612 | 33kV & Below | 0 | 56385.07 | 577714.76 | 634099.83 | 0 | 0 | 0 | 0 | 56385.07 | 577714.76 | 0 | Non-ISO |  | 0
CATALINA ISLAND-DIESEL | 3064 | 66kV | 0 | 13578.02 | 1797700.57 | 1811278.59 | 0 | 0 | 0 | 0 | 13578.02 | 1797700.57 | 0 | Non-ISO |  | 0
33 AND 66 KV LINES | 4105 |  | 691617.74 | 0 | 0 | 691617.74 | 0 | 0 | 0 | 691617.74 | 0 | 0 | 0 | Non-ISO |  | 0
EASTERN T/S REGION | 4500 | Transmission Line | 0 | 52105.3 | 0 | 52105.3 | 0 | 0 | 0 | 0 | 52105.3 | 0 | 0 | Non-ISO |  | 0
NRTHN T/S REGION | 4600 | Transmission Line | 0 | 14551.73 | 0 | 14551.73 | 0 | 0 | 0 | 0 | 14551.73 | 0 | 0 | Non-ISO |  | 0
33&66KV LNS IN NRTHEN T/S | 4605 |  | 83844.39 | 0 | 0 | 83844.39 | 0 | 0 | 0 | 83844.39 | 0 | 0 | 0 | Non-ISO |  | 0
S/E DIV., 66KV LINES | 4805 | 66kV | 140014.41 | 0 | 0 | 140014.41 | 0 | 0 | 0 | 140014.41 | 0 | 0 | 0 | Non-ISO |  | 0
SUBSTN DIV | 5000 | Misc | 0 | 0 | 485808.24 | 485808.24 | 0 | 0 | 0 | 0 | 0 | 485808.24 | 0 | Non-ISO |  | 0
WALNUT SUB | 5014 | 220kV | 0 | 0 | 78722.14 | 78722.14 | 0 | 0 | 0 | 0 | 0 | 78722.14 | 0 | Non-ISO |  | 0
LA FRESA SUB | 5021 | 220kV | 0 | 0 | 12210.7 | 12210.7 | 0 | 0 | 0 | 0 | 0 | 12210.7 | 0 | Non-ISO |  | 0
EL NIDO SUB | 5023 | 220kV | 0 | 7079.03 | 0 | 7079.03 | 0 | 0 | 0 | 0 | 7079.03 | 0 | 0 | Non-ISO |  | 0
RECTOR SUB | 5033 | 220kV | 0 | 62128.67 | 729012.1 | 791140.77 | 0 | 0 | 0 | 0 | 62128.67 | 729012.1 | 0 | Non-ISO |  | 0
KRAMER SUB | 5042 | 220kV | 0 | 0 | 34024.18 | 34024.18 | 0 | 0 | 0 | 0 | 0 | 34024.18 | 0 | Non-ISO |  | 0
MOHAVE SWITCHRACK | 5045 | 500kV | 0 | 23654.56 | 0 | 23654.56 | 0 | 0 | 0 | 0 | 23654.56 | 0 | 0 | Non-ISO |  | 0
SANTA CLARA SUB | 5053 | 220kV | 0 | 72202.43 | 19007.55 | 91209.98 | 0 | 0 | 0 | 0 | 72202.43 | 19007.55 | 0 | Non-ISO |  | 0
GOLETA SUB | 5055 | 220kV | 0 | 0 | 343944.12 | 343944.12 | 0 | 0 | 0 | 0 | 0 | 343944.12 | 0 | Non-ISO |  | 0
BAILEY SUB | 5059 | 220kV | 0 | 155.52 | 3382.35 | 3537.87 | 0 | 0 | 0 | 0 | 155.52 | 3382.35 | 0 | Non-ISO |  | 0
PADUA SUB | 5060 | 220kV | 0 | 0 | 22250.95 | 22250.95 | 0 | 0 | 0 | 0 | 0 | 22250.95 | 0 | Non-ISO |  | 0
LUGO SUB | 5061 | 500kV | 0 | 95180.95 | 0 | 95180.95 | 0 | 0 | 0 | 0 | 95180.95 | 0 | 0 | Non-ISO |  | 0
VISTA SUB | 5064 | 220kV | 0 | 454915.78 | 34273.07 | 489188.85 | 0 | 0 | 0 | 0 | 454915.78 | 34273.07 | 0 | Non-ISO |  | 0
DEVERS SUB | 5067 | 500kV | 0 | 0 | 4588278.95 | 4588278.95 | 0 | 0 | 0 | 0 | 0 | 4588278.95 | 0 | Non-ISO |  | 0
MIRA LOMA SUB | 5069 | 500kV | 0 | 0 | -0.16 | -0.16 | 0 | 0 | 0 | 0 | 0 | -0.16 | 0 | Non-ISO |  | 0
VALLEY-500 KV | 5070 & 8034 | 500kV | 0 | 0 | 2838417.43 | 2838417.43 | 0 | 0 | 0 | 0 | 0 | 2838417.43 | 0 | Non-ISO |  | 0
LIGHTHIPE SUB | 5073 | 220kV | 0 | 7569.98 | 0 | 7569.98 | 0 | 0 | 0 | 0 | 7569.98 | 0 | 0 | Non-ISO |  | 0
BARRE SUB | 5081 | 220kV | 0 | 13260.78 | 0 | 13260.78 | 0 | 0 | 0 | 0 | 13260.78 | 0 | 0 | Non-ISO |  | 0
VILLA PARK SUB | 5082 | 220kV | 0 | 61293.96 | 0 | 61293.96 | 0 | 0 | 0 | 0 | 61293.96 | 0 | 0 | Non-ISO |  | 0
VIEJO SUBSTATION | 5083 | 220kV | 0 | 0 | 649973.86 | 649973.86 | 0 | 0 | 0 | 0 | 0 | 649973.86 | 0 | Non-ISO |  | 0
CENTER SUB | 5084 | 220kV | 0 | 0 | 169.09 | 169.09 | 0 | 0 | 0 | 0 | 0 | 169.09 | 0 | Non-ISO |  | 0
Johanna | 5085 & 5881 | 66kV | 0 | 220256.26 | 5770503.65 | 5990759.91 | 0 | 0 | 0 | 0 | 220256.26 | 5770503.65 | 0 | Non-ISO |  | 0
SANTIAGO SUB | 5088 | 220kV | 0 | 0 | 16696.55 | 16696.55 | 0 | 0 | 0 | 0 | 0 | 16696.55 | 0 | Non-ISO |  | 0
EL DORADO SUB(NEVADA) | 5090 | 500kV | 0 | 0 | 26595.45 | 26595.45 | 0 | 0 | 0 | 0 | 0 | 26595.45 | 0 | Non-ISO |  | 0
ETIWANDA SWITCHRACK SUB | 5096 | 220kV | 0 | 0 | 264.82 | 264.82 | 0 | 0 | 0 | 0 | 0 | 264.82 | 0 | Non-ISO |  | 0
METRO REGION | 5100 |  | 0 | 194833.27 | 618308.97 | 813142.24 | 0 | 0 | 0 | 0 | 194833.27 | 618308.97 | 0 | Non-ISO |  | 0
ALHAMBRA SUB | 5101 | 66kV | 90249.35 | 235848.43 | 6086502.25 | 6412600.03 | 0 | 0 | 0 | 90249.35 | 235848.43 | 6086502.25 | 0 | Non-ISO |  | 0
ALLEN SUB | 5102 | 33kV & Below | 4232.15 | 53635.02 | 1343889.36 | 1401756.53 | 0 | 0 | 0 | 4232.15 | 53635.02 | 1343889.36 | 0 | Non-ISO |  | 0
SANTEE DAIRY | 5103 | 66kV | 0 | 13227.37 | 415697.08 | 428924.45 | 0 | 0 | 0 | 0 | 13227.37 | 415697.08 | 0 | Non-ISO |  | 0
AMALIA SUB | 5104 | 33kV & Below | 11584.4 | 71843.7 | 1637090.36 | 1720518.46 | 0 | 0 | 0 | 11584.4 | 71843.7 | 1637090.36 | 0 | Non-ISO |  | 0
ANITA SUB | 5105 | 66kV | 4391.43 | 705921.1 | 6357150.56 | 7067463.09 | 0 | 0 | 0 | 4391.43 | 705921.1 | 6357150.56 | 0 | Non-ISO |  | 0
ARCADIA SUB | 5106 | 66kV | 137667.15 | 128821.23 | 3775967.41 | 4042455.79 | 0 | 0 | 0 | 137667.15 | 128821.23 | 3775967.41 | 0 | Non-ISO |  | 0
BANDINI SUB | 5107 | 66kV | 11615.19 | 176845.04 | 2798670.15 | 2987130.38 | 0 | 0 | 0 | 11615.19 | 176845.04 | 2798670.15 | 0 | Non-ISO |  | 0
PROCTOR SUB | 5108 | 66kV | 125485.63 | 361924.69 | 2432224.81 | 2919635.13 | 0 | 0 | 0 | 125485.63 | 361924.69 | 2432224.81 | 0 | Non-ISO |  | 0
BICKNELL SUB | 5109 | 33kV & Below | 3031.91 | 64327.53 | 1183584.38 | 1250943.82 | 0 | 0 | 0 | 3031.91 | 64327.53 | 1183584.38 | 0 | Non-ISO |  | 0
WABASH (NEW) SUB | 5110 | 66kV | 74632.87 | 132774.71 | 1040484.92 | 1247892.5 | 0 | 0 | 0 | 74632.87 | 132774.71 | 1040484.92 | 0 | Non-ISO |  | 0
RENO SUB | 5111 | 66kV | 1653.96 | 33215.13 | 64850.84 | 99719.93 | 0 | 0 | 0 | 1653.96 | 33215.13 | 64850.84 | 0 | Non-ISO |  | 0
LIQUID SUB | 5113 | 66kV | 0 | 11561.79 | 258931.33 | 270493.12 | 0 | 0 | 0 | 0 | 11561.79 | 258931.33 | 0 | Non-ISO |  | 0
BELVEDERE SUB | 5114 | 33kV & Below | 3369.59 | 326842.56 | 1374255.02 | 1704467.17 | 0 | 0 | 0 | 3369.59 | 326842.56 | 1374255.02 | 0 | Non-ISO |  | 0
EATON SUB | 5115 | 66kV | 9300.68 | 126749.71 | 2530640.67 | 2666691.06 | 0 | 0 | 0 | 9300.68 | 126749.71 | 2530640.67 | 0 | Non-ISO |  | 0
RUSH SUB | 5116 | 66kV | 8707.4 | 189844.08 | 4113551.3 | 4312102.78 | 0 | 0 | 0 | 8707.4 | 189844.08 | 4113551.3 | 0 | Non-ISO |  | 0
BREW SUB | 5119 | 66kV | 0 | 24707.3 | 278854.56 | 303561.86 | 0 | 0 | 0 | 0 | 24707.3 | 278854.56 | 0 | Non-ISO |  | 0
FEDERALGEN SUB | 5120 | 66kV | 0 | 17049.66 | 925592.25 | 942641.91 | 0 | 0 | 0 | 0 | 17049.66 | 925592.25 | 0 | Non-ISO |  | 0
GARFIELD SUB | 5121 | 66kV | 10256.59 | 163126.31 | 2107680.45 | 2281063.35 | 0 | 0 | 0 | 10256.59 | 163126.31 | 2107680.45 | 0 | Non-ISO |  | 0
GARVEY SUB | 5122 | 33kV & Below | 2181.62 | 416034.95 | 1112003.75 | 1530220.32 | 0 | 0 | 0 | 2181.62 | 416034.95 | 1112003.75 | 0 | Non-ISO |  | 0
CRYCO SUB | 5125 | 66kV | 0 | 23420.16 | 370890.2 | 394310.36 | 0 | 0 | 0 | 0 | 23420.16 | 370890.2 | 0 | Non-ISO |  | 0
GRANADA SUB | 5126 | 33kV & Below | 4592.9 | 44905.5 | 3288476.17 | 3337974.57 | 0 | 0 | 0 | 4592.9 | 44905.5 | 3288476.17 | 0 | Non-ISO |  | 0
OUTFALL SUBSTATION | 5127 | 66kV | 0 | 0 | 21866.97 | 21866.97 | 0 | 0 | 0 | 0 | 0 | 21866.97 | 0 | Non-ISO |  | 0
SIMPSON PAPER SUBSTATION | 5128 | 66kV | 0 | 0 | 684026.68 | 684026.68 | 0 | 0 | 0 | 0 | 0 | 684026.68 | 0 | Non-ISO |  | 0
REFUSE SUB | 5129 | 66kV | 0 | 11741.55 | 514420.91 | 526162.46 | 0 | 0 | 0 | 0 | 11741.55 | 514420.91 | 0 | Non-ISO |  | 0
LA CANADA SUB | 5130 | 66kV | 0 | 376764.99 | 3300849.63 | 3677614.62 | 0 | 0 | 0 | 0 | 376764.99 | 3300849.63 | 0 | Non-ISO |  | 0
HILLGEN SUB | 5131 | 66kV | 0 | 9728.6 | 1028990.74 | 1038719.34 | 0 | 0 | 0 | 0 | 9728.6 | 1028990.74 | 0 | Non-ISO |  | 0
SIGGEN SUB | 5132 | 66kV | 0 | 3613.43 | 1280174.83 | 1283788.26 | 0 | 0 | 0 | 0 | 3613.43 | 1280174.83 | 0 | Non-ISO |  | 0
MICHILLINDA SUB | 5133 | 33kV & Below | 5711.62 | 35931.05 | 1597623.93 | 1639266.6 | 0 | 0 | 0 | 5711.62 | 35931.05 | 1597623.93 | 0 | Non-ISO |  | 0
MONROVIA SUB | 5134 | 33kV & Below | 966.4 | 31522.09 | 1466708.24 | 1499196.73 | 0 | 0 | 0 | 966.4 | 31522.09 | 1466708.24 | 0 | Non-ISO |  | 0
MONTEBELLO SUB | 5135 | 33kV & Below | 1868.42 | 36545.95 | 414119.28 | 452533.65 | 0 | 0 | 0 | 1868.42 | 36545.95 | 414119.28 | 0 | Non-ISO |  | 0
NEWMARK SUB | 5136 | 66kV | 16471.08 | 196025.86 | 2607998.93 | 2820495.87 | 0 | 0 | 0 | 16471.08 | 196025.86 | 2607998.93 | 0 | Non-ISO |  | 0
CYBER SUB | 5137 |  | 0 | 16142.85 | 0 | 16142.85 | 0 | 0 | 0 | 0 | 16142.85 | 0 | 0 | Non-ISO |  | 0
RAMONA SUB | 5138 | 66kV | 2142.87 | 188877.12 | 1467204.42 | 1658224.41 | 0 | 0 | 0 | 2142.87 | 188877.12 | 1467204.42 | 0 | Non-ISO |  | 0
GENAMIC SUB | 5139 | 66kV | 246411.62 | 123270.47 | 2502141.42 | 2871823.51 | 0 | 0 | 0 | 246411.62 | 123270.47 | 2502141.42 | 0 | Non-ISO |  | 0
ROSEMEAD SUB | 5141 | 66kV | 12791.9 | 81570.6 | 4596962.13 | 4691324.63 | 0 | 0 | 0 | 12791.9 | 81570.6 | 4596962.13 | 0 | Non-ISO |  | 0
SAN GABRIEL SUB | 5142 | 66kV | 6711.97 | 90059.17 | 1332769.64 | 1429540.78 | 0 | 0 | 0 | 6711.97 | 90059.17 | 1332769.64 | 0 | Non-ISO |  | 0
SAN MARINO SUB | 5143 | 33kV & Below | 3835.12 | 29520.95 | 1666336.39 | 1699692.46 | 0 | 0 | 0 | 3835.12 | 29520.95 | 1666336.39 | 0 | Non-ISO |  | 0
SIERRA MADRE SUB | 5144 | 33kV & Below | 675.66 | 10231.22 | 688622.73 | 699529.61 | 0 | 0 | 0 | 675.66 | 10231.22 | 688622.73 | 0 | Non-ISO |  | 0
SANGAR SUB | 5145 | 33kV & Below | 17347.28 | 26832.49 | 768949.72 | 813129.49 | 0 | 0 | 0 | 17347.28 | 26832.49 | 768949.72 | 0 | Non-ISO |  | 0
TERRACE SUB | 5146 | 33kV & Below | 4514.24 | 43432.69 | 1633119.22 | 1681066.15 | 0 | 0 | 0 | 4514.24 | 43432.69 | 1633119.22 | 0 | Non-ISO |  | 0
PUREAIR SUB | 5147 | 66kV | 36627.13 | 2876.24 | 583834.15 | 623337.52 | 0 | 0 | 0 | 36627.13 | 2876.24 | 583834.15 | 0 | Non-ISO |  | 0
AEROJET SUB | 5148 | 66kV | 0 | 36391.62 | 418219.16 | 454610.78 | 0 | 0 | 0 | 0 | 36391.62 | 418219.16 | 0 | Non-ISO |  | 0
SO. PACIFIC SUB -PIPELINE | 5149 | 66kV | 11866.41 | 34056.24 | 455234.83 | 501157.48 | 0 | 0 | 0 | 11866.41 | 34056.24 | 455234.83 | 0 | Non-ISO |  | 0
DUARTE SUB | 5150 | 33kV & Below | 11359.86 | 30926.01 | 742845.02 | 785130.89 | 0 | 0 | 0 | 11359.86 | 30926.01 | 742845.02 | 0 | Non-ISO |  | 0
HOYTE SUB | 5151 | 33kV & Below | 8899.27 | 23105.08 | 1001630.29 | 1033634.64 | 0 | 0 | 0 | 8899.27 | 23105.08 | 1001630.29 | 0 | Non-ISO |  | 0
JOSE SUB | 5152 | 66kV | 16667.03 | 10765.53 | 309244.79 | 336677.35 | 0 | 0 | 0 | 16667.03 | 10765.53 | 309244.79 | 0 | Non-ISO |  | 0
IVAR SUB | 5153 | 33kV & Below | 4184.26 | 20950.47 | 846794.32 | 871929.05 | 0 | 0 | 0 | 4184.26 | 20950.47 | 846794.32 | 0 | Non-ISO |  | 0
PACKAGE SUB | 5154 | 66kV | 16257.29 | 23366.77 | 432417.65 | 472041.71 | 0 | 0 | 0 | 16257.29 | 23366.77 | 432417.65 | 0 | Non-ISO |  | 0
MT WILSON SUB | 5157 | 33kV & Below | 3524.48 | 14282.62 | 976504.58 | 994311.68 | 0 | 0 | 0 | 3524.48 | 14282.62 | 976504.58 | 0 | Non-ISO |  | 0
ARROYO SUB | 5158 | 66kV | 3910.28 | 1706166.91 | 8021780.29 | 9731857.48 | 0 | 0 | 0 | 3910.28 | 1706166.91 | 8021780.29 | 0 | Non-ISO |  | 0
MOBILE 1-9, 14-20 SUB | 5159 |  | 0 | 1791.91 | 102152.03 | 103943.94 | 0 | 0 | 0 | 0 | 1791.91 | 102152.03 | 0 | Non-ISO |  | 0
NIETOS SUB | 5160 | 66kV | 19315.69 | 12011.32 | 343576.63 | 374903.64 | 0 | 0 | 0 | 19315.69 | 12011.32 | 343576.63 | 0 | Non-ISO |  | 0
AMADOR SUB | 5161 | 66kV | 27985.65 | 70090.3 | 5263951.59 | 5362027.54 | 0 | 0 | 0 | 27985.65 | 70090.3 | 5263951.59 | 0 | Non-ISO |  | 0
FAIR OAKS SUB | 5162 | 33kV & Below | 9203.52 | 18974.93 | 1882303.15 | 1910481.6 | 0 | 0 | 0 | 9203.52 | 18974.93 | 1882303.15 | 0 | Non-ISO |  | 0
REPETTO SUB | 5164 | 66kV | 11399.17 | 159286.09 | 3296137.95 | 3466823.21 | 0 | 0 | 0 | 11399.17 | 159286.09 | 3296137.95 | 0 | Non-ISO |  | 0
MAYFLOWER SUB | 5167 | 33kV & Below | 12983.58 | 44226.25 | 1570860.48 | 1628070.31 | 0 | 0 | 0 | 12983.58 | 44226.25 | 1570860.48 | 0 | Non-ISO |  | 0
HARDING SUB | 5168 | 33kV & Below | 10403.42 | 15902.97 | 299685.35 | 325991.74 | 0 | 0 | 0 | 10403.42 | 15902.97 | 299685.35 | 0 | Non-ISO |  | 0
RAYMOND SUB | 5169 | 33kV & Below | 0 | 6085.49 | 31.37 | 6116.86 | 0 | 0 | 0 | 0 | 6085.49 | 31.37 | 0 | Non-ISO |  | 0
TEMPLE SUB | 5170 | 33kV & Below | 16468.7 | 27218.47 | 827586.06 | 871273.23 | 0 | 0 | 0 | 16468.7 | 27218.47 | 827586.06 | 0 | Non-ISO |  | 0
BRADBURY SUB | 5171 | 66kV | 11331.11 | 165975.35 | 5063651.92 | 5240958.38 | 0 | 0 | 0 | 11331.11 | 165975.35 | 5063651.92 | 0 | Non-ISO |  | 0
SHULTZ SUB | 5172 | 66kV | 0 | 49795.29 | 908111.41 | 957906.7 | 0 | 0 | 0 | 0 | 49795.29 | 908111.41 | 0 | Non-ISO |  | 0
SHARON SUB | 5173 | 33kV & Below | 21259.49 | 49677.19 | 869313.86 | 940250.54 | 0 | 0 | 0 | 21259.49 | 49677.19 | 869313.86 | 0 | Non-ISO |  | 0
VAIL SUB | 5175 | 66kV | 52686.68 | 174650.77 | 3554291.73 | 3781629.18 | 0 | 0 | 0 | 52686.68 | 174650.77 | 3554291.73 | 0 | Non-ISO |  | 0
KIMBALL SUBSTATION | 5176 | 66kV | 0 | 2079020.72 | 10979039.33 | 13058060.05 | 0 | 0 | 0 | 0 | 2079020.72 | 10979039.33 | 0 | Non-ISO |  | 0
KIRKWALL SUBSTATION | 5178 | 66kV | 0 | 0 | 19939.62 | 19939.62 | 0 | 0 | 0 | 0 | 0 | 19939.62 | 0 | Non-ISO |  | 0
RAVENDALE SUB | 5179 | 66kV | 20819 | 177054.57 | 5325662.44 | 5523536.01 | 0 | 0 | 0 | 20819 | 177054.57 | 5325662.44 | 0 | Non-ISO |  | 0
AIRPAC SUB | 5180 | 66kV | 829.91 | 0 | 0 | 829.91 | 0 | 0 | 0 | 829.91 | 0 | 0 | 0 | Non-ISO |  | 0
AZUSA CITY SUB | 5181 | 66kV | 0 | 29887.49 | 1939389.13 | 1969276.62 | 0 | 0 | 0 | 0 | 29887.49 | 1939389.13 | 0 | Non-ISO |  | 0
BADILLO SUB | 5182 | 33kV & Below | 4274.58 | 28372.08 | 1482169.74 | 1514816.4 | 0 | 0 | 0 | 4274.58 | 28372.08 | 1482169.74 | 0 | Non-ISO |  | 0
BASSETT SUB | 5184 | 66kV | 25036.35 | 283682.61 | 6638392.41 | 6947111.37 | 0 | 0 | 0 | 25036.35 | 283682.61 | 6638392.41 | 0 | Non-ISO |  | 0
CITRUS SUB | 5185 | 66kV | 65892.29 | 170715.38 | 3803325.09 | 4039932.76 | 0 | 0 | 0 | 65892.29 | 170715.38 | 3803325.09 | 0 | Non-ISO |  | 0
CORTEZ SUB | 5186 | 66kV | 24040.74 | 117996.96 | 6886824.58 | 7028862.28 | 0 | 0 | 0 | 24040.74 | 117996.96 | 6886824.58 | 0 | Non-ISO |  | 0
COVINA SUB | 5187 | 33kV & Below | 2658.99 | 2774899.24 | 1665182.98 | 4442741.21 | 0 | 0 | 0 | 2658.99 | 2774899.24 | 1665182.98 | 0 | Non-ISO |  | 0
DALTON SUB | 5188 | 66kV | 2385.61 | 334732.86 | 4160965.27 | 4498083.74 | 0 | 0 | 0 | 2385.61 | 334732.86 | 4160965.27 | 0 | Non-ISO |  | 0
MCA SUB | 5190 | 66kV | 27863.99 | 18821.62 | 900737.09 | 947422.7 | 0 | 0 | 0 | 27863.99 | 18821.62 | 900737.09 | 0 | Non-ISO |  | 0
INDUSTRY SUB | 5191 | 66kV | 32824.89 | 47014.13 | 3183179.02 | 3263018.04 | 0 | 0 | 0 | 32824.89 | 47014.13 | 3183179.02 | 0 | Non-ISO |  | 0
LARK ELLEN SUB | 5192 | 66kV | 72232.32 | 51027.21 | 2032239.06 | 2155498.59 | 0 | 0 | 0 | 72232.32 | 51027.21 | 2032239.06 | 0 | Non-ISO |  | 0
MERCED SUB | 5193 | 66kV | 54374.25 | 116354.96 | 2765136.29 | 2935865.5 | 0 | 0 | 0 | 54374.25 | 116354.96 | 2765136.29 | 0 | Non-ISO |  | 0
SANIGEN SUB | 5194 | 66kV | 0 | 32976.01 | 756898.21 | 789874.22 | 0 | 0 | 0 | 0 | 32976.01 | 756898.21 | 0 | Non-ISO |  | 0
PUENTE SUB | 5195 | 66kV | 1219.51 | 127235.55 | 2240340.75 | 2368795.81 | 0 | 0 | 0 | 1219.51 | 127235.55 | 2240340.75 | 0 | Non-ISO |  | 0
RAILROAD SUB | 5196 | 66kV | 64449.39 | 123660 | 4676189.42 | 4864298.81 | 0 | 0 | 0 | 64449.39 | 123660 | 4676189.42 | 0 | Non-ISO |  | 0
ALHAMBRA DIST SUB TRG FAC | 5198 |  | 0 | 30613.48 | 1965545.02 | 1996158.5 | 0 | 0 | 0 | 0 | 30613.48 | 1965545.02 | 0 | Non-ISO |  | 0
BEVERLY HILLS SUB | 5201 | 66kV | 351856.31 | 231511.46 | 8831122.97 | 9414490.74 | 0 | 0 | 0 | 351856.31 | 231511.46 | 8831122.97 | 0 | Non-ISO |  | 0
POLARIS SUB | 5202 | 66kV | 865.92 | 9530.06 | 967769.1 | 978165.08 | 0 | 0 | 0 | 865.92 | 9530.06 | 967769.1 | 0 | Non-ISO |  | 0
CULVER CITY SUB | 5204 | 66kV | 6230.46 | 200720.31 | 5606809.66 | 5813760.43 | 0 | 0 | 0 | 6230.46 | 200720.31 | 5606809.66 | 0 | Non-ISO |  | 0
DOUGLAS-EL SEGUNDO SUB | 5205 | 66kV | 0 | 21937.72 | 1087299.26 | 1109236.98 | 0 | 0 | 0 | 0 | 21937.72 | 1087299.26 | 0 | Non-ISO |  | 0
EL PORTO SUB | 5206 | 33kV & Below | 2210.52 | 14057.92 | 724964.78 | 741233.22 | 0 | 0 | 0 | 2210.52 | 14057.92 | 724964.78 | 0 | Non-ISO |  | 0
SEPULVEDA SUB | 5207 | 66kV | 8980.9 | 232610.38 | 3337528.92 | 3579120.2 | 0 | 0 | 0 | 8980.9 | 232610.38 | 3337528.92 | 0 | Non-ISO |  | 0
FAIRFAX SUB | 5208 | 66kV | 79779.01 | 253445.42 | 4536180.64 | 4869405.07 | 0 | 0 | 0 | 79779.01 | 253445.42 | 4536180.64 | 0 | Non-ISO |  | 0
DOHENY SUB | 5209 | 33kV & Below | 69464.64 | 86815.54 | 2014979.75 | 2171259.93 | 0 | 0 | 0 | 69464.64 | 86815.54 | 2014979.75 | 0 | Non-ISO |  | 0
HOWARD SUB | 5210 | 66kV | 196527.1 | 182246.45 | 2916715.45 | 3295489 | 0 | 0 | 0 | 196527.1 | 182246.45 | 2916715.45 | 0 | Non-ISO |  | 0
INGLEWOOD SUB | 5211 | 66kV | 23554.39 | 107633.86 | 3393786.73 | 3524974.98 | 0 | 0 | 0 | 23554.39 | 107633.86 | 3393786.73 | 0 | Non-ISO |  | 0
MOOG SUBSTATION | 5212 | 66kV | 0 | 30762.53 | 263477.66 | 294240.19 | 0 | 0 | 0 | 0 | 30762.53 | 263477.66 | 0 | Non-ISO |  | 0
LENNOX SUB | 5213 | 66kV | 192066.73 | 105911.93 | 1449729.07 | 1747707.73 | 0 | 0 | 0 | 192066.73 | 105911.93 | 1449729.07 | 0 | Non-ISO |  | 0
COSMIC SUB | 5214 | 66kV | 813.24 | 3447.8 | 531048.4 | 535309.44 | 0 | 0 | 0 | 813.24 | 3447.8 | 531048.4 | 0 | Non-ISO |  | 0
MADRID SUB | 5215 | 33kV & Below | 2750.13 | 31768.38 | 687577.38 | 722095.89 | 0 | 0 | 0 | 2750.13 | 31768.38 | 687577.38 | 0 | Non-ISO |  | 0
MANHATTAN SUB | 5216 | 33kV & Below | 4118.86 | 51568.43 | 838150.44 | 893837.73 | 0 | 0 | 0 | 4118.86 | 51568.43 | 838150.44 | 0 | Non-ISO |  | 0
MARINE SUB | 5217 | 66kV | 16040.33 | 206437.62 | 2628132.79 | 2850610.74 | 0 | 0 | 0 | 16040.33 | 206437.62 | 2628132.79 | 0 | Non-ISO |  | 0
MONETA SUB | 5218 | 33kV & Below | 2806.41 | 15598.38 | 1064635.46 | 1083040.25 | 0 | 0 | 0 | 2806.41 | 15598.38 | 1064635.46 | 0 | Non-ISO |  | 0
MORNINGSIDE SUB | 5219 | 33kV & Below | 18301.96 | 25163.19 | 823414.6 | 866879.75 | 0 | 0 | 0 | 18301.96 | 25163.19 | 823414.6 | 0 | Non-ISO |  | 0
HUGHTRON SUB | 5220 | 66kV | 0 | 1880.38 | 337972.94 | 339853.32 | 0 | 0 | 0 | 0 | 1880.38 | 337972.94 | 0 | Non-ISO |  | 0
OCEAN PARK SUB | 5221 | 33kV & Below | 31028.36 | 32768.21 | 668998.22 | 732794.79 | 0 | 0 | 0 | 31028.36 | 32768.21 | 668998.22 | 0 | Non-ISO |  | 0
OLYMPIC SUB | 5222 | 33kV & Below | 13086.61 | 77919.36 | 1065861.13 | 1156867.1 | 0 | 0 | 0 | 13086.61 | 77919.36 | 1065861.13 | 0 | Non-ISO |  | 0
PALOS VERDES SUB | 5223 | 33kV & Below | 5882.53 | 52508.92 | 579684.68 | 638076.13 | 0 | 0 | 0 | 5882.53 | 52508.92 | 579684.68 | 0 | Non-ISO |  | 0
PEARL SUB | 5224 | 33kV & Below | 7677.73 | 89082.37 | 795909.57 | 892669.67 | 0 | 0 | 0 | 7677.73 | 89082.37 | 795909.57 | 0 | Non-ISO |  | 0
PERRY SUB | 5225 | 33kV & Below | 2931.02 | 44526.47 | 1339281.27 | 1386738.76 | 0 | 0 | 0 | 2931.02 | 44526.47 | 1339281.27 | 0 | Non-ISO |  | 0
BRIGHTON SUB | 5226 | 66kV | 77687.13 | 126864.89 | 1906597.16 | 2111149.18 | 0 | 0 | 0 | 77687.13 | 126864.89 | 1906597.16 | 0 | Non-ISO |  | 0
REDONDO SUB | 5227 | 33kV & Below | 5704.56 | 16873.9 | 1919811.55 | 1942390.01 | 0 | 0 | 0 | 5704.56 | 16873.9 | 1919811.55 | 0 | Non-ISO |  | 0
ROSECRANS SUB | 5228 | 66kV | 4955.71 | 30610.72 | 3351505.01 | 3387071.44 | 0 | 0 | 0 | 4955.71 | 30610.72 | 3351505.01 | 0 | Non-ISO |  | 0
MOBILOIL SUB | 5229 | 66kV | 11577.95 | 152120.35 | 13385727.87 | 13549426.17 | 0 | 0 | 0 | 11577.95 | 152120.35 | 13385727.87 | 0 | Non-ISO |  | 0
SAN VINCENTE SUB | 5230 | 33kV & Below | 19082.03 | 96050.22 | 726239.67 | 841371.92 | 0 | 0 | 0 | 19082.03 | 96050.22 | 726239.67 | 0 | Non-ISO |  | 0
SANTA MONICA SUB | 5231 | 66kV | 19461.74 | 414761.1 | 10747119.02 | 11181341.86 | 0 | 0 | 0 | 19461.74 | 414761.1 | 10747119.02 | 0 | Non-ISO |  | 0
VICTORIA SUB | 5232 | 66kV | 12335.79 | 191040.29 | 1477775.32 | 1681151.4 | 0 | 0 | 0 | 12335.79 | 191040.29 | 1477775.32 | 0 | Non-ISO |  | 0
WALTERIA SUB | 5233 | 66kV | 37068.98 | 176172.15 | 3922650.06 | 4135891.19 | 0 | 0 | 0 | 37068.98 | 176172.15 | 3922650.06 | 0 | Non-ISO |  | 0
WINDSOR HILLS SUB | 5235 | 66kV | 199473.11 | 437813.31 | 1793386.76 | 2430673.18 | 0 | 0 | 0 | 199473.11 | 437813.31 | 1793386.76 | 0 | Non-ISO |  | 0
VALDEZ SUB | 5236 | 66kV | 160109.14 | 203954.8 | 7537830.76 | 7901894.7 | 0 | 0 | 0 | 160109.14 | 203954.8 | 7537830.76 | 0 | Non-ISO |  | 0
LAWNDALE SUB | 5238 | 33kV & Below | 3685.64 | 62778.24 | 325874.53 | 392338.41 | 0 | 0 | 0 | 3685.64 | 62778.24 | 325874.53 | 0 | Non-ISO |  | 0
CRATER SUB | 5239 | 66kV | 7593.47 | 76399.35 | 3974922.02 | 4058914.84 | 0 | 0 | 0 | 7593.47 | 76399.35 | 3974922.02 | 0 | Non-ISO |  | 0
RINDGE SUB | 5240 | 33kV & Below | 2084.22 | 19932.79 | 387111.57 | 409128.58 | 0 | 0 | 0 | 2084.22 | 19932.79 | 387111.57 | 0 | Non-ISO |  | 0
YUKON SUB | 5241 | 66kV | 29664.69 | 100348.37 | 4112932.33 | 4242945.39 | 0 | 0 | 0 | 29664.69 | 100348.37 | 4112932.33 | 0 | Non-ISO |  | 0
COLORADO SUB | 5242 | 66kV | 19578.45 | 225531.95 | 10658119.63 | 10903230.03 | 0 | 0 | 0 | 19578.45 | 225531.95 | 10658119.63 | 0 | Non-ISO |  | 0
TOPANGA SUB | 5243 | 33kV & Below | 5013.6 | 373078.6 | 225908.55 | 604000.75 | 0 | 0 | 0 | 5013.6 | 373078.6 | 225908.55 | 0 | Non-ISO |  | 0
FLETON SUB | 5244 | 33kV & Below | 132571.04 | 125625.59 | 3406126.39 | 3664323.02 | 0 | 0 | 0 | 132571.04 | 125625.59 | 3406126.39 | 0 | Non-ISO |  | 0
BEDFORD SUB | 5245 | 33kV & Below | 41627.55 | 260386.68 | 1423079.55 | 1725093.78 | 0 | 0 | 0 | 41627.55 | 260386.68 | 1423079.55 | 0 | Non-ISO |  | 0
DITMAR SUB | 5246 | 66kV | 229538.22 | 167139.61 | 2931543.75 | 3328221.58 | 0 | 0 | 0 | 229538.22 | 167139.61 | 2931543.75 | 0 | Non-ISO |  | 0
HUGHESAIR SUB | 5248 | 66kV | 0 | 14306.94 | 1677792.48 | 1692099.42 | 0 | 0 | 0 | 0 | 14306.94 | 1677792.48 | 0 | Non-ISO |  | 0
ZUMA SUB | 5249 | 33kV & Below | 5207.97 | 31441.19 | 142979.26 | 179628.42 | 0 | 0 | 0 | 5207.97 | 31441.19 | 142979.26 | 0 | Non-ISO |  | 0
SAWTELLE SUB | 5250 | 66kV | 0 | 153083.25 | 1063647.18 | 1216730.43 | 0 | 0 | 0 | 0 | 153083.25 | 1063647.18 | 0 | Non-ISO |  | 0
RALPHS SUB | 5251 | 66kV | 0 | 8601.03 | 46931.74 | 55532.77 | 0 | 0 | 0 | 0 | 8601.03 | 46931.74 | 0 | Non-ISO |  | 0
ROLLING HILLS SUB | 5252 | 66kV | 27101.16 | 72219.69 | 3187716.95 | 3287037.8 | 0 | 0 | 0 | 27101.16 | 72219.69 | 3187716.95 | 0 | Non-ISO |  | 0
TRISONIC SUB | 5253 | 66kV | 70.82 | 8765.45 | 0 | 8836.27 | 0 | 0 | 0 | 70.82 | 8765.45 | 0 | 0 | Non-ISO |  | 0
HAVEDA SUB | 5254 | 33kV & Below | 7977.84 | 35897.22 | 304684.15 | 348559.21 | 0 | 0 | 0 | 7977.84 | 35897.22 | 304684.15 | 0 | Non-ISO |  | 0
LUNADA SUB | 5255 | 33kV & Below | 4827.04 | 37371.56 | 863412.29 | 905610.89 | 0 | 0 | 0 | 4827.04 | 37371.56 | 863412.29 | 0 | Non-ISO |  | 0
AMCO SUB | 5256 | 66kV | 0 | 12216.63 | 906076.59 | 918293.22 | 0 | 0 | 0 | 0 | 12216.63 | 906076.59 | 0 | Non-ISO |  | 0
BRIDGE SUB | 5257 | 66kV | 23157.36 | 27836.71 | 568284.82 | 619278.89 | 0 | 0 | 0 | 23157.36 | 27836.71 | 568284.82 | 0 | Non-ISO |  | 0
SHELLINE | 5258 | 66kV | 830.53 | 8054.3 | 44837.23 | 53722.06 | 0 | 0 | 0 | 830.53 | 8054.3 | 44837.23 | 0 | Non-ISO |  | 0
STIRRUP SUB | 5259 | 33kV & Below | 15342.4 | 59570.68 | 898560.06 | 973473.14 | 0 | 0 | 0 | 15342.4 | 59570.68 | 898560.06 | 0 | Non-ISO |  | 0
COLOSSUS SUB | 5260 | 66kV | 0 | 35948.76 | 932643.05 | 968591.81 | 0 | 0 | 0 | 0 | 35948.76 | 932643.05 | 0 | Non-ISO |  | 0
LOSULFUR SUB | 5261 | 66kV | 0 | 7488.34 | 1081851.93 | 1089340.27 | 0 | 0 | 0 | 0 | 7488.34 | 1081851.93 | 0 | Non-ISO |  | 0
ARCO SUBSTATION | 5262 | 66kV | 0 | 20329.46 | 393617.48 | 413946.94 | 0 | 0 | 0 | 0 | 20329.46 | 393617.48 | 0 | Non-ISO |  | 0
THERMAL SUB | 5263 | 66kV | 712.25 | 0 | 0 | 712.25 | 0 | 0 | 0 | 712.25 | 0 | 0 | 0 | Non-ISO |  | 0
CREST SUB | 5264 | 66kV | 85247.91 | 165473.96 | 3071210.47 | 3321932.34 | 0 | 0 | 0 | 85247.91 | 165473.96 | 3071210.47 | 0 | Non-ISO |  | 0
REFINERY SUB | 5265 | 66kV | 0 | 12888.17 | 551432.17 | 564320.34 | 0 | 0 | 0 | 0 | 12888.17 | 551432.17 | 0 | Non-ISO |  | 0
BLUFF COVE SUB | 5266 | 33kV & Below | 17786.36 | 45139.65 | 473465.32 | 536391.33 | 0 | 0 | 0 | 17786.36 | 45139.65 | 473465.32 | 0 | Non-ISO |  | 0
SPACE SUB | 5267 | 66kV | 1458.57 | 10369.05 | 683440.94 | 695268.56 | 0 | 0 | 0 | 1458.57 | 10369.05 | 683440.94 | 0 | Non-ISO |  | 0
TOPAZ SUB | 5268 | 66kV | 11437.98 | 24044.14 | 1016393.13 | 1051875.25 | 0 | 0 | 0 | 11437.98 | 24044.14 | 1016393.13 | 0 | Non-ISO |  | 0
TORRANCE SUB | 5269 | 66kV | 63292.34 | 136964.93 | 3369108.77 | 3569366.04 | 0 | 0 | 0 | 63292.34 | 136964.93 | 3369108.77 | 0 | Non-ISO |  | 0
CORNER SUB | 5270 | 66kV | 0 | 1826.38 | 104324.97 | 106151.35 | 0 | 0 | 0 | 0 | 1826.38 | 104324.97 | 0 | Non-ISO |  | 0
TAHITI SUB | 5271 | 66kV | 0 | 151724.89 | 1611562.05 | 1763286.94 | 0 | 0 | 0 | 0 | 151724.89 | 1611562.05 | 0 | Non-ISO |  | 0
LATIGO SUB | 5272 | 66kV | 36792.36 | 211789.39 | 2184462.05 | 2433043.8 | 0 | 0 | 0 | 36792.36 | 211789.39 | 2184462.05 | 0 | Non-ISO |  | 0
STANHILL SUB | 5273 | 66kV | 0 | 3969.5 | 1096286.42 | 1100255.92 | 0 | 0 | 0 | 0 | 3969.5 | 1096286.42 | 0 | Non-ISO |  | 0
GALAXY SUB | 5274 | 66kV | 142.91 | 8838.35 | 915294.29 | 924275.55 | 0 | 0 | 0 | 142.91 | 8838.35 | 915294.29 | 0 | Non-ISO |  | 0
MARYMOUNT SUB | 5275 | 66kV | 87320.33 | 529136.82 | 1218435.41 | 1834892.56 | 0 | 0 | 0 | 87320.33 | 529136.82 | 1218435.41 | 0 | Non-ISO |  | 0
AIRCHEM SUB | 5276 | 66kV | 1828.6 | 6948.38 | 524458.89 | 533235.87 | 0 | 0 | 0 | 1828.6 | 6948.38 | 524458.89 | 0 | Non-ISO |  | 0
TAPIA SUB | 5277 | 66kV | 4987.68 | 455495.92 | 2455023.17 | 2915506.77 | 0 | 0 | 0 | 4987.68 | 455495.92 | 2455023.17 | 0 | Non-ISO |  | 0
WESTHILL SUB | 5278 | 66kV | 2246.68 | 6418.94 | 905116.83 | 913782.45 | 0 | 0 | 0 | 2246.68 | 6418.94 | 905116.83 | 0 | Non-ISO |  | 0
VARWIND SUB | 5279 | 66kV | 0 | 122667.46 | 3247629.1 | 3370296.56 | 0 | 0 | 0 | 0 | 122667.46 | 3247629.1 | 0 | Non-ISO |  | 0
GATX SUB | 5280 | 66kV | 0 | 5013.89 | 154037.78 | 159051.67 | 0 | 0 | 0 | 0 | 5013.89 | 154037.78 | 0 | Non-ISO |  | 0
CARBOGEN SUB | 5281 | 66kV | 0 | 6901.44 | 1818711.06 | 1825612.5 | 0 | 0 | 0 | 0 | 6901.44 | 1818711.06 | 0 | Non-ISO |  | 0
PALOGEN SUB | 5282 | 66kV | 0 | 6841.48 | 706438.14 | 713279.62 | 0 | 0 | 0 | 0 | 6841.48 | 706438.14 | 0 | Non-ISO |  | 0
CHEVGEN SUB | 5283 | 66kV | 0 | 80962.14 | 6365590.16 | 6446552.3 | 0 | 0 | 0 | 0 | 80962.14 | 6365590.16 | 0 | Non-ISO |  | 0
XEROX SUBSTATION | 5284 | 66kV | 6306.66 | 18519 | 815058.23 | 839883.89 | 0 | 0 | 0 | 6306.66 | 18519 | 815058.23 | 0 | Non-ISO |  | 0
RALPHS SUB (COMPTON) | 5285 |  | 13452.78 | 14674.13 | 586074.67 | 614201.58 | 0 | 0 | 0 | 13452.78 | 14674.13 | 586074.67 | 0 | Non-ISO |  | 0
TOYOTA SUB | 5286 | 66kV | 37269.96 | 37097.65 | 535710.17 | 610077.78 | 0 | 0 | 0 | 37269.96 | 37097.65 | 535710.17 | 0 | Non-ISO |  | 0
SONY SUBSTATION | 5287 | 66kV | 0 | 30820.73 | 461399.02 | 492219.75 | 0 | 0 | 0 | 0 | 30820.73 | 461399.02 | 0 | Non-ISO |  | 0
SHRED SUBSTATION | 5288 | 66kV | 0 | 0 | 289179.46 | 289179.46 | 0 | 0 | 0 | 0 | 0 | 289179.46 | 0 | Non-ISO |  | 0
TIDELANDS SUBSTATION | 5289 | 66kV | 0 | 14979.88 | 450803.35 | 465783.23 | 0 | 0 | 0 | 0 | 14979.88 | 450803.35 | 0 | Non-ISO |  | 0
HANJIN SUBSTATION | 5290 | 66kV | 0 | 2755.73 | 699220.49 | 701976.22 | 0 | 0 | 0 | 0 | 2755.73 | 699220.49 | 0 | Non-ISO |  | 0
WASTEWATER SUBSTATION | 5291 | 66kV | 0 | 39508.25 | 455559.37 | 495067.62 | 0 | 0 | 0 | 0 | 39508.25 | 455559.37 | 0 | Non-ISO |  | 0
AIRPRO SUBSTATION | 5292 | 66kV | 0 | 11463.86 | 1007839.68 | 1019303.54 | 0 | 0 | 0 | 0 | 11463.86 | 1007839.68 | 0 | Non-ISO |  | 0
DEL MAR SUBSTATION | 5293 | 66kV | 0 | 43270.93 | 2038678.37 | 2081949.3 | 0 | 0 | 0 | 0 | 43270.93 | 2038678.37 | 0 | Non-ISO |  | 0
MAGMAGEN SUBSTATION | 5294 | 66kV | 0 | 0 | 57526.04 | 57526.04 | 0 | 0 | 0 | 0 | 0 | 57526.04 | 0 | Non-ISO |  | 0
CHEVCENTRAL SUB | 5295 | 66kV | 0 | 223137.51 | 5153240.67 | 5376378.18 | 0 | 0 | 0 | 0 | 223137.51 | 5153240.67 | 0 | Non-ISO |  | 0
APL SUBSTATION | 5296 | 66kV | 0 | 22124.05 | 956248.81 | 978372.86 | 0 | 0 | 0 | 0 | 22124.05 | 956248.81 | 0 | Non-ISO |  | 0
KIWI SUBSTATION | 5298 | 66kV | 0 | 377.66 | 174397.37 | 174775.03 | 0 | 0 | 0 | 0 | 377.66 | 174397.37 | 0 | Non-ISO |  | 0
NORTHERN DIVISION | 5300 | DIVISION OFFICES & MISCELLANEOUS | 0 | 0 | 598866.81 | 598866.81 | 0 | 0 | 0 | 0 | 0 | 598866.81 | 0 | Non-ISO |  | 0
PITMAN SUB | 5301 | 33kV & Below | 0 | 701347.69 | 2763503.52 | 3464851.21 | 0 | 0 | 0 | 0 | 701347.69 | 2763503.52 | 0 | Non-ISO |  | 0
BIG CREEK 2 | 5302 | 220kV | 0 | 6754.47 | 82537.84 | 89292.31 | 0 | 0 | 0 | 0 | 6754.47 | 82537.84 | 0 | Non-ISO |  | 0
BLISS SUB | 5303 | 66kV | 532.66 | 418072.34 | 10966560.16 | 11385165.16 | 0 | 0 | 0 | 532.66 | 418072.34 | 10966560.16 | 0 | Non-ISO |  | 0
BROWNING SUB | 5304 | 66kV | 1931.43 | 14487.85 | 597003.02 | 613422.3 | 0 | 0 | 0 | 1931.43 | 14487.85 | 597003.02 | 0 | Non-ISO |  | 0
DELANO SUB | 5305 | 66kV | 646.51 | 33491.81 | 5139318.08 | 5173456.4 | 0 | 0 | 0 | 646.51 | 33491.81 | 5139318.08 | 0 | Non-ISO |  | 0
EARLIMART SUB | 5306 | 66kV | 17.46 | 260586.98 | 4054094.6 | 4314699.04 | 0 | 0 | 0 | 17.46 | 260586.98 | 4054094.6 | 0 | Non-ISO |  | 0
EXETER SUB | 5307 | 33kV & Below | 2428.45 | 19685.06 | 163830.12 | 185943.63 | 0 | 0 | 0 | 2428.45 | 19685.06 | 163830.12 | 0 | Non-ISO |  | 0
GLENNVILLE SUB | 5308 | 66kV | 0 | 36583.22 | 740349.56 | 776932.78 | 0 | 0 | 0 | 0 | 36583.22 | 740349.56 | 0 | Non-ISO |  | 0
GOSHEN SUB | 5309 | 66kV | 1398.21 | 52091.7 | 3045688.06 | 3099177.97 | 0 | 0 | 0 | 1398.21 | 52091.7 | 3045688.06 | 0 | Non-ISO |  | 0
HANFORD SUB | 5310 | 66kV | 45306.58 | 578216.12 | 13324884.27 | 13948406.97 | 0 | 0 | 0 | 45306.58 | 578216.12 | 13324884.27 | 0 | Non-ISO |  | 0
HAVILAH SUB | 5311 | 66kV | 9406.38 | 14611.33 | 114183.08 | 138200.79 | 0 | 0 | 0 | 9406.38 | 14611.33 | 114183.08 | 0 | Non-ISO |  | 0
LIBERTY SUB | 5312 | 66kV | 8311.15 | 381950.49 | 8542549.79 | 8932811.43 | 0 | 0 | 0 | 8311.15 | 381950.49 | 8542549.79 | 0 | Non-ISO |  | 0
ELCANS SUB | 5313 | 66kV | 0 | 5323.65 | 274662.44 | 279986.09 | 0 | 0 | 0 | 0 | 5323.65 | 274662.44 | 0 | Non-ISO |  | 0
LAUREL SUB | 5315 | 66kV | 601.43 | 9326.11 | 1428146.5 | 1438074.04 | 0 | 0 | 0 | 601.43 | 9326.11 | 1428146.5 | 0 | Non-ISO |  | 0
LEMON COVE SUB | 5316 | 66kV | 2554.34 | 7357.9 | 333257.92 | 343170.16 | 0 | 0 | 0 | 2554.34 | 7357.9 | 333257.92 | 0 | Non-ISO |  | 0
LINDSAY SUB | 5317 | 66kV | 4388.67 | 179742.66 | 3727604.61 | 3911735.94 | 0 | 0 | 0 | 4388.67 | 179742.66 | 3727604.61 | 0 | Non-ISO |  | 0
LORAINE SUB | 5318 | 66kV | 0 | 6319.26 | 850693.31 | 857012.57 | 0 | 0 | 0 | 0 | 6319.26 | 850693.31 | 0 | Non-ISO |  | 0
MARIPOSA SUB | 5319 | 66kV | 2251.48 | 15885.64 | 536706.74 | 554843.86 | 0 | 0 | 0 | 2251.48 | 15885.64 | 536706.74 | 0 | Non-ISO |  | 0
OCTOL SUB | 5320 | 66kV | 1554.23 | 83137.54 | 5400520.8 | 5485212.57 | 0 | 0 | 0 | 1554.23 | 83137.54 | 5400520.8 | 0 | Non-ISO |  | 0
PIXLEY SUB | 5321 | 66kV | 1249.61 | 260101.68 | 8269895.32 | 8531246.61 | 0 | 0 | 0 | 1249.61 | 260101.68 | 8269895.32 | 0 | Non-ISO |  | 0
POPLAR SUB | 5322 | 66kV | 710.67 | 277840.62 | 3322056.59 | 3600607.88 | 0 | 0 | 0 | 710.67 | 277840.62 | 3322056.59 | 0 | Non-ISO |  | 0
PORTERVILLE SUB | 5323 | 66kV | 2929.65 | 260258.23 | 8163277.75 | 8426465.63 | 0 | 0 | 0 | 2929.65 | 260258.23 | 8163277.75 | 0 | Non-ISO |  | 0
ULTRAGEN SUB | 5324 | 66kV | 32745.94 | 27723.05 | 568653.08 | 629122.07 | 0 | 0 | 0 | 32745.94 | 27723.05 | 568653.08 | 0 | Non-ISO |  | 0
STRATHMORE SUB | 5325 | 66kV | 2536.8 | 58015.34 | 2194284.72 | 2254836.86 | 0 | 0 | 0 | 2536.8 | 58015.34 | 2194284.72 | 0 | Non-ISO |  | 0
TERRA BELLA SUB | 5326 | 66kV | 300 | 57465.64 | 752920.73 | 810686.37 | 0 | 0 | 0 | 300 | 57465.64 | 752920.73 | 0 | Non-ISO |  | 0
TIPTON SUB | 5327 | 66kV | 501.2 | 628390.9 | 9504768.6 | 10133660.7 | 0 | 0 | 0 | 501.2 | 628390.9 | 9504768.6 | 0 | Non-ISO |  | 0
TULARE SUB | 5328 | 66kV | 3522.48 | 297450.8 | 11289391.6 | 11590364.88 | 0 | 0 | 0 | 3522.48 | 297450.8 | 11289391.6 | 0 | Non-ISO |  | 0
VENICE HILL SUB | 5329 | 66kV | 14777.48 | 174852.81 | 3711456.93 | 3901087.22 | 0 | 0 | 0 | 14777.48 | 174852.81 | 3711456.93 | 0 | Non-ISO |  | 0
VENIDA SUB | 5330 | 66kV | 1683.31 | 906542.17 | 7621026.07 | 8529251.55 | 0 | 0 | 0 | 1683.31 | 906542.17 | 7621026.07 | 0 | Non-ISO |  | 0
VISALIA SUB | 5331 | 66kV | 198.32 | 86689.05 | 4662295.36 | 4749182.73 | 0 | 0 | 0 | 198.32 | 86689.05 | 4662295.36 | 0 | Non-ISO |  | 0
WALKERBASIN SUB | 5332 | 66kV | 0 | 37942.9 | 116859.74 | 154802.64 | 0 | 0 | 0 | 0 | 37942.9 | 116859.74 | 0 | Non-ISO |  | 0
WOODVILLE SUB | 5333 | 66kV | 200 | 12065.74 | 2055917.65 | 2068183.39 | 0 | 0 | 0 | 200 | 12065.74 | 2055917.65 | 0 | Non-ISO |  | 0
KAWGEN SUB | 5334 | 66kV | 0 | 5505.59 | 16154.03 | 21659.62 | 0 | 0 | 0 | 0 | 5505.59 | 16154.03 | 0 | Non-ISO |  | 0
LOUIS RICH | 5335 | 66kV | 0 | 7049.14 | 264955.34 | 272004.48 | 0 | 0 | 0 | 0 | 7049.14 | 264955.34 | 0 | Non-ISO |  | 0
COLUMBINE SUB | 5336 | 66kV | 3281.25 | 2990.91 | 142719.45 | 148991.61 | 0 | 0 | 0 | 3281.25 | 2990.91 | 142719.45 | 0 | Non-ISO |  | 0
OAK GROVE SUB | 5337 | 66kV | 1487.57 | 409161.95 | 5377252.99 | 5787902.51 | 0 | 0 | 0 | 1487.57 | 409161.95 | 5377252.99 | 0 | Non-ISO |  | 0
MOONEY SUB | 5338 | 33kV & Below | 1834.42 | 30713.7 | 228864.45 | 261412.57 | 0 | 0 | 0 | 1834.42 | 30713.7 | 228864.45 | 0 | Non-ISO |  | 0
GREENHORN SUB | 5339 | 66kV | 727 | 12872.44 | 55839.71 | 69439.15 | 0 | 0 | 0 | 727 | 12872.44 | 55839.71 | 0 | Non-ISO |  | 0
DIVISADERO SUB | 5340 | 33kV & Below | 2309.2 | 37082.81 | 132042.2 | 171434.21 | 0 | 0 | 0 | 2309.2 | 37082.81 | 132042.2 | 0 | Non-ISO |  | 0
GRANGEVILLE SUB | 5342 | 33kV & Below | 1318.16 | 9220.99 | 129113.52 | 139652.67 | 0 | 0 | 0 | 1318.16 | 9220.99 | 129113.52 | 0 | Non-ISO |  | 0
QUINN SUB | 5343 | 66kV | 5351.53 | 6113.7 | 302022.55 | 313487.78 | 0 | 0 | 0 | 5351.53 | 6113.7 | 302022.55 | 0 | Non-ISO |  | 0
WOODLAKE SUB | 5344 | 33kV & Below | 5747.65 | 3591.09 | 78468.59 | 87807.33 | 0 | 0 | 0 | 5747.65 | 3591.09 | 78468.59 | 0 | Non-ISO |  | 0
CAPTIVE SUB | 5345 | 66kV | 10241.22 | 17810.62 | 454960.78 | 483012.62 | 0 | 0 | 0 | 10241.22 | 17810.62 | 454960.78 | 0 | Non-ISO |  | 0
CHATHAM SUB | 5346 | 66kV | 1846.39 | 14556.32 | 531009.74 | 547412.45 | 0 | 0 | 0 | 1846.39 | 14556.32 | 531009.74 | 0 | Non-ISO |  | 0
ISABELLA SUB | 5347 | 66kV | 4658.6 | 17460.62 | 679489.28 | 701608.5 | 0 | 0 | 0 | 4658.6 | 17460.62 | 679489.28 | 0 | Non-ISO |  | 0
WHEATLAND SUB | 5348 | 66kV | 1738.77 | 16676.45 | 1064892.67 | 1083307.89 | 0 | 0 | 0 | 1738.77 | 16676.45 | 1064892.67 | 0 | Non-ISO |  | 0
THREE RIVERS SUB | 5350 | 66kV | 2788.23 | 40519.31 | 403610.15 | 446917.69 | 0 | 0 | 0 | 2788.23 | 40519.31 | 403610.15 | 0 | Non-ISO |  | 0
BOXWOOD SUB | 5351 | 66kV | 6973.4 | 34506.62 | 628548.55 | 670028.57 | 0 | 0 | 0 | 6973.4 | 34506.62 | 628548.55 | 0 | Non-ISO |  | 0
LINE CREEK SUB | 5352 | 33kV & Below | 0 | 4794.12 | 233784.96 | 238579.08 | 0 | 0 | 0 | 0 | 4794.12 | 233784.96 | 0 | Non-ISO |  | 0
WELDON SUB | 5353 | 66kV | 7155.5 | 25622.08 | 871253.77 | 904031.35 | 0 | 0 | 0 | 7155.5 | 25622.08 | 871253.77 | 0 | Non-ISO |  | 0
KERNVILLE SUB | 5356 | 66kV | 0 | 362250.79 | 1655699.08 | 2017949.87 | 0 | 0 | 0 | 0 | 362250.79 | 1655699.08 | 0 | Non-ISO |  | 0
CUMMINGS SUB | 5357 | 66kV | 678.89 | 12925.8 | 1172975.28 | 1186579.97 | 0 | 0 | 0 | 678.89 | 12925.8 | 1172975.28 | 0 | Non-ISO |  | 1 | EKWRA
MONOLITH SUB | 5358 | 66kV | 295.7 | 640438.55 | 8271511.78 | 8912246.03 | 0 | 0 | 0 | 295.7 | 640438.55 | 8271511.78 | 0 | Non-ISO |  | 1 | EKWRA
BREEZE SUB | 5360 | 66kV | 43083.57 | 1482.22 | 2603967.07 | 2648532.86 | 0 | 0 | 0 | 43083.57 | 1482.22 | 2603967.07 | 0 | Non-ISO |  | 0
PANDOL SUB | 5361 | 66kV | 12560.53 | 16137.58 | 737610.27 | 766308.38 | 0 | 0 | 0 | 12560.53 | 16137.58 | 737610.27 | 0 | Non-ISO |  | 0
LANPRI SUB | 5362 | 66kV | 3467.74 | 13192.74 | 43671.84 | 60332.32 | 0 | 0 | 0 | 3467.74 | 13192.74 | 43671.84 | 0 | Non-ISO |  | 0
VIRGIN SUB | 5363 | 66kV | 35760.45 | 0 | 319855.36 | 355615.81 | 0 | 0 | 0 | 35760.45 | 0 | 319855.36 | 0 | Non-ISO |  | 0
DESAL SUB | 5366 | 66kV | 0 | 30744.12 | 346029.92 | 376774.04 | 0 | 0 | 0 | 0 | 30744.12 | 346029.92 | 0 | Non-ISO |  | 0
ARCO SUB | 5368 | 66kV | 39443.04 | 87535.85 | 601357.89 | 728336.78 | 0 | 0 | 0 | 39443.04 | 87535.85 | 601357.89 | 0 | Non-ISO |  | 0
ELLWOOD SUB | 5369 | 66kV | 0 | 0 | 162821.85 | 162821.85 | 0 | 0 | 0 | 0 | 0 | 162821.85 | 0 | Non-ISO |  | 0
DAIRY SUB | 5370 | 66kV | 6241.06 | 20596.02 | 552743.07 | 579580.15 | 0 | 0 | 0 | 6241.06 | 20596.02 | 552743.07 | 0 | Non-ISO |  | 0
LEHMAN SUB | 5371 | 66kV | 0 | 10138.09 | 292628.34 | 302766.43 | 0 | 0 | 0 | 0 | 10138.09 | 292628.34 | 0 | Non-ISO |  | 0
CAPITAN SUB | 5372 | 66kV | 36251.52 | 19027.91 | 2204413.55 | 2259692.98 | 0 | 0 | 0 | 36251.52 | 19027.91 | 2204413.55 | 0 | Non-ISO |  | 0
PROTEIN SUBSTATION | 5373 | 66kV | 0 | 62485.08 | 1036759.71 | 1099244.79 | 0 | 0 | 0 | 0 | 62485.08 | 1036759.71 | 0 | Non-ISO |  | 0
RIVERWAY SUB | 5374 | 66kV | 0 | 499193.56 | 11262479.24 | 11761672.8 | 0 | 0 | 0 | 0 | 499193.56 | 11262479.24 | 0 | Non-ISO |  | 0
N/E T/S DIV-VARIOUS SUB | 5400 | 66kV | 0 | 0 | 6671.15 | 6671.15 | 0 | 0 | 0 | 0 | 0 | 6671.15 | 0 | Non-ISO |  | 0
MISSILE SUB(POINT MOGU) | 5401 | 66kV | 0 | 35896.4 | 577017.87 | 612914.27 | 0 | 0 | 0 | 0 | 35896.4 | 577017.87 | 0 | Non-ISO |  | 0
ZOND WIND SUB | 5402 | 66kV | 0 | 3673.62 | 214229.26 | 217902.88 | 0 | 0 | 0 | 0 | 3673.62 | 214229.26 | 0 | Non-ISO |  | 0
CALWIND SUB | 5404 | 66kV | 0 | 0 | 6798.8 | 6798.8 | 0 | 0 | 0 | 0 | 0 | 6798.8 | 0 | Non-ISO |  | 0
CANWIND SUB | 5405 | 66kV | 0 | 0 | 304629 | 304629 | 0 | 0 | 0 | 0 | 0 | 304629 | 0 | Non-ISO |  | 0
ENWIND SUB | 5406 | 66kV | 0 | 0 | 297941.99 | 297941.99 | 0 | 0 | 0 | 0 | 0 | 297941.99 | 0 | Non-ISO |  | 0
MORWIND SUB | 5409 | 66kV | 0 | 0 | 40622.77 | 40622.77 | 0 | 0 | 0 | 0 | 0 | 40622.77 | 0 | Non-ISO |  | 0
FLOWIND SUB | 5410 | 66kV | 50341.71 | 0 | 480651.14 | 530992.85 | 0 | 0 | 0 | 50341.71 | 0 | 480651.14 | 0 | Non-ISO |  | 0
ARBWIND SUB | 5411 | 66kV | 0 | 0 | 87286.99 | 87286.99 | 0 | 0 | 0 | 0 | 0 | 87286.99 | 0 | Non-ISO |  | 0
SILVER PEAK SUB | 5412 | 66kV | 0 | 0 | 61463.03 | 61463.03 | 0 | 0 | 0 | 0 | 0 | 61463.03 | 0 | Non-ISO |  | 0
DUTCHWIND SUB | 5414 | 66kV | 0 | 6121.65 | 179336.02 | 185457.67 | 0 | 0 | 0 | 0 | 6121.65 | 179336.02 | 0 | Non-ISO |  | 0
OAKWIND SUB | 5415 | 66kV | 0 | 0 | 109689.36 | 109689.36 | 0 | 0 | 0 | 0 | 0 | 109689.36 | 0 | Non-ISO |  | 0
SOUTHWIND SUB | 5423 | 66kV | 72874.68 | 113162.13 | 270481.93 | 456518.74 | 0 | 0 | 0 | 72874.68 | 113162.13 | 270481.93 | 0 | Non-ISO |  | 0
MIDWIND SUB | 5424 | 66kV | 65767.76 | 14917.46 | 555575.36 | 636260.58 | 0 | 0 | 0 | 65767.76 | 14917.46 | 555575.36 | 0 | Non-ISO |  | 0
ZEEWIND SUB | 5425 | 66kV | 0 | 167.77 | 32190.71 | 32358.48 | 0 | 0 | 0 | 0 | 167.77 | 32190.71 | 0 | Non-ISO |  | 0
WRIGHTWOOD SUB | 5461 | 33kV & Below | 27650.47 | 235219.75 | 4116340.25 | 4379210.47 | 0 | 0 | 0 | 27650.47 | 235219.75 | 4116340.25 | 0 | Non-ISO |  | 0
TORTOISE SUB | 5462 | 66kV | 0 | 0 | 421286.76 | 421286.76 | 0 | 0 | 0 | 0 | 0 | 421286.76 | 0 | Non-ISO |  | 0
RITEAID SUBSTATION | 5463 | 66kV | 0 | 9498.41 | 592343.71 | 601842.12 | 0 | 0 | 0 | 0 | 9498.41 | 592343.71 | 0 | Non-ISO |  | 0
CORRECTION SUBSTATION | 5464 | 66kV | 0 | 29687.75 | 648720.51 | 678408.26 | 0 | 0 | 0 | 0 | 29687.75 | 648720.51 | 0 | Non-ISO |  | 0
NORTHERN DIV SUB | 5500 | DIVISION OFFICES & MISCELLANEOUS | 0 | 0 | 16765.16 | 16765.16 | 0 | 0 | 0 | 0 | 0 | 16765.16 | 0 | Non-ISO |  | 0
TORREY SUB | 5502 | 66kV | 1068.38 | 9100.76 | 80365.88 | 90535.02 | 0 | 0 | 0 | 1068.38 | 9100.76 | 80365.88 | 0 | Non-ISO |  | 0
CARPINTERIA SUB | 5503 | 66kV | 3006.3 | 219644.17 | 2315857.2 | 2538507.67 | 0 | 0 | 0 | 3006.3 | 219644.17 | 2315857.2 | 0 | Non-ISO |  | 0
CASITAS SUB | 5504 | 66kV | 1281.24 | 186862.37 | 4190507.45 | 4378651.06 | 0 | 0 | 0 | 1281.24 | 186862.37 | 4190507.45 | 0 | Non-ISO |  | 0
COLONIA SUB | 5505 | 66kV | 1944.86 | 328540.42 | 7006072.23 | 7336557.51 | 0 | 0 | 0 | 1944.86 | 328540.42 | 7006072.23 | 0 | Non-ISO |  | 0
CHANNEL ISLANDS SUB | 5506 | 66kV | 97257.97 | 443016.04 | 3464403.52 | 4004677.53 | 0 | 0 | 0 | 97257.97 | 443016.04 | 3464403.52 | 0 | Non-ISO |  | 0
ORTEGA SUB | 5507 | 66kV | 319668.63 | 370480.97 | 2046921.53 | 2737071.13 | 0 | 0 | 0 | 319668.63 | 370480.97 | 2046921.53 | 0 | Non-ISO |  | 0
DEL SUR SUB | 5508 | 66kV | 1492.8 | 382653.58 | 5903778.25 | 6287924.63 | 0 | 0 | 0 | 1492.8 | 382653.58 | 5903778.25 | 0 | Non-ISO |  | 1 | EKWRA
OXGEN SUB | 5509 | 66kV | 554.46 | 86.34 | 9814.78 | 10455.58 | 0 | 0 | 0 | 554.46 | 86.34 | 9814.78 | 0 | Non-ISO |  | 0
FILLMORE SUB | 5510 | 66kV | 58776.66 | 211460.74 | 2023252.32 | 2293489.72 | 0 | 0 | 0 | 58776.66 | 211460.74 | 2023252.32 | 0 | Non-ISO |  | 0
GOLDTOWN SUB | 5511 | 66kV | 187.19 | 148976.93 | 1787024.05 | 1936188.17 | 0 | 0 | 0 | 187.19 | 148976.93 | 1787024.05 | 0 | Non-ISO |  | 1 | EKWRA
LANCASTER SUB | 5514 | 66kV | 0 | 333421.91 | 5975488.62 | 6308910.53 | 0 | 0 | 0 | 0 | 333421.91 | 5975488.62 | 0 | Non-ISO |  | 1 | EKWRA
COLEGIO SUBSTATION | 5515 | 66kV | 0 | 24286.54 | 970726.28 | 995012.82 | 0 | 0 | 0 | 0 | 24286.54 | 970726.28 | 0 | Non-ISO |  | 0
PROCGEN SUB | 5516 | 66kV | 0 | 58840.99 | 2077868.7 | 2136709.69 | 0 | 0 | 0 | 0 | 58840.99 | 2077868.7 | 0 | Non-ISO |  | 0
CAMARILLO SUB | 5517 | 66kV | 28584.49 | 422945.19 | 5677183.76 | 6128713.44 | 0 | 0 | 0 | 28584.49 | 422945.19 | 5677183.76 | 0 | Non-ISO |  | 0
LITTLE ROCK SUB | 5518 | 66kV | 442.59 | 367752.41 | 8625515.03 | 8993710.03 | 0 | 0 | 0 | 442.59 | 367752.41 | 8625515.03 | 0 | Non-ISO |  | 1 | EKWRA
MALIBU SUB | 5519 | 66kV | 14388.89 | 301346.06 | 5449553.4 | 5765288.35 | 0 | 0 | 0 | 14388.89 | 301346.06 | 5449553.4 | 0 | Non-ISO |  | 0
MODOC SUB | 5520 | 33kV & Below | 6752.07 | 64975.01 | 1033663.27 | 1105390.35 | 0 | 0 | 0 | 6752.07 | 64975.01 | 1033663.27 | 0 | Non-ISO |  | 0
UNIOIL SUB | 5521 | 66kV | 0 | 25088.46 | 821363.42 | 846451.88 | 0 | 0 | 0 | 0 | 25088.46 | 821363.42 | 0 | Non-ISO |  | 0
NORTHWIND SUB | 5523 | 66kV | 0 | 77034.73 | 373364.78 | 450399.51 | 0 | 0 | 0 | 0 | 77034.73 | 373364.78 | 0 | Non-ISO |  | 0
SHUTTLE SUB | 5522 | 66kV | 11913.32 | 432520.58 | 7623460.37 | 8067894.27 | 0 | 0 | 0 | 11913.32 | 432520.58 | 7623460.37 | 0 | Non-ISO |  | 1 | EKWRA
MONTECITO SUB | 5524 | 33kV & Below | 5859.13 | 58699.04 | 677146.64 | 741704.81 | 0 | 0 | 0 | 5859.13 | 58699.04 | 677146.64 | 0 | Non-ISO |  | 0
OAK PARK SUB | 5525 | 66kV | 389360.72 | 866592.23 | 4154937.5 | 5410890.45 | 0 | 0 | 0 | 389360.72 | 866592.23 | 4154937.5 | 0 | Non-ISO |  | 0
OJAI SUB | 5526 | 66kV | 18795.05 | 92488.63 | 1706532.75 | 1817816.43 | 0 | 0 | 0 | 18795.05 | 92488.63 | 1706532.75 | 0 | Non-ISO |  | 0
OXNARD SUB | 5527 | 33kV & Below | 7735.3 | 66117.04 | 1421238.66 | 1495091 | 0 | 0 | 0 | 7735.3 | 66117.04 | 1421238.66 | 0 | Non-ISO |  | 0
PIERPONT SUB | 5528 | 33kV & Below | 1727.47 | 28038.46 | 1149476.28 | 1179242.21 | 0 | 0 | 0 | 1727.47 | 28038.46 | 1149476.28 | 0 | Non-ISO |  | 0
PIRU SUB | 5529 | 33kV & Below | 0 | 13026.14 | 0 | 13026.14 | 0 | 0 | 0 | 0 | 13026.14 | 0 | 0 | Non-ISO |  | 0
REDMAN WUB | 5530 | 66kV | 959.21 | 18768.36 | 751032.67 | 770760.24 | 0 | 0 | 0 | 959.21 | 18768.36 | 751032.67 | 0 | Non-ISO |  | 1 | EKWRA
SANTA BARBARA SUB | 5531 | 66kV | 36966.57 | 307367 | 5135369.67 | 5479703.24 | 0 | 0 | 0 | 36966.57 | 307367 | 5135369.67 | 0 | Non-ISO |  | 0
SANTA SUSANA SUB | 5532 | 66kV | 5325.34 | 150192.98 | 7266166.8 | 7421685.12 | 0 | 0 | 0 | 5325.34 | 150192.98 | 7266166.8 | 0 | Non-ISO |  | 0
SATICOY SUB | 5534 | 66kV | 12556.38 | 661717.95 | 3021167.98 | 3695442.31 | 0 | 0 | 0 | 12556.38 | 661717.95 | 3021167.98 | 0 | Non-ISO |  | 0
CHARMIN SUB | 5535 | 66kV | 10253.02 | 25441 | 1656380.01 | 1692074.03 | 0 | 0 | 0 | 10253.02 | 25441 | 1656380.01 | 0 | Non-ISO |  | 0
SOMIS SUB | 5536 | 66kV | 2601.87 | 28000.96 | 1356666.56 | 1387269.39 | 0 | 0 | 0 | 2601.87 | 28000.96 | 1356666.56 | 0 | Non-ISO |  | 0
VENTURA SUB | 5538 | 33kV & Below | 3098.98 | 83512.85 | 966112.24 | 1052724.07 | 0 | 0 | 0 | 3098.98 | 83512.85 | 966112.24 | 0 | Non-ISO |  | 0
ROSAMOND SUB | 5541 | 66kV | 1087.87 | 77814.95 | 2300493.55 | 2379396.37 | 0 | 0 | 0 | 1087.87 | 77814.95 | 2300493.55 | 0 | Non-ISO |  | 1 | EKWRA
NORTH OAKS | 5542 | 66kV | 141650.35 | 192518.17 | 6058538.59 | 6392707.11 | 0 | 0 | 0 | 141650.35 | 192518.17 | 6058538.59 | 0 | Non-ISO |  | 0
WILLAMETTE SUB | 5543 | 66kV | 0 | 11659.79 | 505486.74 | 517146.53 | 0 | 0 | 0 | 0 | 11659.79 | 505486.74 | 0 | Non-ISO |  | 0
CAMAR SUB | 5544 | 33kV & Below | 0 | 17697.64 | 52376.21 | 70073.85 | 0 | 0 | 0 | 0 | 17697.64 | 52376.21 | 0 | Non-ISO |  | 0
PIUTE SUB | 5545 | 66kV | 3756.67 | 55479.61 | 619929.9 | 679166.18 | 0 | 0 | 0 | 3756.67 | 55479.61 | 619929.9 | 0 | Non-ISO |  | 1 | EKWRA
ELIZABETH LAKE SUB | 5546 | 66kV | 86331.28 | 190256.34 | 7226823.57 | 7503411.19 | 0 | 0 | 0 | 86331.28 | 190256.34 | 7226823.57 | 0 | Non-ISO |  | 0
OASIS SUB | 5548 | 66kV | 5187.77 | 1523549.63 | 9254860.19 | 10783597.59 | 0 | 0 | 0 | 5187.77 | 1523549.63 | 9254860.19 | 0 | Non-ISO |  | 1 | EKWRA
PORTER SUB | 5549 | 33kV & Below | 881.31 | 5063.81 | 392000.2 | 397945.32 | 0 | 0 | 0 | 881.31 | 5063.81 | 392000.2 | 0 | Non-ISO |  | 0
SAN FERNANDO SUB | 5550 | 66kV | 518.76 | 120636.88 | 3423659.41 | 3544815.05 | 0 | 0 | 0 | 518.76 | 120636.88 | 3423659.41 | 0 | Non-ISO |  | 0
MAC NEIL SUBSTATION | 5551 | 66kV | 2903.05 | 22946.66 | 1265840.24 | 1291689.95 | 0 | 0 | 0 | 2903.05 | 22946.66 | 1265840.24 | 0 | Non-ISO |  | 0
LEVY SUB | 5552 | 66kV | 16548.08 | 165645.43 | 2200008.55 | 2382202.06 | 0 | 0 | 0 | 16548.08 | 165645.43 | 2200008.55 | 0 | Non-ISO |  | 0
CAL CEMENT SUB | 5553 | 66kV | 0 | 50566.97 | 1419065.96 | 1469632.93 | 0 | 0 | 0 | 0 | 50566.97 | 1419065.96 | 0 | Non-ISO |  | 1 | EKWRA
SHELLSOM SUB | 5554 | 66kV | 1155.2 | 3686.94 | 29468.01 | 34310.15 | 0 | 0 | 0 | 1155.2 | 3686.94 | 29468.01 | 0 | Non-ISO |  | 0
CHATSWORTH SUB | 5555 | 66kV | 3166.33 | 31942.27 | 3074773.25 | 3109881.85 | 0 | 0 | 0 | 3166.33 | 31942.27 | 3074773.25 | 0 | Non-ISO |  | 0
NEENACH SUB | 5556 | 66kV | 3208.53 | 84586.5 | 450462.3 | 538257.33 | 0 | 0 | 0 | 3208.53 | 84586.5 | 450462.3 | 0 | Non-ISO |  | 0
NEWBURY SUB | 5557 | 66kV | 55457.94 | 159578.98 | 8620724.93 | 8835761.85 | 0 | 0 | 0 | 55457.94 | 159578.98 | 8620724.93 | 0 | Non-ISO |  | 0
SOLEMINT SUB | 5560 | 66kV | 17362.68 | 247803.49 | 3016484.9 | 3281651.07 | 0 | 0 | 0 | 17362.68 | 247803.49 | 3016484.9 | 0 | Non-ISO |  | 0
GREAT LAKES SUB | 5561 | 66kV | 0 | 86872.06 | 234592.76 | 321464.82 | 0 | 0 | 0 | 0 | 86872.06 | 234592.76 | 0 | Non-ISO |  | 0
GRISWOLD SUB | 5562 | 33kV & Below | 24305.48 | 21958.54 | 347703.34 | 393967.36 | 0 | 0 | 0 | 24305.48 | 21958.54 | 347703.34 | 0 | Non-ISO |  | 0
ESTERO SUB | 5563 | 66kV | 19480.25 | 103941.35 | 2998323.37 | 3121744.97 | 0 | 0 | 0 | 19480.25 | 103941.35 | 2998323.37 | 0 | Non-ISO |  | 0
PALMDALE SUB | 5564 | 66kV | 62303.26 | 433884.24 | 7508731.79 | 8004919.29 | 0 | 0 | 0 | 62303.26 | 433884.24 | 7508731.79 | 0 | Non-ISO |  | 1 | EKWRA
PLAYA SUB | 5565 | 33kV & Below | 24432.82 | 76644.46 | 614751 | 715828.28 | 0 | 0 | 0 | 24432.82 | 76644.46 | 614751 | 0 | Non-ISO |  | 0
WILSONA SUB | 5567 | 66kV | 4375.93 | 6749.1 | 253580.24 | 264705.27 | 0 | 0 | 0 | 4375.93 | 6749.1 | 253580.24 | 0 | Non-ISO |  | 0
LOCKHEED SUB | 5568 | 66kV | 2213.41 | 10803.39 | 3132476.68 | 3145493.48 | 0 | 0 | 0 | 2213.41 | 10803.39 | 3132476.68 | 0 | Non-ISO |  | 0
THOUSAND OAKS SUB | 5569 | 66kV | 50502.68 | 157378.82 | 8541769.66 | 8749651.16 | 0 | 0 | 0 | 50502.68 | 157378.82 | 8541769.66 | 0 | Non-ISO |  | 0
VEGAS SUB | 5570 | 66kV | 44272.65 | 119219.93 | 2644326.94 | 2807819.52 | 0 | 0 | 0 | 44272.65 | 119219.93 | 2644326.94 | 0 | Non-ISO |  | 0
GAVIOTA SUB | 5572 | 66kV | 9947.26 | 77021.29 | 1439688.41 | 1526656.96 | 0 | 0 | 0 | 9947.26 | 77021.29 | 1439688.41 | 0 | Non-ISO |  | 0
ROCKETDYNE SUB | 5573 | 66kV | 0 | 7455.31 | 0 | 7455.31 | 0 | 0 | 0 | 0 | 7455.31 | 0 | 0 | Non-ISO |  | 0
APPGEN SUB | 5574 | 66kV | 0 | 0 | 293254.44 | 293254.44 | 0 | 0 | 0 | 0 | 0 | 293254.44 | 0 | Non-ISO |  | 0
TENGEN SUB | 5575 | 66kV | 290530.98 | 303058.09 | 778785.9 | 1372374.97 | 0 | 0 | 0 | 290530.98 | 303058.09 | 778785.9 | 0 | Non-ISO |  | 0
NEWHALL SUB | 5576 | 66kV | 37678.18 | 287807.21 | 5130754.09 | 5456239.48 | 0 | 0 | 0 | 37678.18 | 287807.21 | 5130754.09 | 0 | Non-ISO |  | 0
SAN MIGUEL SUB | 5577 | 66kV | 50004.3 | 88467.94 | 2419879.16 | 2558351.4 | 0 | 0 | 0 | 50004.3 | 88467.94 | 2419879.16 | 0 | Non-ISO |  | 0
BURRO FLATS SUB | 5578 | 66kV | 462.96 | 4953.29 | 198591.17 | 204007.42 | 0 | 0 | 0 | 462.96 | 4953.29 | 198591.17 | 0 | Non-ISO |  | 0
WAKEFIELD SUB | 5579 | 66kV | 33430.65 | 110789.26 | 4759154.93 | 4903374.84 | 0 | 0 | 0 | 33430.65 | 110789.26 | 4759154.93 | 0 | Non-ISO |  | 0
ROYAL SUB | 5580 | 66kV | 37664.41 | 135581.64 | 5891609.14 | 6064855.19 | 0 | 0 | 0 | 37664.41 | 135581.64 | 5891609.14 | 0 | Non-ISO |  | 0
EXXON CO. USA SUB | 5581 | 66kV | 4191.64 | 116903.17 | 2134147.38 | 2255242.19 | 0 | 0 | 0 | 4191.64 | 116903.17 | 2134147.38 | 0 | Non-ISO |  | 0
PITCHGEN SUB | 5582 | 66kV | 0 | 3719.42 | 1271174.7 | 1274894.12 | 0 | 0 | 0 | 0 | 3719.42 | 1271174.7 | 0 | Non-ISO |  | 0
UNIVERSAL CITY SUB | 5584 | 66kV | 12339.75 | 9320.49 | 642025.11 | 663685.35 | 0 | 0 | 0 | 12339.75 | 9320.49 | 642025.11 | 0 | Non-ISO |  | 0
SAN MARCOS SUB | 5585 | 66kV | 28884.1 | 66779.27 | 1345011.19 | 1440674.56 | 0 | 0 | 0 | 28884.1 | 66779.27 | 1345011.19 | 0 | Non-ISO |  | 0
GONZALES SUB | 5587 | 66kV | 144447.12 | 136435.37 | 5897523.45 | 6178405.94 | 0 | 0 | 0 | 144447.12 | 136435.37 | 5897523.45 | 0 | Non-ISO |  | 0
THRUST SUB | 5589 | 66kV | 0 | 5404.85 | 60093.44 | 65498.29 | 0 | 0 | 0 | 0 | 5404.85 | 60093.44 | 0 | Non-ISO |  | 0
WESTPAC SUB | 5591 | 66kV | 0 | 28672.31 | 929457.95 | 958130.26 | 0 | 0 | 0 | 0 | 28672.31 | 929457.95 | 0 | Non-ISO |  | 0
HASKELL SUB | 5594 | 66kV | 28939.94 | 289992.58 | 6205850.33 | 6524782.85 | 0 | 0 | 0 | 28939.94 | 289992.58 | 6205850.33 | 0 | Non-ISO |  | 0
CAMGEN SUB | 5595 | 66kV | 0 | 1270 | 138890.21 | 140160.21 | 0 | 0 | 0 | 0 | 1270 | 138890.21 | 0 | Non-ISO |  | 0
ISLA VISTA SUB | 5596 | 66kV | 119259.57 | 214808.93 | 2216142.02 | 2550210.52 | 0 | 0 | 0 | 119259.57 | 214808.93 | 2216142.02 | 0 | Non-ISO |  | 0
POTRERO SUB | 5597 | 66kV | 73581.53 | 221550.59 | 4677824.12 | 4972956.24 | 0 | 0 | 0 | 73581.53 | 221550.59 | 4677824.12 | 0 | Non-ISO |  | 0
HELIJET SUB | 5599 | 66kV | 0 | 235231.04 | 2232856.44 | 2468087.48 | 0 | 0 | 0 | 0 | 235231.04 | 2232856.44 | 0 | Non-ISO |  | 1 | EKWRA
EASTERN DIV SUB | 5600 | Div Offices & Misc | 0 | 0 | 616419.11 | 616419.11 | 0 | 0 | 0 | 0 | 0 | 616419.11 | 0 | Non-ISO |  | 0
RANDALL SUB | 5601 | 66kV | 17910.49 | 798803.94 | 8691916.39 | 9508630.82 | 0 | 0 | 0 | 17910.49 | 798803.94 | 8691916.39 | 0 | Non-ISO |  | 0
ARRO SUB | 5602 | 33kV & Below | 2513.8 | 33872.98 | 1063861.48 | 1100248.26 | 0 | 0 | 0 | 2513.8 | 33872.98 | 1063861.48 | 0 | Non-ISO |  | 0
TROPHY SUB | 5603 | 66kV | 60670.7 | 393436.85 | 7299276.65 | 7753384.2 | 0 | 0 | 0 | 60670.7 | 393436.85 | 7299276.65 | 0 | Non-ISO |  | 0
TIMOTEO SUB | 5604 | 66kV | 8332.86 | 443591.93 | 3796086.67 | 4248011.46 | 0 | 0 | 0 | 8332.86 | 443591.93 | 3796086.67 | 0 | Non-ISO |  | 0
BEAUMONT SUB | 5605 | 33kV & Below | 264.99 | 41259.47 | 333530.96 | 375055.42 | 0 | 0 | 0 | 264.99 | 41259.47 | 333530.96 | 0 | Non-ISO |  | 0
ORANGE PRODUCTS SUB | 5606 | 66kV | 2627.31 | 3800.28 | 293906.57 | 300334.16 | 0 | 0 | 0 | 2627.31 | 3800.28 | 293906.57 | 0 | Non-ISO |  | 0
CAPSULE SUB | 5607 | 66kV | 680.4 | 5934.23 | 39512.68 | 46127.31 | 0 | 0 | 0 | 680.4 | 5934.23 | 39512.68 | 0 | Non-ISO |  | 0
CARDIFF SUB | 5608 | 66kV | 10890.99 | 242363.88 | 10190009.07 | 10443263.94 | 0 | 0 | 0 | 10890.99 | 242363.88 | 10190009.07 | 0 | Non-ISO |  | 0
PLASTIC SUB | 5609 | 66kV | 0 | 10453.12 | 326992.86 | 337445.98 | 0 | 0 | 0 | 0 | 10453.12 | 326992.86 | 0 | Non-ISO |  | 0
COLTON SUB | 5610 | 66kV | 5846.19 | 156721 | 3071558.83 | 3234126.02 | 0 | 0 | 0 | 5846.19 | 156721 | 3071558.83 | 0 | Non-ISO |  | 0
LIVE OAK SUB | 5611 | 66kV | 17348.08 | 158159.18 | 5839160.42 | 6014667.68 | 0 | 0 | 0 | 17348.08 | 158159.18 | 5839160.42 | 0 | Non-ISO |  | 0
INLAND CONTAINER SUB | 5612 | 66kV | 0 | 3994.25 | 83170.6 | 87164.85 | 0 | 0 | 0 | 0 | 3994.25 | 83170.6 | 0 | Non-ISO |  | 0
AGUA MANSA SUB | 5613 | 66kV | 0 | 0 | 22148.11 | 22148.11 | 0 | 0 | 0 | 0 | 0 | 22148.11 | 0 | Non-ISO |  | 0
PEYTON SUB | 5614 | 66kV | 24965.45 | 252609.56 | 6330940.4 | 6608515.41 | 0 | 0 | 0 | 24965.45 | 252609.56 | 6330940.4 | 0 | Non-ISO |  | 0
DECLEZ SUB | 5615 | 66kV | 3638.26 | 104601.3 | 8579277.23 | 8687516.79 | 0 | 0 | 0 | 3638.26 | 104601.3 | 8579277.23 | 0 | Non-ISO |  | 0
FLANCO SUB | 5616 | 33kV & Below | 4819.64 | 32829.88 | 382294.12 | 419943.64 | 0 | 0 | 0 | 4819.64 | 32829.88 | 382294.12 | 0 | Non-ISO |  | 0
GANESHA SUB | 5617 | 66kV | 4738.03 | 126603.43 | 4610451.04 | 4741792.5 | 0 | 0 | 0 | 4738.03 | 126603.43 | 4610451.04 | 0 | Non-ISO |  | 0
FIREHOUSE SUB | 5618 | 66kV | 39026.13 | 510329.89 | 8018466.78 | 8567822.8 | 0 | 0 | 0 | 39026.13 | 510329.89 | 8018466.78 | 0 | Non-ISO |  | 0
HIGHLAND SUB | 5619 | 66kV | 1915.38 | 491705.53 | 6708629.99 | 7202250.9 | 0 | 0 | 0 | 1915.38 | 491705.53 | 6708629.99 | 0 | Non-ISO |  | 0
BLOOMINGTON SUB | 5620 | 66kV | 14411.65 | 243862.88 | 7933937.45 | 8192211.98 | 0 | 0 | 0 | 14411.65 | 243862.88 | 7933937.45 | 0 | Non-ISO |  | 0
HUSTON SUB | 5621 | 33kV & Below | 9257.16 | 28410.32 | 2742931.2 | 2780598.68 | 0 | 0 | 0 | 9257.16 | 28410.32 | 2742931.2 | 0 | Non-ISO |  | 0
JUNCTION SUB | 5622 | 33kV & Below | 0 | 129667.93 | 496750.05 | 626417.98 | 0 | 0 | 0 | 0 | 129667.93 | 496750.05 | 0 | Non-ISO |  | 0
KELLOGG SUB | 5623 | 66kV | 0 | 0 | 6992.81 | 6992.81 | 0 | 0 | 0 | 0 | 0 | 6992.81 | 0 | Non-ISO |  | 0
NORCO SUB | 5624 | 33kV & Below | 1612.23 | 3318.82 | 232846.37 | 237777.42 | 0 | 0 | 0 | 1612.23 | 3318.82 | 232846.37 | 0 | Non-ISO |  | 0
ONTARIO SUB | 5625 | 33kV & Below | 4294.57 | 57703.66 | 1657852.03 | 1719850.26 | 0 | 0 | 0 | 4294.57 | 57703.66 | 1657852.03 | 0 | Non-ISO |  | 0
PEDLEY SUB | 5626 | 66kV | 879.71 | 59716.44 | 4859944.64 | 4920540.79 | 0 | 0 | 0 | 879.71 | 59716.44 | 4859944.64 | 0 | Non-ISO |  | 0
POMONA SUB | 5627 | 33kV & Below | 7625.28 | 58418.93 | 946256.14 | 1012300.35 | 0 | 0 | 0 | 7625.28 | 58418.93 | 946256.14 | 0 | Non-ISO |  | 0
TENNESSEE SUB | 5628 | 66kV | 18481.64 | 231278.01 | 4420451.49 | 4670211.14 | 0 | 0 | 0 | 18481.64 | 231278.01 | 4420451.49 | 0 | Non-ISO |  | 0
REDLANDS SUB | 5629 | 66kV | 20169.26 | 114052.19 | 6659393.92 | 6793615.37 | 0 | 0 | 0 | 20169.26 | 114052.19 | 6659393.92 | 0 | Non-ISO |  | 0
GRAPELAND PEAKER SUB | 5630 | 66kV | 0 | 359351.14 | 1124162.81 | 1483513.95 | 0 | 0 | 0 | 0 | 359351.14 | 1124162.81 | 0 | Non-ISO |  | 0
SAN ANTONIO SUB | 5631 | 66kV | 5741.31 | 140892.93 | 4786105.15 | 4932739.39 | 0 | 0 | 0 | 5741.31 | 140892.93 | 4786105.15 | 0 | Non-ISO |  | 0
STODDARD SUB | 5632 | 33kV & Below | 5801.63 | 160319.31 | 1739299.18 | 1905420.12 | 0 | 0 | 0 | 5801.63 | 160319.31 | 1739299.18 | 0 | Non-ISO |  | 0
SAN DIMAS SUB | 5633 | 66kV | 6634.59 | 125627.61 | 2933139.81 | 3065402.01 | 0 | 0 | 0 | 6634.59 | 125627.61 | 2933139.81 | 0 | Non-ISO |  | 0
KAISER STEEL SUB | 5634 | 66kV | 0 | 0 | 415140.47 | 415140.47 | 0 | 0 | 0 | 0 | 0 | 415140.47 | 0 | Non-ISO |  | 0
UPLAND SUB | 5635 | 66kV | 4771.8 | 197180.7 | 5259652.24 | 5461604.74 | 0 | 0 | 0 | 4771.8 | 197180.7 | 5259652.24 | 0 | Non-ISO |  | 0
YUCAIPA SUB | 5636 | 66kV | 6287.37 | 135305.82 | 7385720.02 | 7527313.21 | 0 | 0 | 0 | 6287.37 | 135305.82 | 7385720.02 | 0 | Non-ISO |  | 0
TIPPECANOE SUB | 5637 | 33kV & Below | 6560.15 | 20113.72 | 785429.81 | 812103.68 | 0 | 0 | 0 | 6560.15 | 20113.72 | 785429.81 | 0 | Non-ISO |  | 0
KEM SUB | 5638 | 66kV | 0 | 1489.48 | 551260.86 | 552750.34 | 0 | 0 | 0 | 0 | 1489.48 | 551260.86 | 0 | Non-ISO |  | 0
FRANCIS SUB | 5639 | 66kV | 21323.73 | 55217.09 | 3595456.81 | 3671997.63 | 0 | 0 | 0 | 21323.73 | 55217.09 | 3595456.81 | 0 | Non-ISO |  | 0
BURNT MILL SUB | 5640 | 33kV & Below | 19321.93 | 34036.04 | 2106142.03 | 2159500 | 0 | 0 | 0 | 19321.93 | 34036.04 | 2106142.03 | 0 | Non-ISO |  | 0
MT VERNON SUB | 5641 | 33kV & Below | 5953.03 | 23765.76 | 1949318.26 | 1979037.05 | 0 | 0 | 0 | 5953.03 | 23765.76 | 1949318.26 | 0 | Non-ISO |  | 0
EUCLID SUB | 5644 | 33kV & Below | 2156.09 | 10236.81 | 400317.31 | 412710.21 | 0 | 0 | 0 | 2156.09 | 10236.81 | 400317.31 | 0 | Non-ISO |  | 0
LAYFAIR SUB | 5645 | 66kV | 3267.75 | 125478.48 | 7307856.66 | 7436602.89 | 0 | 0 | 0 | 3267.75 | 125478.48 | 7307856.66 | 0 | Non-ISO |  | 0
COLTON CEMENT SUB | 5646 | 66kV | 0 | 22181.65 | 992020.13 | 1014201.78 | 0 | 0 | 0 | 0 | 22181.65 | 992020.13 | 0 | Non-ISO |  | 0
VALENCIA SUB | 5647 | 33kV & Below | 8436.52 | 75470.87 | 366888.94 | 450796.33 | 0 | 0 | 0 | 8436.52 | 75470.87 | 366888.94 | 0 | Non-ISO |  | 0
NAROD SUB | 5648 | 66kV | 6864.86 | 83468.53 | 2996414.37 | 3086747.76 | 0 | 0 | 0 | 6864.86 | 83468.53 | 2996414.37 | 0 | Non-ISO |  | 0
LINDE AIR SUB | 5650 | 66kV | 0 | 2897.28 | 371262.57 | 374159.85 | 0 | 0 | 0 | 0 | 2897.28 | 371262.57 | 0 | Non-ISO |  | 0
AMERON SUB | 5652 | 66kV | 11898.41 | 14597.15 | 1278684.14 | 1305179.7 | 0 | 0 | 0 | 11898.41 | 14597.15 | 1278684.14 | 0 | Non-ISO |  | 0
SMILEY SUB | 5653 | 33kV & Below | 1590.32 | 99695.01 | 1134974.14 | 1236259.47 | 0 | 0 | 0 | 1590.32 | 99695.01 | 1134974.14 | 0 | Non-ISO |  | 0
REDUCTION SUB | 5654 | 66kV | 2631.06 | 258128.99 | 3865612.25 | 4126372.3 | 0 | 0 | 0 | 2631.06 | 258128.99 | 3865612.25 | 0 | Non-ISO |  | 0
NOGALES SUB | 5655 | 66kV | 23175.64 | 87296.54 | 2947206.47 | 3057678.65 | 0 | 0 | 0 | 23175.64 | 87296.54 | 2947206.47 | 0 | Non-ISO |  | 0
BAIN SUB | 5656 | 66kV | 28695.45 | 395324.3 | 3856838.49 | 4280858.24 | 0 | 0 | 0 | 28695.45 | 395324.3 | 3856838.49 | 0 | Non-ISO |  | 0
WHEEL SUB | 5657 | 66kV | 882.21 | 0 | 0 | 882.21 | 0 | 0 | 0 | 882.21 | 0 | 0 | 0 | Non-ISO |  | 0
PIPE SUB | 5658 | 66kV | 410.43 | 16221.01 | 1055579.51 | 1072210.95 | 0 | 0 | 0 | 410.43 | 16221.01 | 1055579.51 | 0 | Non-ISO |  | 0
ARCHIBALD SUB | 5659 | 66kV | 9307.15 | 236361.06 | 6058394.82 | 6304063.03 | 0 | 0 | 0 | 9307.15 | 236361.06 | 6058394.82 | 0 | Non-ISO |  | 0
RUNNING SPRINGS SUB | 5661 | 33kV & Below | 12064.63 | 29976.71 | 1375701.87 | 1417743.21 | 0 | 0 | 0 | 12064.63 | 29976.71 | 1375701.87 | 0 | Non-ISO |  | 0
ARBORS SUB | 5662 | 66kV | 0 | 0 | 40349.85 | 40349.85 | 0 | 0 | 0 | 0 | 0 | 40349.85 | 0 | Non-ISO |  | 0
MILLIKEN SUB | 5663 | 66kV | 795975.01 | 527901.08 | 7971237.11 | 9295113.2 | 0 | 0 | 0 | 795975.01 | 527901.08 | 7971237.11 | 0 | Non-ISO |  | 0
WIMBLEDON SUB | 5664 | 66kV | 0 | 406515.67 | 4363898.47 | 4770414.14 | 0 | 0 | 0 | 0 | 406515.67 | 4363898.47 | 0 | Non-ISO |  | 0
HAVASU SUB | 5665 | 66kV | 2141.52 | 7329.18 | 297158.13 | 306628.83 | 0 | 0 | 0 | 2141.52 | 7329.18 | 297158.13 | 0 | Non-ISO |  | 0
ARCHLINE SUB | 5667 | 66kV | 19820.61 | 170603.62 | 4751690.87 | 4942115.1 | 0 | 0 | 0 | 19820.61 | 170603.62 | 4751690.87 | 0 | Non-ISO |  | 0
CRESTMORE SUB | 5668 | 66kV | 850.47 | 3351.45 | 140139.62 | 144341.54 | 0 | 0 | 0 | 850.47 | 3351.45 | 140139.62 | 0 | Non-ISO |  | 0
DEL ROSA SUB | 5670 | 66kV | 14077.6 | 205888.54 | 3325904.4 | 3545870.54 | 0 | 0 | 0 | 14077.6 | 205888.54 | 3325904.4 | 0 | Non-ISO |  | 0
ALDER SUB | 5672 | 66kV | 8031.73 | 237520.72 | 9257407.74 | 9502960.19 | 0 | 0 | 0 | 8031.73 | 237520.72 | 9257407.74 | 0 | Non-ISO |  | 0
WHIPPLE SUB | 5674 | 66kV | 14261.56 | 137255.84 | 1465907.74 | 1617425.14 | 0 | 0 | 0 | 14261.56 | 137255.84 | 1465907.74 | 0 | Non-ISO |  | 0
CUCAMONGA SUB | 5677 | 66kV | 13341.36 | 266107.04 | 5747880.07 | 6027328.47 | 0 | 0 | 0 | 13341.36 | 266107.04 | 5747880.07 | 0 | Non-ISO |  | 0
LANDING SUB | 5678 | 66kV | 4699.96 | 14534.53 | 1516314.63 | 1535549.12 | 0 | 0 | 0 | 4699.96 | 14534.53 | 1516314.63 | 0 | Non-ISO |  | 0
CHASE SUB | 5679 | 66kV | 0 | 534447.49 | 8425205.39 | 8959652.88 | 0 | 0 | 0 | 0 | 534447.49 | 8425205.39 | 0 | Non-ISO |  | 0
DIAMOND BAR SUB | 5680 | 66kV | 505887.21 | 271702.97 | 4529872.74 | 5307462.92 | 0 | 0 | 0 | 505887.21 | 271702.97 | 4529872.74 | 0 | Non-ISO |  | 0
GARDEN STATE SUB | 5681 | 66kV | 0 | 6899 | 10500.24 | 17399.24 | 0 | 0 | 0 | 0 | 6899 | 10500.24 | 0 | Non-ISO |  | 0
UNIMED SUB | 5682 | 66kV | 0 | 0 | 12137.36 | 12137.36 | 0 | 0 | 0 | 0 | 0 | 12137.36 | 0 | Non-ISO |  | 0
DELGEN SUB | 5683 | 66kV | 0 | 9269.44 | 96302.69 | 105572.13 | 0 | 0 | 0 | 0 | 9269.44 | 96302.69 | 0 | Non-ISO |  | 0
CIMGEN SUB | 5685 | 66kV | 0 | 1332.79 | 302875.57 | 304208.36 | 0 | 0 | 0 | 0 | 1332.79 | 302875.57 | 0 | Non-ISO |  | 0
SOQUEL SUB | 5686 | 66kV | 333364.08 | 623975.77 | 5014653.89 | 5971993.74 | 0 | 0 | 0 | 333364.08 | 623975.77 | 5014653.89 | 0 | Non-ISO |  | 0
ROCKAIR SUB | 5688 | 66kV | 9231.81 | 12621.43 | 243308.68 | 265161.92 | 0 | 0 | 0 | 9231.81 | 12621.43 | 243308.68 | 0 | Non-ISO |  | 0
SIMPSON SUB | 5690 | 66kV | 0 | 1946.23 | 0 | 1946.23 | 0 | 0 | 0 | 0 | 1946.23 | 0 | 0 | Non-ISO |  | 0
DATABANK SUB | 5694 | 66kV | 4231.64 | 6443.99 | 837403.35 | 848078.98 | 0 | 0 | 0 | 4231.64 | 6443.99 | 837403.35 | 0 | Non-ISO |  | 0
CLAREMONT SUB | 5695 | 66kV | 28833.25 | 4829.15 | 652270.28 | 685932.68 | 0 | 0 | 0 | 28833.25 | 4829.15 | 652270.28 | 0 | Non-ISO |  | 0
FIBRE SUB | 5696 | 66kV | 0 | 13172.08 | 891246.66 | 904418.74 | 0 | 0 | 0 | 0 | 13172.08 | 891246.66 | 0 | Non-ISO |  | 0
POLYPRO SUB | 5697 | 66kV | 0 | 43118.75 | 1001174.21 | 1044292.96 | 0 | 0 | 0 | 0 | 43118.75 | 1001174.21 | 0 | Non-ISO |  | 0
KINDER SUB. | 5699 | 66kV | 0 | 30407.27 | 481044.77 | 511452.04 | 0 | 0 | 0 | 0 | 30407.27 | 481044.77 | 0 | Non-ISO |  | 0
ALON SUB | 5701 | 66kV | 13817.41 | 116586.91 | 4367765.56 | 4498169.88 | 0 | 0 | 0 | 13817.41 | 116586.91 | 4367765.56 | 0 | Non-ISO |  | 0
VIDEO SUB | 5702 | 66kV | 11548.75 | 0 | 0 | 11548.75 | 0 | 0 | 0 | 11548.75 | 0 | 0 | 0 | Non-ISO |  | 0
NAVY MOLE SUB | 5704 | 66kV | 0 | 20355.59 | 147439.13 | 167794.72 | 0 | 0 | 0 | 0 | 20355.59 | 147439.13 | 0 | Non-ISO |  | 0
SHELLWAT SUB | 5705 | 66kV | 0 | 9108.65 | 1717493.77 | 1726602.42 | 0 | 0 | 0 | 0 | 9108.65 | 1717493.77 | 0 | Non-ISO |  | 0
BELMONT SUB | 5706 | 33kV & Below | 3741.81 | 32085.5 | 1565601.23 | 1601428.54 | 0 | 0 | 0 | 3741.81 | 32085.5 | 1565601.23 | 0 | Non-ISO |  | 0
BIXBY SUB | 5707 | 33kV & Below | 18626.43 | 81053.78 | 294854.14 | 394534.35 | 0 | 0 | 0 | 18626.43 | 81053.78 | 294854.14 | 0 | Non-ISO |  | 0
BOWL SUB | 5708 | 66kV | 21181.91 | 144012.04 | 3343964.66 | 3509158.61 | 0 | 0 | 0 | 21181.91 | 144012.04 | 3343964.66 | 0 | Non-ISO |  | 0
INJECTION SUB | 5709 | 66kV | 2075.2 | 5151.74 | 114989.16 | 122216.1 | 0 | 0 | 0 | 2075.2 | 5151.74 | 114989.16 | 0 | Non-ISO |  | 0
BREWSTER SUB | 5710 | 33kV & Below | 14222.04 | 42887.64 | 502545.38 | 559655.06 | 0 | 0 | 0 | 14222.04 | 42887.64 | 502545.38 | 0 | Non-ISO |  | 0
CARSON SUB | 5711 | 66kV | 95072.65 | 331606.48 | 2662994.16 | 3089673.29 | 0 | 0 | 0 | 95072.65 | 331606.48 | 2662994.16 | 0 | Non-ISO |  | 0
CAMERON SUB | 5712 | 66kV | 0 | 170361.84 | 4475014.22 | 4645376.06 | 0 | 0 | 0 | 0 | 170361.84 | 4475014.22 | 0 | Non-ISO |  | 0
CUDAHY SUB | 5714 | 66kV | 23609.58 | 239995.21 | 7110739.53 | 7374344.32 | 0 | 0 | 0 | 23609.58 | 239995.21 | 7110739.53 | 0 | Non-ISO |  | 0
BOOST SUB | 5717 | 66kV | 1296.52 | 31621.62 | 804984.69 | 837902.83 | 0 | 0 | 0 | 1296.52 | 31621.62 | 804984.69 | 0 | Non-ISO |  | 0
FRUITLAND SUB | 5718 | 66kV | 39968.39 | 51701.39 | 2828035.73 | 2919705.51 | 0 | 0 | 0 | 39968.39 | 51701.39 | 2828035.73 | 0 | Non-ISO |  | 0
ASTRO SUB | 5719 | 66kV | 0 | 7855.43 | 713913.66 | 721769.09 | 0 | 0 | 0 | 0 | 7855.43 | 713913.66 | 0 | Non-ISO |  | 0
FREEMONT SUB | 5720 | 66kV | 96954.51 | 125847.96 | 2533499.42 | 2756301.89 | 0 | 0 | 0 | 96954.51 | 125847.96 | 2533499.42 | 0 | Non-ISO |  | 0
DIKE SUBSTATION | 5721 | 66kV | 0 | 29828.93 | 1566116.31 | 1595945.24 | 0 | 0 | 0 | 0 | 29828.93 | 1566116.31 | 0 | Non-ISO |  | 0
PICO SUBSTATION | 5722 | 66kV | 0 | 286554.69 | 5263060.46 | 5549615.15 | 0 | 0 | 0 | 0 | 286554.69 | 5263060.46 | 0 | Non-ISO |  | 0
CORNUTA SUBSTATION | 5723 | 66kV | 86695.2 | 122126.24 | 2421174.02 | 2629995.46 | 0 | 0 | 0 | 86695.2 | 122126.24 | 2421174.02 | 0 | Non-ISO |  | 0
GRAHAM SUBSTATION | 5725 | 33kV & Below | 3622.28 | 233521.4 | 631203.32 | 868347 | 0 | 0 | 0 | 3622.28 | 233521.4 | 631203.32 | 0 | Non-ISO |  | 0
HATHAWAY SUBSTATION | 5726 | 66kV | 26441.79 | 125518.49 | 4417298.65 | 4569258.93 | 0 | 0 | 0 | 26441.79 | 125518.49 | 4417298.65 | 0 | Non-ISO |  | 0
ATHENS SUBSTATION | 5727 | 33kV & Below | 8170.49 | 44169.75 | 1056310.76 | 1108651 | 0 | 0 | 0 | 8170.49 | 44169.75 | 1056310.76 | 0 | Non-ISO |  | 0
HUNTINGTON PARK SUB | 5728 | 33kV & Below | 1511.51 | 96111.7 | 2683312 | 2780935.21 | 0 | 0 | 0 | 1511.51 | 96111.7 | 2683312 | 0 | Non-ISO |  | 0
PACLINE SUBSTATION | 5730 | 66kV | 1790.1 | 4548.21 | 567421.46 | 573759.77 | 0 | 0 | 0 | 1790.1 | 4548.21 | 567421.46 | 0 | Non-ISO |  | 0
LYNWOOD SUBSTATION | 5731 | 33kV & Below | 15753.59 | 47377.17 | 871616.19 | 934746.95 | 0 | 0 | 0 | 15753.59 | 47377.17 | 871616.19 | 0 | Non-ISO |  | 0
MAYWOOD SUBSTATION | 5732 | 33kV & Below | 2736.07 | 64612.72 | 1184227.07 | 1251575.86 | 0 | 0 | 0 | 2736.07 | 64612.72 | 1184227.07 | 0 | Non-ISO |  | 0
LAKEWOOD SUBSTATION | 5733 | 66kV | 2066.43 | 63464.92 | 629463.57 | 694994.92 | 0 | 0 | 0 | 2066.43 | 63464.92 | 629463.57 | 0 | Non-ISO |  | 0
LINDEN SUBSTATION | 5734 | 33kV & Below | 1533.15 | 21313.59 | 700747.27 | 723594.01 | 0 | 0 | 0 | 1533.15 | 21313.59 | 700747.27 | 0 | Non-ISO |  | 0
LOCUST SUBSTATION | 5735 | 33kV & Below | 2318.74 | 81831.99 | 2851715.4 | 2935866.13 | 0 | 0 | 0 | 2318.74 | 81831.99 | 2851715.4 | 0 | Non-ISO |  | 0
LOS CERRITOS SUB | 5738 | 66kV | 176528.19 | 310770.25 | 1621784.37 | 2109082.81 | 0 | 0 | 0 | 176528.19 | 310770.25 | 1621784.37 | 0 | Non-ISO |  | 0
RANDOLPH SUBSTATION | 5739 | 66kV | 18869.22 | 96246.16 | 1717729.82 | 1832845.2 | 0 | 0 | 0 | 18869.22 | 96246.16 | 1717729.82 | 0 | Non-ISO |  | 0
NAPLES SUBSTATION | 5740 | 33kV & Below | 4643.79 | 58873.47 | 795919.38 | 859436.64 | 0 | 0 | 0 | 4643.79 | 58873.47 | 795919.38 | 0 | Non-ISO |  | 0
THUMS "A" SUBSTATION | 5741 | 66kV | 0 | 1433.44 | 132865.18 | 134298.62 | 0 | 0 | 0 | 0 | 1433.44 | 132865.18 | 0 | Non-ISO |  | 0
THUMS "B" SUBSTATION | 5742 | 66kV | 0 | 1441.24 | 130906.82 | 132348.06 | 0 | 0 | 0 | 0 | 1441.24 | 130906.82 | 0 | Non-ISO |  | 0
OLDFIELD SUBSTATION | 5744 | 33kV & Below | 11495.64 | 61360.71 | 1138612.11 | 1211468.46 | 0 | 0 | 0 | 11495.64 | 61360.71 | 1138612.11 | 0 | Non-ISO |  | 0
LARDER SUBSTATION | 5745 | 33kV & Below | 0 | 13108.18 | 241188.7 | 254296.88 | 0 | 0 | 0 | 0 | 13108.18 | 241188.7 | 0 | Non-ISO |  | 0
SANITREAT SUBSTATION | 5746 | 66kV | 1000 | 5047.31 | 18017.61 | 24064.92 | 0 | 0 | 0 | 1000 | 5047.31 | 18017.61 | 0 | Non-ISO |  | 0
FERNWOOD SUBSTATION | 5749 | 66kV | 21799.83 | 63721.56 | 2166931.99 | 2252453.38 | 0 | 0 | 0 | 21799.83 | 63721.56 | 2166931.99 | 0 | Non-ISO |  | 0
CALDEN SUBSTATION | 5750 | 66kV | 109960.48 | 77220.99 | 837109.84 | 1024291.31 | 0 | 0 | 0 | 109960.48 | 77220.99 | 837109.84 | 0 | Non-ISO |  | 0
NOLA SUBSTATION | 5751 | 66kV | 149060.77 | 592659.87 | 2536691.29 | 3278411.93 | 0 | 0 | 0 | 149060.77 | 592659.87 | 2536691.29 | 0 | Non-ISO |  | 0
SIGNAL HILL | 5753 | 66kV | 23308.28 | 193032.71 | 2396375.02 | 2612716.01 | 0 | 0 | 0 | 23308.28 | 193032.71 | 2396375.02 | 0 | Non-ISO |  | 0
SOMERSET SUBSTATION | 5754 | 66kV | 5781.35 | 127400.5 | 2962481.01 | 3095662.86 | 0 | 0 | 0 | 5781.35 | 127400.5 | 2962481.01 | 0 | Non-ISO |  | 0
STATE STREET SUBSTATION | 5755 | 66kV | 36338.39 | 230383.47 | 3686901.79 | 3953623.65 | 0 | 0 | 0 | 36338.39 | 230383.47 | 3686901.79 | 0 | Non-ISO |  | 0
BULLIS SUBSTATION | 5756 | 66kV | 7071.64 | 234428.72 | 2580155.72 | 2821656.08 | 0 | 0 | 0 | 7071.64 | 234428.72 | 2580155.72 | 0 | Non-ISO |  | 0
WEBCO SUBSTATION | 5757 | 66kV | 0 | 6726.98 | 222111.19 | 228838.17 | 0 | 0 | 0 | 0 | 6726.98 | 222111.19 | 0 | Non-ISO |  | 0
WATSON SUBSTATION | 5758 | 66kV | 65254.97 | 87991.32 | 1927694.06 | 2080940.35 | 0 | 0 | 0 | 65254.97 | 87991.32 | 1927694.06 | 0 | Non-ISO |  | 0
THUMS "C" SUBSTATION | 5759 | 66kV | 0 | 1520.59 | 171607.43 | 173128.02 | 0 | 0 | 0 | 0 | 1520.59 | 171607.43 | 0 | Non-ISO |  | 0
THUMS "D" SUBSTATION | 5760 | 66kV | 0 | 1643.87 | 130774.96 | 132418.83 | 0 | 0 | 0 | 0 | 1643.87 | 130774.96 | 0 | Non-ISO |  | 0
COLLEGE SUBSTATION | 5763 | 66kV | 0 | 0 | 340368.76 | 340368.76 | 0 | 0 | 0 | 0 | 0 | 340368.76 | 0 | Non-ISO |  | 0
REVITAL SUBSTATION | 5765 | 66kV | 29526.28 | 4031.68 | 252724.1 | 286282.06 | 0 | 0 | 0 | 29526.28 | 4031.68 | 252724.1 | 0 | Non-ISO |  | 0
DAISY SUBSTATION | 5766 | 33kV & Below | 21724.79 | 146530.18 | 733358.38 | 901613.35 | 0 | 0 | 0 | 21724.79 | 146530.18 | 733358.38 | 0 | Non-ISO |  | 0
COMPTON SUBSTATION | 5767 | 33kV & Below | 1227.49 | 58662.65 | 465678.66 | 525568.8 | 0 | 0 | 0 | 1227.49 | 58662.65 | 465678.66 | 0 | Non-ISO |  | 0
BROADWAY | 5768 | 66kV | 96151.01 | 143634.74 | 2163669.41 | 2403455.16 | 0 | 0 | 0 | 96151.01 | 143634.74 | 2163669.41 | 0 | Non-ISO |  | 0
CLARK SUBSTATION | 5769 | 66kV | 7528.7 | 50955.11 | 1658467.15 | 1716950.96 | 0 | 0 | 0 | 7528.7 | 50955.11 | 1658467.15 | 0 | Non-ISO |  | 0
GAGE SUBSTATION | 5770 | 33kV & Below | 1200.31 | 15801.38 | 991591.44 | 1008593.13 | 0 | 0 | 0 | 1200.31 | 15801.38 | 991591.44 | 0 | Non-ISO |  | 0
LUCAS SUBSTATION | 5771 | 66kV | 11216.27 | 387695.25 | 6100920.14 | 6499831.66 | 0 | 0 | 0 | 11216.27 | 387695.25 | 6100920.14 | 0 | Non-ISO |  | 0
IMPERIAL SUB | 5772 | 66kV | 22376.61 | 75712.93 | 3238830.85 | 3336920.39 | 0 | 0 | 0 | 22376.61 | 75712.93 | 3238830.85 | 0 | Non-ISO |  | 0
FUEL SUBSTATION | 5773 | 66kV | 0 | 12378.95 | 282870.91 | 295249.86 | 0 | 0 | 0 | 0 | 12378.95 | 282870.91 | 0 | Non-ISO |  | 0
LONGDON SUBSTATION | 5774 | 33kV & Below | 2942.93 | 38358.38 | 475038.32 | 516339.63 | 0 | 0 | 0 | 2942.93 | 38358.38 | 475038.32 | 0 | Non-ISO |  | 0
DOMHILL SUBSTATION | 5775 | 66kV | 0 | 16316.55 | 238826.85 | 255143.4 | 0 | 0 | 0 | 0 | 16316.55 | 238826.85 | 0 | Non-ISO |  | 0
JERSEY SUBSTATION | 5776 | 66kV | 30304.78 | 243990.08 | 4393533.52 | 4667828.38 | 0 | 0 | 0 | 30304.78 | 243990.08 | 4393533.52 | 0 | Non-ISO |  | 0
WOODRUFF SUBSTATION | 5777 | 33kV & Below | 12168.79 | 419849.12 | 1875275.89 | 2307293.8 | 0 | 0 | 0 | 12168.79 | 419849.12 | 1875275.89 | 0 | Non-ISO |  | 0
DAVIDSON CITY | 5779 | 33kV & Below | 4957.3 | 42505.16 | 439036.54 | 486499 | 0 | 0 | 0 | 4957.3 | 42505.16 | 439036.54 | 0 | Non-ISO |  | 0
NAOMI SUBSTATION | 5780 | 33kV & Below | 18551.61 | 58706.12 | 540250.19 | 617507.92 | 0 | 0 | 0 | 18551.61 | 58706.12 | 540250.19 | 0 | Non-ISO |  | 0
NEPTUNE SUBSTATION | 5781 | 66kV | 52528.33 | 108614.75 | 2117993.69 | 2279136.77 | 0 | 0 | 0 | 52528.33 | 108614.75 | 2117993.69 | 0 | Non-ISO |  | 0
DOUGOIL SUB | 5782 | 66kV | 0 | 23526.53 | 1391077 | 1414603.53 | 0 | 0 | 0 | 0 | 23526.53 | 1391077 | 0 | Non-ISO |  | 0
ERIC SUBSTATION | 5783 | 66kV | 49964.25 | 303752.95 | 2258482.84 | 2612200.04 | 0 | 0 | 0 | 49964.25 | 303752.95 | 2258482.84 | 0 | Non-ISO |  | 0
HEDDA SUBSTATION | 5784 | 33kV & Below | 3772.94 | 58196.41 | 586586.92 | 648556.27 | 0 | 0 | 0 | 3772.94 | 58196.41 | 586586.92 | 0 | Non-ISO |  | 0
SUNNYSIDE SUBSTATION | 5785 | 66kV | 32118.03 | 103187.39 | 2863152.94 | 2998458.36 | 0 | 0 | 0 | 32118.03 | 103187.39 | 2863152.94 | 0 | Non-ISO |  | 0
SOUTH GATE SUBSTATION | 5787 | 33kV & Below | 4092.23 | 156580.31 | 1034781.69 | 1195454.23 | 0 | 0 | 0 | 4092.23 | 156580.31 | 1034781.69 | 0 | Non-ISO |  | 0
BOVINE SUBSTATION | 5788 | 66kV | 150722.83 | 89529.89 | 1860271.47 | 2100524.19 | 0 | 0 | 0 | 150722.83 | 89529.89 | 1860271.47 | 0 | Non-ISO |  | 0
ARTESIA SUBSTATION | 5789 | 33kV & Below | 346.83 | 56507.05 | 565605.19 | 622459.07 | 0 | 0 | 0 | 346.83 | 56507.05 | 565605.19 | 0 | Non-ISO |  | 0
SEABRIGHT SUBSTATION | 5790 | 66kV | 3676.55 | 101496.45 | 2226046.12 | 2331219.12 | 0 | 0 | 0 | 3676.55 | 101496.45 | 2226046.12 | 0 | Non-ISO |  | 0
GREENING SUBSTATION | 5791 | 66kV | 23723.8 | 345755.41 | 4243320.59 | 4612799.8 | 0 | 0 | 0 | 23723.8 | 345755.41 | 4243320.59 | 0 | Non-ISO |  | 0
WESTEX SUBSTATION | 5792 | 66kV | 3119 | 7090.31 | 119423.07 | 129632.38 | 0 | 0 | 0 | 3119 | 7090.31 | 119423.07 | 0 | Non-ISO |  | 0
ATRICH SUBSTATION | 5794 | 66kV | 2403.81 | 0 | 0 | 2403.81 | 0 | 0 | 0 | 2403.81 | 0 | 0 | 0 | Non-ISO |  | 0
CERTIFIED SUBSTATION | 5795 | 66kV | 0 | 12972.78 | 161311.12 | 174283.9 | 0 | 0 | 0 | 0 | 12972.78 | 161311.12 | 0 | Non-ISO |  | 0
STADIUM SUBSTATION | 5796 | 66kV | 0 | 10721.89 | 1485073.01 | 1495794.9 | 0 | 0 | 0 | 0 | 10721.89 | 1485073.01 | 0 | Non-ISO |  | 0
CHERRY SUBSTATION | 5797 | 66kV | 458083.12 | 664567.91 | 4142114.44 | 5264765.47 | 0 | 0 | 0 | 458083.12 | 664567.91 | 4142114.44 | 0 | Non-ISO |  | 0
MOVIE SUBSTATION | 5798 | 66kV | 1888137.56 | 1017612.77 | 3312142.61 | 6217892.94 | 0 | 0 | 0 | 1888137.56 | 1017612.77 | 3312142.61 | 0 | Non-ISO |  | 0
PAPERMATE SUB | 5799 | 66kV | 0 | 18899.08 | 466645.91 | 485544.99 | 0 | 0 | 0 | 0 | 18899.08 | 466645.91 | 0 | Non-ISO |  | 0
SOUTHEAST DIVISION | 5800 | Div Offices & Misc | 0 | 0 | 69255.51 | 69255.51 | 0 | 0 | 0 | 0 | 0 | 69255.51 | 0 | Non-ISO |  | 0
VERA SUBSTATION | 5801 | 66kV | 50895.86 | 75809.62 | 1575344.59 | 1702050.07 | 0 | 0 | 0 | 50895.86 | 75809.62 | 1575344.59 | 0 | Non-ISO |  | 0
MODENA SUBSTATION | 5802 | 66kV | 31251.65 | 399522.1 | 5548422.72 | 5979196.47 | 0 | 0 | 0 | 31251.65 | 399522.1 | 5548422.72 | 0 | Non-ISO |  | 0
SMITH TOOL SUBSTATION | 5803 | 66kV | 5082.09 | 0 | 0 | 5082.09 | 0 | 0 | 0 | 5082.09 | 0 | 0 | 0 | Non-ISO |  | 0
ATWOOD SUBSTATION | 5804 | 66kV | 9421.65 | 159736.68 | 3208083.97 | 3377242.3 | 0 | 0 | 0 | 9421.65 | 159736.68 | 3208083.97 | 0 | Non-ISO |  | 0
BAYSIDE SUBSTATION | 5805 | 66kV | 44427.69 | 52243.74 | 4678992.06 | 4775663.49 | 0 | 0 | 0 | 44427.69 | 52243.74 | 4678992.06 | 0 | Non-ISO |  | 0
APOLLO SUBSTATION | 5806 | 66kV | 596.93 | 12898.72 | 1076896.49 | 1090392.14 | 0 | 0 | 0 | 596.93 | 12898.72 | 1076896.49 | 0 | Non-ISO |  | 0
BOLSA SUBSTATION | 5807 | 66kV | 34045.91 | 47744.69 | 2992175.53 | 3073966.13 | 0 | 0 | 0 | 34045.91 | 47744.69 | 2992175.53 | 0 | Non-ISO |  | 0
BRYAN SUBSTATION | 5808 | 66kV | 14864.98 | 122090.66 | 7480861.54 | 7617817.18 | 0 | 0 | 0 | 14864.98 | 122090.66 | 7480861.54 | 0 | Non-ISO |  | 0
SLATER SUBSTATION | 5809 | 66kV | 75818.17 | 308060.37 | 4357713.11 | 4741591.65 | 0 | 0 | 0 | 75818.17 | 308060.37 | 4357713.11 | 0 | Non-ISO |  | 0
BRISTOL SUBSTATION | 5810 | 33kV & Below | 2148.53 | 9955.04 | 457135.48 | 469239.05 | 0 | 0 | 0 | 2148.53 | 9955.04 | 457135.48 | 0 | Non-ISO |  | 0
CHIQUITA SUBSTATION | 5811 | 66kV | 648505.84 | 566458.2 | 7614847.43 | 8829811.47 | 0 | 0 | 0 | 648505.84 | 566458.2 | 7614847.43 | 0 | Non-ISO |  | 0
MURPHY SUB | 5812 | 66kV | 61155.36 | 42050.96 | 1168439.97 | 1271646.29 | 0 | 0 | 0 | 61155.36 | 42050.96 | 1168439.97 | 0 | Non-ISO |  | 0
CAROLINA SUBSTATION | 5813 | 66kV | 31263.46 | 136884.75 | 4339875.05 | 4508023.26 | 0 | 0 | 0 | 31263.46 | 136884.75 | 4339875.05 | 0 | Non-ISO |  | 0
CARMENITA SUBSTATION | 5814 | 66kV | 6615.51 | 493616.02 | 7307900.57 | 7808132.1 | 0 | 0 | 0 | 6615.51 | 493616.02 | 7307900.57 | 0 | Non-ISO |  | 0
PAPER SUBSTATION | 5815 | 66kV | 1488.29 | 10364.84 | 440083.02 | 451936.15 | 0 | 0 | 0 | 1488.29 | 10364.84 | 440083.02 | 0 | Non-ISO |  | 0
PARKWOOD SUBSTATION | 5816 | 66kV | 58054.76 | 118690.79 | 4566366.32 | 4743111.87 | 0 | 0 | 0 | 58054.76 | 118690.79 | 4566366.32 | 0 | Non-ISO |  | 0
COSTA MESA SUBSTATION | 5817 | 33kV & Below | 4078.3 | 165475.63 | 1405697.84 | 1575251.77 | 0 | 0 | 0 | 4078.3 | 165475.63 | 1405697.84 | 0 | Non-ISO |  | 0
CROWN SUBSTATION | 5818 | 66kV | 57928.73 | 226271.79 | 7297227.45 | 7581427.97 | 0 | 0 | 0 | 57928.73 | 226271.79 | 7297227.45 | 0 | Non-ISO |  | 0
ELY SUBSTATION | 5819 | 66kV | 52169.91 | 48956.57 | 1950996.31 | 2052122.79 | 0 | 0 | 0 | 52169.91 | 48956.57 | 1950996.31 | 0 | Non-ISO |  | 0
DOWNEY SUB | 5820 | 33kV & Below | 8032.89 | 22467.15 | 480950.84 | 511450.88 | 0 | 0 | 0 | 8032.89 | 22467.15 | 480950.84 | 0 | Non-ISO |  | 0
FAIRVIEW SUBSTATION | 5821 | 66kV | 1818.22 | 217531.36 | 7579562.25 | 7798911.83 | 0 | 0 | 0 | 1818.22 | 217531.36 | 7579562.25 | 0 | Non-ISO |  | 0
FULLERTON SUBSTATION | 5822 | 66kV | 20431.71 | 32012.58 | 3559586.72 | 3612031.01 | 0 | 0 | 0 | 20431.71 | 32012.58 | 3559586.72 | 0 | Non-ISO |  | 0
GALLATIN SUB | 5823 | 66kV | 19042.07 | 29012.82 | 2082680.48 | 2130735.37 | 0 | 0 | 0 | 19042.07 | 29012.82 | 2082680.48 | 0 | Non-ISO |  | 0
WEICO SUBSTATION | 5824 | 66kV | 0 | 0 | 75.02 | 75.02 | 0 | 0 | 0 | 0 | 0 | 75.02 | 0 | Non-ISO |  | 0
HAMILTON SUBSTATION | 5825 | 66kV | 11052.84 | 331210.49 | 5823045.53 | 6165308.86 | 0 | 0 | 0 | 11052.84 | 331210.49 | 5823045.53 | 0 | Non-ISO |  | 0
CAMDEN SUBSTATION | 5826 | 66kV | 183449.09 | 203209.93 | 2869604.09 | 3256263.11 | 0 | 0 | 0 | 183449.09 | 203209.93 | 2869604.09 | 0 | Non-ISO |  | 0
WAVE SUBSTATION | 5828 | 66kV | 1978.24 | 156049.67 | 2075575.43 | 2233603.34 | 0 | 0 | 0 | 1978.24 | 156049.67 | 2075575.43 | 0 | Non-ISO |  | 0
IRVINE SUBSTATION | 5829 | 66kV | 2643.32 | 326159.12 | 9572923.14 | 9901725.58 | 0 | 0 | 0 | 2643.32 | 326159.12 | 9572923.14 | 0 | Non-ISO |  | 0
SOUTH PAC SUBSTATION | 5830 | 66kV | 0 | 14413.47 | 135771.34 | 150184.81 | 0 | 0 | 0 | 0 | 14413.47 | 135771.34 | 0 | Non-ISO |  | 0
LA HABRA SUBSTATION | 5832 | 66kV | 916.07 | 281913.49 | 2306476.43 | 2589305.99 | 0 | 0 | 0 | 916.07 | 281913.49 | 2306476.43 | 0 | Non-ISO |  | 0
GILBERT SUBSTATION | 5833 | 66kV | 42323.72 | 67547.22 | 3686406.76 | 3796277.7 | 0 | 0 | 0 | 42323.72 | 67547.22 | 3686406.76 | 0 | Non-ISO |  | 0
LA MIRADA SUBSTATION | 5834 | 66kV | 52555.39 | 100598 | 1933292.54 | 2086445.93 | 0 | 0 | 0 | 52555.39 | 100598 | 1933292.54 | 0 | Non-ISO |  | 0
LA VETA SUBSTATION | 5835 | 66kV | 77254.35 | 78220.78 | 5126566.79 | 5282041.92 | 0 | 0 | 0 | 77254.35 | 78220.78 | 5126566.79 | 0 | Non-ISO |  | 0
MORRO SUBSTATION | 5836 | 66kV | 20035.87 | 155013.84 | 5089088.38 | 5264138.09 | 0 | 0 | 0 | 20035.87 | 155013.84 | 5089088.38 | 0 | Non-ISO |  | 0
CYPRESS SUBSTATION | 5837 | 66kV | 25204.38 | 344347.48 | 7454844.83 | 7824396.69 | 0 | 0 | 0 | 25204.38 | 344347.48 | 7454844.83 | 0 | Non-ISO |  | 0
NARROWS SUB | 5838 | 66kV | 30474.36 | 193416.15 | 5900284.36 | 6124174.87 | 0 | 0 | 0 | 30474.36 | 193416.15 | 5900284.36 | 0 | Non-ISO |  | 0
SUNNYHILLS SUBSTATION | 5840 | 66kV | 0 | 6259.75 | 267657.32 | 273917.07 | 0 | 0 | 0 | 0 | 6259.75 | 267657.32 | 0 | Non-ISO |  | 0
LEANDRO SUBSTATION | 5841 | 66kV | 0 | 466740.98 | 0 | 466740.98 | 0 | 0 | 0 | 0 | 466740.98 | 0 | 0 | Non-ISO |  | 0
OCEANVIEW SUBSTATION | 5842 | 66kV | 6908.91 | 361409.04 | 7469089.65 | 7837407.6 | 0 | 0 | 0 | 6908.91 | 361409.04 | 7469089.65 | 0 | Non-ISO |  | 0
ORANGE SUBSTATION | 5843 | 66kV | 91402.09 | 127593.24 | 4799881.8 | 5018877.13 | 0 | 0 | 0 | 91402.09 | 127593.24 | 4799881.8 | 0 | Non-ISO |  | 0
WILSHIRE SUB | 5844 | 66kV | 0 | 0 | 39287.12 | 39287.12 | 0 | 0 | 0 | 0 | 0 | 39287.12 | 0 | Non-ISO |  | 0
MOULTON SUBSTATION | 5845 | 66kV | 64266.46 | 124016.77 | 4225406.67 | 4413689.9 | 0 | 0 | 0 | 64266.46 | 124016.77 | 4225406.67 | 0 | Non-ISO |  | 0
MERCURY SUB | 5846 | 66kV | 503.06 | 0 | 0 | 503.06 | 0 | 0 | 0 | 503.06 | 0 | 0 | 0 | Non-ISO |  | 0
RIVERA SUB | 5848 | 33kV & Below | 3355.84 | 57301.84 | 335968.12 | 396625.8 | 0 | 0 | 0 | 3355.84 | 57301.84 | 335968.12 | 0 | Non-ISO |  | 0
SANTA ANA SUBSTATION | 5849 | 33kV & Below | 19605.48 | 0 | 0 | 19605.48 | 0 | 0 | 0 | 19605.48 | 0 | 0 | 0 | Non-ISO |  | 0
SANTA FE SPRINGS SUB | 5850 | 66kV | 26233.02 | 115059.98 | 5803617.8 | 5944910.8 | 0 | 0 | 0 | 26233.02 | 115059.98 | 5803617.8 | 0 | Non-ISO |  | 0
GISLER SUBSTATION | 5851 | 66kV | 141655.82 | 194546.1 | 4542598.31 | 4878800.23 | 0 | 0 | 0 | 141655.82 | 194546.1 | 4542598.31 | 0 | Non-ISO |  | 0
STEWART SUB | 5852 | 66kV | 83294.78 | 67562.22 | 3113470.25 | 3264327.25 | 0 | 0 | 0 | 83294.78 | 67562.22 | 3113470.25 | 0 | Non-ISO |  | 0
TALBERT SUBSTATION | 5853 | 66kV | 23620.07 | 163568.89 | 3046832.58 | 3234021.54 | 0 | 0 | 0 | 23620.07 | 163568.89 | 3046832.58 | 0 | Non-ISO |  | 0
BROOKHURST SUBSTATION | 5854 | 66kV | 118648.7 | 228243.76 | 3533425.33 | 3880317.79 | 0 | 0 | 0 | 118648.7 | 228243.76 | 3533425.33 | 0 | Non-ISO |  | 0
WASHINGTON SUBSTATION | 5856 | 66kV | 86491.88 | 69604.68 | 1827565.01 | 1983661.57 | 0 | 0 | 0 | 86491.88 | 69604.68 | 1827565.01 | 0 | Non-ISO |  | 0
SPONGE SUB | 5857 | 66kV | 0 | 10307.7 | 53524.84 | 63832.54 | 0 | 0 | 0 | 0 | 10307.7 | 53524.84 | 0 | Non-ISO |  | 0
CEDARWOOD SUBSTATION | 5859 | 33kV & Below | 3885.63 | 33322.11 | 1133093.53 | 1170301.27 | 0 | 0 | 0 | 3885.63 | 33322.11 | 1133093.53 | 0 | Non-ISO |  | 0
ALTON SUBSTATION | 5860 | 66kV | 62261.07 | 0 | 0 | 62261.07 | 0 | 0 | 0 | 62261.07 | 0 | 0 | 0 | Non-ISO |  | 0
CHESTNUT SUBSTATION | 5861 | 66kV | 1680.85 | 71280.58 | 4294085.68 | 4367047.11 | 0 | 0 | 0 | 1680.85 | 71280.58 | 4294085.68 | 0 | Non-ISO |  | 0
SULLIVAN SUBSTATION | 5862 | 66kV | 14328.16 | 463964 | 3351930.98 | 3830223.14 | 0 | 0 | 0 | 14328.16 | 463964 | 3351930.98 | 0 | Non-ISO |  | 0
BARTOLO SUB | 5863 | 33kV & Below | 4276.75 | 84224.26 | 810132.44 | 898633.45 | 0 | 0 | 0 | 4276.75 | 84224.26 | 810132.44 | 0 | Non-ISO |  | 0
EDGEWATER SUBSTATION | 5864 | 33kV & Below | 3839.73 | 46384.57 | 1034483.77 | 1084708.07 | 0 | 0 | 0 | 3839.73 | 46384.57 | 1034483.77 | 0 | Non-ISO |  | 0
ESTRELLA SUBSTATION | 5865 | 66kV | 130439.95 | 291455.02 | 6831480.1 | 7253375.07 | 0 | 0 | 0 | 130439.95 | 291455.02 | 6831480.1 | 0 | Non-ISO |  | 0
MARION SUBSTATION | 5866 | 66kV | 95573.38 | 58146.27 | 3793426.46 | 3947146.11 | 0 | 0 | 0 | 95573.38 | 58146.27 | 3793426.46 | 0 | Non-ISO |  | 0
ARCH BEACH SUBSTATION | 5867 | 33kV & Below | 7596.16 | 30895.12 | 270221.94 | 308713.22 | 0 | 0 | 0 | 7596.16 | 30895.12 | 270221.94 | 0 | Non-ISO |  | 0
SHAWNEE SUBSTATION | 5869 | 66kV | 94824.91 | 67191.45 | 1760256.56 | 1922272.92 | 0 | 0 | 0 | 94824.91 | 67191.45 | 1760256.56 | 0 | Non-ISO |  | 0
LAMPSON SUBSTATION | 5870 | 66kV | 143290.5 | 120786.11 | 4712136.62 | 4976213.23 | 0 | 0 | 0 | 143290.5 | 120786.11 | 4712136.62 | 0 | Non-ISO |  | 0
NORSEAL SUBSTATION | 5871 | 66kV | 0 | 25437.19 | 595497.29 | 620934.48 | 0 | 0 | 0 | 0 | 25437.19 | 595497.29 | 0 | Non-ISO |  | 0
LAFAYETTE SUBSTATION | 5872 | 66kV | 109897.48 | 143368.49 | 5449844.94 | 5703110.91 | 0 | 0 | 0 | 109897.48 | 143368.49 | 5449844.94 | 0 | Non-ISO |  | 0
LA PALMA SUBSTATION | 5873 | 66kV | 8903.34 | 33017.81 | 1723211.41 | 1765132.56 | 0 | 0 | 0 | 8903.34 | 33017.81 | 1723211.41 | 0 | Non-ISO |  | 0
MAC ARTHUR SUBSTATION | 5874 | 66kV | 100887.79 | 183682.07 | 6352773.2 | 6637343.06 | 0 | 0 | 0 | 100887.79 | 183682.07 | 6352773.2 | 0 | Non-ISO |  | 0
EDINGER SUBSTATION | 5875 | 33kV & Below | 11499.14 | 53437.89 | 1571827.03 | 1636764.06 | 0 | 0 | 0 | 11499.14 | 53437.89 | 1571827.03 | 0 | Non-ISO |  | 0
TUSTIN SUBSTATION | 5878 | 66kV | 0 | 84594.51 | 0 | 84594.51 | 0 | 0 | 0 | 0 | 84594.51 | 0 | 0 | Non-ISO |  | 0
CABRILLO SUBSTATION | 5879 | 66kV | 72333.12 | 301728.88 | 10334121.83 | 10708183.83 | 0 | 0 | 0 | 72333.12 | 301728.88 | 10334121.83 | 0 | Non-ISO |  | 0
YORBA LINDA SUBSTATION | 5880 | 66kV | 109294.47 | 126855.53 | 5983690.94 | 6219840.94 | 0 | 0 | 0 | 109294.47 | 126855.53 | 5983690.94 | 0 | Non-ISO |  | 0
BASTA SUBSTATION | 5883 | 33kV & Below | 6540.15 | 21104.55 | 1386966.38 | 1414611.08 | 0 | 0 | 0 | 6540.15 | 21104.55 | 1386966.38 | 0 | Non-ISO |  | 0
BURRIS PIT | 5884 | 66kV | 0 | 17725.5 | 589360.24 | 607085.74 | 0 | 0 | 0 | 0 | 17725.5 | 589360.24 | 0 | Non-ISO |  | 0
POWERINE SUB | 5885 | 66kV | 0 | 14762.75 | 965762.11 | 980524.86 | 0 | 0 | 0 | 0 | 14762.75 | 965762.11 | 0 | Non-ISO |  | 0
PIONEER SUB | 5886 | 66kV | 145164.11 | 275732.75 | 2650965.37 | 3071862.23 | 0 | 0 | 0 | 145164.11 | 275732.75 | 2650965.37 | 0 | Non-ISO |  | 0
BORREGO SUBSTATION | 5887 | 66kV | 40290.29 | 416387.16 | 6674485.76 | 7131163.21 | 0 | 0 | 0 | 40290.29 | 416387.16 | 6674485.76 | 0 | Non-ISO |  | 0
WESTGATE SUB | 5888 | 33kV & Below | 23706.77 | 19427.87 | 916190.89 | 959325.53 | 0 | 0 | 0 | 23706.77 | 19427.87 | 916190.89 | 0 | Non-ISO |  | 0
PLACENTIA SUBSTATION | 5889 | 66kV | 62827.53 | 199192.36 | 3040903.02 | 3302922.91 | 0 | 0 | 0 | 62827.53 | 199192.36 | 3040903.02 | 0 | Non-ISO |  | 0
CANYON SUBSTATION | 5890 | 66kV | 11184.76 | 189675.59 | 3848695.3 | 4049555.65 | 0 | 0 | 0 | 11184.76 | 189675.59 | 3848695.3 | 0 | Non-ISO |  | 0
FRIENDLY HILLS SUB | 5891 | 33kV & Below | 11259.78 | 116118.21 | 2238349.81 | 2365727.8 | 0 | 0 | 0 | 11259.78 | 116118.21 | 2238349.81 | 0 | Non-ISO |  | 0
TELEGRAPH SUB | 5892 | 66kV | 5865.32 | 108591.62 | 3817174.63 | 3931631.57 | 0 | 0 | 0 | 5865.32 | 108591.62 | 3817174.63 | 0 | Non-ISO |  | 0
PASSONS SUB | 5893 | 66kV | 98244.34 | 87557.24 | 1089181.44 | 1274983.02 | 0 | 0 | 0 | 98244.34 | 87557.24 | 1089181.44 | 0 | Non-ISO |  | 0
AMMONIA SUBSTATION | 5894 | 66kV | 0 | 0 | 1711.11 | 1711.11 | 0 | 0 | 0 | 0 | 0 | 1711.11 | 0 | Non-ISO |  | 0
PAULARINO SUBSTATION | 5895 | 33kV & Below | 8006.09 | 66203.96 | 822549.45 | 896759.5 | 0 | 0 | 0 | 8006.09 | 66203.96 | 822549.45 | 0 | Non-ISO |  | 0
NIGUEL SUBSTATION | 5896 | 66kV | 46880.41 | 167495.65 | 8702383.36 | 8916759.42 | 0 | 0 | 0 | 46880.41 | 167495.65 | 8702383.36 | 0 | Non-ISO |  | 0
SOCO SUBSTATION | 5897 | 66kV | 0 | 4229.06 | 498716.63 | 502945.69 | 0 | 0 | 0 | 0 | 4229.06 | 498716.63 | 0 | Non-ISO |  | 0
FLORADAY SUB | 5898 | 33kV & Below | 11336.06 | 15172.22 | 343652.49 | 370160.77 | 0 | 0 | 0 | 11336.06 | 15172.22 | 343652.49 | 0 | Non-ISO |  | 0
TRASK SUBSTATION | 5899 | 66kV | 16481.26 | 71499.79 | 4052069.96 | 4140051.01 | 0 | 0 | 0 | 16481.26 | 71499.79 | 4052069.96 | 0 | Non-ISO |  | 0
HOPEFUL SUB | 5901 | 66kV | 6998.56 | 28567.78 | 637845.34 | 673411.68 | 0 | 0 | 0 | 6998.56 | 28567.78 | 637845.34 | 0 | Non-ISO |  | 0
SKINWATER SUB | 5903 |  | 0 | 347638.96 | 1040901.42 | 1388540.38 | 0 | 0 | 0 | 0 | 347638.96 | 1040901.42 | 0 | Non-ISO |  | 0
Customer Service | 60-- | CSTMR SRVC FAC. | 84541618.27 | 316020075.54 | 324566.08 | 400886259.89 | 0 | 0 | 0 | 84541618.27 | 316020075.54 | 324566.08 | 0 | Non-ISO |  | 0
Customer Service | 61-- | CSTMR SRVC FAC. | 89054.72 | 7668802.83 | 0 | 7757857.55 | 0 | 0 | 0 | 89054.72 | 7668802.83 | 0 | 0 | Non-ISO |  | 0
Customer Service | 62-- | CSTMR SRVC FAC. | 0 | 9447331.07 | 0 | 9447331.07 | 0 | 0 | 0 | 0 | 9447331.07 | 0 | 0 | Non-ISO |  | 0
INYO COUNTY | 7014 |  | 0 | 0 | 12825.99 | 12825.99 | 0 | 0 | 0 | 0 | 0 | 12825.99 | 0 | Non-ISO |  | 0
SAN BERNARDINO COUNTY | 7036 |  | 0 | 0 | 6699460.57 | 6699460.57 | 0 | 0 | 0 | 0 | 0 | 6699460.57 | 0 | Non-ISO |  | 0
TULARE COUNTY | 7054 |  | 367.9 | 0 | 428393.86 | 428761.76 | 0 | 0 | 0 | 367.9 | 0 | 428393.86 | 0 | Non-ISO |  | 0
THORNHILL(CEP) SUB | 8004 | 115kV | 0 | 0 | 124469.61 | 124469.61 | 0 | 0 | 0 | 0 | 0 | 124469.61 | 0 | Non-ISO |  | 0
PHELAN(CEP) SUB | 8010 | 115kV | 0 | 0 | 7878.55 | 7878.55 | 0 | 0 | 0 | 0 | 0 | 7878.55 | 0 | Non-ISO |  | 0
MIRAGE(CEP) SUB | 8012 | 220kV | 0 | 0 | 147755.23 | 147755.23 | 0 | 0 | 0 | 0 | 0 | 147755.23 | 0 | Non-ISO |  | 0
SAVAGE(CEP) SUB | 8020 | 115kV | 0 | 6417.44 | 0 | 6417.44 | 0 | 0 | 0 | 0 | 6417.44 | 0 | 0 | Non-ISO |  | 0
YUCCA(CEP) SUB | 8022 | 66kV | 0 | 0 | 35285.06 | 35285.06 | 0 | 0 | 0 | 0 | 0 | 35285.06 | 0 | Non-ISO |  | 0
BAKER(CEP) SUB | 8025 | 115kV | 0 | 0 | 378329.74 | 378329.74 | 0 | 0 | 0 | 0 | 0 | 378329.74 | 0 | Non-ISO |  | 0
HI DESERT(CEP) SUB | 8029 | 66kV | 0 | 0 | 7514.95 | 7514.95 | 0 | 0 | 0 | 0 | 0 | 7514.95 | 0 | Non-ISO |  | 0
MOUNTAIN PASS(CEP) SUB | 8030 | 115kV | 0 | 0 | 15797.45 | 15797.45 | 0 | 0 | 0 | 0 | 0 | 15797.45 | 0 | Non-ISO |  | 0
SEARLES(CEP) SUB | 8033 | 115kV | 0 | 5937.11 | 761226.84 | 767163.95 | 0 | 0 | 0 | 0 | 5937.11 | 761226.84 | 0 | Non-ISO |  | 0
SANTA ROSA(CEP) SUB | 8036 | 115kV | 0 | 0 | 782187.23 | 782187.23 | 0 | 0 | 0 | 0 | 0 | 782187.23 | 0 | Non-ISO |  | 0
NELSON(CEP) SUB | 8038 | 115kV | 0 | 0 | 19129.04 | 19129.04 | 0 | 0 | 0 | 0 | 0 | 19129.04 | 0 | Non-ISO |  | 0
SN ONOFRE SWTHRK-100%SCE | 8055 | 115kV | 0 | 0 | 3878.5 | 3878.5 | 0 | 0 | 0 | 0 | 0 | 3878.5 | 0 | Non-ISO |  | 0
CARODEAN | 8072 | 115kV | 88408.77 | 0 | 0 | 88408.77 | 0 | 0 | 0 | 88408.77 | 0 | 0 | 0 | Non-ISO |  | 0
IVYGLEN SUB | 8073 | 115kV | 0 | 0 | 32899.64 | 32899.64 | 0 | 0 | 0 | 0 | 0 | 32899.64 | 0 | Non-ISO |  | 0
SN BRDNO SWTCHRCK | 8076 | 115kV | 0 | 0 | 636439.19 | 636439.19 | 0 | 0 | 0 | 0 | 0 | 636439.19 | 0 | Non-ISO |  | 0
NUSED RAILROAD CNYN(NEW) | 8077 | 33kV & Below | 0 | 0 | 7661.7 | 7661.7 | 0 | 0 | 0 | 0 | 0 | 7661.7 | 0 | Non-ISO |  | 0
AQUEDUCT SUB | 8079 | 115kV | 4972.83 | 0 | 0 | 4972.83 | 0 | 0 | 0 | 4972.83 | 0 | 0 | 0 | Non-ISO |  | 0
HESPERIA SUB | 8087 | 115kV | 0 | 0 | 9383.36 | 9383.36 | 0 | 0 | 0 | 0 | 0 | 9383.36 | 0 | Non-ISO |  | 0
SKYLARK SUB | 8088 | 115kV | 0 | 0 | 7257.54 | 7257.54 | 0 | 0 | 0 | 0 | 0 | 7257.54 | 0 | Non-ISO |  | 0
MARSCHINO SUB | 8096 | 115kV | 0 | 0 | 6720.18 | 6720.18 | 0 | 0 | 0 | 0 | 0 | 6720.18 | 0 | Non-ISO |  | 0
EISENHOWER SUB | 8098 | 115kV | 0 | 0 | 1029703.91 | 1029703.91 | 0 | 0 | 0 | 0 | 0 | 1029703.91 | 0 | Non-ISO |  | 0
AMARGO SUB | 8102 | 33kV & Below | 735.47 | 1621.46 | 749215.1 | 751572.03 | 0 | 0 | 0 | 735.47 | 1621.46 | 749215.1 | 0 | Non-ISO |  | 0
AMBOY SUB | 8103 | 33kV & Below | 0 | 0 | 33698.95 | 33698.95 | 0 | 0 | 0 | 0 | 0 | 33698.95 | 0 | Non-ISO |  | 0
FARRELL SUB | 8104 | 115kV | 55705.7 | 63285.02 | 416987.99 | 535978.71 | 0 | 0 | 0 | 55705.7 | 63285.02 | 416987.99 | 0 | Non-ISO |  | 0
APPLE VALLEY SUB | 8105 | 115kV | 5647.58 | 29056.78 | 2870.77 | 37575.13 | 0 | 0 | 0 | 5647.58 | 29056.78 | 2870.77 | 0 | Non-ISO |  | 0
ARABY SUB | 8106 | 33kV & Below | 0 | 6349.95 | 109843.41 | 116193.36 | 0 | 0 | 0 | 0 | 6349.95 | 109843.41 | 0 | Non-ISO |  | 0
BARSTOW SUB | 8110 | 33kV & Below | 1279.15 | 17839.48 | 1723967.34 | 1743085.97 | 0 | 0 | 0 | 1279.15 | 17839.48 | 1723967.34 | 0 | Non-ISO |  | 0
BLYTHE SUB | 8113 | 33kV & Below | 4124.09 | 111845.79 | 5496939.38 | 5612909.26 | 0 | 0 | 0 | 4124.09 | 111845.79 | 5496939.38 | 0 | Non-ISO |  | 0
BRYMAN SUB | 8117 | 33kV & Below | 237.32 | 0 | 95571.59 | 95808.91 | 0 | 0 | 0 | 237.32 | 0 | 95571.59 | 0 | Non-ISO |  | 0
CABAZON SUB | 8118 | 33kV & Below | 46674.94 | 75121.98 | 1638125.89 | 1759922.81 | 0 | 0 | 0 | 46674.94 | 75121.98 | 1638125.89 | 0 | Non-ISO |  | 0
CADY SUB | 8119 | 33kV & Below | 202.59 | 1125.29 | 190348.84 | 191676.72 | 0 | 0 | 0 | 202.59 | 1125.29 | 190348.84 | 0 | Non-ISO |  | 0
MILITARY SUB | 8120 | 33kV & Below | 0 | 8386.94 | 658951.87 | 667338.81 | 0 | 0 | 0 | 0 | 8386.94 | 658951.87 | 0 | Non-ISO |  | 0
CANTIL SUB | 8121 | 33kV & Below | 97.65 | 0 | 125445.84 | 125543.49 | 0 | 0 | 0 | 97.65 | 0 | 125445.84 | 0 | Non-ISO |  | 0
LITTLE LAKE SUB | 8122 | 33kV & Below | 0 | 15021.16 | 145693.9 | 160715.06 | 0 | 0 | 0 | 0 | 15021.16 | 145693.9 | 0 | Non-ISO |  | 0
CATHEDRAL CITY SUB | 8123 | 33kV & Below | 660.72 | 27262.13 | 2730876.54 | 2758799.39 | 0 | 0 | 0 | 660.72 | 27262.13 | 2730876.54 | 0 | Non-ISO |  | 0
PALM SPRINGS SUB | 8124 | 33kV & Below | 3158.84 | 76355.96 | 532916.26 | 612431.06 | 0 | 0 | 0 | 3158.84 | 76355.96 | 532916.26 | 0 | Non-ISO |  | 0
CHASE 2 SUB | 8126 | 33kV & Below | 191175.81 | 0 | 6479.41 | 197655.22 | 0 | 0 | 0 | 191175.81 | 0 | 6479.41 | 0 | Non-ISO |  | 0
CONVERSE FLATS SUB | 8130 | 33kV & Below | 0 | 382.16 | 128181.51 | 128563.67 | 0 | 0 | 0 | 0 | 382.16 | 128181.51 | 0 | Non-ISO |  | 0
CAL CITY SUB | 8132 | 33kV & Below | 29661.41 | 91065.89 | 3359226.81 | 3479954.11 | 0 | 0 | 0 | 29661.41 | 91065.89 | 3359226.81 | 0 | Non-ISO |  | 0
DAGGETT SUB | 8133 | 33kV & Below | 258.71 | 0 | 99446.91 | 99705.62 | 0 | 0 | 0 | 258.71 | 0 | 99446.91 | 0 | Non-ISO |  | 0
DESERT OUTPOST SUB | 8136 | 33kV & Below | 10453.81 | 28923.78 | 289772.91 | 329150.5 | 0 | 0 | 0 | 10453.81 | 28923.78 | 289772.91 | 0 | Non-ISO |  | 0
DOWNS SUB | 8137 | 33kV & Below | 513493.96 | 227824.14 | 3759642.57 | 4500960.67 | 0 | 0 | 0 | 513493.96 | 227824.14 | 3759642.57 | 0 | Non-ISO |  | 0
DUNES SUB | 8139 | 33kV & Below | 0 | 9651.49 | 370859.95 | 380511.44 | 0 | 0 | 0 | 0 | 9651.49 | 370859.95 | 0 | Non-ISO |  | 0
EAST BARSTOW SUB | 8140 | 33kV & Below | 1367.88 | 7639.14 | 155316.37 | 164323.39 | 0 | 0 | 0 | 1367.88 | 7639.14 | 155316.37 | 0 | Non-ISO |  | 0
VENT SUB | 8141 | 33kV & Below | 0 | 0 | 8593.13 | 8593.13 | 0 | 0 | 0 | 0 | 0 | 8593.13 | 0 | Non-ISO |  | 0
EDGEMONT SUB | 8143 | 33kV & Below | 1172.53 | 4063.78 | 43950.09 | 49186.4 | 0 | 0 | 0 | 1172.53 | 4063.78 | 43950.09 | 0 | Non-ISO |  | 0
FOREST HOME SUB | 8148 | 33kV & Below | 0 | 9831.83 | 510521.99 | 520353.82 | 0 | 0 | 0 | 0 | 9831.83 | 510521.99 | 0 | Non-ISO |  | 0
GEORGE AIR FORCE BASE SUB | 8149 | 33kV & Below | 13867.51 | 240.77 | 195975.21 | 210083.49 | 0 | 0 | 0 | 13867.51 | 240.77 | 195975.21 | 0 | Non-ISO |  | 0
GLEN AVON SUB | 8151 | 66kV | 94930.03 | 411938.67 | 2876766.68 | 3383635.38 | 0 | 0 | 0 | 94930.03 | 411938.67 | 2876766.68 | 0 | Non-ISO |  | 0
GLEN IVY SUB | 8152 | 33kV & Below | 2657.77 | 243.3 | 71314.23 | 74215.3 | 0 | 0 | 0 | 2657.77 | 243.3 | 71314.23 | 0 | Non-ISO |  | 0
GOLDSTONE SUB | 8154 | 33kV & Below | 0 | 0 | 46758.45 | 46758.45 | 0 | 0 | 0 | 0 | 0 | 46758.45 | 0 | Non-ISO |  | 0
NUGGET SUB | 8156 | 33kV & Below | 12401.98 | 93477.13 | 2200879.19 | 2306758.3 | 0 | 0 | 0 | 12401.98 | 93477.13 | 2200879.19 | 0 | Non-ISO |  | 0
EL SOBRANTE SUB | 8159 | 33kV & Below | 13383.61 | 25095.62 | 1455029.44 | 1493508.67 | 0 | 0 | 0 | 13383.61 | 25095.62 | 1455029.44 | 0 | Non-ISO |  | 0
HARPER LAKE SUB | 8160 | 33kV & Below | 72.81 | 0 | 87437.22 | 87510.03 | 0 | 0 | 0 | 72.81 | 0 | 87437.22 | 0 | Non-ISO |  | 0
HARVARD SUB | 8161 | 33kV & Below | 853.62 | 0 | 88461.91 | 89315.53 | 0 | 0 | 0 | 853.62 | 0 | 88461.91 | 0 | Non-ISO |  | 0
DEFRAIN SUB | 8162 | 33kV & Below | 9916.23 | 19747.57 | 319480.74 | 349144.54 | 0 | 0 | 0 | 9916.23 | 19747.57 | 319480.74 | 0 | Non-ISO |  | 0
HELENDALE SUB | 8163 | 33kV & Below | 277.31 | 10192.93 | 1729963.4 | 1740433.64 | 0 | 0 | 0 | 277.31 | 10192.93 | 1729963.4 | 0 | Non-ISO |  | 0
HEMET SUB | 8164 | 33kV & Below | 2925.23 | 37972.33 | 1839318.74 | 1880216.3 | 0 | 0 | 0 | 2925.23 | 37972.33 | 1839318.74 | 0 | Non-ISO |  | 0
HINKLEY SUB | 8167 | 33kV & Below | 286.16 | 2667.94 | 235191.14 | 238145.24 | 0 | 0 | 0 | 286.16 | 2667.94 | 235191.14 | 0 | Non-ISO |  | 0
IDYLLWILD SUB | 8168 | 33kV & Below | 833.67 | 42485.64 | 762571.6 | 805890.91 | 0 | 0 | 0 | 833.67 | 42485.64 | 762571.6 | 0 | Non-ISO |  | 0
INYOKERN TOWN SUB | 8170 | 33kV & Below | 673.69 | 0 | 109422.82 | 110096.51 | 0 | 0 | 0 | 673.69 | 0 | 109422.82 | 0 | Non-ISO |  | 0
COFFEE SUB | 8171 | 33kV & Below | 27719.14 | 311746.73 | 5894334.85 | 6233800.72 | 0 | 0 | 0 | 27719.14 | 311746.73 | 5894334.85 | 0 | Non-ISO |  | 0
JOSHUA TREE SUB | 8172 | 33kV & Below | 320.32 | 49102.82 | 205142.93 | 254566.07 | 0 | 0 | 0 | 320.32 | 49102.82 | 205142.93 | 0 | Non-ISO |  | 0
KEMPSTER SUB | 8176 | 33kV & Below | 5029.16 | 1940.49 | 407228.04 | 414197.69 | 0 | 0 | 0 | 5029.16 | 1940.49 | 407228.04 | 0 | Non-ISO |  | 0
LAKEVIEW SUB | 8179 |  | 490933.9 | 0 | 0 | 490933.9 | 0 | 0 | 0 | 490933.9 | 0 | 0 | 0 | Non-ISO |  | 0
MINNEOLA SUB | 8190 | 33kV & Below | 198.36 | 28035.89 | 438908.14 | 467142.39 | 0 | 0 | 0 | 198.36 | 28035.89 | 438908.14 | 0 | Non-ISO |  | 0
MORENO SUB | 8193 | 33kV & Below | 4351.78 | 56728.94 | 1267028.54 | 1328109.26 | 0 | 0 | 0 | 4351.78 | 56728.94 | 1267028.54 | 0 | Non-ISO |  | 0
MURRIETA 2 SUB | 8195 | 33kV & Below | 549.52 | 5255.02 | 1034937.89 | 1040742.43 | 0 | 0 | 0 | 549.52 | 5255.02 | 1034937.89 | 0 | Non-ISO |  | 0
MURRIETA SUB | 8196 | 33kV & Below | 0 | 0 | 2411588.25 | 2411588.25 | 0 | 0 | 0 | 0 | 0 | 2411588.25 | 0 | Non-ISO |  | 0
SOUTHCAP SUB. | 8197 | 115kV | 0 | 60359.96 | 0 | 60359.96 | 0 | 0 | 0 | 0 | 60359.96 | 0 | 0 | Non-ISO |  | 0
MUSCOY SUB | 8198 | 33kV & Below | 13.1 | 10510.51 | 189655.25 | 200178.86 | 0 | 0 | 0 | 13.1 | 10510.51 | 189655.25 | 0 | Non-ISO |  | 0
SOUTHDOWN SUBSTATION | 8199 | 115kV | 0 | 34000.09 | 563603.96 | 597604.05 | 0 | 0 | 0 | 0 | 34000.09 | 563603.96 | 0 | Non-ISO |  | 0
BELDING SUB | 8204 | 33kV & Below | 0 | 171.46 | 360771.83 | 360943.29 | 0 | 0 | 0 | 0 | 171.46 | 360771.83 | 0 | Non-ISO |  | 0
NORTH INTAKE SUB | 8205 | 33kV & Below | 0 | 5082.48 | 378182.41 | 383264.89 | 0 | 0 | 0 | 0 | 5082.48 | 378182.41 | 0 | Non-ISO |  | 0
NORTH MUROC SUB | 8206 | 33kV & Below | 130.21 | 0 | 120233.44 | 120363.65 | 0 | 0 | 0 | 130.21 | 0 | 120233.44 | 0 | Non-ISO |  | 0
HOLIDAY SUB | 8207 | 33kV & Below | 1030.64 | 83365.6 | 1682361.65 | 1766757.89 | 0 | 0 | 0 | 1030.64 | 83365.6 | 1682361.65 | 0 | Non-ISO |  | 0
NUEVO SUB | 8209 | 33kV & Below | 878.58 | 8846.39 | 352788.64 | 362513.61 | 0 | 0 | 0 | 878.58 | 8846.39 | 352788.64 | 0 | Non-ISO |  | 0
OLIVE LAKE SUB | 8210 | 33kV & Below | 492.39 | 19648.75 | 569152.25 | 589293.39 | 0 | 0 | 0 | 492.39 | 19648.75 | 569152.25 | 0 | Non-ISO |  | 0
ORDWAY SUB | 8211 | 33kV & Below | 626.39 | 277.75 | 335831.28 | 336735.42 | 0 | 0 | 0 | 626.39 | 277.75 | 335831.28 | 0 | Non-ISO |  | 0
ORO GRANDE SUB | 8212 | 33kV & Below | 0 | 5148.49 | 353019.2 | 358167.69 | 0 | 0 | 0 | 0 | 5148.49 | 353019.2 | 0 | Non-ISO |  | 0
PALM CANYON SUB | 8214 | 33kV & Below | 47783.43 | 47640.5 | 1012700.64 | 1108124.57 | 0 | 0 | 0 | 47783.43 | 47640.5 | 1012700.64 | 0 | Non-ISO |  | 0
PALM VILLAGE SUB | 8215 | 33kV & Below | 791.84 | 161620.36 | 3504223.97 | 3666636.17 | 0 | 0 | 0 | 791.84 | 161620.36 | 3504223.97 | 0 | Non-ISO |  | 0
PEERLESS SUB | 8216 | 33kV & Below | 0 | 0 | 97299.89 | 97299.89 | 0 | 0 | 0 | 0 | 0 | 97299.89 | 0 | Non-ISO |  | 0
GAVILAN SUB | 8219 | 33kV & Below | 19369.74 | 76655.34 | 1418139.98 | 1514165.06 | 0 | 0 | 0 | 19369.74 | 76655.34 | 1418139.98 | 0 | Non-ISO |  | 0
LUCERNE SUB | 8220 | 33kV & Below | 5113.45 | 18375.66 | 2598343.61 | 2621832.72 | 0 | 0 | 0 | 5113.45 | 18375.66 | 2598343.61 | 0 | Non-ISO |  | 0
RAILROAD CANYON (OLD) SUB | 8221 | 33kV & Below | 541.76 | 0 | 0 | 541.76 | 0 | 0 | 0 | 541.76 | 0 | 0 | 0 | Non-ISO |  | 0
RANCHO SUB | 8222 | 33kV & Below | 18851.23 | 171144.01 | 1659224.56 | 1849219.8 | 0 | 0 | 0 | 18851.23 | 171144.01 | 1659224.56 | 0 | Non-ISO |  | 0
RIALTO SUB | 8225 | 33kV & Below | 1321.59 | 10701.63 | 275604.84 | 287628.06 | 0 | 0 | 0 | 1321.59 | 10701.63 | 275604.84 | 0 | Non-ISO |  | 0
RIDGECREST SUB | 8226 | 33kV & Below | 1642.02 | 14557.04 | 361901.52 | 378100.58 | 0 | 0 | 0 | 1642.02 | 14557.04 | 361901.52 | 0 | Non-ISO |  | 0
RIPLEY SUB | 8227 | 33kV & Below | 14356.13 | 16380.9 | 544296.75 | 575033.78 | 0 | 0 | 0 | 14356.13 | 16380.9 | 544296.75 | 0 | Non-ISO |  | 0
CANYON LAKE SUBSTATION | 8228 | 33kV & Below | 0 | 35510.74 | 1596119.41 | 1631630.15 | 0 | 0 | 0 | 0 | 35510.74 | 1596119.41 | 0 | Non-ISO |  | 0
RUBIDOUX SUB | 8231 | 33kV & Below | 7369.71 | 4830.62 | 507532.71 | 519733.04 | 0 | 0 | 0 | 7369.71 | 4830.62 | 507532.71 | 0 | Non-ISO |  | 0
SAN JACINTO SUB | 8234 | 33kV & Below | 1500.67 | 5387617.37 | 370045.19 | 5759163.23 | 0 | 0 | 0 | 1500.67 | 5387617.37 | 370045.19 | 0 | Non-ISO |  | 0
SECOND AVENUE SUB | 8235 | 33kV & Below | 1404.49 | 11388.67 | 285037.62 | 297830.78 | 0 | 0 | 0 | 1404.49 | 11388.67 | 285037.62 | 0 | Non-ISO |  | 0
SILVER SPUR SUB | 8238 | 33kV & Below | 6198.17 | 48973.22 | 1856256.25 | 1911427.64 | 0 | 0 | 0 | 6198.17 | 48973.22 | 1856256.25 | 0 | Non-ISO |  | 0
SIXTEENTH STREET SUB | 8239 | 33kV & Below | 7366.87 | 29035.35 | 1601576.58 | 1637978.8 | 0 | 0 | 0 | 7366.87 | 29035.35 | 1601576.58 | 0 | Non-ISO |  | 0
SUN CITY SUB | 8243 | 33kV & Below | 0 | 4042.87 | 3378.6 | 7421.47 | 0 | 0 | 0 | 0 | 4042.87 | 3378.6 | 0 | Non-ISO |  | 0
SUNNY DUNES SUB | 8244 | 33kV & Below | 22641.76 | 7065.26 | 542555.12 | 572262.14 | 0 | 0 | 0 | 22641.76 | 7065.26 | 542555.12 | 0 | Non-ISO |  | 0
TEMESCAL SUB | 8250 | 33kV & Below | 38511.25 | 2562.03 | 64718.24 | 105791.52 | 0 | 0 | 0 | 38511.25 | 2562.03 | 64718.24 | 0 | Non-ISO |  | 0
THUNDERBIRD SUB | 8251 | 33kV & Below | 2201.4 | 24756.86 | 547022.67 | 573980.93 | 0 | 0 | 0 | 2201.4 | 24756.86 | 547022.67 | 0 | Non-ISO |  | 0
TRONA SUB | 8252 | 33kV & Below | 0 | 981.44 | 104023.27 | 105004.71 | 0 | 0 | 0 | 0 | 981.44 | 104023.27 | 0 | Non-ISO |  | 0
TWENTYNINE PALMS SUB | 8255 | 33kV & Below | 729.35 | 58832.83 | 2103168.34 | 2162730.52 | 0 | 0 | 0 | 729.35 | 58832.83 | 2103168.34 | 0 | Non-ISO |  | 0
VERDANT SUB | 8259 | 33kV & Below | 1067.48 | 5747.9 | 210331.71 | 217147.09 | 0 | 0 | 0 | 1067.48 | 5747.9 | 210331.71 | 0 | Non-ISO |  | 0
VICTORVILLE SUB | 8260 | 33kV & Below | 4212.48 | 137798.84 | 1999014.46 | 2141025.78 | 0 | 0 | 0 | 4212.48 | 137798.84 | 1999014.46 | 0 | Non-ISO |  | 0
WEST BARSTOW SUB | 8262 | 33kV & Below | 0 | 119811.65 | 203391.54 | 323203.19 | 0 | 0 | 0 | 0 | 119811.65 | 203391.54 | 0 | Non-ISO |  | 0
PEREZ SUB | 8263 | 33kV & Below | 1361.77 | 11705.03 | 155116.76 | 168183.56 | 0 | 0 | 0 | 1361.77 | 11705.03 | 155116.76 | 0 | Non-ISO |  | 0
WEST RIVERSIDE SUB | 8265 | 33kV & Below | 470.65 | 123403.77 | 1527913.75 | 1651788.17 | 0 | 0 | 0 | 470.65 | 123403.77 | 1527913.75 | 0 | Non-ISO |  | 0
WHITEWATER SUB | 8266 | 33kV & Below | 367.53 | 0 | 258165.45 | 258532.98 | 0 | 0 | 0 | 367.53 | 0 | 258165.45 | 0 | Non-ISO |  | 0
WILDE SUB | 8267 | 33kV & Below | 564.65 | 0 | 230501.08 | 231065.73 | 0 | 0 | 0 | 564.65 | 0 | 230501.08 | 0 | Non-ISO |  | 0
YERMO SUB | 8268 | 33kV & Below | 1071.85 | 86.73 | 155658.25 | 156816.83 | 0 | 0 | 0 | 1071.85 | 86.73 | 155658.25 | 0 | Non-ISO |  | 0
CLEARGEN SUB | 8269 | 66kV | 0 | 0 | 20648.89 | 20648.89 | 0 | 0 | 0 | 0 | 0 | 20648.89 | 0 | Non-ISO |  | 0
TENAJA SUBSTATION | 8270 | 115kV/12kV | 0 | 17441.69 | 0 | 17441.69 | 0 | 0 | 0 | 0 | 17441.69 | 0 | 0 | Non-ISO |  | 0
IRON MOUNTAIN SUB | 8273 | 33kV & Below | 0 | 4851.96 | 93022.22 | 97874.18 | 0 | 0 | 0 | 0 | 4851.96 | 93022.22 | 0 | Non-ISO |  | 0
JEFFERSON SUB | 8275 | 66kV | 62251.45 | 111531.65 | 7625196.99 | 7798980.09 | 0 | 0 | 0 | 62251.45 | 111531.65 | 7625196.99 | 0 | Non-ISO |  | 0
CORONA SUB | 8279 | 66kV | 10198.66 | 628536.57 | 18113430.96 | 18752166.19 | 0 | 0 | 0 | 10198.66 | 628536.57 | 18113430.96 | 0 | Non-ISO |  | 0
GALE SUB | 8283 | 33kV & Below | 1974.83 | 104038.19 | 734191.6 | 840204.62 | 0 | 0 | 0 | 1974.83 | 104038.19 | 734191.6 | 0 | Non-ISO |  | 0
GOLD HILL SUB | 8294 | 33kV & Below | 0 | 19777.29 | 764629.1 | 784406.39 | 0 | 0 | 0 | 0 | 19777.29 | 764629.1 | 0 | Non-ISO |  | 0
NELSON SUB | 8296 | 115kV | 631.67 | 0 | 0 | 631.67 | 0 | 0 | 0 | 631.67 | 0 | 0 | 0 | Non-ISO |  | 0
FORGE SUB | 8297 | 115kV | 2300.55 | 78245.97 | 541247.65 | 621794.17 | 0 | 0 | 0 | 2300.55 | 78245.97 | 541247.65 | 0 | Non-ISO |  | 0
METALCAN SUB | 8299 | 66kV | 18384.34 | 0 | 124385.51 | 142769.85 | 0 | 0 | 0 | 18384.34 | 0 | 124385.51 | 0 | Non-ISO |  | 0
CAPWIHND | 8302 | 115kV | 0 | 0 | 3088.34 | 3088.34 | 0 | 0 | 0 | 0 | 0 | 3088.34 | 0 | Non-ISO |  | 0
VENWIND | 8306 | 115kV | 0 | 0 | 212955.95 | 212955.95 | 0 | 0 | 0 | 0 | 0 | 212955.95 | 0 | Non-ISO |  | 0
ALTWIND | 8308 | 115kV | 0 | 0 | 8980.19 | 8980.19 | 0 | 0 | 0 | 0 | 0 | 8980.19 | 0 | Non-ISO |  | 0
NEWCOMB | 8342 | 115kV | 0 | 0 | 2340.3 | 2340.3 | 0 | 0 | 0 | 0 | 0 | 2340.3 | 0 | Non-ISO |  | 0
ELSINORE | 8343 | 115kV | 0 | 0 | 73.35 | 73.35 | 0 | 0 | 0 | 0 | 0 | 73.35 | 0 | Non-ISO |  | 0
SOUTH BASE SUB | 8344 | 115kV | 0 | 0 | 8852.61 | 8852.61 | 0 | 0 | 0 | 0 | 0 | 8852.61 | 0 | Non-ISO |  | 0
INDIAN WELLS SUB | 8345 | 115kV | 0 | 0 | 805330.87 | 805330.87 | 0 | 0 | 0 | 0 | 0 | 805330.87 | 0 | Non-ISO |  | 0
PECHANGA SUB | 8347 | 115kV | 0 | 0 | 403043.26 | 403043.26 | 0 | 0 | 0 | 0 | 0 | 403043.26 | 0 | Non-ISO |  | 0
MORAGA | 8348 | 115kV | 2413.95 | 0 | 0 | 2413.95 | 0 | 0 | 0 | 2413.95 | 0 | 0 | 0 | Non-ISO |  | 0
TAYSHELL SUB | 8502 | 66kV | 0 | 2408.94 | 66022.22 | 68431.16 | 0 | 0 | 0 | 0 | 2408.94 | 66022.22 | 0 | Non-ISO |  | 0
GETTY SUB | 8503 | 66kV | 0 | 50768.23 | 146231.32 | 196999.55 | 0 | 0 | 0 | 0 | 50768.23 | 146231.32 | 0 | Non-ISO |  | 0
FRAZIER PARK SUB | 8505 | 66kV | 9273.31 | 12771.01 | 494641.21 | 516685.53 | 0 | 0 | 0 | 9273.31 | 12771.01 | 494641.21 | 0 | Non-ISO |  | 0
RINGMILL SUB | 8507 | 66kV | 7866.9 | 7027.56 | 381389.15 | 396283.61 | 0 | 0 | 0 | 7866.9 | 7027.56 | 381389.15 | 0 | Non-ISO |  | 0
PHARMACY SUBSTATION | 8509 | 66kV | 0 | 2685.41 | 1294904.26 | 1297589.67 | 0 | 0 | 0 | 0 | 2685.41 | 1294904.26 | 0 | Non-ISO |  | 0
HAAGEN DAZS SUBSTATION | 8510 | 66kV | 0 | 5308.61 | 341042.21 | 346350.82 | 0 | 0 | 0 | 0 | 5308.61 | 341042.21 | 0 | Non-ISO |  | 0
SERRFGEN SUBSTATION | 8550 | 66kV | 0 | 2990.62 | 1281905.58 | 1284896.2 | 0 | 0 | 0 | 0 | 2990.62 | 1281905.58 | 0 | Non-ISO |  | 0
ICEGEN SUBSTATION | 8553 | 66kV | 0 | 7504.5 | 72781.68 | 80286.18 | 0 | 0 | 0 | 0 | 7504.5 | 72781.68 | 0 | Non-ISO |  | 0
THREE M SUB | 8555 | 66kV | 2627.53 | 1972.25 | 384899.74 | 389499.52 | 0 | 0 | 0 | 2627.53 | 1972.25 | 384899.74 | 0 | Non-ISO |  | 0
NORTHROP SUB | 8556 | 66kV | 8184.45 | 18408.05 | 1678215.73 | 1704808.23 | 0 | 0 | 0 | 8184.45 | 18408.05 | 1678215.73 | 0 | Non-ISO |  | 0
CARBONIC SUBSTATION | 8557 | 66kV | 5964.82 | 19739.81 | 305634.16 | 331338.79 | 0 | 0 | 0 | 5964.82 | 19739.81 | 305634.16 | 0 | Non-ISO |  | 0
PLASTER SUBSTATION | 8558 | 66kV | 0 | 28500.09 | 368969.9 | 397469.99 | 0 | 0 | 0 | 0 | 28500.09 | 368969.9 | 0 | Non-ISO |  | 0
VAPOR SUBSTATION | 8559 | 66kV | 0 | 0 | 128111.88 | 128111.88 | 0 | 0 | 0 | 0 | 0 | 128111.88 | 0 | Non-ISO |  | 0
RECOVERY SUBSTATION | 8801 | 66kV | 0 | 13247.06 | 428755.65 | 442002.71 | 0 | 0 | 0 | 0 | 13247.06 | 428755.65 | 0 | Non-ISO |  | 0
BREA SUBSTATION | 8802 | 66kV | 308987.93 | 390418.87 | 2477303.96 | 3176710.76 | 0 | 0 | 0 | 308987.93 | 390418.87 | 2477303.96 | 0 | Non-ISO |  | 0
LIMESTONE | 8804 | 66kV | 60389.31 | 219229.65 | 7457365.89 | 7736984.85 | 0 | 0 | 0 | 60389.31 | 219229.65 | 7457365.89 | 0 | Non-ISO |  | 0
CHIP SUB | 8805 | 66kV | 0 | 15163.28 | 309807.49 | 324970.77 | 0 | 0 | 0 | 0 | 15163.28 | 309807.49 | 0 | Non-ISO |  | 0
NORWELD SUBSTATION | 8807 | 66kV | 0 | 17703.25 | 126572.24 | 144275.49 | 0 | 0 | 0 | 0 | 17703.25 | 126572.24 | 0 | Non-ISO |  | 0
TEAM SUBSTATION | 8808 | 66kV | 0 | 32070.51 | 3254323.49 | 3286394 | 0 | 0 | 0 | 0 | 32070.51 | 3254323.49 | 0 | Non-ISO |  | 0
ONEIL SUBSTATION | 8810 | 66kV | 12955.66 | 782016.92 | 8711978.12 | 9506950.7 | 0 | 0 | 0 | 12955.66 | 782016.92 | 8711978.12 | 0 | Non-ISO |  | 0
COYGEN SUBSTATION | 8811 | 66kV | 0 | 21202.05 | 492492.08 | 513694.13 | 0 | 0 | 0 | 0 | 21202.05 | 492492.08 | 0 | Non-ISO |  | 0
ORCOGEN SUBSTATION | 8812 | 66kV | 191.86 | 3899.54 | 102233.79 | 106325.19 | 0 | 0 | 0 | 191.86 | 3899.54 | 102233.79 | 0 | Non-ISO |  | 0
SHELL WESTERN(BREA) SUB | 8813 | 66kV | 0 | 6771.37 | 242457.84 | 249229.21 | 0 | 0 | 0 | 0 | 6771.37 | 242457.84 | 0 | Non-ISO |  | 0
JOHNAIR SUBSTATION | 8814 | 66kV | 6049.56 | 7562.73 | 610579.21 | 624191.5 | 0 | 0 | 0 | 6049.56 | 7562.73 | 610579.21 | 0 | Non-ISO |  | 0
UNIVERSITY SUBSTATION | 8817 | 66kV | 10270.56 | 2311.84 | 579856.04 | 592438.44 | 0 | 0 | 0 | 10270.56 | 2311.84 | 579856.04 | 0 | Non-ISO |  | 0
COMPRESS SUB | 8818 | 66kV | 0 | 7130.68 | 616456.3 | 623586.98 | 0 | 0 | 0 | 0 | 7130.68 | 616456.3 | 0 | Non-ISO |  | 0
WESBASIN SUB | 8820 | 66kV | 0 | 6862.91 | 472349.49 | 479212.4 | 0 | 0 | 0 | 0 | 6862.91 | 472349.49 | 0 | Non-ISO |  | 0
REYNOLDS ALUM SUB | 8822 | 66kV | 9319.27 | 1192.9 | 538929.09 | 549441.26 | 0 | 0 | 0 | 9319.27 | 1192.9 | 538929.09 | 0 | Non-ISO |  | 0
TITAN SUBSTATION | 8824 | 66kV | 0 | 3354.06 | 755215.37 | 758569.43 | 0 | 0 | 0 | 0 | 3354.06 | 755215.37 | 0 | Non-ISO |  | 0
FINANCE SUB-METRO RGN | 8825 | 66kV | 14155 | 0 | 293909.22 | 308064.22 | 0 | 0 | 0 | 14155 | 0 | 293909.22 | 0 | Non-ISO |  | 0
DUCTILE SUBSTATION | 8827 | 66kV | 0 | 20622.46 | 619944.27 | 640566.73 | 0 | 0 | 0 | 0 | 20622.46 | 619944.27 | 0 | Non-ISO |  | 0
ORCOSAN SUB | 8829 | 66kV | 0 | 46765.64 | 908919.36 | 955685 | 0 | 0 | 0 | 0 | 46765.64 | 908919.36 | 0 | Non-ISO |  | 0
PROPERTY SVCS-GO1 | 9033 | Div Offices & Misc | 0 | 8380.41 | 0 | 8380.41 | 0 | 0 | 0 | 0 | 8380.41 | 0 | 0 | Non-ISO |  | 0
TRANS/SUB SUPPORT SERV | 9047 | Div Offices & Misc | 0 | 0 | 27426.14 | 27426.14 | 0 | 0 | 0 | 0 | 0 | 27426.14 | 0 | Non-ISO |  | 0
INFO TECH-GO2 | 9077 | Div Offices & Misc | 0 | 6298.58 | 0 | 6298.58 | 0 | 0 | 0 | 0 | 6298.58 | 0 | 0 | Non-ISO |  | 0
IRVINE OPER CENTER | 9078 |  | 0 | 18621.21 | 0 | 18621.21 | 0 | 0 | 0 | 0 | 18621.21 | 0 | 0 | Non-ISO |  | 0
VENTURA CORP WH | 9135 |  | 0 | 6953.06 | 0 | 6953.06 | 0 | 0 | 0 | 0 | 6953.06 | 0 | 0 | Non-ISO |  | 0
NORTH COAST OFFICE BUILDING (VALENCIA) | 9204 |  | 0 | 3406308.18 | 0 | 3406308.18 | 0 | 0 | 0 | 0 | 3406308.18 | 0 | 0 | Non-ISO |  | 0
PROP SVCS-SIERRA REGION | 9231 | Div Offices & Misc | 0 | 9257.05 | 75033.08 | 84290.13 | 0 | 0 | 0 | 0 | 9257.05 | 75033.08 | 0 | Non-ISO |  | 0
RP&AS-NRTHSHRE REC AREA | 9235 |  | 0 | 184052.63 | 0 | 184052.63 | 0 | 0 | 0 | 0 | 184052.63 | 0 | 0 | Non-ISO |  | 0
ALHAMBRA COMBO FACILITY | 9297 |  | 0 | 389851.38 | 0 | 389851.38 | 0 | 0 | 0 | 0 | 389851.38 | 0 | 0 | Non-ISO |  | 0
ALHAMBRA COMM SITE | 9300 |  | 0 | 0 | 48195.8 | 48195.8 | 0 | 0 | 0 | 0 | 0 | 48195.8 | 0 | Non-ISO |  | 0
TELCOMM-ALHAMBRA | 9310 | Misc | 89785.99 | 0 | -12896.77 | 76889.22 | 0 | 0 | 0 | 89785.99 | 0 | -12896.77 | 0 | Non-ISO |  | 0
METERING/METROLOGY/ADMIN | 9430 | Div Offices & Misc | 0 | 3416.54 | 0 | 3416.54 | 0 | 0 | 0 | 0 | 3416.54 | 0 | 0 | Non-ISO |  | 0
WESTMINSTER FENWICK BLDG | 9440 | Div Offices & Misc | 0 | 3179.01 | 0 | 3179.01 | 0 | 0 | 0 | 0 | 3179.01 | 0 | 0 | Non-ISO |  | 0
BIG CRK NO.1 GARAGE | 9621 |  | 0 | 93348.81 | 0 | 93348.81 | 0 | 0 | 0 | 0 | 93348.81 | 0 | 0 | Non-ISO |  | 0
SAN JOAQUIN VALLEY GARAGE | 9651 |  | 0 | 65408.06 | 0 | 65408.06 | 0 | 0 | 0 | 0 | 65408.06 | 0 | 0 | Non-ISO |  | 0
PALM SPRGS GARAGE | 9679 | 66kV | 0 | 35107.24 | 0 | 35107.24 | 0 | 0 | 0 | 0 | 35107.24 | 0 | 0 | Non-ISO |  | 0
AGTAC FACILITY | 9786 |  | 0 | -0.06 | 0 | -0.06 | 0 | 0 | 0 | 0 | -0.06 | 0 | 0 | Non-ISO |  | 0
PLANT ACCTG-MISC. LEDGER | 9900 | Div Offices & Misc | 4313.29 | 0 | 0 | 4313.29 | 0 | 0 | 0 | 4313.29 | 0 | 0 | 0 | Non-ISO |  | 0
Total Distribution Substations |  |  | 105855061.72 | 431350910.13 | 1609973202.26 | 2147179174.11 | 75876.481 | 683246.9453 | 5875711.4176 | 105779185.239 | 430667663.1847 | 1604097490.8424 | 3.3379e-06
ISO/Non-ISO/Mix Summary |  | Non-ISO Total | 105371786.58 | 427389171.39 | 1574795622.37 | 2107556580.34 | NON-ISO RELATED PLANT A/C 360: 105371786.58; NON-ISO RELATED PLANT A/C 361: 427389171.39; NON-ISO RELATED PLANT A/C 362: 1574795622.37 | 0
|  | Mix Total | 483275.14 | 3961738.74 | 35177579.89 | 39622593.77 | 75876.481 | 683246.9453 | 5875711.4176 | 407398.659 | 3278491.7947 | 29301868.4724 | 0
| Working File 2012-01-31.xlsx Year End Balances - F1183:H1183 | Check | 105855061.72 | 431350910.13 | 1609973202.26
|  |  | 0 | 0 | 0

## Mix Substation Location Summary
|  | Plant |  |  |  | Plant |  |  |  | Plant |  |  |  | Plant |  |  |  | Plant |  |  |  | Plant
|  | 350 |  |  |  | 352 |  |  |  | 353 |  |  |  | 360 |  |  |  | 361 |  |  |  | 362
File Location | Location | FERC | CPUC | Generation | Total | FERC | CPUC | Generation | Total | FERC | CPUC | Generation | Total | FERC | CPUC | Generation | Total | FERC | CPUC | Generation | Total | FERC | CPUC | Generation | Total
#1 5067 | 5067 | 248793.3963 | 36752.7037 | 0 |  | 7278131.3661 | 1074510.1739 | 0 |  | 131732887.3187 | 14965938.3513 | 0 |  | 0 | 0 | 0 |  | 0 | 0 | 0 |  | 81459.31 | 4506819.64 | 0
#2 5090 | 5090 | 13182.65 | 0 | 0 |  | 2756644.51 | 0 | 0 |  | 64092925.97 | 0 | 0 |  | 0 | 0 | 0 |  | 0 | 0 | 0 |  | 26595.45 | 0 | 0
#3 5043 | 5043 | 230.3487 | 1593.6113 | 0 |  | 2162.4544 | 14960.4156 | 0 |  | 365680.0268 | 2529868.4832 | 0 |  | 0 | 0 | 0 |  | 0 | 0 | 0 |  | 0 | 0 | 0
#4 5069 | 5069 | 381928.4412 | 95347.7788 | 0 |  | 10307489.3703 | 2522883.3497 | 0 |  | 121153520.8801 | 30296131.8199 | 0 |  | 0 | 0 | 0 |  | 0 | 0 | 0 |  | -0.16 | 0 | 0
#5a 5045 | 5045
#5b 1320 | 1320
#6 5365 | 5365
#7 5054 & 8954 | 5054 & 8954 | 132175.3622 | 2184.8378 | 0 |  | 6545404.1574 | 107522.4826 | 0 |  | 111020615.8461 | 1835825.1639 | 0 |  | 0 | 0 | 0 |  | 0 | 0 | 0 |  | 0 | 0 | 0
#8 5081 | 5081 | 15880.1559 | 70307.7541 | 0 |  | 255834.0401 | 1137843.6199 | 0 |  | 8103161.0922 | 35870745.9678 | 0 |  | 0 | 0 | 0 |  | 2443.3039 | 10817.4761 | 0 |  | 0 | 0 | 0
#9 5084 | 5084 | 14072.3501 | 58180.8199 | 0 |  | 675644.2505 | 2808745.0295 | 0 |  | 6226020.0119 | 25725373.5181 | 0 |  | 0 | 0 | 0 |  | 0 | 0 | 0 |  | 0 | 169.09 | 0
#10 8063 | 8063 | 0 | 0 | 0 |  | 59734.1683 | 193841.3317 | 0 |  | 3630204.288 | 11780253.292 | 0 |  | 0 | 0 | 0 |  | 0 | 0 | 0 |  | 0 | 0 | 0
#11 5062 | 5062 | 8320.2458 | 26144.3542 | 0 |  | 574440.7713 | 1883262.8887 | 0 |  | 8725618.418 | 27339679.662 | 0 |  | 0 | 0 | 0 |  | 0 | 0 | 0 |  | -57.3889 | 57.3889 | 0
#12 5075 | 5075 | 48620.6219 | 137361.5181 | 0 |  | 211779.78 | 503046.57 | 0 |  | 11585241.4998 | 32825542.9802 | 0 |  | 0 | 0 | 0 |  | 0 | 0 | 0 |  | 0 | 0 | 0
#13 5011 | 5011 | 4626.1672 | 14987.0328 | 0 |  | 244602.656 | 782422.854 | 0 |  | 4428342.572 | 14356152.938 | 0 |  | 0 | 0 | 0 |  | 0 | 0 | 0 |  | 0 | 0 | 0
#14 5023 | 5023 | 54342.4274 | 231277.4626 | 0 |  | 631548.7561 | 2687826.0839 | 0 |  | 4205463.1308 | 17898148.6192 | 0 |  | 0 | 0 | 0 |  | 1346.8658 | 5732.1642 | 0 |  | 0 | 0 | 0
#15 5026 & 1095 | 5026 & 1095
#16 5086 | 5086 | 10238.6988 | 45657.0859 | 3841.5153 |  | 226680.9821 | 955499.2467 | 80394.2012 |  | 7943188.2447 | 35476124.375 | 2984905.2103 |  | 0 | 0 | 0 |  | 0 | 0 | 0 |  | 0 | 0 | 0
#17 5096 & 1094 | 5096 & 1094 | 40847.5985 | 145296.5515 | 0 |  | 788978.3458 | 2806492.9942 | 0 |  | 10356989.4769 | 36839898.2431 | 0 |  | 0 | 0 | 0 |  | 0 | 0 | 0 |  | 0 | 264.82 | 0
#18 5055 | 5055 | 39103.8871 | 197089.6629 | 0 |  | 149088.5846 | 751526.8754 | 0 |  | 2771172.6334 | 15700574.8666 | 0 |  | 0 | 0 | 0 |  | 0 | 0 | 0 |  | 343944.12 | 0 | 0
#19 5015 | 5015 | 13929.471 | 15370.829 | 0 |  | 258428.2852 | 285169.2648 | 0 |  | 9116848.4648 | 10060218.3352 | 0 |  | 0 | 0 | 0 |  | 0 | 0 | 0 |  | 0 | 0 | 0
#20 5071 | 5071 | 167261.4139 | 511016.1261 | 0 |  | 135538.4633 | 425075.4367 | 0 |  | 5474433.0612 | 16714477.8488 | 0 |  | 0 | 0 | 0 |  | 0 | 0 | 0 |  | 0 | 0 | 0
#21 5027 & 1088 | 5027 & 1088 | 58786.7838 | 38426.4362 | 0 |  | 800325.3502 | 523138.8598 | 0 |  | 3227701.4767 | 2109812.0533 | 0 |  | 0 | 0 | 0 |  | 0 | 0 | 0 |  | 0 | 0 | 0
#22 5085 & 5881 | 5085 & 5881 | 254309.0284 | 559107.0216 | 0 |  | 1061320.6236 | 2334371.7664 | 0 |  | 5097496.9445 | 9404340.2855 | 0 |  | 0 | 0 | 0 |  | 68317.6719 | 151938.5881 | 0 |  | 1241376.9689 | 4529126.6811 | 0
#23 5024 | 5024 | 838723.3868 | 1261503.5232 | 0 |  | 1573699.4456 | 2366963.2044 | 0 |  | 6094921.0232 | 9167223.0268 | 0 |  | 0 | 0 | 0 |  | 0 | 0 | 0 |  | 0 | 0 | 0
#24 5021 | 5021 | 30366.89 | 71003.11 | 0 |  | 1379589.3358 | 3223614.7542 | 0 |  | 10413664.4197 | 24379629.8503 | 0 |  | 0 | 0 | 0 |  | 0 | 0 | 0 |  | 12210.7 | 0 | 0
#25 5028 | 5028 | 8944.103 | 4074.197 | 0 |  | 17630.6138 | 8031.0562 | 0 |  | 3833295.1961 | 1746133.7139 | 0 |  | 0 | 0 | 0 |  | 0 | 0 | 0 |  | 0 | 0 | 0
#26 5074 | 5074 | 36482.4908 | 94780.0092 | 0 |  | 404087.3781 | 1061338.0519 | 0 |  | 11041410.0572 | 28673593.1128 | 0 |  | 0 | 0 | 0 |  | 0 | 0 | 0 |  | 0 | 0 | 0
#27 5073 | 5073 | 58795.8979 | 105883.7221 | 0 |  | 3061116.0032 | 5512669.5468 | 0 |  | 11856156.1627 | 21351386.5373 | 0 |  | 0 | 0 | 0 |  | 2702.7253 | 4867.2547 | 0 |  | 0 | 0 | 0
#28 5012 | 5012 | 47666.7861 | 121581.8639 | 0 |  | 1696134.1544 | 4382132.6256 | 0 |  | 11014878.6882 | 28039365.8718 | 0 |  | 0 | 0 | 0 |  | 0 | 0 | 0 |  | 0 | 0 | 0
#29 5056 | 5056 | 19239.8743 | 162922.4221 | 1928.6937 |  | 365328.6388 | 3093587.0948 | 36622.2264 |  | 5531734.8755 | 46842491.4072 | 554526.5973 |  | 0 | 0 | 0 |  | 0 | 0 | 0 |  | 0 | 0 | 0
#30 5087 | 5087 | 75599.7427 | 314938.2673 | 0 |  | 293457.1106 | 1282475.1794 | 0 |  | 4270056.619 | 17728503.621 | 0 |  | 0 | 0 | 0 |  | 0 | 0 | 0 |  | 0 | 0 | 0
#31 5060 | 5060 | 33768.5032 | 115778.5368 | 0 |  | 480967.943 | 1649044.517 | 0 |  | 8458233.2705 | 28977609.2495 | 0 |  | 0 | 0 | 0 |  | 0 | 0 | 0 |  | 0 | 22250.95 | 0
#32 5013 | 5013 | 58555.7165 | 398974.1435 | 0 |  | 146507.6991 | 998242.1409 | 0 |  | 6048787.3344 | 41213905.1756 | 0 |  | 0 | 0 | 0 |  | 0 | 0 | 0 |  | 0 | 0 | 0
#33 8076 & 1999 | 8076 & 1999 | 105359.0903 | 197033.3897 | 0 |  | 835254.1146 | 3014979.6354 | 0 |  | 13200615.1734 | 22597240.8266 | 0 |  | 0 | 0 | 0 |  | 0 | 0 | 0 |  | 0 | 636439.19 | 0
#34 5053 | 5053 | 44241.3033 | 94386.1463 | 2111.7505 |  | 402115.4645 | 900091.7667 | 19193.9988 |  | 13545005.4902 | 28804454.6081 | 647153.4117 |  | 0 | 0 | 0 |  | 10210.5884 | 61991.8416 | 0 |  | 2687.9742 | 16319.5758 | 0
#35 5088 | 5088 | 90405.5099 | 467570.9101 | 0 |  | 317432.8606 | 1305926.7494 | 0 |  | 5340985.8494 | 27942318.5106 | 0 |  | 0 | 0 | 0 |  | 0 | 0 | 0 |  | 0 | 16696.55 | 0
#36 5050 | 5050 | 806034.6566 | 164228.7134 | 0 |  | 2475504.5017 | 504381.4383 | 0 |  | 17862428.5603 | 3639451.0297 | 0 |  | 0 | 0 | 0 |  | 0 | 0 | 0 |  | 0 | 0 | 0
#37 5083 | 5083 | 1887095.1421 | 11398878.6679 | 0 |  | 1169101.5108 | 7260129.4792 | 0 |  | 4156403.3546 | 24258271.4554 | 0 |  | 0 | 0 | 0 |  | 0 | 0 | 0 |  | 0 | 649973.86 | 0
#38 5082 | 5082 | 62509.7402 | 208060.2898 | 0 |  | 690487.1462 | 2299949.1238 | 0 |  | 7012796.8555 | 23295442.0945 | 0 |  | 0 | 0 | 0 |  | 3863.0454 | 57430.9146 | 0 |  | 0 | 0 | 0
#39 5014 | 5014 | 24105.9459 | 73849.0141 | 0 |  | 543482.1194 | 1664967.5906 | 0 |  | 5786114.2595 | 17647146.6105 | 0 |  | 0 | 0 | 0 |  | 0 | 0 | 0 |  | 0 | 78722.14 | 0
#40 2211 | 2211 | 0 | 0 | 0 |  | 36940.3256 | 40373.9144 | 0 |  | 3849583.5535 | 4224457.6265 | 0 |  | 0 | 0 | 0 |  | 104320.8155 | 114017.3945 | 0 |  | 22584.6193 | 7627.0607 | 0
#41 2212 | 2212 | 0 | 0 | 0 |  | 0 | 0 | 0 |  | 1516245.82 | 0 | 0 |  | 0 | 0 | 0 |  | 0 | 0 | 0 |  | 0 | 0 | 0
#42 2230 | 2230 | 0 | 0 | 0 |  | 578154.1169 | 6080.9131 | 0 |  | 10298078.4883 | 1443456.7017 | 0 |  | 0 | 0 | 0 |  | 0 | 0 | 0 |  | 239393.7396 | 31905.3704 | 0
#43 2236 | 2236 | 0 | 0 | 0 |  | 0 | 0 | 0 |  | 2262431.5 | 0 | 0 |  | 0 | 0 | 0 |  | 0 | 0 | 0 |  | 0 | 0 | 0
#44 2229 | 2229 | 0 | 0 | 0 |  | 228150.8818 | 54498.1282 | 0 |  | 1885178.8101 | 452993.9499 | 0 |  | 0 | 0 | 0 |  | 0 | 0 | 0 |  | 82768.2904 | 17087.2196 | 0
#45 5036 | 5036
#46 5031 | 5031 | 7946.6323 | 416.3677 | 0 |  | 1029213.5247 | 53757.4953 | 0 |  | 13618897.643 | 713737.447 | 0 |  | 0 | 0 | 0 |  | 0 | 0 | 0 |  | 0 | 0 | 0
#47 5034 | 5034 | 3567.8569 | 8629.8231 | 0 |  | 198089.5748 | 647715.6552 | 0 |  | 6797044.9094 | 16271901.2806 | 0 |  | 0 | 0 | 0 |  | 0 | 0 | 0 |  | 0 | 0 | 0
#48 5033 | 5033 | 160489.9129 | 232680.5371 | 0 |  | 4821855.5014 | 7413317.4686 | 0 |  | 33876468.44 | 48056676.01 | 0 |  | 0 | 0 | 0 |  | 25360.5652 | 36768.1048 | 0 |  | 38219.3253 | 690792.7747 | 0
#49 5035 | 5035 | 2026.258 | 5216.622 | 0 |  | 369875.3376 | 948610.6624 | 0 |  | 4740243.5863 | 12207443.0037 | 0 |  | 0 | 0 | 0 |  | 0 | 0 | 0 |  | 0 | 0 | 0
#50 5042 & 8046 | 5042 & 8046 | 28584.9699 | 19876.7497 | 349.6904 |  | 342806.6192 | 283433.9437 | 4192.7971 |  | 15657528.111 | 10837051.6717 | 191751.3273 |  | 0 | 0 | 0 |  | 0 | 0 | 0 |  | 16852.0416 | 17172.1384 | 0
#51 5044 | 5044
#52 5063 | 5063 | 0 | 0 | 0 |  | 1545.9964 | 668.6436 | 0 |  | 561774.802 | 242967.678 | 0 |  | 0 | 0 | 0 |  | 0 | 0 | 0 |  | 0 | 0 | 0
#53 5040 | 5040 | 0 | 0 | 0 |  | 53456.4498 | 189282.6902 | 0 |  | 1566441.3363 | 5546575.4137 | 0 |  | 0 | 0 | 0 |  | 0 | 0 | 0 |  | 0 | 0 | 0
#54 8048 | 8048
#55 2556 | 2556 | 0 | 0 | 0 |  | 1227397.278 | 254196.972 | 0 |  | 12809999.5593 | 2093914.8007 | 0 |  | 0 | 0 | 0 |  | 4316.9192 | 721.7308 | 0 |  | 8503.9269 | 173.7531 | 0
#57 8012 | 8012 | 168034.2377 | 461506.3423 | 0 |  | 1095285.0319 | 2940241.0681 | 0 |  | 7724215.7416 | 21688343.9984 | 0 |  | 0 | 0 | 0 |  | 0 | 0 | 0 |  | 147755.23 | 0 | 0
#58 8016 | 8016
#59 8098 | 8098
#60 8017 | 8017
#61 8099 | 8099
#62 8004 | 8004
#63 8044 | 8044
#64 8036 | 8036
#65 8345 | 8345
#66 8037 | 8037 | 2228.2804 | 14885.4696 | 0 |  | 12137.9919 | 82476.9481 | 0 |  | 857763.3931 | 5728681.6069 | 0 |  | 0 | 0 | 0 |  | 0 | 0 | 0 |  | 0 | 0 | 0
#67 5041 & 8040 | 5041 & 8040 | 4949.8635 | 3014.5765 | 0 |  | 64209.7166 | 39352.2234 | 0 |  | 4209840.3164 | 2563638.9036 | 0 |  | 0 | 0 | 0 |  | 0 | 0 | 0 |  | 0 | 0 | 0
#68 5070 & 8034 | 5070 & 8034 | 159283.1748 | 155487.3252 | 0 |  | 22182376.7715 | 12457170.0085 | 0 |  | 83169041.5517 | 87654453.8383 | 0 |  | 0 | 0 | 0 |  | 0 | 0 | 0 |  | 55275.7414 | 2783141.6886 | 0
#69 8049 | 8049 | 18831.5688 | 3256.5012 | 0 |  | 5151040.37 | 179081.19 | 0 |  | 49348357.7235 | 9245378.1765 | 0 |  | 0 | 0 | 0 |  | 0 | 0 | 0 |  | 0 | 0 | 0
#70 5064 | 5064 | 12411.9913 | 39696.9987 | 0 |  | 1897774.4507 | 6134024.0793 | 0 |  | 14533290.8499 | 46382817.2501 | 0 |  | 0 | 0 | 0 |  | 108357.708 | 346558.072 | 0 |  | 0 | 34273.07 | 0
#71 5025 | 5025 | 33845.1121 | 29712.0479 | 0 |  | 50923.2849 | 44704.6851 | 0 |  | 6720744.5861 | 5900027.2739 | 0 |  | 0 | 0 | 0 |  | 0 | 0 | 0 |  | 0 | 0 | 0
#72 5052 | 5052 | 21969.428 | 13.312 | 0 |  | 1599574.9008 | 968.4892 | 0 |  | 68960888.2171 | 41786.3029 | 0 |  | 0 | 0 | 0 |  | 0 | 0 | 0 |  | 0 | 0 | 0
#73 5539 | 5539
#74 5599 | 5599
#75 5564 | 5564
#76 5518 | 5518
#77 5522 | 5522
#78 5548 | 5548
#79 5545 | 5545
#80 5530 | 5530
#81 5514 | 5514
#82 5508 | 5508
#83 5511 | 5511
#84 5547 | 5547
#85 5541 | 5541
#86 5553 | 5553
#87 5357 | 5357
#88 5566 | 5566
#89 2305 | 2305
#90 5512 | 5512
#91 5059 | 5059 | 110066.5435 | 996.8165 | 0 |  | 887876.5751 | 8041.0449 | 0 |  | 16696074.2509 | 148343.9391 | 0 |  | 0 | 0 | 0 |  | 29.3617 | 126.1583 | 0 |  | 638.5776 | 2743.7724 | 0
#92 5079 | 5079
#93 5358 | 5358
#94 2234 | 2234 | 0 | 0 | 0 |  | 0 | 0 | 0 |  | 1031433.83 | 0 | 0 |  | 0 | 0 | 0 |  | 0 | 0 | 0 |  | 46173.16 | 0 | 0
#95 8051-8055 | 8055 | 0 | 0 | 0 |  | 1973284.0389 | 0 | 1467932.5611 |  | 10632542.2841 | 0 | 7912468.8059 |  | 0 | 0 | 0 |  | 0 | 0 | 0 |  | 3878.5 | 0 | 0
#96 8074 | 8074
#97 8504 | 8504
#100 2303 | 2303
#101 2307 | 2307
#102 2309 | 2309
#106 2510 & 2560 | 2560
#107 5048 | 5048 | 574.6959 | 44788.011 | 3741.5231 |  | 141.5967 | 11035.1162 | 921.857 |  | 29163.8365 | 2272837.127 | 189869.3965 |  | 0 | 0 | 0 |  | 0 | 0 | 0 |  | 0 | 0 | 0
#108 5049 | 5049
#109 8006 | 8006 | 0 | 0 | 0 |  | 7160591.6766 | 28045650.7334 | 0 |  | 9540110.3268 | 37365432.1132 | 0 |  | 0 | 0 | 0 |  | 0 | 0 | 0 |  | 0 | 0 | 0

## TL COST SUMMARY
TRANSMISSION LINE COST BY
OPERATING VOLTAGE / LOCATION NO.
AS OF DECEMBER 31, 2011
[12 empty] | 2011 |  | 2011 |  | 2010 | Difference
OPERATING VOLTAGE / |  | A C C O U N T N O. | [9 empty] | CIRCUIT | COST PER | NO.
LOCATION NO. |  | 350 | 352 | 353 | 354 | 355 | 356 | 357 | 358 | 359 | TOTAL | MILES | MILE | CIRCUITS
1000 kV TRANSMISSION LINES
4031 | DWP-EDSN CELILO-SYLMR LN | 0 | 95840.85 | 0 | 27220052.61 | 0 | 14611107.8 | 0 | 0 | 136840.9 | 42063842.16 | 336.1775 | 125124 | 2 |  | 39847350.81 | 2216491.35 | 5.562%
4034 | DWP-EDSN CELILO-SYLMR LN | 0 | 540.83 | 0 | 7698607.48 | 0 | 5631427.23 | 0 | 0 | 668870.63 | 13999446.17 | 289.725 | 48320 | 1 |  | 13999446.17 | 0 | 0%
TOTAL 1000kV T/L'S |  | 0 | 96382 | 0 | 34918660 | 0 | 20242535 | 0 | 0 | 805712 | 56063288 | 625.9025 | 89572 | 3 |  | 53846797 | 2216491 | 4.116%
500 kV TRANSMISSION LINES
4026 | MIDWAY-VINCENT LINES 1&2 | 2910822.12 | 0 | 27104.88 | 19299340.94 | 85358.64 | 22941424.84 | 0 | 0 | 795535.38 | 46059586.8 | 225.4945 | 204260 | 2 |  | 45630803.18 | 428783.62 | 0.9397%
4123 | LUGO-VINCENT LNES 1&2 | 1734921.02 | 0 | 16632.95 | 7757345.81 | 0 | 7143431.48 | 0 | 0 | 1890.59 | 16654221.85 | 94.3868 | 176447 | 2 |  | 16654221.85 | 0 | 0%
4130 | MOHAVE-LUGO 500KV | 157989.61 | 0 | 0 | 420632.4 | 0 | 517455.16 | 0 | 0 | 19050.7 | 1115127.87 | 9.853 | 113176 | 1 |  | 1115127.87 | 0 | 0%
4136 | LUGO-ELDORADO LN | 1330373 | 0 | 0 | 12189960.31 | 0 | 10420731.94 | 0 | 0 | 117747.17 | 24058812.42 | 150.6686 | 159680 | 1 |  | 24058812.42 | 0 | 0%
4137 | LUGO-ELDORADO LN | 16589.08 | 0 | 0 | 2027936.36 | 0 | 1784137.46 | 0 | 0 | 20088.12 | 3848751.02 | 26.509 | 145187 | 1 |  | 3848751.02 | 0 | 0%
4138 | LUGO-MIRA LOMA 2&3 | 9605387.32 | 0 | 98.19 | 26351975.41 | 118239.71 | 18451819.54 | 0 | 0 | 632859.44 | 55160379.61 | 96.5061 | 571574 | 3 |  | 50820860.79 | 4339518.82 | 8.539%
4140 | MOHAVE-LUGO 500 KV LN | 278111.81 | 0 | 0 | 12178545.18 | 1375948.02 | 9649509.52 | 0 | 0 | 329332.83 | 23811447.36 | 165.9571 | 143480 | 1 |  | 23452743.05 | 358704.31 | 1.529%
4141 | MOHAVE-ELDORADO LN | 76199.12 | 0 | 0 | 1155537.99 | 0 | 1251359.25 | 0 | 0 | 55916.25 | 2539012.61 | 59.3947 | 42748 | 1 |  | 2539012.61 | 0 | 0%
4143 | ELDORADO-BORDER 500 KV LN | 6166.88 | 0 | 0 | 2588095.03 | 0 | 1880705.48 | 0 | 0 | 145064.49 | 4620031.88 | 29.6458 | 155841 | 1 |  | 4620031.88 | 0 | 0%
4148 | MIRA LOMA-SERRANO LN | 1696736.12 | 0 | 0 | 18384825.73 | 0 | 7820474.92 | 0 | 0 | 252983.4 | 28155020.17 | 28.7512 | 979264 | 2 |  | 32479116.87 | -4324096.7 | -13.31% | Mira Loma-Serrano Ln | retirements from 354, 356
4154 | LUGO-VICTORVLL EDSON-DWP | 751548.67 | 0 | 0 | 1157576.74 | 0 | 759625.13 | 0 | 0 | 0 | 2668750.54 | 7.5735 | 352380 | 1 |  | 2668750.54 | 0 | 0%
4155 | MIDWAY-VINCENT LN 3 | 2956983.22 | 0 | 0 | 7540671.24 | 0 | 4581493.11 | 0 | 0 | 187772.25 | 15266919.82 | 52.6164 | 290155 | 1 |  | 15266919.82 | 0 | 0%
4158 | LUCERNE-LUGO/MIRA LOMA LN | 498592.85 | 0 | 0 | 0 | 0 | 0 | 0 | 0 | 0 | 498592.85 | 0 | 0 | 0 | No Mileage in DPB1519 | 498592.85 | 0 | 0%
4185 | DEVERS-PALO VERDE | 12546475.5 | 0 | 0 | 28772328.35 | 804.68 | 21381648.71 | 0 | 1151660.45 | 453081.41 | 64305999.1 | 126.4546 | 508530 | 1 |  | 64134769.45 | 171229.65 | 0.267%
4186 | DEVERS-PALO VERDE | 1194334.76 | 0 | 0 | 17297410.52 | 0 | 25189674.9 | 0 | 0 | 147244.76 | 43828664.94 | 112.0458 | 391167 | 1 |  | 43486205.82 | 342459.12 | 0.7875%
4187 | DEVERS-VALLEY LNS 1,2 | 10444073.32 | 0 | 0 | 21195906.16 | 0 | 11949086.67 | 0 | 0 | 4790335.85 | 48379402 | 41.6012 | 1162933 | 1 |  | 48893090.77 | -513688.77 | -1.051%
4188 | SERRANO-VALLEY LN | 2858639.23 | 8043.41 | 0 | 22909118.48 | 515652.76 | 14833343.11 | 0 | 0 | 2448260.13 | 43573057.12 | 40.5209 | 1075323 | 1 |  | 43573057.12 | 0 | 0%
4191 | VALLEY-INLAND 500KV TL | 0 | 0 | 0 | 3058.3 | 12338.3 | 4980.02 | 0 | 0 | 0 | 20377 | 0.92 | 22149 | 1 |  | 20377 | 0 | 0%
5069 | MIRA LOMA SUB | Refer Substation Study | Refer Substation Study | Refer Substation Study | 0 | 123409.71 | 53933.19 | 0 | 0 | 0 | 177343
5070 | VALLEY-500 KV | Refer Substation Study | Refer Substation Study | Refer Substation Study | 0 | 5822.64 | 2859.44 | 0 | 0 | 0 | 8682
5080 | SERRANO SUB | Refer Substation Study | Refer Substation Study | Refer Substation Study | 0 | 0 | 0 | 0 | 0 | 2236589.73 | 2236589.73
5090 | EL DORADO SUB(NEVADA) | Refer Substation Study | Refer Substation Study | Refer Substation Study | 0 | 0 | 0 | 0 | 0 | 94491.68 | 94491.68
8958 | SYLMAR-PAC INTERTIE | Refer Substation Study | Refer Substation Study | Refer Substation Study | 2505376.39 | 0 | 359913.49 | 0 | 0 | 0 | 2865289.88
TOTAL 500kV T/L'S |  | 49063944 | 8043 | 43836 | 203735641 | 2237574 | 160977607 | 0 | 1151660 | 12728244 | 429946551 | 1269 | 6494294 | 21
220 kV TRANSMISSION LINES
4045 |  | 179131.19 | 0 | 0 | 701607.26 | 0 | 453191.93 | 0 | 0 | 38005.61 | 1371935.99 | 12.9963 | 105564 | 2 |  | 1371935.99 | 0 | 0%
4046 |  | 186657 | 0 | 0 | 214408.72 | 0 | 62108.41 | 0 | 0 | 0 | 463174.13 | 1.79 | 258756 | 1 |  | 463174.13 | 0 | 0%
4051 |  | 0 | 0 | 0 | 316356.16 | 0 | 204877.57 | 0 | 0 | 145317.42 | 666551.15 | 7.3539 | 90639 | 2 |  | 666551.15 | 0 | 0%
4059 |  | 13001.63 | 0 | 0 | 333663.38 | 0 | 202342.84 | 0 | 0 | 20952.76 | 569960.61 | 2.739 | 208091 | 1 |  | 569960.61 | 0 | 0%
4070 |  | 61040.14 | 0 | 0 | 344763.94 | 0 | 232145.83 | 0 | 0 | 11892.08 | 649841.99 | 4.424 | 146890 | 1 |  | 649841.99 | 0 | 0%
4101 |  | 1458745.99 | 278181.35 | 98474.79 | 22300100.71 | 1382053.92 | 30443253.2 | 0 | 0 | 1167288.67 | 57128098.63 | 354.2805 | 161251 | 20 |  | 57168711.65 | -40613.02 | -0.07104%
4102 |  | 1466127.54 | 0 | 0 | 2085104.22 | 500489.31 | 1391079.1 | 0 | 0 | 0 | 5442800.17 | 8.4268 | 645892 | 6 |  | 5442800.17 | 0 | 0%
4104 | OH | 1330950.5848 | 0 | 0 | 5814541.82 | 176103.17 | 3132692.71 |  |  | 230329.8471 | 10684618.1319 | 143.647 | 74381 | 10 |  | 10684618.1319 | 0 | 0%
4104 | UG | 384.5152 | 0 | 0 |  |  |  | 1479.86 | 260160.02 | 66.5429 | 262090.9381 | 0.0415 | 6315444 |  |  | 262090.9381 | 0 | 0%
4107 |  | 2639645.79 | 326477.97 | 0 | 8888468.8 | 0 | 6813717.92 | 0 | 0 | 836446.35 | 19504756.83 | 270.7887 | 72029 | 10 |  | 19504756.85 | -0.02 | -1.025e-07%
4712 |  | A C C O U N T N O. 354: 90778824.77; A C C O U N T N O. 355: 0; A C C O U N T N O. 356: 9514634.94; A C C O U N T N O. 359: 0.02 | 100293459.73 | 21.52 | 4660476.7533 | 1 |  | 100984704.62 | -691244.89 | -0.6845%
4108 |  | 8067990.54 | 3035776.63 | 0 | 14114756.31 | 1558476.38 | 14150890.85 | 105.92 | 0 | 454130.57 | 41382127.2 | 169.202 | 244572 | 5 | Chino-San Onofre Circuit divided into Chino-Viejo (53.73%) and San Onofre-Viejo (46.27%) | 41387453.83 | -5326.63 | -0.01287%
4109 | [10 empty] | 0 | 0.3826 | 0 | 1 |  | 0 | 0
4111 |  | 1943.63 | 0 | 0 | 133733.62 | 0 | 155709.53 | 0 | 0 | 29428.59 | 320815.37 | 5.7906 | 55403 | 1 |  | 320815.37 | 0 | 0%
4113 |  | 874871.71 | 0 | 0 | 1841245.76 | 206178.44 | 2150449.19 | 0 | 0 | 631017.85 | 5703762.95 | 129.5531 | 44026 | 2 |  | 5703762.95 | 0 | 0%
4114 |  | 3210586.56 | 539508.99 | 661181.77 | 13532583.64 | 147920.36 | 9682086.09 | 0 | 0 | 304171.08 | 28078038.49 | 129.5531 | 216730 | 13 |  | 28078038.49 | 0 | 0%
4115 |  | 1607024.14 | 531634.83 | 2148.68 | 3599135.37 | 394606.06 | 2096242.82 | 0 | 0 | 27417.1 | 8258209 | 27.0668 | 305105 | 4 |  | 8258209 | 0 | 0%
4116 | OH | 3557159.5964 | 173087.4941 | 2043.4 | 3216620.47 | 10134526.58 | 6778329.42 |  |  | 13416.6628 | 23875183.6232 | 90.4527 | 263952 | 13 |  | 25924979.6532 | -2049796.03 | -7.907% |  | $1.7 million reversal from 106
4116 | UG | 37462.1236 | 1822.8659 | 21.52 |  |  |  | 180588.95 | 456827.96 | 141.2972 | 676864.7168 | 0.9526 | 710545 |  |  | 676864.7168 | 0 | 0%
4117 |  | 1005508.84 | 7083.96 | 12857.19 | 15332990.96 | 693485.29 | 19819154.56 | 0 | 0 | 151161.8 | 37022242.6 | 305.1849 | 121311 | 5 |  | 9312471.54 | 27709771.06 | 297.6% |  | New Location 4318 Chino Villa Park included, per table 18 closes to 4117
4118 | * | 5517481.6641 | 131133.9141 | 2204.3148 | 17463595.3197 | 239219.1995 | 14140591.1392 | 0 | 0 | 184126.4395 | 37678351.9909 | 155.7535 | 241910 | 16 |  | 32187631.0488 | 5490720.9421 | 17.06% | Mra Lma-Vll Pk Lns, Othr | plant adds and retirements 354, 356
4119 |  | 2099779.51 | 71859.65 | 100.89 | 7928455.71 | 85176.26 | 14846644.51 | 0 | 0 | 52430.62 | 25084447.15 | 137.6463 | 182238 | 9 |  | 31929157.94 | -6844710.79 | -21.44% | Center-Mesa Ln, Others | 106 reversals and $1M of manual adjustments have been removed
4120 |  | 4270254.47 | 298149.87 | 3380 | 6078503.14 | 880665.23 | 5638404.17 | 256.07 | 0 | 33420.09 | 17203033.04 | 124.6726 | 137986 | 14 |  | 17630357.3 | -427324.26 | -2.424%
4121 |  | 353928.47 | 0 | 0 | 2001171 | 186227.08 | 2052409.28 | 0 | 0 | 143697.42 | 4737433.25 | 135.4137 | 34985 | 2 |  | 4689560.21 | 47873.04 | 1.021%
4125 |  | 11414611.95 | 1769771.29 | 1918.11 | 31301974.59 | 492122.97 | 13806093.7 | 0 | 0 | 1781163.24 | 60567655.85 | 414.7472 | 146035 | 15 |  | 60567655.85 | 0 | 0%
4127 |  | 19842.47 | 0 | 0 | 647655.18 | 0 | 549802.78 | 0 | 0 | 5205.42 | 1222505.85 | 85.0888 | 14367 | 4 |  | 1222505.85 | 0 | 0%
4135 | * | 1783804.8448 | 0 | 0 | 9196931.338 | 2406295.9418 | 6685421.8328 | 0 | 0 | 97780.0413 | 20170233.9987 | 206.1454 | 97845 | 6 |  | 18816966.8894 | 1353267.1093 | 7.192% |  | plant adds less retirements, transfers from 106 to 101
4144 |  | 9993.51 | 0 | 0 | 473674.37 | 0 | 429215.12 | 0 | 0 | 1023.29 | 913906.29 | 30.6359 | 29831 | 2 |  | 913906.29 | 0 | 0%
4147 | Designed at 500kV | 3855187.64 | 0 | 1880.02 | 2767069.92 | 0 | 1983886.92 | 0 | 0 | 145186.74 | 8753211.24 | 27.4832 | 318493 | 1 |  | 10009813.9 | -1256602.66 | -12.55% | Vincent-Pardee Ln 2 | retirements from 354, 356
4153 |  | 309032.19 | 0 | 0 | 60375.01 | 810005.9 | 308138.48 | 0 | 0 | 23687.21 | 1511238.79 | 13.1274 | 115121 | 1 |  | 1511238.79 | 0 | 0%
4156 |  | 12025290.05 | 0 | 0 | 2262699.96 | 6476819.39 | 2971325.74 | 0 | 0 | 38262.09 | 23774397.23 | 29.493 | 806103 | 3 |  | 23308712.39 | 465684.84 | 1.998%
4157 |  | 105605.4 | 18610.49 | 0 | 1994780.51 | 0 | 3584786.21 | 0 | 0 | 537026.46 | 6240809.07 | 20.5722 | 303361 | 1 |  | 6240809.07 | 0 | 0%
4166 |  | 9034.39 | 0 | 0 | 164050.6 | 0 | 136430.68 | 0 | 0 | 0 | 309515.67 | 9.0272 | 34287 | 2 |  | 309515.67 | 0 | 0%
4168 |  | 4331.19 | 0 | 0 | 262365.32 | 0 | 526630.69 | 0 | 0 | 37889.78 | 831216.98 | 6.504 | 127801 | 1 |  | 831216.98 | 0 | 0%
4169 |  | 3565382.17 | 0 | 2701.36 | 8725005.19 | 398445.75 | 6065937.52 | 0 | 0 | 106152.06 | 18863624.05 | 297.6228 | 63381 | 9 |  | 18687125.36 | 176498.69 | 0.9445%
4189 |  | 78247.82 | 0 | 0 | 1521458.25 | 0 | 1397143.66 | 0 | 0 | 0 | 2996849.73 | 6.4975 | 461231 | 2 |  | 2996849.73 | 0 | 0%
4193 |  | 0 | 0 | 0 | 4152835.97 | 64888.06 | 2461080.46 | 0 | 0 | 0 | 6678804.49 | 4.6568 | 1434205 | 1 |  | 6678804.49 | 0 | 0%
4756 |  | 1079576.73 | 0 | 0 | 6958865.29 | 568180.1 | 4604528.13 | 0 | 0 | 119281.33 | 13330431.58 | 120.3068 | 110804 | 3 |  | 13330431.58 | 0 | 0%
4708 |  | 0 | 0 | 0 | 13746933.36 | 30818084.09 | 19251106.65 | 0 | 0 | 0 | 63816124.1 | 25.7 | 2483118 | 1 | Does Not show on DPB1519 | 63856281.3 | -40157.2 | -0.06289%
4644 |  |  | 0 | 0 | 27679225.5 | 2721999.36 | 13931303.82 | 0 | 0 | 89385747.43 | 133718276.11 | 26.39 | 5067006 | 1 | Does Not show on DPB1519 | 138964991.95 | -5246715.84 | -3.776% | 4644 did not exist last year, was formerly 4602 and 4600 included
5015 | GOULD SUB | Refer Substation Study | Refer Substation Study | Refer Substation Study | 0 | 0 | 0 | 0 | 0 | 4090.16 | 4090 | N/A
5053 | SANTA CLARA SUB | Refer Substation Study | Refer Substation Study | Refer Substation Study | 0 | 0 | 0 | 0 | 0 | 13555.04 | 13555 | N/A
5083 | VIEJO SUBSTATION | Refer Substation Study | Refer Substation Study | Refer Substation Study | 0 | 0 | 0 | 10.16 | 0 | 0 | 10 | N/A
TOTAL 230kV T/L'S |  | 72199616 | 7183099 | 788912 | 328936531 | 61341969 | 222653788.4021 | 182441 | 716988 | 96770909 | 790774254 | 3564 | 26911166 | 192
* Cost allocated between operating voltages by pole miles.
161 kV TRANSMISSION LINES
4759 |  | 33310 | 0 | 0 | 0 | 2000559.98 | 331263.41 | 0 | 0 | 4845.05 | 2369978.44 | 53.0211 | 44699 | 1 |  | 2369978.44 | 0 | 0%
TOTAL 161kV T/L'S |  | 33310 | 0 | 0 | 0 | 2000560 | 331263.41 | 0 | 0 | 4845 | 2369978 | 53.0211 | 44699 | 1
115 kV TRANSMISSION LINES
4105 | OH | 15245.7863 | 536.8282 | 510.5183 | 9294.3471 | 186904.0407 | 75658.4783 |  |  | 730.428 | 288880.4269 | 2.3711 | 121834
4106 | *OH | 202756.4466 | 0 | 0 | 350.5979 | 1848864.7594 | 1674859.3732 |  |  | 0 | 3726831.1772 | 20.8616 | 178646 | 12 |  | 3740523.0345 | -13691.8573 | -0.366%
4135 | *Designed at 220kV | 428120.9852 | 0 | 0 | 2207303.852 | 577521.5782 | 1604530.5572 | 0 | 0 | 23467.6387 | 4840944.6113 | 49.4758 | 97845 | 1 |  | 4516154.5706 | 324790.0407 | 7.192% |  | plant adds less retirements, transfers from 106 to 101
4731 |  | 0 | 0 | 0 | 0 | 112574.29 | 40738.64 | 0 | 0 | 0 | 153312.93 | 6.3408 | 24179 | 1 |  | 153312.93 | 0 | 0%
4732 |  | 0 | 0 | 0 | 0 | 237244.76 | 87312.19 | 0 | 0 | 0 | 324556.95 | 4.4585 | 72795 | 1 |  | 324556.95 | 0 | 0%
4735 | * | 47.2603 | 0 | 0 | 4007.7043 | 52450.9328 | 18395.2586 | 0 | 0 | 0 | 74901.156 | 4.4585 | 16800 | 1 |  | 74780.8435 | 120.3125 | 0.1609%
4750 | OH* | 14060673.4194 | 2848.2771 | 421783.5388 | 3903979.9327 | 88758753.7691 | 50167836.1421 |  |  | 1837204.0471 | 159153079.1263 | 1640.7216 | 97002 | 105 |  | 154302899.2794 | 4850179.8469 | 3.143% |  | location 4950 reversal/transfer $95k from 106, 4750 added $10.2M retired $538k $4.6M from 106 to 101 added $2.3M, 4570 reversal/transfer $58k from 106, 4513 $1.8M added to 101 $700k retirement from 101, added $2.8M to 106, closed $1.8M from 106 to 101 adds 350, 354, 355, 356, 359
4750 | UG* | 119254.9102 | 24.1575 | 3577.3363 |  |  |  | 2929262.7 | 13306603.3 | 15582.1558 | 16374304.5599 | 13.9157 | 1176678 |  |  | 12140418.3794 | 4233886.1805 | 34.87% | 115 Kv Lns, Estn T/S Reg | location 4950 reversal/transfer $95k from 106, 4750 added $10.2M retired $538k $4.6M from 106 to 101 added $2.3M, 4570 reversal/transfer $58k from 106, 4513 $1.8M added to 101 $700k retirement from 101, added $2.8M to 106, closed $1.8M from 106 to 101....adds 357, 358
4750 | Mirage-Santa Rosa Line OH | [9 empty] | included in totals above | 6.0187
4750 | UG * Kramer Victor Line | [9 empty] | included in totals above | 0.12
4781 |  | 1277.33 | 0 | 0 | 98306.88 | 43204.47 | 94967.69 | 0 | 0 | 1376.41 | 239132.78 | 29.0197 | 8240 | 1 |  | 239132.78 | 0 | 0%
4782 |  | 165196.31 | 0 | 0 | 327794.67 | 91897.83 | 580044.74 | 0 | 0 | 21669.13 | 1186602.68 | 100.8033 | 11771 | 1 |  | 1194349.68 | -7747 | -0.6486%
TOTAL 115kV T/L'S |  | 14992572 | 3409 | 425871 | 6551038 | 91909416 | 54344343.0694 | 2929263 | 13306603 | 1900030 | 186362546 | 1878.5654 | 99205 | 123
66 / 55 / 33 kV TRANSMISSION LINES
4105 | OH | 29897030.6153 | 1052721.6762 | 1001127.7805 | 18226241.2429 | 366519359.8693 | 148366493.0017 |  |  | 1432371.4787 | 566495345.6646 | 4649.7339 | 121834 | 800 |  | 555841482.4541 | 10653863.2106 | 1.917%
4105 | UG | 2078120.0718 | 73173.8905 | 69587.6377 |  |  |  | 39832966.9205 | 161607375.3786 | 99563.0622 | 203760786.9614 | 323.1995 | 630449 |  | 323.6814 | 197353432.7559 | 6407354.2055 | 3.247%
4105 | UG 33kV | 12198.6866 | 429.535 | 408.4835 |  |  |  | 233821.8495 | 948644.7614 | 584.441 | 1196087.757 | 1.8972
4105 | Antelope Ritter Ranch No.2 OH | [9 empty] | included in totals above | 10.8 |  |  | -0.4819
4105 | Antelope Ritter Ranch No.2 UG | [9 empty] | included in totals above | 0.7672
4105 | Antelope Quartz Hill No.2 OH | [9 empty] | included in totals above | 6.2 |  |  | 4958.7864
4105 | Antelope Quartz Hill No.2 UG | [9 empty] | included in totals above | 0.6481 |  |  | 18.4153
4106 | OH* | 304843.194 | 0 | 0 | 527.1221 | 2779757.9206 | 2518141.7868 |  |  | 0 | 5603270.0235 | 31.3653 | 178646 | 41 | 4977.2017 | 5638468.7541 | -35198.7306 | -0.6243%
4106 | UG* | 55521.4594 | 0 | 0 |  |  |  | 1292809.16 | 3036715.91 | 0 | 4385046.5294 | 5.7126 | 767610 |  |  | 4470474.5015 | -85427.9721 | -1.911%
4118 | * | 138881.5459 | 3300.7959 | 55.4852 | 439579.3703 | 6021.4305 | 355935.4208 |  |  | 4634.6805 | 948408.7291 | 3.9205 | 241910 | 2 |  | 810200.7844 | 138207.9447 | 17.06% | Mra Lma-Vll Pk Lns, Othr | adds 354
4124 |  | 485.44 | 0 | 0 | 48889.82 | 312250.51 | 202021.82 | 1342.72 | 68591.12 | 0 | 633581.43 | 0 | 0 | 0 |  | 633581.43 | 0 | 0%
4128 | Lytle Creek 12kV Line | 0 | 0 | 0 | 0 | 1240.39 | 1276.89 | 0 | 0 | 0 | 2517.28 | 0 | 0 | 0 |  | 2517.28 | 0 | 0%
4129 |  | 38460.07 | 0 | 0 | 345086.64 | 1085413.8 | 744432.25 | 0 | 0 | 0 | 2213392.76 | 88.5833 | 24987 | 2 |  | 2069005.02 | 144387.74 | 6.979%
4132 |  | 3146.16 | 0 | 0 | 60500.2 | 0 | 37257.47 | 0 | 0 | 40795.49 | 141699.32 | 3.7956 | 37333 | 2 |  | 141699.32 | 0 | 0%
4133 |  | 53165.17 | 0 | 0 | 7515.75 | 3257095.54 | 340110.97 | 0 | 0 | 11454.69 | 3669342.12 | 37.8676 | 96899 | 1 |  | 3213813.02 | 455529.1 | 14.17% | Borel-...-Walker 66Kv Ln | adds 355, 356
4139 |  | 516.81 | 0 | 0 | 0 | 130596.29 | 96083.08 | 0 | 0 | 0 | 227196.18 | 2.3069 | 98485 | 1 |  | 114469.61 | 112726.57 | 98.48% | Sprgvll-Tule 66Kv Ln | adds 355, 356
4142 |  | 25409.4 | 0 | 0 | 0 | 2453840.39 | 85829.66 | 0 | 0 | 0 | 2565079.45 | 31.8997 | 80411 | 1 |  | 2385986.54 | 179092.91 | 7.506%
4149 |  | 232 | 0 | 0 | 0 | 60362.97 | 26752.44 | 0 | 0 | 1092.91 | 88440.32 | 3.9924 | 22152 | 1 |  | 88440.32 | 0 | 0%
4705 | OH | 242709.5601 | 3288.7334 | 0 | 0 | 2992713.17 | 1329196.82 | 0 | 0 | 35774.6732 | 4603682.9567 | 105.292 | 43723 | 10 |  | 4470642.0222 | 133040.9345 | 2.976%
4705 | UG | 505.2799 | 6.8466 | 0 |  |  |  | 0 | 0 | 74.4768 | 586.6033 | 0.2192 | 2676 |  |  | 587.2478 | -0.64451 | -0.1098%
4730 |  | 10584.86 | 0 | 0 | 0 | 362698.87 | 298966.5 | 0 | 0 | 0 | 672250.23 | 7.2159 | 93162 | 1 |  | 672250.23 | 0 | 0%
4735 | *Designed at 115kV | 90.4397 | 0 | 0 | 7669.3357 | 100372.6272 | 35202.0514 | 0 | 0 | 0 | 143334.454 | 8.532 | 16800 | 2 |  | 143454.7665 | -120.3125 | -0.08387%
4750 | OH*Designed at 115kV | 145506.8104 | 29.4754 | 4364.8249 | 40400.3173 | 918519.5309 | 519161.6079 |  |  | 19012.2971 | 1646994.8638 | 16.979 | 97002 | 3 |  | 1241986.4512 | 405008.4126 | 32.61% | 115 Kv Lns, Estn T/S Reg | location 4950 reversal/transfer $95k from 106, 4750 added $10.2M retired $538k $4.6M from 106 to 101 added $2.3M, 4570 reversal/transfer $58k from 106, 4513 $1.8M added to 101 $700k retirement from 101, added $2.8M to 106, closed $1.8M from 106 to 101
TOTAL 66 / 55 / 33kV T/L'S |  | 33007408 | 1132951 | 1075544 | 19176410 | 380980243 | 154956861.7685 | 41360941 | 165661327 | 1645358 | 798997044 | 5340.9279 | 149599 | 867
TOTAL ALL T/L'S |  | 169296850 | 8423884 | 2334163 | 593318280 | 538469762 | 613506398.65 | 44472645 | 180836578 | 113855098 | 2264513661 | 12731.4169 | 177868 | 1207
* Cost allocated between operating voltages by pole miles.
| EOY 2010 | 169095712 | 8926648 | 2604680 | 667092548 | 509623685 | 610616959 | 41087270 | 172482750 | 31912656 | 2466550800
|  | 185893 | -503301 | -271027 | -73783562 | 28659173 | 2813781.1717 | 3385375 | 8353828 | 81941711 | 50781871.1717
4XXX locns excluded from Study
4300 | MET T/S REGION | 0 | 131348.09 | 14695.55 | 0 | 2443528.17 | 97454.83 | 0 | 0 | 0 | 2687027 |  |  |  |  | 1934069 | 752958
4207 | E.MAGUNDEN-ANTELOPE 220KV | 0 | 25798.08 | 0 | 0 | 0 | 0 | 0 | 0 | 0 | 25798 |  |  |  |  | 25798 | 0
4400 | COASTAL T/S REGION | 3127.1 | 0 | 12363.33 | 0 | 727618.76 | 95686.92 | 1437203.87 | 2604511.86 | 0 | 4880512 |  |  |  |  | 5996740 | -1116228
4500 | EASTERN T/S REGION | 0 | 41481.28 | 21656.5 | 1780765.37 | 196219.95 | 812362.25 | 0 | 0 | 37735.17 | 2890221 |  |  |  |  | 1929330 | 960891
4600 | Northern T/S Region | 0 | 106617.96 | 21514.78 | 5961884.94 | 3620101.61 | 3169131.87 | 0 | 0 | 0 | 12879251 |  |  |  |  | 14071944 | -1192693
4700 | Eastern T/S Region | 33304.81 | 0 | 1232.87 | 0 | 0 | 0 | 0 | 0 | 0 | 34538 |  |  |  |  | 48692 | -14154
4820 | ELLIS-HNGTN BCH#1-4 220KV | 0 | 0 | 0 | 0 | 23.11 | 0 | 0 | 0 | 0
4800 | VAR. TRANS. LINES-S/E DIV | 2930.68 | 32032.13 | 3629.72 | 0 | 258202.61 | 0 | 0 | 0 | 0 | 296795 |  |  |  |  | 403674 | -106879
|  | 39363 | 337278 | 75093 | 7742650 | 7245694 | 4174636 | 1437204 | 2604512 | 37735 | 23694142
Non 4xxx locns excluded from Study*
1250 | MOUNTAINVIEW POWER-COMMON | Refer to Substation Study | Refer to Substation Study | Refer to Substation Study | 0 | 0 | 0 | 0 | 0 | 0 | 0
1320 | MOHAVE GENERATING STATION | Refer to Substation Study | Refer to Substation Study | Refer to Substation Study | 0 | 0 | 0 | 0 | 0 | 0 | 0
1330 | FOUR CORNERS(NEW MEX) | Refer to Substation Study | Refer to Substation Study | Refer to Substation Study | 0 | 0 | 0 | 0 | 0 | 0 | 0
1451 | EDISON ITAC | Refer to Substation Study | Refer to Substation Study | Refer to Substation Study | 0 | 0 | 0 | 0 | 0 | 0 | 0
1808 | SAN ONOFRE-COMMON 1,2,3 | Refer to Substation Study | Refer to Substation Study | Refer to Substation Study | 0 | 0 | 0 | 0 | 0 | 0 | 0
1809 | SAN ONOFRE-COMMON 2,3 | Refer to Substation Study | Refer to Substation Study | Refer to Substation Study | 0 | 0 | 0 | 0 | 0 | 0 | 0
1810 | SAN ONOFRE-UNIT 1 | Refer to Substation Study | Refer to Substation Study | Refer to Substation Study | 0 | 0 | 0 | 0 | 0 | 0 | 0
1812 | SAN ONOFRE-UNIT 2 | Refer to Substation Study | Refer to Substation Study | Refer to Substation Study | 0 | 0 | 0 | 0 | 0 | 0 | 0
1818 | SAN ONOFRE-UNIT 3 | Refer to Substation Study | Refer to Substation Study | Refer to Substation Study | 0 | 0 | 0 | 0 | 0 | 0 | 0
1824 | SONGS 2,3 SPARE PARTS | Refer to Substation Study | Refer to Substation Study | Refer to Substation Study | 0 | 0 | 0 | 0 | 0 | 0 | 0
1839 | SONGS COMMON 2 & 3- (INC) | Refer to Substation Study | Refer to Substation Study | Refer to Substation Study | 0 | 0 | 0 | 0 | 0 | 0 | 0
1860 | PALOVERDE NUCL GEN PLT-U1 | Refer to Substation Study | Refer to Substation Study | Refer to Substation Study | 232240.58 | 0 | 84726.59 | 0 | 0 | 0 | 316967
1864 | PALO VERDE-UNIT 2 | Refer to Substation Study | Refer to Substation Study | Refer to Substation Study | 181544.74 | 0 | 96210.29 | 0 | 0 | 0 | 277755
1866 | PALO VERDE-UNIT 3 | Refer to Substation Study | Refer to Substation Study | Refer to Substation Study | 253332.19 | 0 | 92248.5 | 0 | 0 | 0 | 345581
1867 | PALOVERDE-COMMON 1,2,3 | Refer to Substation Study | Refer to Substation Study | Refer to Substation Study | 0 | 0 | 0 | 0 | 0 | 0 | 0
1869 | PALOVERDE-SWITCHYARD | Refer to Substation Study | Refer to Substation Study | Refer to Substation Study | 0 | 0 | 0 | 0 | 0 | 0 | 0
1999 | SAN BRDNO-220 KV SWTCHYRD | Refer to Substation Study | Refer to Substation Study | Refer to Substation Study | 0 | 0 | 0 | 0 | 0 | 0 | 0
2150 | MAMMOTH POOL LAKE-FP 2085 | Refer to Substation Study | Refer to Substation Study | Refer to Substation Study | 0 | 0 | 0 | 0 | 0 | 0 | 0
2202 | BIG CREEK CANYON | Refer to Substation Study | Refer to Substation Study | Refer to Substation Study | 0 | 0 | 0 | 0 | 0 | 0 | 0
2211 | BIG CREEK NO.1 | Refer to Substation Study | Refer to Substation Study | Refer to Substation Study | 0 | 0 | 0 | 0 | 0 | 0 | 0
2212 | BIG CREEK NO.2 | Refer to Substation Study | Refer to Substation Study | Refer to Substation Study | 0 | 0 | 0 | 0 | 0 | 0 | 0
2229 | BIG CREEK NO.8 | Refer to Substation Study | Refer to Substation Study | Refer to Substation Study | 0 | 0 | 0 | 0 | 0 | 0 | 0
2230 | BIG CREEK NO.3 | Refer to Substation Study | Refer to Substation Study | Refer to Substation Study | 0 | 0 | 0 | 0 | 0 | 0 | 0
2234 | BIG CREEK NO.2A | Refer to Substation Study | Refer to Substation Study | Refer to Substation Study | 0 | 0 | 0 | 0 | 0 | 0 | 0
2236 | BIG CREEK NO.4 | Refer to Substation Study | Refer to Substation Study | Refer to Substation Study | 0 | 0 | 0 | 0 | 0 | 0 | 0
2237 | PORTAL POWER PLANT | Refer to Substation Study | Refer to Substation Study | Refer to Substation Study | 0 | 0 | 0 | 0 | 0 | 0 | 0
2238 | MAMMOTH POOL | Refer to Substation Study | Refer to Substation Study | Refer to Substation Study | 0 | 0 | 0 | 0 | 0 | 0 | 0
2239 | EASTWOOD POWER STATION | Refer to Substation Study | Refer to Substation Study | Refer to Substation Study | 0 | 0 | 0 | 0 | 0 | 0 | 0
2300 | HYDRO PRODUCTION | Refer to Substation Study | Refer to Substation Study | Refer to Substation Study | 0 | 0 | 0 | 0 | 0 | 0 | 0
2301 | SNTA ANA RV&MILL CRK CNYN | Refer to Substation Study | Refer to Substation Study | Refer to Substation Study | 0 | 0 | 0 | 0 | 0 | 0 | 0
2303 | LYTLE CRK&SN ANTONIO CNYN | Refer to Substation Study | Refer to Substation Study | Refer to Substation Study | 0 | 0 | 0 | 0 | 0 | 0 | 0
2305 | KERN RIVER CANYON | Refer to Substation Study | Refer to Substation Study | Refer to Substation Study | 0 | 0 | 0 | 0 | 0 | 0 | 0
2307 | KAWEAH RIVER CANYON | Refer to Substation Study | Refer to Substation Study | Refer to Substation Study | 0 | 0 | 0 | 0 | 0 | 0 | 0
2309 | SAN GORGONIO CANYON | Refer to Substation Study | Refer to Substation Study | Refer to Substation Study | 0 | 0 | 0 | 0 | 0 | 0 | 0
2313 | KERN RIVER NO.1 | Refer to Substation Study | Refer to Substation Study | Refer to Substation Study | 0 | 0 | 0 | 0 | 0 | 0 | 0
2314 | BOREL | Refer to Substation Study | Refer to Substation Study | Refer to Substation Study | 0 | 0 | 0 | 0 | 0 | 0 | 0
2315 | SANTA ANA NO.1 | Refer to Substation Study | Refer to Substation Study | Refer to Substation Study | 0 | 0 | 0 | 0 | 0 | 0 | 0
2317 | SANTA ANA NO.3 | Refer to Substation Study | Refer to Substation Study | Refer to Substation Study | 0 | 0 | 0 | 0 | 0 | 0 | 0
2318 | MILL CREEK NO.1 | Refer to Substation Study | Refer to Substation Study | Refer to Substation Study | 0 | 0 | 0 | 0 | 0 | 0 | 0
2319 | MILL CREEK NO.2&3 | Refer to Substation Study | Refer to Substation Study | Refer to Substation Study | 0 | 0 | 0 | 0 | 0 | 0 | 0
2324 | KAWEAH NO.1 | Refer to Substation Study | Refer to Substation Study | Refer to Substation Study | 0 | 0 | 0 | 0 | 0 | 0 | 0
2325 | KAWEAH NO.2 | Refer to Substation Study | Refer to Substation Study | Refer to Substation Study | 0 | 0 | 0 | 0 | 0 | 0 | 0
2326 | KAWEAH NO.3 | Refer to Substation Study | Refer to Substation Study | Refer to Substation Study | 0 | 0 | 0 | 0 | 0 | 0 | 0
2327 | LOWER TULE RIVER | Refer to Substation Study | Refer to Substation Study | Refer to Substation Study | 0 | 0 | 0 | 0 | 0 | 0 | 0
2328 | KERN RIVER NO.3 | Refer to Substation Study | Refer to Substation Study | Refer to Substation Study | 0 | 0 | 0 | 0 | 0 | 0 | 0
2331 | ONTARIO NO.1 | Refer to Substation Study | Refer to Substation Study | Refer to Substation Study | 0 | 0 | 0 | 0 | 0 | 0 | 0
2500 | EASTERN HYDRO REGION | Refer to Substation Study | Refer to Substation Study | Refer to Substation Study | 0 | 0 | 0 | 0 | 0 | 0 | 0
2501 | BISHOP CREEK CANYON | Refer to Substation Study | Refer to Substation Study | Refer to Substation Study | 0 | 0 | 0 | 0 | 0 | 0 | 0
2503 | MONO BASIN | Refer to Substation Study | Refer to Substation Study | Refer to Substation Study | 0 | 0 | 0 | 0 | 0 | 0 | 0
2510 | LUNDY | Refer to Substation Study | Refer to Substation Study | Refer to Substation Study | 0 | 0 | 0 | 0 | 0 | 0 | 0
2512 | POOLE | Refer to Substation Study | Refer to Substation Study | Refer to Substation Study | 0 | 0 | 0 | 0 | 0 | 0 | 0
2514 | RUSH CREEK | Refer to Substation Study | Refer to Substation Study | Refer to Substation Study | 0 | 0 | 0 | 0 | 0 | 0 | 0
2522 | BISHOP CREEK NO.2 | Refer to Substation Study | Refer to Substation Study | Refer to Substation Study | 0 | 0 | 0 | 0 | 0 | 0 | 0
2523 | BISHOP CREEK NO.3 | Refer to Substation Study | Refer to Substation Study | Refer to Substation Study | 0 | 0 | 0 | 0 | 0 | 0 | 0
2524 | BISHOP CREEK NO.4 | Refer to Substation Study | Refer to Substation Study | Refer to Substation Study | 0 | 0 | 0 | 0 | 0 | 0 | 0
2525 | BISHOP CREEK NO.5 | Refer to Substation Study | Refer to Substation Study | Refer to Substation Study | 0 | 0 | 0 | 0 | 0 | 0 | 0
2526 | BISHOP CREEK NO.6 | Refer to Substation Study | Refer to Substation Study | Refer to Substation Study | 0 | 0 | 0 | 0 | 0 | 0 | 0
2553 | FISH LAKE VALLEY METERING | Refer to Substation Study | Refer to Substation Study | Refer to Substation Study | 0 | 0 | 0 | 0 | 0 | 0 | 0
2556 | CONTROL STATION | Refer to Substation Study | Refer to Substation Study | Refer to Substation Study | 0 | 40797.77 | 25498.72 | 0 | 0 | 0 | 66296
2557 | CASA DIABLO | Refer to Substation Study | Refer to Substation Study | Refer to Substation Study | 0 | 0 | 0 | 0 | 0 | 0 | 0
2560 | LUNDY | Refer to Substation Study | Refer to Substation Study | Refer to Substation Study | 0 | 0 | 0 | 0 | 0 | 0 | 0
2561 | LEE VINING | Refer to Substation Study | Refer to Substation Study | Refer to Substation Study | 0 | 0 | 0 | 0 | 0 | 0 | 0
2570 | INYO | Refer to Substation Study | Refer to Substation Study | Refer to Substation Study | 0 | 0 | 0 | 0 | 0 | 0 | 0
2571 | SHERWIN | Refer to Substation Study | Refer to Substation Study | Refer to Substation Study | 0 | 0 | 0 | 0 | 0 | 0 | 0
2582 | ZACK | Refer to Substation Study | Refer to Substation Study | Refer to Substation Study | 0 | 0 | 0 | 0 | 0 | 0 | 0
2598 | MT. TOM | Refer to Substation Study | Refer to Substation Study | Refer to Substation Study | 0 | 0 | 0 | 0 | 0 | 0 | 0
3717 | DAF INDAL 500KW WND TURBN | Refer to Substation Study | Refer to Substation Study | Refer to Substation Study | 0 | 0 | 0 | 0 | 0 | 0 | 0
5000 | SUBSTN DIV | Refer to Substation Study | Refer to Substation Study | Refer to Substation Study | 0 | 0 | 0 | 0 | 0 | 0 | 0
5001 | METRO GOM MAINT | Refer to Substation Study | Refer to Substation Study | Refer to Substation Study | 0 | 0 | 0 | 0 | 0 | 0 | 0
5011 | EAGLE ROCK SUB | Refer to Substation Study | Refer to Substation Study | Refer to Substation Study | 0 | 0 | 0 | 0 | 0 | 0 | 0
5012 | MESA SUB | Refer to Substation Study | Refer to Substation Study | Refer to Substation Study | 0 | 0 | 0 | 0 | 0 | 0 | 0
5013 | RIO HONDO SUB | Refer to Substation Study | Refer to Substation Study | Refer to Substation Study | 0 | 0 | 0 | 0 | 0 | 0 | 0
5014 | WALNUT SUB | Refer to Substation Study | Refer to Substation Study | Refer to Substation Study | 0 | 0 | 0 | 0 | 0 | 0 | 0
5016 | LEBEC SUBSTATION | Refer to Substation Study | Refer to Substation Study | Refer to Substation Study | 0 | 0 | 0 | 0 | 0 | 0 | 0
5018 | COTTONWIND SUB | Refer to Substation Study | Refer to Substation Study | Refer to Substation Study | 0 | 0 | 0 | 0 | 0 | 0 | 0
5019 | HARBORGEN SUB | Refer to Substation Study | Refer to Substation Study | Refer to Substation Study | 0 | 0 | 0 | 0 | 0 | 0 | 0
5021 | LA FRESA SUB | Refer to Substation Study | Refer to Substation Study | Refer to Substation Study | 0 | 0 | 0 | 0 | 0 | 0 | 0
5022 | ARCOGEN SUB | Refer to Substation Study | Refer to Substation Study | Refer to Substation Study | 0 | 0 | 0 | 0 | 0 | 0 | 0
5023 | EL NIDO SUB | Refer to Substation Study | Refer to Substation Study | Refer to Substation Study | 0 | 0 | 0 | 0 | 0 | 0 | 0
5024 | LA CIENEGA SUB | Refer to Substation Study | Refer to Substation Study | Refer to Substation Study | 0 | 0 | 0 | 0 | 0 | 0 | 0
5025 | ALAMITOS SWITCHRACK SUB | Refer to Substation Study | Refer to Substation Study | Refer to Substation Study | 0 | 0 | 0 | 0 | 0 | 0 | 0
5026 | EL SEGUNDO SWITCHRACK SUB | Refer to Substation Study | Refer to Substation Study | Refer to Substation Study | 0 | 0 | 0 | 0 | 0 | 0 | 0
5027 | LG BCH SWITCHRACK SUB | Refer to Substation Study | Refer to Substation Study | Refer to Substation Study | 0 | 0 | 0 | 0 | 0 | 0 | 0
5028 | REDONDO SWITCHRACK SUB | Refer to Substation Study | Refer to Substation Study | Refer to Substation Study | 0 | 0 | 0 | 0 | 0 | 0 | 0
5031 | MAGUNDEN SUB | Refer to Substation Study | Refer to Substation Study | Refer to Substation Study | 0 | 0 | 0 | 0 | 0 | 0 | 0
5032 | MIDWAY SUB | Refer to Substation Study | Refer to Substation Study | Refer to Substation Study | 0 | 0 | 0 | 0 | 0 | 0 | 0
5033 | RECTOR SUB | Refer to Substation Study | Refer to Substation Study | Refer to Substation Study | 0 | 0 | 0 | 0 | 0 | 0 | 0
5034 | SPRINGVILLE SUB | Refer to Substation Study | Refer to Substation Study | Refer to Substation Study | 0 | 0 | 0 | 0 | 0 | 0 | 0
5035 | VESTAL SUB | Refer to Substation Study | Refer to Substation Study | Refer to Substation Study | 0 | 0 | 0 | 0 | 0 | 0 | 0
5036 | PASTORIA SUB | Refer to Substation Study | Refer to Substation Study | Refer to Substation Study | 0 | 0 | 0 | 0 | 0 | 0 | 0
5038 | NO. T/S REG OFC/VALENCIA | Refer to Substation Study | Refer to Substation Study | Refer to Substation Study | 0 | 0 | 0 | 0 | 0 | 0 | 0
5040 | EAGLE MT. SUB | Refer to Substation Study | Refer to Substation Study | Refer to Substation Study | 0 | 0 | 0 | 0 | 0 | 0 | 0
5041 | INYOKERN SUB | Refer to Substation Study | Refer to Substation Study | Refer to Substation Study | 0 | 0 | 0 | 0 | 0 | 0 | 0
5042 | KRAMER SUB | Refer to Substation Study | Refer to Substation Study | Refer to Substation Study | 0 | 0 | 0 | 0 | 0 | 0 | 0
5043 | CIMA SUB | Refer to Substation Study | Refer to Substation Study | Refer to Substation Study | 0 | 0 | 0 | 0 | 0 | 0 | 0
5044 | CLWTR SWITCHRACKS 1,2 | Refer to Substation Study | Refer to Substation Study | Refer to Substation Study | 0 | 0 | 0 | 0 | 0 | 0 | 0
5045 | MOHAVE SWITCHRACK | Refer to Substation Study | Refer to Substation Study | Refer to Substation Study | 0 | 0 | 0 | 0 | 0 | 0 | 0
5046 | CLWTR SWITCHRACK 3,4 SUB | Refer to Substation Study | Refer to Substation Study | Refer to Substation Study | 0 | 0 | 0 | 0 | 0 | 0 | 0
5047 | RANCHO VISTA SUB | Refer to Substation Study | Refer to Substation Study | Refer to Substation Study | 0 | 0 | 0 | 0 | 0 | 0 | 0
5048 | MANDALAY SWITCHRACK SUB | Refer to Substation Study | Refer to Substation Study | Refer to Substation Study | 0 | 0 | 0 | 0 | 0 | 0 | 0
5049 | ORMOND BCH SWITCHRACK SUB | Refer to Substation Study | Refer to Substation Study | Refer to Substation Study | 0 | 0 | 0 | 0 | 0 | 0 | 0
5050 | PARDEE SUB | Refer to Substation Study | Refer to Substation Study | Refer to Substation Study | 0 | 0 | 0 | 0 | 0 | 0 | 0
5051 | SAUGUS SUB | Refer to Substation Study | Refer to Substation Study | Refer to Substation Study | 0 | 0 | 0 | 0 | 0 | 0 | 0
5052 | ANTELOPE SUB | Refer to Substation Study | Refer to Substation Study | Refer to Substation Study | 0 | 0 | 0 | 0 | 0 | 0 | 0
5054 | VINCENT SUB | Refer to Substation Study | Refer to Substation Study | Refer to Substation Study | 0 | 0 | 0 | 0 | 0 | 0 | 0
5055 | GOLETA SUB | Refer to Substation Study | Refer to Substation Study | Refer to Substation Study | 0 | 0 | 0 | 0 | 0 | 0 | 0
5056 | MOORPARK SUB | Refer to Substation Study | Refer to Substation Study | Refer to Substation Study | 0 | 0 | 0 | 0 | 0 | 0 | 0
5058 | SYLMAR SUB | Refer to Substation Study | Refer to Substation Study | Refer to Substation Study | 0 | 0 | 0 | 0 | 0 | 0 | 0
5059 | BAILEY SUB | Refer to Substation Study | Refer to Substation Study | Refer to Substation Study | 0 | 0 | 0 | 0 | 0 | 0 | 0
5060 | PADUA SUB | Refer to Substation Study | Refer to Substation Study | Refer to Substation Study | 0 | 0 | 0 | 0 | 0 | 0 | 0
5061 | LUGO SUB | Refer to Substation Study | Refer to Substation Study | Refer to Substation Study | 0 | 0 | 0 | 0 | 0 | 0 | 0
5062 | CHINO SUB | Refer to Substation Study | Refer to Substation Study | Refer to Substation Study | 0 | 0 | 0 | 0 | 0 | 0 | 0
5063 | JULIAN HINDS SUB | Refer to Substation Study | Refer to Substation Study | Refer to Substation Study | 0 | 0 | 0 | 0 | 0 | 0 | 0
5064 | VISTA SUB | Refer to Substation Study | Refer to Substation Study | Refer to Substation Study | 0 | 0 | 0 | 0 | 0 | 0 | 0
5065 | PISGAH SUB | Refer to Substation Study | Refer to Substation Study | Refer to Substation Study | 0 | 0 | 0 | 0 | 0 | 0 | 0
5066 | GENE SUB | Refer to Substation Study | Refer to Substation Study | Refer to Substation Study | 0 | 0 | 0 | 0 | 0 | 0 | 0
5067 | DEVERS SUB | Refer to Substation Study | Refer to Substation Study | Refer to Substation Study | 0 | 0 | 0 | 0 | 0 | 0 | 0
5068 | CAMINO SUB | Refer to Substation Study | Refer to Substation Study | Refer to Substation Study | 0 | 0 | 0 | 0 | 0 | 0 | 0
5071 | HINSON SUB | Refer to Substation Study | Refer to Substation Study | Refer to Substation Study | 0 | 0 | 0 | 0 | 0 | 0 | 0
5072 | VELASCO SUB | Refer to Substation Study | Refer to Substation Study | Refer to Substation Study | 0 | 0 | 0 | 0 | 0 | 0 | 0
5073 | LIGHTHIPE SUB | Refer to Substation Study | Refer to Substation Study | Refer to Substation Study | 0 | 0 | 0 | 0 | 0 | 0 | 0
5074 | LAGUNA BELL SUB | Refer to Substation Study | Refer to Substation Study | Refer to Substation Study | 0 | 0 | 0 | 0 | 0 | 0 | 0
5075 | DEL AMO SUB | Refer to Substation Study | Refer to Substation Study | Refer to Substation Study | 0 | 0 | 0 | 0 | 0 | 0 | 0
5078 | HUNTINGTON BCH SWITCHRCK | Refer to Substation Study | Refer to Substation Study | Refer to Substation Study | 0 | 0 | 0 | 0 | 0 | 0 | 0
5079 | WIND HUB SUB | Refer to Substation Study | Refer to Substation Study | Refer to Substation Study | 0 | 0 | 0 | 0 | 0 | 0 | 0
5081 | BARRE SUB | Refer to Substation Study | Refer to Substation Study | Refer to Substation Study | 0 | 0 | 0 | 0 | 0 | 0 | 0
5082 | VILLA PARK SUB | Refer to Substation Study | Refer to Substation Study | Refer to Substation Study | 0 | 0 | 0 | 0 | 0 | 0 | 0
5084 | CENTER SUB | Refer to Substation Study | Refer to Substation Study | Refer to Substation Study | 0 | 0 | 0 | 0 | 0 | 0 | 0
5085 | JOHANNA SUB | Refer to Substation Study | Refer to Substation Study | Refer to Substation Study | 0 | 0 | 0 | 0 | 0 | 0 | 0
5086 | ELLIS SUB | Refer to Substation Study | Refer to Substation Study | Refer to Substation Study | 0 | 0 | 0 | 0 | 0 | 0 | 0
5087 | OLINDA SUB | Refer to Substation Study | Refer to Substation Study | Refer to Substation Study | 0 | 0 | 0 | 0 | 0 | 0 | 0
5088 | SANTIAGO SUB | Refer to Substation Study | Refer to Substation Study | Refer to Substation Study | 0 | 0 | 0 | 0 | 0 | 0 | 0
5089 | LEWIS SUB | Refer to Substation Study | Refer to Substation Study | Refer to Substation Study | 0 | 0 | 0 | 0 | 0 | 0 | 0
5091 | MEAD SUB | Refer to Substation Study | Refer to Substation Study | Refer to Substation Study | 0 | 0 | 0 | 0 | 0 | 0 | 0
5092 | MOENKOPI SUB | Refer to Substation Study | Refer to Substation Study | Refer to Substation Study | 0 | 0 | 0 | 0 | 0 | 0 | 0
5093 | WEST SERIES CAPACITORS | Refer to Substation Study | Refer to Substation Study | Refer to Substation Study | 0 | 0 | 0 | 0 | 0 | 0 | 0
5094 | EAST SERIES CAPACITORS 1 | Refer to Substation Study | Refer to Substation Study | Refer to Substation Study | 0 | 0 | 0 | 0 | 0 | 0 | 0
5095 | TRITON SUB | Refer to Substation Study | Refer to Substation Study | Refer to Substation Study | 0 | 0 | 0 | 0 | 0 | 0 | 0
5096 | ETIWANDA SWITCHRACK SUB | Refer to Substation Study | Refer to Substation Study | Refer to Substation Study | 0 | 0 | 0 | 0 | 0 | 0 | 0
5097 | PALO VERDE SWITCHRACK SUB | Refer to Substation Study | Refer to Substation Study | Refer to Substation Study | 0 | 0 | 0 | 0 | 0 | 0 | 0
5100 | METRO REGION | Refer to Substation Study | Refer to Substation Study | Refer to Substation Study | 0 | 0 | 0 | 0 | 0 | 0 | 0
5101 | ALHAMBRA SUB | Refer to Substation Study | Refer to Substation Study | Refer to Substation Study | 0 | 0 | 0 | 0 | 0 | 0 | 0
5107 | BANDINI SUB | Refer to Substation Study | Refer to Substation Study | Refer to Substation Study | 0 | 0 | 0 | 0 | 0 | 0 | 0
5109 | BICKNELL SUB | Refer to Substation Study | Refer to Substation Study | Refer to Substation Study | 0 | 0 | 0 | 0 | 0 | 0 | 0
5110 | WABASH (NEW) SUB | Refer to Substation Study | Refer to Substation Study | Refer to Substation Study | 0 | 0 | 0 | 0 | 0 | 0 | 0
5115 | EATON SUB | Refer to Substation Study | Refer to Substation Study | Refer to Substation Study | 0 | 0 | 0 | 0 | 0 | 0 | 0
5116 | RUSH SUB | Refer to Substation Study | Refer to Substation Study | Refer to Substation Study | 0 | 0 | 0 | 0 | 0 | 0 | 0
5134 | MONROVIA SUB | Refer to Substation Study | Refer to Substation Study | Refer to Substation Study | 0 | 0 | 0 | 0 | 0 | 0 | 0
5141 | ROSEMEAD SUB | Refer to Substation Study | Refer to Substation Study | Refer to Substation Study | 0 | 0 | 0 | 0 | 0 | 0 | 0
5150 | DUARTE SUB | Refer to Substation Study | Refer to Substation Study | Refer to Substation Study | 0 | 0 | 0 | 0 | 0 | 0 | 0
5158 | ARROYO SUB | Refer to Substation Study | Refer to Substation Study | Refer to Substation Study | 0 | 0 | 0 | 0 | 0 | 0 | 0
5161 | AMADOR SUB | Refer to Substation Study | Refer to Substation Study | Refer to Substation Study | 0 | 0 | 0 | 0 | 0 | 0 | 0
5162 | FAIR OAKS SUB | Refer to Substation Study | Refer to Substation Study | Refer to Substation Study | 0 | 0 | 0 | 0 | 0 | 0 | 0
5165 | JPL SUB | Refer to Substation Study | Refer to Substation Study | Refer to Substation Study | 0 | 0 | 0 | 0 | 0 | 0 | 0
5167 | MAYFLOWER SUB | Refer to Substation Study | Refer to Substation Study | Refer to Substation Study | 0 | 0 | 0 | 0 | 0 | 0 | 0
5170 | TEMPLE SUB | Refer to Substation Study | Refer to Substation Study | Refer to Substation Study | 0 | 0 | 0 | 0 | 0 | 0 | 0
5178 | KIRKWALL SUBSTATION | Refer to Substation Study | Refer to Substation Study | Refer to Substation Study | 0 | 0 | 0 | 0 | 0 | 0 | 0
5185 | CITRUS SUB | Refer to Substation Study | Refer to Substation Study | Refer to Substation Study | 0 | 0 | 0 | 0 | 0 | 0 | 0
5186 | CORTEZ SUB | Refer to Substation Study | Refer to Substation Study | Refer to Substation Study | 0 | 0 | 0 | 0 | 0 | 0 | 0
5196 | RAILROAD SUB | Refer to Substation Study | Refer to Substation Study | Refer to Substation Study | 0 | 0 | 0 | 0 | 0 | 0 | 0
5198 | ALHAMBRA DIST SUB TRG FAC | Refer to Substation Study | Refer to Substation Study | Refer to Substation Study | 0 | 0 | 0 | 0 | 0 | 0 | 0
5213 | LENNOX SUB | Refer to Substation Study | Refer to Substation Study | Refer to Substation Study | 0 | 0 | 0 | 0 | 0 | 0 | 0
5235 | WINDSOR HILLS SUB | Refer to Substation Study | Refer to Substation Study | Refer to Substation Study | 0 | 0 | 0 | 0 | 0 | 0 | 0
5241 | YUKON SUB | Refer to Substation Study | Refer to Substation Study | Refer to Substation Study | 0 | 0 | 0 | 0 | 0 | 0 | 0
5273 | STANHILL SUB | Refer to Substation Study | Refer to Substation Study | Refer to Substation Study | 0 | 0 | 0 | 0 | 0 | 0 | 0
5325 | STRATHMORE SUB | Refer to Substation Study | Refer to Substation Study | Refer to Substation Study | 0 | 0 | 0 | 0 | 0 | 0 | 0
5331 | VISALIA SUB | Refer to Substation Study | Refer to Substation Study | Refer to Substation Study | 0 | 0 | 0 | 0 | 0 | 0 | 0
5352 | LINE CREEK SUB | Refer to Substation Study | Refer to Substation Study | Refer to Substation Study | 0 | 0 | 0 | 0 | 0 | 0 | 0
5357 | CUMMINGS SUB | Refer to Substation Study | Refer to Substation Study | Refer to Substation Study | 0 | 0 | 0 | 0 | 0 | 0 | 0
5358 | MONOLITH SUB | Refer to Substation Study | Refer to Substation Study | Refer to Substation Study | 0 | 0 | 0 | 0 | 0 | 0 | 0
5365 | ACTON SUB | Refer to Substation Study | Refer to Substation Study | Refer to Substation Study | 0 | 0 | 0 | 0 | 0 | 0 | 0
5374 | RIVERWAY SUB | Refer to Substation Study | Refer to Substation Study | Refer to Substation Study | 0 | 0 | 0 | 0 | 0 | 0 | 0
5508 | DEL SUR SUB | Refer to Substation Study | Refer to Substation Study | Refer to Substation Study | 0 | 0 | 0 | 0 | 0 | 0 | 0
5510 | FILLMORE SUB | Refer to Substation Study | Refer to Substation Study | Refer to Substation Study | 0 | 0 | 0 | 0 | 0 | 0 | 0
5511 | GOLDTOWN SUB | Refer to Substation Study | Refer to Substation Study | Refer to Substation Study | 0 | 0 | 0 | 0 | 0 | 0 | 0
5514 | LANCASTER SUB | Refer to Substation Study | Refer to Substation Study | Refer to Substation Study | 0 | 0 | 0 | 0 | 0 | 0 | 0
5518 | LITTLE ROCK SUB | Refer to Substation Study | Refer to Substation Study | Refer to Substation Study | 0 | 0 | 0 | 0 | 0 | 0 | 0
5522 | SHUTTLE SUB | Refer to Substation Study | Refer to Substation Study | Refer to Substation Study | 0 | 0 | 0 | 0 | 0 | 0 | 0
5530 | REDMAN WUB | Refer to Substation Study | Refer to Substation Study | Refer to Substation Study | 0 | 0 | 0 | 0 | 0 | 0 | 0
5541 | ROSAMOND SUB | Refer to Substation Study | Refer to Substation Study | Refer to Substation Study | 0 | 0 | 0 | 0 | 0 | 0 | 0
5545 | PIUTE SUB | Refer to Substation Study | Refer to Substation Study | Refer to Substation Study | 0 | 0 | 0 | 0 | 0 | 0 | 0
5546 | ELIZABETH LAKE SUB | Refer to Substation Study | Refer to Substation Study | Refer to Substation Study | 0 | 0 | 0 | 0 | 0 | 0 | 0
5548 | OASIS SUB | Refer to Substation Study | Refer to Substation Study | Refer to Substation Study | 0 | 0 | 0 | 0 | 0 | 0 | 0
5553 | CAL CEMENT SUB | Refer to Substation Study | Refer to Substation Study | Refer to Substation Study | 0 | 0 | 0 | 0 | 0 | 0 | 0
5556 | NEENACH SUB | Refer to Substation Study | Refer to Substation Study | Refer to Substation Study | 0 | 0 | 0 | 0 | 0 | 0 | 0
5557 | NEWBURY SUB | Refer to Substation Study | Refer to Substation Study | Refer to Substation Study | 0 | 0 | 0 | 0 | 0 | 0 | 0
5564 | PALMDALE SUB | Refer to Substation Study | Refer to Substation Study | Refer to Substation Study | 0 | 0 | 0 | 0 | 0 | 0 | 0
5566 | QUARTZ HILL SUB | Refer to Substation Study | Refer to Substation Study | Refer to Substation Study | 0 | 0 | 0 | 0 | 0 | 0 | 0
5599 | HELIJET SUB | Refer to Substation Study | Refer to Substation Study | Refer to Substation Study | 0 | 0 | 0 | 0 | 0 | 0 | 0
5601 | RANDALL SUB | Refer to Substation Study | Refer to Substation Study | Refer to Substation Study | 0 | 0 | 0 | 0 | 0 | 0 | 0
5606 | ORANGE PRODUCTS SUB | Refer to Substation Study | Refer to Substation Study | Refer to Substation Study | 0 | 0 | 0 | 0 | 0 | 0 | 0
5612 | INLAND CONTAINER SUB | Refer to Substation Study | Refer to Substation Study | Refer to Substation Study | 0 | 0 | 0 | 0 | 0 | 0 | 0
5617 | GANESHA SUB | Refer to Substation Study | Refer to Substation Study | Refer to Substation Study | 0 | 0 | 0 | 0 | 0 | 0 | 0
5631 | SAN ANTONIO SUB | Refer to Substation Study | Refer to Substation Study | Refer to Substation Study | 0 | 0 | 0 | 0 | 0 | 0 | 0
5637 | TIPPECANOE SUB | Refer to Substation Study | Refer to Substation Study | Refer to Substation Study | 0 | 0 | 0 | 0 | 0 | 0 | 0
5646 | COLTON CEMENT SUB | Refer to Substation Study | Refer to Substation Study | Refer to Substation Study | 0 | 0 | 0 | 0 | 0 | 0 | 0
5652 | AMERON SUB | Refer to Substation Study | Refer to Substation Study | Refer to Substation Study | 0 | 0 | 0 | 0 | 0 | 0 | 0
5664 | WIMBLEDON SUB | Refer to Substation Study | Refer to Substation Study | Refer to Substation Study | 0 | 0 | 0 | 0 | 0 | 0 | 0
5727 | ATHENS SUBSTATION | Refer to Substation Study | Refer to Substation Study | Refer to Substation Study | 0 | 0 | 0 | 0 | 0 | 0 | 0
5740 | NAPLES SUBSTATION | Refer to Substation Study | Refer to Substation Study | Refer to Substation Study | 0 | 0 | 0 | 0 | 0 | 0 | 0
5758 | WATSON SUBSTATION | Refer to Substation Study | Refer to Substation Study | Refer to Substation Study | 0 | 0 | 0 | 0 | 0 | 0 | 0
5783 | ERIC SUBSTATION | Refer to Substation Study | Refer to Substation Study | Refer to Substation Study | 0 | 0 | 0 | 0 | 0 | 0 | 0
5787 | SOUTH GATE SUBSTATION | Refer to Substation Study | Refer to Substation Study | Refer to Substation Study | 0 | 0 | 0 | 0 | 0 | 0 | 0
5788 | BOVINE SUBSTATION | Refer to Substation Study | Refer to Substation Study | Refer to Substation Study | 0 | 0 | 0 | 0 | 0 | 0 | 0
5798 | MOVIE SUBSTATION | Refer to Substation Study | Refer to Substation Study | Refer to Substation Study | 0 | 0 | 0 | 0 | 0 | 0 | 0
5805 | BAYSIDE SUBSTATION | Refer to Substation Study | Refer to Substation Study | Refer to Substation Study | 0 | 0 | 0 | 0 | 0 | 0 | 0
5814 | CARMENITA SUBSTATION | Refer to Substation Study | Refer to Substation Study | Refer to Substation Study | 0 | 0 | 0 | 0 | 0 | 0 | 0
5816 | PARKWOOD SUBSTATION | Refer to Substation Study | Refer to Substation Study | Refer to Substation Study | 0 | 0 | 0 | 0 | 0 | 0 | 0
5828 | WAVE SUBSTATION | Refer to Substation Study | Refer to Substation Study | Refer to Substation Study | 0 | 0 | 0 | 0 | 0 | 0 | 0
5832 | LA HABRA SUBSTATION | Refer to Substation Study | Refer to Substation Study | Refer to Substation Study | 0 | 0 | 0 | 0 | 0 | 0 | 0
5842 | OCEANVIEW SUBSTATION | Refer to Substation Study | Refer to Substation Study | Refer to Substation Study | 0 | 0 | 0 | 0 | 0 | 0 | 0
5860 | ALTON SUBSTATION | Refer to Substation Study | Refer to Substation Study | Refer to Substation Study | 0 | 0 | 0 | 0 | 0 | 0 | 0
5862 | SULLIVAN SUBSTATION | Refer to Substation Study | Refer to Substation Study | Refer to Substation Study | 0 | 0 | 0 | 0 | 0 | 0 | 0
5869 | SHAWNEE SUBSTATION | Refer to Substation Study | Refer to Substation Study | Refer to Substation Study | 0 | 0 | 0 | 0 | 0 | 0 | 0
5878 | TUSTIN SUBSTATION | Refer to Substation Study | Refer to Substation Study | Refer to Substation Study | 0 | 0 | 0 | 0 | 0 | 0 | 0
5892 | TELEGRAPH SUB | Refer to Substation Study | Refer to Substation Study | Refer to Substation Study | 0 | 0 | 0 | 0 | 0 | 0 | 0
5896 | NIGUEL SUBSTATION | Refer to Substation Study | Refer to Substation Study | Refer to Substation Study | 0 | 0 | 0 | 0 | 0 | 0 | 0
5902 | LAS LOMAS SUB | Refer to Substation Study | Refer to Substation Study | Refer to Substation Study | 0 | 0 | 0 | 0 | 0 | 0 | 0
6061 | CATALINA SERVICE CENTER | Refer to Substation Study | Refer to Substation Study | Refer to Substation Study | 0 | 0 | 0 | 0 | 0 | 0 | 0
6072 | BARSTOW NO RGN-SAN BERDOO | Refer to Substation Study | Refer to Substation Study | Refer to Substation Study | 0 | 0 | 0 | 0 | 0 | 0 | 0
7056 | VENTURA COUNTY | Refer to Substation Study | Refer to Substation Study | Refer to Substation Study | 0 | 0 | 0 | 0 | 0 | 0 | 0
8000 | ROADWAY(CEP) | Refer to Substation Study | Refer to Substation Study | Refer to Substation Study | 0 | 0 | 0 | 0 | 0 | 0 | 0
8003 | PAUBA(CEP) SUB | Refer to Substation Study | Refer to Substation Study | Refer to Substation Study | 0 | 0 | 0 | 0 | 0 | 0 | 0
8004 | THORNHILL(CEP) SUB | Refer to Substation Study | Refer to Substation Study | Refer to Substation Study | 0 | 0 | 0 | 0 | 0 | 0 | 0
8005 | STADLER(CEP) SUB | Refer to Substation Study | Refer to Substation Study | Refer to Substation Study | 0 | 0 | 0 | 0 | 0 | 0 | 0
8006 | EL CASCO SUBSTATION | Refer to Substation Study | Refer to Substation Study | Refer to Substation Study | 0 | 0 | 0 | 0 | 0 | 0 | 0
8009 | PAN AERO (CEP) SUB | Refer to Substation Study | Refer to Substation Study | Refer to Substation Study | 0 | 0 | 0 | 0 | 0 | 0 | 0
8010 | PHELAN(CEP) SUB | Refer to Substation Study | Refer to Substation Study | Refer to Substation Study | 0 | 0 | 0 | 0 | 0 | 0 | 0
8011 | BANWIND SUBSTATION | Refer to Substation Study | Refer to Substation Study | Refer to Substation Study | 0 | 0 | 0 | 0 | 0 | 0 | 0
8012 | MIRAGE(CEP) SUB | Refer to Substation Study | Refer to Substation Study | Refer to Substation Study | 0 | 0 | 0 | 0 | 0 | 0 | 0
8013 | APPLE VALLEY(CEP) SUB | Refer to Substation Study | Refer to Substation Study | Refer to Substation Study | 0 | 0 | 0 | 0 | 0 | 0 | 0
8014 | BUNKER(CEP) SUB | Refer to Substation Study | Refer to Substation Study | Refer to Substation Study | 0 | 0 | 0 | 0 | 0 | 0 | 0
8016 | FARREL(CEP) SUB | Refer to Substation Study | Refer to Substation Study | Refer to Substation Study | 0 | 0 | 0 | 0 | 0 | 0 | 0
8017 | CONCHO(CEP) SUB | Refer to Substation Study | Refer to Substation Study | Refer to Substation Study | 0 | 0 | 0 | 0 | 0 | 0 | 0
8018 | AULD(CEP) SUB | Refer to Substation Study | Refer to Substation Study | Refer to Substation Study | 0 | 0 | 0 | 0 | 0 | 0 | 0
8019 | MAXWELL(CEP) SUB | Refer to Substation Study | Refer to Substation Study | Refer to Substation Study | 0 | 0 | 0 | 0 | 0 | 0 | 0
8020 | SAVAGE(CEP) SUB | Refer to Substation Study | Refer to Substation Study | Refer to Substation Study | 0 | 0 | 0 | 0 | 0 | 0 | 0
8021 | PEPPER(CEP) SUB | Refer to Substation Study | Refer to Substation Study | Refer to Substation Study | 0 | 0 | 0 | 0 | 0 | 0 | 0
8022 | YUCCA(CEP) SUB | Refer to Substation Study | Refer to Substation Study | Refer to Substation Study | 0 | 0 | 0 | 0 | 0 | 0 | 0
8023 | BLACK MOUNTAIN(CEP) SUB | Refer to Substation Study | Refer to Substation Study | Refer to Substation Study | 0 | 0 | 0 | 0 | 0 | 0 | 0
8024 | ALESSANDRO(CEP) SUB | Refer to Substation Study | Refer to Substation Study | Refer to Substation Study | 0 | 0 | 0 | 0 | 0 | 0 | 0
8025 | BAKER(CEP) SUB | Refer to Substation Study | Refer to Substation Study | Refer to Substation Study | 0 | 0 | 0 | 0 | 0 | 0 | 0
8026 | BANNING(CEP) SUB | Refer to Substation Study | Refer to Substation Study | Refer to Substation Study | 0 | 0 | 0 | 0 | 0 | 0 | 0
8027 | COTTONWOOD(CEP) SUB | Refer to Substation Study | Refer to Substation Study | Refer to Substation Study | 0 | 0 | 0 | 0 | 0 | 0 | 0
8028 | EDWARDS(CEP) SUB | Refer to Substation Study | Refer to Substation Study | Refer to Substation Study | 0 | 0 | 0 | 0 | 0 | 0 | 0
8029 | HI DESERT(CEP) SUB | Refer to Substation Study | Refer to Substation Study | Refer to Substation Study | 0 | 0 | 0 | 0 | 0 | 0 | 0
8030 | MOUNTAIN PASS(CEP) SUB | Refer to Substation Study | Refer to Substation Study | Refer to Substation Study | 0 | 0 | 0 | 0 | 0 | 0 | 0
8031 | RANDSBURG(CEP) SUB | Refer to Substation Study | Refer to Substation Study | Refer to Substation Study | 0 | 0 | 0 | 0 | 0 | 0 | 0
8032 | ROCKET TEST(CEP) SUB | Refer to Substation Study | Refer to Substation Study | Refer to Substation Study | 0 | 0 | 0 | 0 | 0 | 0 | 0
8033 | SEARLES(CEP) SUB | Refer to Substation Study | Refer to Substation Study | Refer to Substation Study | 0 | 0 | 0 | 0 | 0 | 0 | 0
8034 | VALLEY(CEP) SUB | Refer to Substation Study | Refer to Substation Study | Refer to Substation Study | 0 | 0 | 0 | 0 | 0 | 0 | 0
8035 | ZANJA(CEP) SUB | Refer to Substation Study | Refer to Substation Study | Refer to Substation Study | 0 | 0 | 0 | 0 | 0 | 0 | 0
8036 | SANTA ROSA(CEP) SUB | Refer to Substation Study | Refer to Substation Study | Refer to Substation Study | 0 | 0 | 0 | 0 | 0 | 0 | 0
8037 | TORTILLA(CEP) SUB | Refer to Substation Study | Refer to Substation Study | Refer to Substation Study | 0 | 0 | 0 | 0 | 0 | 0 | 0
8038 | NELSON(CEP) SUB | Refer to Substation Study | Refer to Substation Study | Refer to Substation Study | 0 | 0 | 0 | 0 | 0 | 0 | 0
8039 | HOMART(CEP) SUB | Refer to Substation Study | Refer to Substation Study | Refer to Substation Study | 0 | 0 | 0 | 0 | 0 | 0 | 0
8040 | INYOKERN(CEP) SUB | Refer to Substation Study | Refer to Substation Study | Refer to Substation Study | 0 | 0 | 0 | 0 | 0 | 0 | 0
8041 | HOLGATE(CEP) SUB | Refer to Substation Study | Refer to Substation Study | Refer to Substation Study | 0 | 0 | 0 | 0 | 0 | 0 | 0
8042 | CALECTRIC SUB (CEP) | Refer to Substation Study | Refer to Substation Study | Refer to Substation Study | 0 | 0 | 0 | 0 | 0 | 0 | 0
8044 | GARNET SUB | Refer to Substation Study | Refer to Substation Study | Refer to Substation Study | 0 | 0 | 0 | 0 | 0 | 0 | 0
8045 | IID TIE SUB | Refer to Substation Study | Refer to Substation Study | Refer to Substation Study | 0 | 0 | 0 | 0 | 0 | 0 | 0
8046 | KRAMER-115 KV PORTION | Refer to Substation Study | Refer to Substation Study | Refer to Substation Study | 0 | 0 | 0 | 0 | 0 | 0 | 0
8047 | TIEFORT SUB | Refer to Substation Study | Refer to Substation Study | Refer to Substation Study | 0 | 0 | 0 | 0 | 0 | 0 | 0
8048 | USBR BLYTHE SUB | Refer to Substation Study | Refer to Substation Study | Refer to Substation Study | 0 | 0 | 0 | 0 | 0 | 0 | 0
8049 | VICTOR SUB | Refer to Substation Study | Refer to Substation Study | Refer to Substation Study | 0 | 0 | 0 | 0 | 0 | 0 | 0
8051 | SAN ONOFRE SWITCHRACK U1 | Refer to Substation Study | Refer to Substation Study | Refer to Substation Study | 0 | 0 | 0 | 0 | 0 | 0 | 0
8052 | SAN ONOFRE SWITCHRACK U2 | Refer to Substation Study | Refer to Substation Study | Refer to Substation Study | 0 | 0 | 0 | 0 | 0 | 0 | 0
8053 | SAN ONOFRE SWITCHRACK U3 | Refer to Substation Study | Refer to Substation Study | Refer to Substation Study | 0 | 0 | 0 | 0 | 0 | 0 | 0
8054 | SAN ONOFRE SWITCHRACK | Refer to Substation Study | Refer to Substation Study | Refer to Substation Study | 0 | 0 | 0 | 0 | 0 | 0 | 0
8055 | SN ONOFRE SWTHRK-100%SCE | Refer to Substation Study | Refer to Substation Study | Refer to Substation Study | 0 | 0 | 0 | 0 | 0 | 0 | 0
8059 | PUREWATER SUB | Refer to Substation Study | Refer to Substation Study | Refer to Substation Study | 0 | 0 | 0 | 0 | 0 | 0 | 0
8061 | SEAWIND T/S | Refer to Substation Study | Refer to Substation Study | Refer to Substation Study | 0 | 0 | 0 | 0 | 0 | 0 | 0
8063 | CHEVMAIN | Refer to Substation Study | Refer to Substation Study | Refer to Substation Study | 0 | 0 | 0 | 0 | 0 | 0 | 0
8064 | TIFFANYWIND SUB | Refer to Substation Study | Refer to Substation Study | Refer to Substation Study | 0 | 0 | 0 | 0 | 0 | 0 | 0
8067 | NUSED GALE | Refer to Substation Study | Refer to Substation Study | Refer to Substation Study | 0 | 0 | 0 | 0 | 0 | 0 | 0
8072 | CARODEAN | Refer to Substation Study | Refer to Substation Study | Refer to Substation Study | 0 | 0 | 0 | 0 | 0 | 0 | 0
8073 | IVYGLEN SUB | Refer to Substation Study | Refer to Substation Study | Refer to Substation Study | 0 | 0 | 0 | 0 | 0 | 0 | 0
8074 | COOL WATER SWITCHRACK 1,2 | Refer to Substation Study | Refer to Substation Study | Refer to Substation Study | 0 | 0 | 0 | 0 | 0 | 0 | 0
8075 | HIGHGROVE SWITCHRCK | Refer to Substation Study | Refer to Substation Study | Refer to Substation Study | 0 | 0 | 0 | 0 | 0 | 0 | 0
8076 | SN BRDNO SWTCHRCK | Refer to Substation Study | Refer to Substation Study | Refer to Substation Study | 0 | 0 | 0 | 0 | 0 | 0 | 0
8078 | SUN CITY(NEW) | Refer to Substation Study | Refer to Substation Study | Refer to Substation Study | 0 | 0 | 0 | 203175.82 | 0 | 0 | 203176
8079 | AQUEDUCT SUB | Refer to Substation Study | Refer to Substation Study | Refer to Substation Study | 0 | 0 | 0 | 0 | 0 | 0 | 0
8081 | BADLANDS SUB | Refer to Substation Study | Refer to Substation Study | Refer to Substation Study | 0 | 0 | 0 | 0 | 0 | 0 | 0
8082 | MENTONE SUB | Refer to Substation Study | Refer to Substation Study | Refer to Substation Study | 0 | 0 | 0 | 0 | 0 | 0 | 0
8086 | CAJALCO SUB | Refer to Substation Study | Refer to Substation Study | Refer to Substation Study | 0 | 0 | 0 | 0 | 0 | 0 | 0
8087 | HESPERIA SUB | Refer to Substation Study | Refer to Substation Study | Refer to Substation Study | 0 | 0 | 0 | 0 | 0 | 0 | 0
8088 | SKYLARK SUB | Refer to Substation Study | Refer to Substation Study | Refer to Substation Study | 0 | 0 | 0 | 0 | 0 | 0 | 0
8089 | MAYBERRY SUB | Refer to Substation Study | Refer to Substation Study | Refer to Substation Study | 0 | 0 | 0 | 0 | 0 | 0 | 0
8090 | PERMANENTE SUB | Refer to Substation Study | Refer to Substation Study | Refer to Substation Study | 0 | 0 | 0 | 0 | 0 | 0 | 0
8091 | ELCENTRO TELEMTERING | Refer to Substation Study | Refer to Substation Study | Refer to Substation Study | 0 | 0 | 0 | 0 | 0 | 0 | 0
8092 | NILAND TELEMETERING | Refer to Substation Study | Refer to Substation Study | Refer to Substation Study | 0 | 0 | 0 | 0 | 0 | 0 | 0
8093 | SHANDIN SUB | Refer to Substation Study | Refer to Substation Study | Refer to Substation Study | 0 | 0 | 0 | 0 | 0 | 0 | 0
8094 | ARROWHEAD SUB | Refer to Substation Study | Refer to Substation Study | Refer to Substation Study | 0 | 0 | 0 | 0 | 0 | 0 | 0
8095 | STETSON SUB | Refer to Substation Study | Refer to Substation Study | Refer to Substation Study | 0 | 0 | 0 | 0 | 0 | 0 | 0
8096 | MARSCHINO SUB | Refer to Substation Study | Refer to Substation Study | Refer to Substation Study | 0 | 0 | 0 | 36281.12 | 0 | 0 | 36281
8097 | DUNN SIDING SUB | Refer to Substation Study | Refer to Substation Study | Refer to Substation Study | 0 | 0 | 0 | 0 | 0 | 0 | 0
8098 | EISENHOWER SUB | Refer to Substation Study | Refer to Substation Study | Refer to Substation Study | 0 | 0 | 0 | 3253.95 | 1043.08 | 0 | 4297
8099 | TAMARISK SUB | Refer to Substation Study | Refer to Substation Study | Refer to Substation Study | 0 | 0 | 0 | 0 | 0 | 0 | 0
8110 | BARSTOW SUB | Refer to Substation Study | Refer to Substation Study | Refer to Substation Study | 0 | 0 | 0 | 0 | 0 | 0 | 0
8113 | BLYTHE SUB | Refer to Substation Study | Refer to Substation Study | Refer to Substation Study | 0 | 0 | 0 | 0 | 0 | 0 | 0
8117 | BRYMAN SUB | Refer to Substation Study | Refer to Substation Study | Refer to Substation Study | 0 | 0 | 0 | 0 | 0 | 0 | 0
8120 | MILITARY SUB | Refer to Substation Study | Refer to Substation Study | Refer to Substation Study | 0 | 0 | 0 | 0 | 0 | 0 | 0
8124 | PALM SPRINGS SUB | Refer to Substation Study | Refer to Substation Study | Refer to Substation Study | 0 | 0 | 0 | 0 | 0 | 0 | 0
8137 | DOWNS SUB | Refer to Substation Study | Refer to Substation Study | Refer to Substation Study | 0 | 0 | 0 | 0 | 0 | 0 | 0
8152 | GLEN IVY SUB | Refer to Substation Study | Refer to Substation Study | Refer to Substation Study | 0 | 0 | 0 | 0 | 0 | 0 | 0
8163 | HELENDALE SUB | Refer to Substation Study | Refer to Substation Study | Refer to Substation Study | 0 | 0 | 0 | 0 | 0 | 0 | 0
8167 | HINKLEY SUB | Refer to Substation Study | Refer to Substation Study | Refer to Substation Study | 0 | 0 | 0 | 0 | 0 | 0 | 0
8168 | IDYLLWILD SUB | Refer to Substation Study | Refer to Substation Study | Refer to Substation Study | 0 | 0 | 0 | 0 | 0 | 0 | 0
8190 | MINNEOLA SUB | Refer to Substation Study | Refer to Substation Study | Refer to Substation Study | 0 | 0 | 0 | 0 | 0 | 0 | 0
8193 | MORENO SUB | Refer to Substation Study | Refer to Substation Study | Refer to Substation Study | 0 | 0 | 0 | 0 | 0 | 0 | 0
8195 | MURRIETA 2 SUB | Refer to Substation Study | Refer to Substation Study | Refer to Substation Study | 0 | 0 | 0 | 0 | 0 | 0 | 0
8196 | MURRIETA SUB | Refer to Substation Study | Refer to Substation Study | Refer to Substation Study | 0 | 0 | 0 | 0 | 0 | 0 | 0
8197 | SOUTHCAP SUB. | Refer to Substation Study | Refer to Substation Study | Refer to Substation Study | 0 | 0 | 0 | 0 | 0 | 0 | 0
8198 | MUSCOY SUB | Refer to Substation Study | Refer to Substation Study | Refer to Substation Study | 0 | 0 | 0 | 0 | 0 | 0 | 0
8204 | BELDING SUB | Refer to Substation Study | Refer to Substation Study | Refer to Substation Study | 0 | 0 | 0 | 0 | 0 | 0 | 0
8211 | ORDWAY SUB | Refer to Substation Study | Refer to Substation Study | Refer to Substation Study | 0 | 0 | 0 | 0 | 0 | 0 | 0
8214 | PALM CANYON SUB | Refer to Substation Study | Refer to Substation Study | Refer to Substation Study | 0 | 0 | 0 | 0 | 0 | 0 | 0
8220 | LUCERNE SUB | Refer to Substation Study | Refer to Substation Study | Refer to Substation Study | 0 | 0 | 0 | 0 | 0 | 0 | 0
8222 | RANCHO SUB | Refer to Substation Study | Refer to Substation Study | Refer to Substation Study | 0 | 0 | 0 | 0 | 0 | 0 | 0
8225 | RIALTO SUB | Refer to Substation Study | Refer to Substation Study | Refer to Substation Study | 0 | 0 | 0 | 0 | 0 | 0 | 0
8226 | RIDGECREST SUB | Refer to Substation Study | Refer to Substation Study | Refer to Substation Study | 0 | 0 | 0 | 0 | 0 | 0 | 0
8234 | SAN JACINTO SUB | Refer to Substation Study | Refer to Substation Study | Refer to Substation Study | 0 | 0 | 0 | 0 | 0 | 0 | 0
8243 | SUN CITY SUB | Refer to Substation Study | Refer to Substation Study | Refer to Substation Study | 0 | 0 | 0 | 0 | 0 | 0 | 0
8250 | TEMESCAL SUB | Refer to Substation Study | Refer to Substation Study | Refer to Substation Study | 0 | 0 | 0 | 0 | 0 | 0 | 0
8267 | WILDE SUB | Refer to Substation Study | Refer to Substation Study | Refer to Substation Study | 0 | 0 | 0 | 0 | 0 | 0 | 0
8270 | TENAJA SUBSTATION | Refer to Substation Study | Refer to Substation Study | Refer to Substation Study | 0 | 0 | 0 | 0 | 0 | 0 | 0
8283 | GALE SUB | Refer to Substation Study | Refer to Substation Study | Refer to Substation Study | 0 | 0 | 0 | 0 | 0 | 0 | 0
8297 | FORGE SUB | Refer to Substation Study | Refer to Substation Study | Refer to Substation Study | 0 | 0 | 0 | 0 | 0 | 0 | 0
8301 | BUCKWIND | Refer to Substation Study | Refer to Substation Study | Refer to Substation Study | 0 | 0 | 0 | 0 | 0 | 0 | 0
8302 | CAPWIHND | Refer to Substation Study | Refer to Substation Study | Refer to Substation Study | 0 | 0 | 0 | 0 | 0 | 0 | 0
8303 | RENWIND | Refer to Substation Study | Refer to Substation Study | Refer to Substation Study | 0 | 0 | 0 | 0 | 0 | 0 | 0
8304 | SANWIND | Refer to Substation Study | Refer to Substation Study | Refer to Substation Study | 0 | 0 | 0 | 0 | 0 | 0 | 0
8305 | TRANSWIND | Refer to Substation Study | Refer to Substation Study | Refer to Substation Study | 0 | 0 | 0 | 0 | 0 | 0 | 0
8306 | VENWIND | Refer to Substation Study | Refer to Substation Study | Refer to Substation Study | 0 | 0 | 0 | 0 | 0 | 0 | 0
8308 | ALTWIND | Refer to Substation Study | Refer to Substation Study | Refer to Substation Study | 0 | 0 | 0 | 0 | 0 | 0 | 0
8310 | TERAWIND | Refer to Substation Study | Refer to Substation Study | Refer to Substation Study | 0 | 0 | 0 | 0 | 0 | 0 | 0
8311 | INDIGO SUBSTATION | Refer to Substation Study | Refer to Substation Study | Refer to Substation Study | 0 | 0 | 0 | 0 | 0 | 0 | 0
8312 | CALGEN | Refer to Substation Study | Refer to Substation Study | Refer to Substation Study | 0 | 0 | 0 | 0 | 0 | 0 | 0
8314 | MCGEN | Refer to Substation Study | Refer to Substation Study | Refer to Substation Study | 0 | 0 | 0 | 0 | 0 | 0 | 0
8320 | SEGS II | Refer to Substation Study | Refer to Substation Study | Refer to Substation Study | 0 | 0 | 0 | 0 | 0 | 0 | 0
8321 | SEGS III | Refer to Substation Study | Refer to Substation Study | Refer to Substation Study | 0 | 0 | 0 | 0 | 0 | 0 | 0
8322 | SEGS IV | Refer to Substation Study | Refer to Substation Study | Refer to Substation Study | 0 | 0 | 0 | 0 | 0 | 0 | 0
8323 | SEGS V | Refer to Substation Study | Refer to Substation Study | Refer to Substation Study | 0 | 0 | 0 | 0 | 0 | 0 | 0
8324 | SEGS VI | Refer to Substation Study | Refer to Substation Study | Refer to Substation Study | 0 | 0 | 0 | 0 | 0 | 0 | 0
8325 | SEGS VII | Refer to Substation Study | Refer to Substation Study | Refer to Substation Study | 0 | 0 | 0 | 0 | 0 | 0 | 0
8326 | SEGS VIII | Refer to Substation Study | Refer to Substation Study | Refer to Substation Study | 0 | 0 | 0 | 0 | 0 | 0 | 0
8327 | SEGS IX | Refer to Substation Study | Refer to Substation Study | Refer to Substation Study | 0 | 0 | 0 | 0 | 0 | 0 | 0
8340 | SOPORT | Refer to Substation Study | Refer to Substation Study | Refer to Substation Study | 0 | 0 | 0 | 0 | 0 | 0 | 0
8342 | NEWCOMB | Refer to Substation Study | Refer to Substation Study | Refer to Substation Study | 0 | 0 | 0 | 0 | 0 | 0 | 0
8343 | ELSINORE | Refer to Substation Study | Refer to Substation Study | Refer to Substation Study | 0 | 0 | 0 | 0 | 0 | 0 | 0
8344 | SOUTH BASE SUB | Refer to Substation Study | Refer to Substation Study | Refer to Substation Study | 0 | 0 | 0 | 0 | 0 | 0 | 0
8345 | INDIAN WELLS SUB | Refer to Substation Study | Refer to Substation Study | Refer to Substation Study | 0 | 0 | 0 | 0 | 0 | 0 | 0
8347 | PECHANGA SUB | Refer to Substation Study | Refer to Substation Study | Refer to Substation Study | 0 | 0 | 0 | 0 | 0 | 0 | 0
8348 | MORAGA | Refer to Substation Study | Refer to Substation Study | Refer to Substation Study | 0 | 0 | 0 | 815.97 | 0 | 0 | 816
8351 | TANKER SUBSTATION | Refer to Substation Study | Refer to Substation Study | Refer to Substation Study | 0 | 0 | 0 | 0 | 0 | 0 | 0
8353 | PLUESS SUBSTATION | Refer to Substation Study | Refer to Substation Study | Refer to Substation Study | 0 | 0 | 0 | 0 | 0 | 0 | 0
8354 | AFG SUBSTATION | Refer to Substation Study | Refer to Substation Study | Refer to Substation Study | 0 | 0 | 0 | 0 | 0 | 0 | 0
8357 | RECTIFIER SUB | Refer to Substation Study | Refer to Substation Study | Refer to Substation Study | 0 | 0 | 0 | 0 | 0 | 0 | 0
8359 | MOUNTWIND SUBSTATION | Refer to Substation Study | Refer to Substation Study | Refer to Substation Study | 0 | 0 | 0 | 0 | 0 | 0 | 0
8361 | COSO SUB | Refer to Substation Study | Refer to Substation Study | Refer to Substation Study | 0 | 0 | 0 | 0 | 0 | 0 | 0
8362 | MOVAL SUBSTATION | Refer to Substation Study | Refer to Substation Study | Refer to Substation Study | 0 | 0 | 0 | 0 | 0 | 0 | 0
8504 | RITTER SUB | Refer to Substation Study | Refer to Substation Study | Refer to Substation Study | 0 | 0 | 0 | 0 | 0 | 0 | 0
8509 | PHARMACY SUBSTATION | Refer to Substation Study | Refer to Substation Study | Refer to Substation Study | 0 | 0 | 0 | 0 | 0 | 0 | 0
8558 | PLASTER SUBSTATION | Refer to Substation Study | Refer to Substation Study | Refer to Substation Study | 0 | 0 | 0 | 0 | 0 | 0 | 0
8810 | ONEIL SUBSTATION | Refer to Substation Study | Refer to Substation Study | Refer to Substation Study | 0 | 0 | 0 | 0 | 0 | 0 | 0
8932 | MIDWAY-PAC INTERTIE | Refer to Substation Study | Refer to Substation Study | Refer to Substation Study | 0 | 0 | 0 | 0 | 0 | 0 | 0
8950 | PARDEE-PAC INTERTIE | Refer to Substation Study | Refer to Substation Study | Refer to Substation Study | 0 | 0 | 0 | 0 | 0 | 0 | 0
8954 | VINCENT-PAC INTERTIE | Refer to Substation Study | Refer to Substation Study | Refer to Substation Study | 0 | 0 | 0 | 0 | 0 | 0 | 0
9009 | CONSTR FIELD FORCES | Refer to Substation Study | Refer to Substation Study | Refer to Substation Study | 0 | 0 | 0 | 0 | 0 | 0 | 0
9010 | B&A-T/S 3RD FLOOR-GO3 | Refer to Substation Study | Refer to Substation Study | Refer to Substation Study | 0 | 0 | 0 | 0 | 0 | 0 | 0
9024 | CHINO OFC BLDG (FACILITY) | Refer to Substation Study | Refer to Substation Study | Refer to Substation Study | 0 | 0 | 0 | 0 | 0 | 0 | 0
9047 | TRANS/SUB SUPPORT SERV | Refer to Substation Study | Refer to Substation Study | Refer to Substation Study | 0 | 0 | 0 | 0 | 0 | 0 | 0
9203 | FUELS | Refer to Substation Study | Refer to Substation Study | Refer to Substation Study | 0 | 0 | 0 | 0 | 0 | 0 | 0
9219 | RP&AS,LND&ESMNT REQUIS | Refer to Substation Study | Refer to Substation Study | Refer to Substation Study | 0 | 0 | 0 | 0 | 0 | 0 | 0
9243 | CONTROL SYS SEC-ALHAMBRA | Refer to Substation Study | Refer to Substation Study | Refer to Substation Study | 0 | 0 | 0 | 0 | 0 | 0 | 0
9310 | TELCOMM-ALHAMBRA | Refer to Substation Study | Refer to Substation Study | Refer to Substation Study | 0 | -2151.26 | 0 | 0 | 0 | 0 | -2151
9900 | PLANT ACCTG-MISC. LEDGER | Refer to Substation Study | Refer to Substation Study | Refer to Substation Study | 0 | 0 | 0 | 0 | 0 | 0 | 0
Internal Order | L ORDER | Refer to Substation Study | Refer to Substation Study | Refer to Substation Study | 0 | -11461.31 | 0 | 0 | 0 | 0 | -11461
*Rows hidden in Non4xxx Locations |  | 0 | 0 | 0 | 667117.51 | 27185.2 | 298684.1 | 243526.86 | 1043.08 | 0 | 1237557
Totals including exclusions |  | 169336213 | 8761162 | 2409256 | 601728047.51 | 545742641.2 | 617979718.75 | 46153375.86 | 183442133.08 | 113892833 | 2289156500.9217
FERC FORM 1 Totals |  | 238723490 | 334506130 | 3421750786 | 601728049 | 545742642 | 617979721 | 46153375 | 183442135 | 113892833 | 2108938755
Difference |  |  |  |  | 9295.49 | 186904.8 | 75660.7283 | -0.86 | 1.92 | 731 | 272593.0783

## Trans Line Reconciliation
|  | Ledger Values | [6 empty] | GENERATION RELATED PLANT COST |  |  | IS0 RELATED PLANT COST |  |  | NON-ISO RELATED PLANT |  |  | GENERATION RELATED PLANT COST |  |  | IS0 RELATED PLANT COST |  |  | NON-ISO RELATED PLANT |  |  |  | 1 = Assuming EKWRA Reconfiguration HAS occurred | [5 empty] | 2 = Assuming EKWRA Reconfiguration HAS NOT occurred
[28 empty] | IS0 RELATED PLANT COST |  |  | IS0 RELATED PLANT COST |  |  | IS0 RELATED PLANT COST |  |  | IS0 RELATED PLANT COST |  |  |  | IS0 RELATED PLANT COST |  |  | IS0 RELATED PLANT COST
Description | Location Number | A/C 350 | A/C 352 | A/C 353 | A/C 360 | A/C 361 | A/C 362 | Total | A/C 350 | A/C 352 | A/C 353 | A/C 350 | A/C 352 | A/C 353 | A/C 350 | A/C 352 | A/C 353 | A/C 360 | A/C 361 | A/C 362 | A/C 360 | A/C 361 | A/C 362 | A/C 360 | A/C 361 | A/C 362 |  | A/C 350 | A/C 352 | A/C 353 | A/C 360 | A/C 361 | A/C 362 | A/C 350 | A/C 352 | A/C 353 | A/C 360 | A/C 361 | A/C 362 | EKWRA Affected | A/C 350 | A/C 352 | A/C 353 | A/C 360 | A/C 361 | A/C 362
Midway-Vincent | 4026 | 2910822.12 | 0 | 27104.88 | 0 | 0 | 0 | 2937927 | 0 | 0 | 0 | 2910822.12 | 0 | 27104.88 | 0 | 0 | 0 | 0 | 0 | 0 | 0 | 0 | 0 | 0 | 0 | 0 | 0 | 2910822.12 | 0 | 27104.88 | 0 | 0 | 0 | 2910822.12 | 0 | 27104.88 | 0 | 0 | 0 |  | 0 | 0 | 0 | 0 | 0 | 0
DWP-Edison Calif | 4031 | 0 | 95840.85 | 0 | 0 | 0 | 0 | 95840.85 | 0 | 0 | 0 | 0 | 95840.85 | 0 | 0 | 0 | 0 | 0 | 0 | 0 | 0 | 0 | 0 | 0 | 0 | 0 | 0 | 0 | 95840.85 | 0 | 0 | 0 | 0 | 0 | 95840.85 | 0 | 0 | 0 | 0 |  | 0 | 0 | 0 | 0 | 0 | 0
DWP-Edison Nevada | 4034 | 0 | 540.83 | 0 | 0 | 0 | 0 | 540.83 | 0 | 0 | 0 | 0 | 540.83 | 0 | 0 | 0 | 0 | 0 | 0 | 0 | 0 | 0 | 0 | 0 | 0 | 0 | 0 | 0 | 540.83 | 0 | 0 | 0 | 0 | 0 | 540.83 | 0 | 0 | 0 | 0 |  | 0 | 0 | 0 | 0 | 0 | 0
PARDEE-SYLMAR LNES 1&2 | 4045 | 179131.19 | 0 | 0 | 0 | 0 | 0 | 179131.19 | 0 | 0 | 0 | 179131.19 | 0 | 0 | 0 | 0 | 0 | 0 | 0 | 0 | 0 | 0 | 0 | 0 | 0 | 0 | 0 | 179131.19 | 0 | 0 | 0 | 0 | 0 | 179131.19 | 0 | 0 | 0 | 0 | 0 |  | 0 | 0 | 0 | 0 | 0 | 0
EAGLE ROCK-SYLMAR LNE | 4046 | 186657 | 0 | 0 | 0 | 0 | 0 | 186657 | 0 | 0 | 0 | 186657 | 0 | 0 | 0 | 0 | 0 | 0 | 0 | 0 | 0 | 0 | 0 | 0 | 0 | 0 | 0 | 186657 | 0 | 0 | 0 | 0 | 0 | 186657 | 0 | 0 | 0 | 0 | 0 |  | 0 | 0 | 0 | 0 | 0 | 0
PARDEE-VINCENT LINE CONST | 4059 | 13001.63 | 0 | 0 | 0 | 0 | 0 | 13001.63 | 0 | 0 | 0 | 13001.63 | 0 | 0 | 0 | 0 | 0 | 0 | 0 | 0 | 0 | 0 | 0 | 0 | 0 | 0 | 0 | 13001.63 | 0 | 0 | 0 | 0 | 0 | 13001.63 | 0 | 0 | 0 | 0 | 0 |  | 0 | 0 | 0 | 0 | 0 | 0
RIO HONDO-VINCENT LN 2 | 4070 | 61040.14 | 0 | 0 | 0 | 0 | 0 | 61040.14 | 0 | 0 | 0 | 61040.14 | 0 | 0 | 0 | 0 | 0 | 0 | 0 | 0 | 0 | 0 | 0 | 0 | 0 | 0 | 0 | 61040.14 | 0 | 0 | 0 | 0 | 0 | 61040.14 | 0 | 0 | 0 | 0 | 0 |  | 0 | 0 | 0 | 0 | 0 | 0
Many Transmission Lines | 4101 | 1458517.08 | 278181.35 | 98474.79 | 0 | 0 | 0 | 1835173.22 | 0 | 0 | 0 | 1418562.1816 | 270518.3393 | 95762.123 | 39954.8984 | 7663.0107 | 2712.667 | 0 | 0 | 0 | 0 | 0 | 0 | 0 | 0 | 0 | 0 | 1418562.1816 | 270518.3393 | 95762.123 | 0 | 0 | 0 | 1418562.1816 | 270518.3393 | 95762.123 | 0 | 0 | 0 |  | 0 | 0 | 0 | 0 | 0 | 0
COGEN/RENEWABLE ENERGY SO | 4102 | 1466127.54 | 0 | 0 | 0 | 0 | 0 | 1466127.54 | 0 | 0 | 0 | 777708.0391 | 0 | 0 | 688419.5009 | 0 | 0 | 0 | 0 | 0 | 0 | 0 | 0 | 0 | 0 | 0 | 0 | 777708.0391 | 0 | 0 | 0 | 0 | 0 | 777708.0391 | 0 | 0 | 0 | 0 | 0 |  | 0 | 0 | 0 | 0 | 0 | 0
DEVERS-HINS LN, OTHERS | 4104 | 1331335.1 | 0 | 0 | 0 | 0 | 0 | 1331335.1 | 0 | 0 | 0 | 1253514.4943 | 0 | 0 | 77820.6057 | 0 | 0 | 0 | 0 | 0 | 0 | 0 | 0 | 0 | 0 | 0 | 0 | 1253514.4943 | 0 | 0 | 0 | 0 | 0 | 1253514.4943 | 0 | 0 | 0 | 0 | 0 |  | 0 | 0 | 0 | 0 | 0 | 0
Various 66kv Lines | 4105 | 31669555.88 | 307314.38 | 1071634.42 | 691617.74 | 0 | 0 | 33740122.42 | 0 | 0 | 0 | 3469110.4013 | 122152.8574 | 116166.1451 | 28200445.4787 | 185161.5226 | 955468.2749 | 0 | 0 | 0 | 0 | 0 | 0 | 691617.74 | 0 | 0 | 0 | 213521.2445 | 7518.4203 | 7149.9425 | 0 | 0 | 0 | 3469110.4013 | 122152.8574 | 116166.1451 | 0 | 0 | 0 | 1 | -3255589.1569 | -114634.4371 | -109016.2026 | 0 | 0 | 0
COGEN/RENEW ENGY SOURCES | 4106 | 563121.1 | 0 | 0 | 0 | 0 | 0 | 563121.1 | 0 | 0 | 0 | 1303.1387 | 0 | 0 | 561817.9613 | 0 | 0 | 0 | 0 | 0 | 0 | 0 | 0 | 0 | 0 | 0 | 0 | 0 | 0 | 0 | 0 | 0 | 0 | 1303.1387 | 0 | 0 | 0 | 0 | 0 | 1 | -1303.1387 | 0 | 0 | 0 | 0 | 0
Various 220kv Lines | 4107 | 2639356.88 | 303336.47 | 0 | 0 | 0 | 0 | 2942693.35 | 0 | 0 | 0 | 2399012.7348 | 296715.874 | 0 | 240344.1452 | 6620.596 | 0 | 0 | 0 | 0 | 0 | 0 | 0 | 0 | 0 | 0 | 0 | 2399012.7348 | 296715.874 | 0 | 0 | 0 | 0 | 2399012.7348 | 296715.874 | 0 | 0 | 0 | 0 |  | 0 | 0 | 0 | 0 | 0 | 0
Chino-Serrano | 4108 | 8067990.54 | 3035776.63 | 0 | 0 | 0 | 0 | 11103767.17 | 0 | 0 | 0 | 8067990.54 | 3035776.63 | 0 | 0 | 0 | 0 | 0 | 0 | 0 | 0 | 0 | 0 | 0 | 0 | 0 | 0 | 8067990.54 | 3035776.63 | 0 | 0 | 0 | 0 | 8067990.54 | 3035776.63 | 0 | 0 | 0 | 0 |  | 0 | 0 | 0 | 0 | 0 | 0
BIG CRK 3-BIG CRK 4 | 4111 | 1943.63 | 0 | 0 | 0 | 0 | 0 | 1943.63 | 0 | 0 | 0 | 1943.63 | 0 | 0 | 0 | 0 | 0 | 0 | 0 | 0 | 0 | 0 | 0 | 0 | 0 | 0 | 0 | 1943.63 | 0 | 0 | 0 | 0 | 0 | 1943.63 | 0 | 0 | 0 | 0 | 0 |  | 0 | 0 | 0 | 0 | 0 | 0
BIGCRK-SPRGVL, MGDN-SPRGV | 4113 | 874871.71 | 0 | 0 | 0 | 0 | 0 | 874871.71 | 0 | 0 | 0 | 866527.7068 | 0 | 0 | 8344.0032 | 0 | 0 | 0 | 0 | 0 | 0 | 0 | 0 | 0 | 0 | 0 | 0 | 866527.7068 | 0 | 0 | 0 | 0 | 0 | 866527.7068 | 0 | 0 | 0 | 0 | 0 |  | 0 | 0 | 0 | 0 | 0 | 0
Alamitos-Mesa-& Various | 4114 | 3210577.8 | 534060.26 | 661181.77 | 0 | 0 | 0 | 4405819.83 | 0 | 0 | 0 | 3063760.5698 | 514836.258 | 630944.7195 | 146817.2302 | 19224.002 | 30237.0505 | 0 | 0 | 0 | 0 | 0 | 0 | 0 | 0 | 0 | 0 | 3063760.5698 | 514836.258 | 630944.7195 | 0 | 0 | 0 | 3063760.5698 | 514836.258 | 630944.7195 | 0 | 0 | 0 |  | 0 | 0 | 0 | 0 | 0 | 0
Lighthipe-Hinson-Long Beach | 4115 | 1607024.14 | 531634.83 | 2148.68 | 0 | 0 | 0 | 2140807.65 | 0 | 0 | 0 | 1607024.14 | 531634.83 | 2148.68 | 0 | 0 | 0 | 0 | 0 | 0 | 0 | 0 | 0 | 0 | 0 | 0 | 0 | 1607024.14 | 531634.83 | 2148.68 | 0 | 0 | 0 | 1607024.14 | 531634.83 | 2148.68 | 0 | 0 | 0 |  | 0 | 0 | 0 | 0 | 0 | 0
Various 220kv Lines | 4116 | 3594552.46 | 174910.36 | 2064.92 | 0 | 0 | 0 | 3771527.74 | 0 | 0 | 0 | 3594621.72 | 174910.36 | 2064.92 | -69.26 | 2.9104e-11 | 0 | 0 | 0 | 0 | 0 | 0 | 0 | 0 | 0 | 0 | 0 | 3594621.72 | 174910.36 | 2064.92 | 0 | 0 | 0 | 3594621.72 | 174910.36 | 2064.92 | 0 | 0 | 0 |  | 0 | 0 | 0 | 0 | 0 | 0
Various 220kv Lines | 4117 | 1005475.76 | 7083.96 | 12857.19 | 0 | 0 | 0 | 1025416.91 | 0 | 0 | 0 | 1005508.84 | 7083.96 | 12857.19 | -33.08 | 9.0949e-13 | 0 | 0 | 0 | 0 | 0 | 0 | 0 | 0 | 0 | 0 | 0 | 1005508.84 | 7083.96 | 12857.19 | 0 | 0 | 0 | 1005508.84 | 7083.96 | 12857.19 | 0 | 0 | 0 |  | 0 | 0 | 0 | 0 | 0 | 0
Mira Loma, other | 4118 | 5639404.71 | 134434.71 | 2259.8 | 0 | 0 | 0 | 5776099.22 | 0 | 0 | 0 | 5239034.8804 | 124516.0731 | 2093.0712 | 400369.8296 | 9918.6369 | 166.7288 | 0 | 0 | 0 | 0 | 0 | 0 | 0 | 0 | 0 | 0 | 5239034.8804 | 124516.0731 | 2093.0712 | 0 | 0 | 0 | 5239034.8804 | 124516.0731 | 2093.0712 | 0 | 0 | 0 |  | 0 | 0 | 0 | 0 | 0 | 0
Various 220kv Lines | 4119 | 2099654.15 | 71859.65 | 100.89 | 0 | 0 | 0 | 2171614.69 | 0 | 0 | 0 | 1793706.8723 | 61385.0871 | 86.1839 | 305947.2777 | 10474.5629 | 14.7061 | 0 | 0 | 0 | 0 | 0 | 0 | 0 | 0 | 0 | 0 | 1793706.8723 | 61385.0871 | 86.1839 | 0 | 0 | 0 | 1793706.8723 | 61385.0871 | 86.1839 | 0 | 0 | 0 |  | 0 | 0 | 0 | 0 | 0 | 0
Huntington Beach- Ellis GRT (4 Lines) | 4120 | 4270244.02 | 298149.87 | 3380 | 0 | 0 | 0 | 4571773.89 | 0 | 0 | 0 | 3695472.4627 | 258018.4956 | 2925.0474 | 574771.5573 | 40131.3744 | 454.9526 | 0 | 0 | 0 | 0 | 0 | 0 | 0 | 0 | 0 | 0 | 3695472.4627 | 258018.4956 | 2925.0474 | 0 | 0 | 0 | 3695472.4627 | 258018.4956 | 2925.0474 | 0 | 0 | 0 |  | 0 | 0 | 0 | 0 | 0 | 0
BIG CREEK 4-SPRNGVLL-MGDN | 4121 | 353928.47 | 0 | 0 | 0 | 0 | 0 | 353928.47 | 0 | 0 | 0 | 353928.47 | 0 | 0 | 0 | 0 | 0 | 0 | 0 | 0 | 0 | 0 | 0 | 0 | 0 | 0 | 0 | 353928.47 | 0 | 0 | 0 | 0 | 0 | 353928.47 | 0 | 0 | 0 | 0 | 0 |  | 0 | 0 | 0 | 0 | 0 | 0
Lugo-Vincent | 4123 | 1734921.02 | 0 | 16632.95 | 0 | 0 | 0 | 1751553.97 | 0 | 0 | 0 | 1734921.02 | 0 | 16632.95 | 0 | 0 | 0 | 0 | 0 | 0 | 0 | 0 | 0 | 0 | 0 | 0 | 0 | 1734921.02 | 0 | 16632.95 | 0 | 0 | 0 | 1734921.02 | 0 | 16632.95 | 0 | 0 | 0 |  | 0 | 0 | 0 | 0 | 0 | 0
BIG CRK 1-CMP TEN-..-PRTL | 4124 | 485.44 | 0 | 0 | 0 | 0 | 0 | 485.44 | 0 | 0 | 0 | 0 | 0 | 0 | 485.44 | 0 | 0 | 0 | 0 | 0 | 0 | 0 | 0 | 0 | 0 | 0 | 0 | 0 | 0 | 0 | 0 | 0 | 0 | 0 | 0 | 0 | 0 | 0 | 0 |  | 0 | 0 | 0 | 0 | 0 | 0
Mandalay-Santa Clara GRT (2 Lines) | 4125 | 11414611.95 | 1761945.93 | 1918.11 | 0 | 0 | 0 | 13178475.99 | 0 | 0 | 0 | 8492875.3997 | 1316772.4946 | 1427.1417 | 2921736.5503 | 445173.4354 | 490.9683 | 0 | 0 | 0 | 0 | 0 | 0 | 0 | 0 | 0 | 0 | 8492875.3997 | 1316772.4946 | 1427.1417 | 0 | 0 | 0 | 8492875.3997 | 1316772.4946 | 1427.1417 | 0 | 0 | 0 |  | 0 | 0 | 0 | 0 | 0 | 0
NORTH BOULDER-MEAD, OTHER | 4127 | 19842.47 | 0 | 0 | 0 | 0 | 0 | 19842.47 | 0 | 0 | 0 | 19842.47 | 0 | 0 | 0 | 0 | 0 | 0 | 0 | 0 | 0 | 0 | 0 | 0 | 0 | 0 | 0 | 19842.47 | 0 | 0 | 0 | 0 | 0 | 19842.47 | 0 | 0 | 0 | 0 | 0 |  | 0 | 0 | 0 | 0 | 0 | 0
KERN RIVER3-VESTAL 66 KV | 4129 | 38460.07 | 0 | 0 | 0 | 0 | 0 | 38460.07 | 0 | 0 | 0 | 0 | 0 | 0 | 38460.07 | 0 | 0 | 0 | 0 | 0 | 0 | 0 | 0 | 0 | 0 | 0 | 0 | 0 | 0 | 0 | 0 | 0 | 0 | 0 | 0 | 0 | 0 | 0 | 0 |  | 0 | 0 | 0 | 0 | 0 | 0
MOHAVE-LUGO 500KV | 4130 | 157989.61 | 0 | 0 | 0 | 0 | 0 | 157989.61 | 0 | 0 | 0 | 157989.61 | 0 | 0 | 0 | 0 | 0 | 0 | 0 | 0 | 0 | 0 | 0 | 0 | 0 | 0 | 0 | 157989.61 | 0 | 0 | 0 | 0 | 0 | 157989.61 | 0 | 0 | 0 | 0 | 0 |  | 0 | 0 | 0 | 0 | 0 | 0
CUMMINGS-KERBN RIV1, OTHE | 4132 | 3146.16 | 0 | 0 | 0 | 0 | 0 | 3146.16 | 0 | 0 | 0 | 3132.0688 | 0 | 0 | 14.0912 | 0 | 0 | 0 | 0 | 0 | 0 | 0 | 0 | 0 | 0 | 0 | 0 | 0 | 0 | 0 | 0 | 0 | 0 | 3132.0688 | 0 | 0 | 0 | 0 | 0 | 1 | -3132.0688 | 0 | 0 | 0 | 0 | 0
BOREL-...-WALKER 66KV LN | 4133 | 53165.17 | 0 | 0 | 0 | 0 | 0 | 53165.17 | 0 | 0 | 0 | 0 | 0 | 0 | 53165.17 | 0 | 0 | 0 | 0 | 0 | 0 | 0 | 0 | 0 | 0 | 0 | 0 | 0 | 0 | 0 | 0 | 0 | 0 | 0 | 0 | 0 | 0 | 0 | 0 |  | 0 | 0 | 0 | 0 | 0 | 0
LUGO-VICTOR LNS, OTHER | 4135 | 2211888.9 | 0 | 0 | 0 | 0 | 0 | 2211888.9 | 0 | 0 | 0 | 1443554.0104 | 0 | 0 | 768334.8896 | 0 | 0 | 0 | 0 | 0 | 0 | 0 | 0 | 0 | 0 | 0 | 0 | 1443554.0104 | 0 | 0 | 0 | 0 | 0 | 1443554.0104 | 0 | 0 | 0 | 0 | 0 |  | 0 | 0 | 0 | 0 | 0 | 0
LUGO-ELDORADO LN | 4136 | 1330373 | 0 | 0 | 0 | 0 | 0 | 1330373 | 0 | 0 | 0 | 1330373 | 0 | 0 | 0 | 0 | 0 | 0 | 0 | 0 | 0 | 0 | 0 | 0 | 0 | 0 | 0 | 1330373 | 0 | 0 | 0 | 0 | 0 | 1330373 | 0 | 0 | 0 | 0 | 0 |  | 0 | 0 | 0 | 0 | 0 | 0
LUGO-ELDORADO LN | 4137 | 16589.08 | 0 | 0 | 0 | 0 | 0 | 16589.08 | 0 | 0 | 0 | 16589.08 | 0 | 0 | 0 | 0 | 0 | 0 | 0 | 0 | 0 | 0 | 0 | 0 | 0 | 0 | 0 | 16589.08 | 0 | 0 | 0 | 0 | 0 | 16589.08 | 0 | 0 | 0 | 0 | 0 |  | 0 | 0 | 0 | 0 | 0 | 0
Lugo-Mira Loma | 4138 | 9600704.3 | 0 | 98.19 | 0 | 0 | 0 | 9600802.49 | 0 | 0 | 0 | 9605387.32 | 0 | 98.19 | -4683.02 | 0 | 0 | 0 | 0 | 0 | 0 | 0 | 0 | 0 | 0 | 0 | 0 | 9605387.32 | 0 | 98.19 | 0 | 0 | 0 | 9605387.32 | 0 | 98.19 | 0 | 0 | 0 |  | 0 | 0 | 0 | 0 | 0 | 0
SPRGVLL-TULE 66KV LN | 4139 | 516.81 | 0 | 0 | 0 | 0 | 0 | 516.81 | 0 | 0 | 0 | 0 | 0 | 0 | 516.81 | 0 | 0 | 0 | 0 | 0 | 0 | 0 | 0 | 0 | 0 | 0 | 0 | 0 | 0 | 0 | 0 | 0 | 0 | 0 | 0 | 0 | 0 | 0 | 0 |  | 0 | 0 | 0 | 0 | 0 | 0
MOHAVE-LUGO 500 KV LN | 4140 | 278111.81 | 0 | 0 | 0 | 0 | 0 | 278111.81 | 0 | 0 | 0 | 278111.81 | 0 | 0 | 0 | 0 | 0 | 0 | 0 | 0 | 0 | 0 | 0 | 0 | 0 | 0 | 0 | 278111.81 | 0 | 0 | 0 | 0 | 0 | 278111.81 | 0 | 0 | 0 | 0 | 0 |  | 0 | 0 | 0 | 0 | 0 | 0
MOHAVE-ELDORADO LN | 4141 | 76199.12 | 0 | 0 | 0 | 0 | 0 | 76199.12 | 0 | 0 | 0 | 76199.12 | 0 | 0 | 0 | 0 | 0 | 0 | 0 | 0 | 0 | 0 | 0 | 0 | 0 | 0 | 0 | 76199.12 | 0 | 0 | 0 | 0 | 0 | 76199.12 | 0 | 0 | 0 | 0 | 0 |  | 0 | 0 | 0 | 0 | 0 | 0
BOREL-WELDON 66KV LN | 4142 | 25409.4 | 0 | 0 | 0 | 0 | 0 | 25409.4 | 0 | 0 | 0 | 0 | 0 | 0 | 25409.4 | 0 | 0 | 0 | 0 | 0 | 0 | 0 | 0 | 0 | 0 | 0 | 0 | 0 | 0 | 0 | 0 | 0 | 0 | 0 | 0 | 0 | 0 | 0 | 0 |  | 0 | 0 | 0 | 0 | 0 | 0
ELDORADO-BORDER 500 KV LN | 4143 | 6166.88 | 0 | 0 | 0 | 0 | 0 | 6166.88 | 0 | 0 | 0 | 6166.88 | 0 | 0 | 0 | 0 | 0 | 0 | 0 | 0 | 0 | 0 | 0 | 0 | 0 | 0 | 0 | 6166.88 | 0 | 0 | 0 | 0 | 0 | 6166.88 | 0 | 0 | 0 | 0 | 0 |  | 0 | 0 | 0 | 0 | 0 | 0
ELDORADO-MEAD LNS 1&2 | 4144 | 9993.51 | 0 | 0 | 0 | 0 | 0 | 9993.51 | 0 | 0 | 0 | 9993.51 | 0 | 0 | 0 | 0 | 0 | 0 | 0 | 0 | 0 | 0 | 0 | 0 | 0 | 0 | 0 | 9993.51 | 0 | 0 | 0 | 0 | 0 | 9993.51 | 0 | 0 | 0 | 0 | 0 |  | 0 | 0 | 0 | 0 | 0 | 0
Vincent-Pardee Line 2 | 4147 | 3854651.36 | 0 | 1880.02 | 0 | 0 | 0 | 3856531.38 | 0 | 0 | 0 | 3855187.64 | 0 | 1880.02 | -536.28 | 0 | 0 | 0 | 0 | 0 | 0 | 0 | 0 | 0 | 0 | 0 | 0 | 3855187.64 | 0 | 1880.02 | 0 | 0 | 0 | 3855187.64 | 0 | 1880.02 | 0 | 0 | 0 |  | 0 | 0 | 0 | 0 | 0 | 0
MIRA LOMA-SERRANO LN | 4148 | 1696736.12 | 0 | 0 | 0 | 0 | 0 | 1696736.12 | 0 | 0 | 0 | 1696736.12 | 0 | 0 | 0 | 0 | 0 | 0 | 0 | 0 | 0 | 0 | 0 | 0 | 0 | 0 | 0 | 1696736.12 | 0 | 0 | 0 | 0 | 0 | 1696736.12 | 0 | 0 | 0 | 0 | 0 |  | 0 | 0 | 0 | 0 | 0 | 0
SANTA ANA LNS 1,2,3 | 4149 | 232 | 0 | 0 | 0 | 0 | 0 | 232 | 0 | 0 | 0 | 0 | 0 | 0 | 232 | 0 | 0 | 0 | 0 | 0 | 0 | 0 | 0 | 0 | 0 | 0 | 0 | 0 | 0 | 0 | 0 | 0 | 0 | 0 | 0 | 0 | 0 | 0 | 0 |  | 0 | 0 | 0 | 0 | 0 | 0
VINCENT-PEARBLOSSOM LN | 4153 | 309032.19 | 0 | 0 | 0 | 0 | 0 | 309032.19 | 0 | 0 | 0 | 0 | 0 | 0 | 309032.19 | 0 | 0 | 0 | 0 | 0 | 0 | 0 | 0 | 0 | 0 | 0 | 0 | 0 | 0 | 0 | 0 | 0 | 0 | 0 | 0 | 0 | 0 | 0 | 0 |  | 0 | 0 | 0 | 0 | 0 | 0
LUGO-VICTORVLL EDSON-DWP | 4154 | 751548.67 | 0 | 0 | 0 | 0 | 0 | 751548.67 | 0 | 0 | 0 | 751548.67 | 0 | 0 | 0 | 0 | 0 | 0 | 0 | 0 | 0 | 0 | 0 | 0 | 0 | 0 | 0 | 751548.67 | 0 | 0 | 0 | 0 | 0 | 751548.67 | 0 | 0 | 0 | 0 | 0 |  | 0 | 0 | 0 | 0 | 0 | 0
MIDWAY-VINCENT LN 3 | 4155 | 2956983.22 | 0 | 0 | 0 | 0 | 0 | 2956983.22 | 0 | 0 | 0 | 2956983.22 | 0 | 0 | 0 | 0 | 0 | 0 | 0 | 0 | 0 | 0 | 0 | 0 | 0 | 0 | 0 | 2956983.22 | 0 | 0 | 0 | 0 | 0 | 2956983.22 | 0 | 0 | 0 | 0 | 0 |  | 0 | 0 | 0 | 0 | 0 | 0
ELLIS-SANTIAGO LNS 1,2 | 4156 | 12019807.72 | 0 | 0 | 0 | 0 | 0 | 12019807.72 | 0 | 0 | 0 | 12025290.05 | 0 | 0 | -5482.33 | 0 | 0 | 0 | 0 | 0 | 0 | 0 | 0 | 0 | 0 | 0 | 0 | 12025290.05 | 0 | 0 | 0 | 0 | 0 | 12025290.05 | 0 | 0 | 0 | 0 | 0 |  | 0 | 0 | 0 | 0 | 0 | 0
Rio Honda-Vincent Line 2 | 4157 | 105605.4 | 18610.49 | 0 | 0 | 0 | 0 | 124215.89 | 0 | 0 | 0 | 105605.4 | 18610.49 | 0 | 0 | 0 | 0 | 0 | 0 | 0 | 0 | 0 | 0 | 0 | 0 | 0 | 0 | 105605.4 | 18610.49 | 0 | 0 | 0 | 0 | 105605.4 | 18610.49 | 0 | 0 | 0 | 0 |  | 0 | 0 | 0 | 0 | 0 | 0
LUCERNE-LUGO/MIRA LOMA LN | 4158 | 498252.05 | 0 | 0 | 0 | 0 | 0 | 498252.05 | 0 | 0 | 0 | 0 | 0 | 0 | 498252.05 | 0 | 0 | 0 | 0 | 0 | 0 | 0 | 0 | 0 | 0 | 0 | 0 | 0 | 0 | 0 | 0 | 0 | 0 | 0 | 0 | 0 | 0 | 0 | 0 |  | 0 | 0 | 0 | 0 | 0 | 0
BIG CRK 2-BIG CRK 8 | 4166 | 9034.39 | 0 | 0 | 0 | 0 | 0 | 9034.39 | 0 | 0 | 0 | 9034.39 | 0 | 0 | 0 | 0 | 0 | 0 | 0 | 0 | 0 | 0 | 0 | 0 | 0 | 0 | 0 | 9034.39 | 0 | 0 | 0 | 0 | 0 | 9034.39 | 0 | 0 | 0 | 0 | 0 |  | 0 | 0 | 0 | 0 | 0 | 0
BIG CRK 3-MAMMOTH POOL | 4168 | 4331.19 | 0 | 0 | 0 | 0 | 0 | 4331.19 | 0 | 0 | 0 | 0 | 0 | 0 | 4331.19 | 0 | 0 | 0 | 0 | 0 | 0 | 0 | 0 | 0 | 0 | 0 | 0 | 0 | 0 | 0 | 0 | 0 | 0 | 0 | 0 | 0 | 0 | 0 | 0 |  | 0 | 0 | 0 | 0 | 0 | 0
Various 220kv Lines | 4169 | 3565382.17 | 0 | 2701.36 | 0 | 0 | 0 | 3568083.53 | 0 | 0 | 0 | 3452749.4023 | 0 | 2616.0223 | 112632.7677 | 0 | 85.3377 | 0 | 0 | 0 | 0 | 0 | 0 | 0 | 0 | 0 | 0 | 3452749.4023 | 0 | 2616.0223 | 0 | 0 | 0 | 3452749.4023 | 0 | 2616.0223 | 0 | 0 | 0 |  | 0 | 0 | 0 | 0 | 0 | 0
DEVERS-PALO VERDE | 4185 | 12533939 | 0 | 0 | 0 | 0 | 0 | 12533939 | 0 | 0 | 0 | 12546475.5 | 0 | 0 | -12536.5 | 0 | 0 | 0 | 0 | 0 | 0 | 0 | 0 | 0 | 0 | 0 | 0 | 12546475.5 | 0 | 0 | 0 | 0 | 0 | 12546475.5 | 0 | 0 | 0 | 0 | 0 |  | 0 | 0 | 0 | 0 | 0 | 0
DEVERS-PALO VERDE | 4186 | 1193710.35 | 0 | 0 | 0 | 0 | 0 | 1193710.35 | 0 | 0 | 0 | 1194334.76 | 0 | 0 | -624.41 | 0 | 0 | 0 | 0 | 0 | 0 | 0 | 0 | 0 | 0 | 0 | 0 | 1194334.76 | 0 | 0 | 0 | 0 | 0 | 1194334.76 | 0 | 0 | 0 | 0 | 0 |  | 0 | 0 | 0 | 0 | 0 | 0
DEVERS-VALLEY LNS 1,2 | 4187 | 10444073.32 | 0 | 0 | 0 | 0 | 0 | 10444073.32 | 0 | 0 | 0 | 10444073.32 | 0 | 0 | 0 | 0 | 0 | 0 | 0 | 0 | 0 | 0 | 0 | 0 | 0 | 0 | 0 | 10444073.32 | 0 | 0 | 0 | 0 | 0 | 10444073.32 | 0 | 0 | 0 | 0 | 0 |  | 0 | 0 | 0 | 0 | 0 | 0
Serrano-Valley | 4188 | 2855826.23 | 8043.41 | 0 | 0 | 0 | 0 | 2863869.64 | 0 | 0 | 0 | 2858639.23 | 8043.41 | 0 | -2813 | 9.0949e-13 | 0 | 0 | 0 | 0 | 0 | 0 | 0 | 0 | 0 | 0 | 0 | 2858639.23 | 8043.41 | 0 | 0 | 0 | 0 | 2858639.23 | 8043.41 | 0 | 0 | 0 | 0 |  | 0 | 0 | 0 | 0 | 0 | 0
SERRANO-VILLA PK LN 1,2,3 | 4189 | 78247.82 | 0 | 0 | 0 | 0 | 0 | 78247.82 | 0 | 0 | 0 | 78247.82 | 0 | 0 | 0 | 0 | 0 | 0 | 0 | 0 | 0 | 0 | 0 | 0 | 0 | 0 | 0 | 78247.82 | 0 | 0 | 0 | 0 | 0 | 78247.82 | 0 | 0 | 0 | 0 | 0 |  | 0 | 0 | 0 | 0 | 0 | 0
VARIOUS 66KV LINES | 4200 | 0 | 465309.77 | 0 | 0 | 0 | 0 | 465309.77 | 0 | 0 | 0 | 0 | 0 | 0 | 0 | 465309.77 | 0 | 0 | 0 | 0 | 0 | 0 | 0 | 0 | 0 | 0 | 0 | 0 | 0 | 0 | 0 | 0 | 0 | 0 | 0 | 0 | 0 | 0 | 0 |  | 0 | 0 | 0 | 0 | 0 | 0
E.MAGUNDEN-ANTELOPE 220KV | 4207 | 0 | 25798.08 | 0 | 0 | 0 | 0 | 25798.08 | 0 | 0 | 0 | 0 | 0 | 0 | 0 | 25798.08 | 0 | 0 | 0 | 0 | 0 | 0 | 0 | 0 | 0 | 0 | 0 | 0 | 0 | 0 | 0 | 0 | 0 | 0 | 0 | 0 | 0 | 0 | 0 |  | 0 | 0 | 0 | 0 | 0 | 0
ANTELOPE-MESA 220 KV LN | 4307 | 0 | 23141.5 | 0 | 0 | 0 | 0 | 23141.5 | 0 | 0 | 0 | 0 | 0 | 0 | 0 | 23141.5 | 0 | 0 | 0 | 0 | 0 | 0 | 0 | 0 | 0 | 0 | 0 | 0 | 0 | 0 | 0 | 0 | 0 | 0 | 0 | 0 | 0 | 0 | 0 |  | 0 | 0 | 0 | 0 | 0 | 0
EAGLE ROCK-MESA 220KV LN | 4314 | 0 | 5448.73 | 0 | 0 | 0 | 0 | 5448.73 | 0 | 0 | 0 | 0 | 0 | 0 | 0 | 5448.73 | 0 | 0 | 0 | 0 | 0 | 0 | 0 | 0 | 0 | 0 | 0 | 0 | 0 | 0 | 0 | 0 | 0 | 0 | 0 | 0 | 0 | 0 | 0 |  | 0 | 0 | 0 | 0 | 0 | 0
CENTER-MESA 220KV LN | 4319 | 0 | 0 | 0 | 0 | 0 | 0 | 0 | 0 | 0 | 0 | 0 | 0 | 0 | 0 | 0 | 0 | 0 | 0 | 0 | 0 | 0 | 0 | 0 | 0 | 0 | 0 | 0 | 0 | 0 | 0 | 0 | 0 | 0 | 0 | 0 | 0 | 0 | 0 |  | 0 | 0 | 0 | 0 | 0 | 0
EAGLE ROCK-MESA 220KV LN | 4414 | 0 | 0 | 0 | 0 | 0 | 0 | 0 | 0 | 0 | 0 | 0 | 0 | 0 | 0 | 0 | 0 | 0 | 0 | 0 | 0 | 0 | 0 | 0 | 0 | 0 | 0 | 0 | 0 | 0 | 0 | 0 | 0 | 0 | 0 | 0 | 0 | 0 | 0 |  | 0 | 0 | 0 | 0 | 0 | 0
CENTER MESA&OLINDA 220KV | 4419 | 0 | 0 | 0 | 0 | 0 | 0 | 0 | 0 | 0 | 0 | 0 | 0 | 0 | 0 | 0 | 0 | 0 | 0 | 0 | 0 | 0 | 0 | 0 | 0 | 0 | 0 | 0 | 0 | 0 | 0 | 0 | 0 | 0 | 0 | 0 | 0 | 0 | 0 |  | 0 | 0 | 0 | 0 | 0 | 0
ETIWANDA-PADUA 220KV LN | 4518 | 0 | 0 | 0 | 0 | 0 | 0 | 0 | 0 | 0 | 0 | 0 | 0 | 0 | 0 | 0 | 0 | 0 | 0 | 0 | 0 | 0 | 0 | 0 | 0 | 0 | 0 | 0 | 0 | 0 | 0 | 0 | 0 | 0 | 0 | 0 | 0 | 0 | 0 |  | 0 | 0 | 0 | 0 | 0 | 0
DESERT REGION 115KV LINES | 4570 | 0 | 0 | 256666.35 | 0 | 0 | 0 | 256666.35 | 0 | 0 | 0 | 0 | 0 | 0 | 0 | 0 | 256666.35 | 0 | 0 | 0 | 0 | 0 | 0 | 0 | 0 | 0 | 0 | 0 | 0 | 0 | 0 | 0 | 0 | 0 | 0 | 0 | 0 | 0 | 0 |  | 0 | 0 | 0 | 0 | 0 | 0
Northern (Transmission Location) | 4600 | 0 | 106617.96 | 21514.78 | 0 | 14551.73 | 0 | 142684.47 | 0 | 0 | 0 | 0 | 0 | 0 | 0 | 106617.96 | 21514.78 | 0 | 0 | 0 | 0 | 0 | 0 | 0 | 14551.73 | 0 | 0 | 0 | 0 | 0 | 0 | 0 | 0 | 0 | 0 | 0 | 0 | 0 | 0 |  | 0 | 0 | 0 | 0 | 0 | 0
33&66KV LNS IN NRTHEN T/S | 4605 | 0 | 235737.67 | 0 | 83844.39 | 0 | 0 | 319582.06 | 0 | 0 | 0 | 0 | 0 | 0 | 0 | 235737.67 | 0 | 0 | 0 | 0 | 0 | 0 | 0 | 83844.39 | 0 | 0 | 0 | 0 | 0 | 0 | 0 | 0 | 0 | 0 | 0 | 0 | 0 | 0 | 0 |  | 0 | 0 | 0 | 0 | 0 | 0
MOORPARK-PARDEE 200KV LN | 4625 | 0 | 7825.36 | 0 | 0 | 0 | 0 | 7825.36 | 0 | 0 | 0 | 0 | 0 | 0 | 0 | 7825.36 | 0 | 0 | 0 | 0 | 0 | 0 | 0 | 0 | 0 | 0 | 0 | 0 | 0 | 0 | 0 | 0 | 0 | 0 | 0 | 0 | 0 | 0 | 0 |  | 0 | 0 | 0 | 0 | 0 | 0
Eastern (Transmission Location) | 4700 | 33304.81 | 0 | 1232.87 | 0 | 0 | 0 | 34537.68 | 0 | 0 | 0 | 0 | 0 | 0 | 33304.81 | 0 | 1232.87 | 0 | 0 | 0 | 0 | 0 | 0 | 0 | 0 | 0 | 0 | 0 | 0 | 0 | 0 | 0 | 0 | 0 | 0 | 0 | 0 | 0 | 0 |  | 0 | 0 | 0 | 0 | 0 | 0
Various 55kv Lines | 4705 | 243214.84 | 3295.58 | 0 | 0 | 0 | 0 | 246510.42 | 0 | 0 | 0 | 94330.8251 | 1278.19 | 0 | 148884.0149 | 2017.39 | 0 | 0 | 0 | 0 | 0 | 0 | 0 | 0 | 0 | 0 | 0 | 94330.8251 | 1278.19 | 0 | 0 | 0 | 0 | 94330.8251 | 1278.19 | 0 | 0 | 0 | 0 |  | 0 | 0 | 0 | 0 | 0 | 0
LEE VINING-LUNDY 55K 4771 | 4730 | 10584.86 | 0 | 0 | 0 | 0 | 0 | 10584.86 | 0 | 0 | 0 | 0 | 0 | 0 | 10584.86 | 0 | 0 | 0 | 0 | 0 | 0 | 0 | 0 | 0 | 0 | 0 | 0 | 0 | 0 | 0 | 0 | 0 | 0 | 0 | 0 | 0 | 0 | 0 | 0 |  | 0 | 0 | 0 | 0 | 0 | 0
BISHOP CRK55&115KV LINES | 4735 | 137.7 | 0 | 0 | 0 | 0 | 0 | 137.7 | 0 | 0 | 0 | 0 | 0 | 0 | 137.7 | 0 | 0 | 0 | 0 | 0 | 0 | 0 | 0 | 0 | 0 | 0 | 0 | 0 | 0 | 0 | 0 | 0 | 0 | 0 | 0 | 0 | 0 | 0 | 0 |  | 0 | 0 | 0 | 0 | 0 | 0
Various 115kv Lines | 4750 | 14315889.14 | 2901.91 | 173059.35 | 0 | 0 | 0 | 14491850.4 | 0 | 0 | 0 | 3933969.0247 | 796.9059 | 118008.8127 | 10381920.1153 | 2105.0041 | 55050.5373 | 0 | 0 | 0 | 0 | 0 | 0 | 0 | 0 | 0 | 0 | 3933969.0247 | 796.9059 | 118008.8127 | 0 | 0 | 0 | 3933969.0247 | 796.9059 | 118008.8127 | 0 | 0 | 0 | 1 | 0 | 0 | 0 | 0 | 0 | 0
DEVERS-SN BRDNO 220 KV LN | 4756 | 1079576.73 | 0 | 0 | 0 | 0 | 0 | 1079576.73 | 0 | 0 | 0 | 1079559.0701 | 0 | 0 | 17.6599 | 0 | 0 | 0 | 0 | 0 | 0 | 0 | 0 | 0 | 0 | 0 | 0 | 1079559.0701 | 0 | 0 | 0 | 0 | 0 | 1079559.0701 | 0 | 0 | 0 | 0 | 0 |  | 0 | 0 | 0 | 0 | 0 | 0
BLYTHE-EAGLE MT 161 KV LN | 4759 | 33310 | 0 | 0 | 0 | 0 | 0 | 33310 | 0 | 0 | 0 | 33310 | 0 | 0 | 0 | 0 | 0 | 0 | 0 | 0 | 0 | 0 | 0 | 0 | 0 | 0 | 0 | 33310 | 0 | 0 | 0 | 0 | 0 | 33310 | 0 | 0 | 0 | 0 | 0 |  | 0 | 0 | 0 | 0 | 0 | 0
HOOVER-CLWTR 115 KV LN | 4781 | 1277.33 | 0 | 0 | 0 | 0 | 0 | 1277.33 | 0 | 0 | 0 | 1277.33 | 0 | 0 | 0 | 0 | 0 | 0 | 0 | 0 | 0 | 0 | 0 | 0 | 0 | 0 | 0 | 1277.33 | 0 | 0 | 0 | 0 | 0 | 1277.33 | 0 | 0 | 0 | 0 | 0 |  | 0 | 0 | 0 | 0 | 0 | 0
HOOVER-CLWTER 115 KV LN | 4782 | 165196.31 | 0 | 0 | 0 | 0 | 0 | 165196.31 | 0 | 0 | 0 | 165196.31 | 0 | 0 | 0 | 0 | 0 | 0 | 0 | 0 | 0 | 0 | 0 | 0 | 0 | 0 | 0 | 165196.31 | 0 | 0 | 0 | 0 | 0 | 165196.31 | 0 | 0 | 0 | 0 | 0 |  | 0 | 0 | 0 | 0 | 0 | 0

## Antelope Bailey Split BA
Substation | Location # |  | 1 = Assuming EKWRA Reconfiguration HAS occurred | [18 empty] | 2 = Assuming EKWRA Reconfiguration HAS NOT occurred
|  |  | TAG | GENERATION RELATED PLANT COST |  |  | IS0 RELATED PLANT COST |  |  | NON-ISO RELATED PLANT |  |  | GENERATION RELATED PLANT COST |  |  | IS0 RELATED PLANT COST |  |  | NON-ISO RELATED PLANT |  |  | TAG | GENERATION RELATED PLANT COST |  |  | IS0 RELATED PLANT COST |  |  | NON-ISO RELATED PLANT |  |  | GENERATION RELATED PLANT COST |  |  | IS0 RELATED PLANT COST |  |  | NON-ISO RELATED PLANT |  |  |  | GENERATION RELATED PLANT COST |  |  | IS0 RELATED PLANT COST |  |  | NON-ISO RELATED PLANT |  |  | GENERATION RELATED PLANT COST |  |  | IS0 RELATED PLANT COST |  |  | NON-ISO RELATED PLANT
|  |  |  | A/C 350 | A/C 352 | A/C 353 | A/C 350 | A/C 352 | A/C 353 | A/C 350 | A/C 352 | A/C 353 | A/C 360 | A/C 361 | A/C 362 | A/C 360 | A/C 361 | A/C 362 | A/C 360 | A/C 361 | A/C 362 |  | A/C 350 | A/C 352 | A/C 353 | A/C 350 | A/C 352 | A/C 353 | A/C 350 | A/C 352 | A/C 353 | A/C 360 | A/C 361 | A/C 362 | A/C 360 | A/C 361 | A/C 362 | A/C 360 | A/C 361 | A/C 362 |  | A/C 350 | A/C 352 | A/C 353 | A/C 350 | A/C 352 | A/C 353 | A/C 350 | A/C 352 | A/C 353 | A/C 360 | A/C 361 | A/C 362 | A/C 360 | A/C 361 | A/C 362 | A/C 360 | A/C 361 | A/C 362
#6 5365 Acton | 5365 | 1 | CPUC | 0 | 0 | 0 | 0 | 0 | 0 | 24167.43 | 0 | 0 | 0 | 0 | 0 | 0 | 0 | 0 | 466445.89 | 2122529.77 | 8512832.88 | Mix | 0 | 0 | 0 | 3768.4968 | 0 | 0 | 20398.9332 | 0 | 0 | 0 | 0 | 0 | 72734.2471 | 372807.2149 | 1285595.4233 | 393711.6429 | 1749722.5551 | 7227237.4567 | 0 | 0 | 0 | 0 | -3768.4968 | 0 | 0 | 3768.4968 | 0 | 0 | 0 | 0 | 0 | -72734.2471 | -372807.2149 | -1285595.4233 | 72734.2471 | 372807.2149 | 1285595.4233
#73 5539 Anaverde | 5539 | 1 | CPUC | 0 | 0 | 0 | 0 | 0 | 0 | 0 | 0 | 0 | 0 | 0 | 0 | 0 | 0 | 0 | 157.24 | 740624.81 | 9961714.43 | Mix | 0 | 0 | 0 | 0 | 0 | 0 | 0 | 0 | 0 | 0 | 0 | 0 | 1.0846 | 5108.8188 | 68715.7561 | 156.1554 | 735515.9912 | 9892998.6739 | 0 | 0 | 0 | 0 | 0 | 0 | 0 | 0 | 0 | 0 | 0 | 0 | 0 | -1.0846 | -5108.8188 | -68715.7561 | 1.0846 | 5108.8188 | 68715.7561
#74 5599 Helijet | 5599 | 1 | CPUC | 0 | 0 | 0 | 0 | 0 | 0 | 0 | 0 | 488671.31 | 0 | 0 | 0 | 0 | 0 | 0 | 0 | 235231.04 | 2232856.44 | Mix | 0 | 0 | 0 | 0 | 0 | 346134.01 | 0 | 0 | 142537.3 | 0 | 0 | 0 | 0 | 31900.9023 | 22946.4944 | 0 | 203330.1377 | 2209909.9456 | 0 | 0 | 0 | 0 | 0 | 0 | -346134.01 | 0 | 0 | 346134.01 | 0 | 0 | 0 | 0 | -31900.9023 | -22946.4944 | 0 | 31900.9023 | 22946.4944
#75 5564 Palmdale | 5564 | 1 | CPUC | 0 | 0 | 0 | 0 | 0 | 0 | 0 | 0 | 713949.48 | 0 | 0 | 0 | 0 | 0 | 0 | 62303.26 | 433884.24 | 7508731.79 | Mix | 0 | 0 | 0 | 0 | 0 | 688370.2604 | 0 | 0 | 25579.2196 | 0 | 0 | 0 | 7222.5745 | 11805.736 | 303345.9633 | 55080.6855 | 422078.504 | 7205385.8267 | 0 | 0 | 0 | 0 | 0 | 0 | -688370.2604 | 0 | 0 | 688370.2604 | 0 | 0 | 0 | -7222.5745 | -11805.736 | -303345.9633 | 7222.5745 | 11805.736 | 303345.9633
#76 5518 Little Rock | 5518 | 1 | CPUC | 0 | 0 | 0 | 0 | 0 | 0 | 0 | 0 | 1176404.35 | 0 | 0 | 0 | 0 | 0 | 0 | 442.59 | 367752.41 | 8625515.03 | Mix | 0 | 0 | 0 | 0 | 0 | 379880.8252 | 0 | 0 | 796523.5248 | 0 | 0 | 0 | 66.5924 | 48835.8227 | 1101418.8977 | 375.9976 | 318916.5873 | 7524096.1323 | 0 | 0 | 0 | 0 | 0 | 0 | -379880.8252 | 0 | 0 | 379880.8252 | 0 | 0 | 0 | -66.5924 | -48835.8227 | -1101418.8977 | 66.5924 | 48835.8227 | 1101418.8977
#77 5522 Shuttle | 5522 | 1 | CPUC | 0 | 0 | 0 | 0 | 0 | 0 | 0 | 0 | 1018975.84 | 0 | 0 | 0 | 0 | 0 | 0 | 11913.32 | 432520.58 | 7623460.37 | Mix | 0 | 0 | 0 | 0 | 0 | 798317.91 | 0 | 0 | 220657.93 | 0 | 0 | 0 | 1100.4555 | 39952.7306 | 0 | 10812.8645 | 392567.8494 | 7623460.37 | 0 | 0 | 0 | 0 | 0 | 0 | -798317.91 | 0 | 0 | 798317.91 | 0 | 0 | 0 | -1100.4555 | -39952.7306 | 0 | 1100.4555 | 39952.7306 | 0
#78 5548 Oasis | 5548 | 1 | CPUC | 0 | 0 | 0 | 0 | 0 | 0 | 0 | 0 | 618665.22 | 0 | 0 | 0 | 0 | 0 | 0 | 5187.77 | 1523549.63 | 9254860.19 | Mix | 0 | 0 | 0 | 0 | 0 | 395907.3905 | 0 | 0 | 222757.8295 | 0 | 0 | 0 | 332.4442 | 45626.5883 | 288816.6797 | 4855.3258 | 1477923.0417 | 8966043.5103 | 0 | 0 | 0 | 0 | 0 | 0 | -395907.3905 | 0 | 0 | 395907.3905 | 0 | 0 | 0 | -332.4442 | -45626.5883 | -288816.6797 | 332.4442 | 45626.5883 | 288816.6797
#79 5545 Piute | 5545 | 1 | CPUC | 0 | 0 | 0 | 0 | 0 | 0 | 0 | 0 | 140208.6 | 0 | 0 | 0 | 0 | 0 | 0 | 3756.67 | 55479.61 | 619929.9 | Mix | 0 | 0 | 0 | 0 | 0 | 140208.6 | 0 | 0 | 0 | 0 | 0 | 0 | 972.4694 | 14361.7155 | 56564.4646 | 2784.2006 | 41117.8945 | 563365.4354 | 0 | 0 | 0 | 0 | 0 | 0 | -140208.6 | 0 | 0 | 140208.6 | 0 | 0 | 0 | -972.4694 | -14361.7155 | -56564.4646 | 972.4694 | 14361.7155 | 56564.4646
#80 5530 Redman | 5530 | 1 | CPUC | 0 | 0 | 0 | 0 | 0 | 0 | 0 | 0 | 276827.8 | 0 | 0 | 0 | 0 | 0 | 0 | 959.21 | 18768.36 | 751032.67 | Mix | 0 | 0 | 0 | 0 | 0 | 276510.1473 | 0 | 0 | 317.6527 | 0 | 0 | 0 | 321.0346 | 6281.5153 | 67500.7988 | 638.1754 | 12486.8447 | 683531.8712 | 0 | 0 | 0 | 0 | 0 | 0 | -276510.1473 | 0 | 0 | 276510.1473 | 0 | 0 | 0 | -321.0346 | -6281.5153 | -67500.7988 | 321.0346 | 6281.5153 | 67500.7988
#81 5514 Lancaster | 5514 | 1 | CPUC | 0 | 0 | 0 | 0 | 0 | 0 | 0 | 0 | 1071715.48 | 0 | 0 | 0 | 0 | 0 | 0 | 0 | 333421.91 | 5975488.62 | Mix | 0 | 0 | 0 | 0 | 0 | 1039386.3904 | 0 | 0 | 32329.0896 | 0 | 0 | 0 | 0 | 76007.4153 | 582351.7324 | 0 | 257414.4947 | 5393136.8876 | 0 | 0 | 0 | 0 | 0 | 0 | -1039386.3904 | 0 | 0 | 1039386.3904 | 0 | 0 | 0 | 0 | -76007.4153 | -582351.7324 | 0 | 76007.4153 | 582351.7324
#82 5508 Del Sur | 5508 | 1 | CPUC | 0 | 0 | 0 | 0 | 0 | 0 | 0 | 0 | 416587.12 | 0 | 0 | 0 | 0 | 0 | 0 | 1492.8 | 382653.58 | 5903778.25 | Mix | 0 | 0 | 0 | 0 | 0 | 392255.9957 | 0 | 0 | 24331.1243 | 0 | 0 | 0 | 103.7704 | 26599.7668 | 47097.6494 | 1389.0296 | 356053.8132 | 5856680.6006 | 0 | 0 | 0 | 0 | 0 | 0 | -392255.9957 | 0 | 0 | 392255.9957 | 0 | 0 | 0 | -103.7704 | -26599.7668 | -47097.6494 | 103.7704 | 26599.7668 | 47097.6494
#83 5511 Goldtown | 5511 | 1 | CPUC | 0 | 0 | 0 | 0 | 0 | 0 | 0 | 0 | 485767.81 | 0 | 0 | 0 | 0 | 0 | 0 | 187.19 | 148976.93 | 1787024.05 | Mix | 0 | 0 | 0 | 0 | 0 | 472673.53 | 0 | 0 | 13094.28 | 0 | 0 | 0 | 73.4307 | 58440.5004 | 418894.6715 | 113.7593 | 90536.4296 | 1368129.3785 | 0 | 0 | 0 | 0 | 0 | 0 | -472673.53 | 0 | 0 | 472673.53 | 0 | 0 | 0 | -73.4307 | -58440.5004 | -418894.6715 | 73.4307 | 58440.5004 | 418894.6715
#84 5547 Corum | 5547 | 1 | CPUC | 0 | 0 | 0 | 0 | 0 | 0 | 0 | 0 | 0 | 0 | 0 | 0 | 0 | 0 | 0 | 384.16 | 33392.47 | 579541.88 | Mix | 0 | 0 | 0 | 0 | 0 | 0 | 0 | 0 | 0 | 0 | 0 | 0 | 9.8413 | 855.4361 | 14846.4928 | 374.3187 | 32537.0339 | 564695.3872 | 0 | 0 | 0 | 0 | 0 | 0 | 0 | 0 | 0 | 0 | 0 | 0 | 0 | -9.8413 | -855.4361 | -14846.4928 | 9.8413 | 855.4361 | 14846.4928
#85 5541 Rosamond | 5541 | 1 | CPUC | 0 | 0 | 0 | 0 | 0 | 0 | 0 | 0 | 560191.65 | 0 | 0 | 0 | 0 | 0 | 0 | 1087.87 | 77814.95 | 2300493.55 | Mix | 0 | 0 | 0 | 0 | 0 | 560191.65 | 0 | 0 | 0 | 0 | 0 | 0 | 349.6013 | 25006.8549 | 359127.0624 | 738.2687 | 52808.0951 | 1941366.4876 | 0 | 0 | 0 | 0 | 0 | 0 | -560191.65 | 0 | 0 | 560191.65 | 0 | 0 | 0 | -349.6013 | -25006.8549 | -359127.0624 | 349.6013 | 25006.8549 | 359127.0624
#86 5553 Cal Cement | 5553 | 1 | CPUC | 0 | 0 | 0 | 0 | 0 | 0 | 0 | 4528.73 | 231734.5 | 0 | 0 | 0 | 0 | 0 | 0 | 0 | 50566.97 | 1419065.96 | Mix | 0 | 0 | 0 | 0 | 2432.6345 | 231734.5 | 0 | 2096.0955 | 0 | 0 | 0 | 0 | 0 | 27134.333 | 655030.8816 | 0 | 23432.637 | 764035.0784 | 0 | 0 | 0 | 0 | 0 | -2432.6345 | -231734.5 | 0 | 2432.6345 | 231734.5 | 0 | 0 | 0 | 0 | -27134.333 | -655030.8816 | 0 | 27134.333 | 655030.8816
#87 5357 Cummings | 5357 | 1 | CPUC | 0 | 0 | 0 | 0 | 0 | 0 | 0 | 0 | 50024.65 | 0 | 0 | 0 | 0 | 0 | 0 | 678.89 | 12925.8 | 1172975.28 | Mix | 0 | 0 | 0 | 0 | 0 | 50024.65 | 0 | 0 | 0 | 0 | 0 | 0 | 57.317 | 1091.2927 | 53230.1466 | 621.573 | 11834.5073 | 1119745.1334 | 0 | 0 | 0 | 0 | 0 | 0 | -50024.65 | 0 | 0 | 50024.65 | 0 | 0 | 0 | -57.317 | -1091.2927 | -53230.1466 | 57.317 | 1091.2927 | 53230.1466
#88 5566 Quartz Hill | 5566 | 1 | CPUC | 0 | 0 | 0 | 0 | 0 | 0 | 0 | 0 | 189904.62 | 0 | 0 | 0 | 0 | 0 | 0 | 15905.07 | 290769.74 | 6263764.44 | Mix | 0 | 0 | 0 | 0 | 0 | 189904.62 | 0 | 0 | 0 | 0 | 0 | 0 | 3074.3734 | 52474.1239 | 1061288.7966 | 12830.6966 | 238295.6161 | 5202475.6434 | 0 | 0 | 0 | 0 | 0 | 0 | -189904.62 | 0 | 0 | 189904.62 | 0 | 0 | 0 | -3074.3734 | -52474.1239 | -1061288.7966 | 3074.3734 | 52474.1239 | 1061288.7966
#90 5512 Gorman | 5512 | 1 | CPUC | 0 | 0 | 0 | 0 | 0 | 0 | 0 | 0 | 0 | 0 | 0 | 0 | 0 | 0 | 0 | 382.78 | 164070.01 | 1031548.77 | Mix | 0 | 0 | 0 | 0 | 0 | 0 | 0 | 0 | 0 | 0 | 0 | 0 | 56.9346 | 24403.7288 | 153432.2846 | 325.8454 | 139666.2812 | 878116.4854 | 0 | 0 | 0 | 0 | 0 | 0 | 0 | 0 | 0 | 0 | 0 | 0 | 0 | -56.9346 | -24403.7288 | -153432.2846 | 56.9346 | 24403.7288 | 153432.2846
#92 5079 Wind Hub | 5079 |  | Mix | 0 | 0 | 0 | [6 empty] | 0 | 0 | 0 | [6 empty] | Mix | 0 | 0 | 0 | [6 empty] | 0 | 0 | 0 | [6 empty] | 0 | 0 | 0 | 0 | 0 | 0 | 0 | 0 | 0 | 0 | 0 | 0 | 0 | 0 | 0 | 0 | 0 | 0 | 0
#93 5358 Monolith | 5358 | 1 | CPUC | 0 | 0 | 0 | 0 | 0 | 0 | 0 | 0 | 1245448.76 | 0 | 0 | 0 | 0 | 0 | 0 | 295.7 | 640438.55 | 8271511.78 | Mix | 0 | 0 | 0 | 0 | 0 | 1142050.1483 | 0 | 0 | 103398.6117 | 0 | 0 | 0 | 37.6309 | 79982.5371 | 70602.5503 | 258.0691 | 560456.0129 | 8200909.2297 | 0 | 0 | 0 | 0 | 0 | 0 | -1142050.1483 | 0 | 0 | 1142050.1483 | 0 | 0 | 0 | -37.6309 | -79982.5371 | -70602.5503 | 37.6309 | 79982.5371 | 70602.5503
#97 8504 Ritter Ranch | 8504 | 1 | CPUC | 0 | 0 | 0 | 0 | 0 | 0 | 942423.45 | 0 | 0 | 0 | 0 | 0 | 0 | 0 | 0 | 0 | 610351.94 | 8828177.49 | Mix | 0 | 0 | 0 | 351410.0006 | 0 | 0 | 591013.4494 | 0 | 0 | 0 | 0 | 0 | 0 | 227597.6227 | 3291832.6642 | 0 | 382754.3173 | 5536344.8258 | 0 | 0 | 0 | 0 | -351410.0006 | 0 | 0 | 351410.0006 | 0 | 0 | 0 | 0 | 0 | 0 | -227597.6227 | -3291832.6642 | 0 | 227597.6227 | 3291832.6642
2313 Kern River | 2313 | 1 | CPUC | 0 | 0 | 0 | 0 | 0 | 0 | 0 | 4183.66 | 354262.18 | 0 | 0 | 0 | 0 | 0 | 0 | 0 | 0 | 0 | Mix | 0 | 0 | 0 | 0 | 2138.0428 | 181855.9194 | 0 | 2045.6172 | 172406.2606 | 0 | 0 | 0 | 0 | 0 | 0 | 0 | 0 | 0 | 0 | 0 | 0 | 0 | 0 | -2138.0428 | -181855.9194 | 0 | 2138.0428 | 181855.9194 | 0 | 0 | 0 | 0 | 0 | 0 | 0 | 0 | 0